F5_Commercial_Warehouse_Existing_Space Heating_Natural Gas_Furnace_E5 | F5 | Commercial | Warehouse | Existing | Space Heating | Natural Gas | Furnace | E5 | Utility - Cost of Operation | 0 | 0 | 0 | 0 | 0 | 0 | 0 | 0 | 0 | 0 | 0 | 0 | 0 | 0 | 0 | 0 | 0 | 0 | 0 | 0 | 0 | 0 | 0 | 0 | 0 | 0 | 0
F5_Commercial_Warehouse_Existing_Space Heating_Natural Gas_Furnace_E6 | F5 | Commercial | Warehouse | Existing | Space Heating | Natural Gas | Furnace | E6 | Utility - Cost of Operation | 0 | 0 | 0 | 0 | 0 | 0 | 0 | 0 | 0 | 0 | 0 | 0 | 0 | 0 | 0 | 0 | 0 | 0 | 0 | 0 | 0 | 0 | 0 | 0 | 0 | 0 | 0
F5_Commercial_Warehouse_Existing_Space Heating_Natural Gas_Furnace_E7 | F5 | Commercial | Warehouse | Existing | Space Heating | Natural Gas | Furnace | E7 | Utility - Cost of Operation | 0 | 0 | 0 | 0 | 0 | 0 | 0 | 0 | 0 | 0 | 0 | 0 | 0 | 0 | 0 | 0 | 0 | 0 | 0 | 0 | 0 | 0 | 0 | 0 | 0 | 0 | 0
F5_Commercial_Warehouse_Existing_Space Heating_Natural Gas_Furnace_E8 | F5 | Commercial | Warehouse | Existing | Space Heating | Natural Gas | Furnace | E8 | Utility - Cost of Operation | 0 | 0 | 0 | 0 | 0 | 0 | 0 | 0 | 0 | 0 | 0 | 0 | 0 | 0 | 0 | 0 | 0 | 0 | 0 | 0 | 0 | 0 | 0 | 0 | 0 | 0 | 0
F5_Commercial_Warehouse_Existing_Space Heating_Natural Gas_Furnace_E9 | F5 | Commercial | Warehouse | Existing | Space Heating | Natural Gas | Furnace | E9 | Utility - Cost of Operation | 0 | 0 | 0 | 0 | 0 | 0 | 0 | 0 | 0 | 0 | 0 | 0 | 0 | 0 | 0 | 0 | 0 | 0 | 0 | 0 | 0 | 0 | 0 | 0 | 0 | 0 | 0
F5_Commercial_Warehouse_Existing_Space Heating_Natural Gas_Furnace_E10 | F5 | Commercial | Warehouse | Existing | Space Heating | Natural Gas | Furnace | E10 | Utility - Cost of Operation | 0 | 0 | 0 | 0 | 0 | 0 | 0 | 0 | 0 | 0 | 0 | 0 | 0 | 0 | 0 | 0 | 0 | 0 | 0 | 0 | 0 | 0 | 0 | 0 | 0 | 0 | 0
F6_Commercial_Warehouse_Existing_Space Heating_Natural Gas_Furnace_E1 | F6 | Commercial | Warehouse | Existing | Space Heating | Natural Gas | Furnace | E1 | Utility - Value of Sales | 0 | 0 | 0 | 0 | 0 | 0 | 0 | 0 | 0 | 0 | 0 | 0 | 0 | 0 | 0 | 0 | 0 | 0 | 0 | 0 | 0 | 0 | 0 | 0 | 0 | 0 | 0
F6_Commercial_Warehouse_Existing_Space Heating_Natural Gas_Furnace_E2 | F6 | Commercial | Warehouse | Existing | Space Heating | Natural Gas | Furnace | E2 | Utility - Value of Sales | 0 | 0 | 0 | 0 | 0 | 0 | 0 | 0 | 0 | 0 | 0 | 0 | 0 | 0 | 0 | 0 | 0 | 0 | 0 | 0 | 0 | 0 | 0 | 0 | 0 | 0 | 0
F6_Commercial_Warehouse_Existing_Space Heating_Natural Gas_Furnace_E3 | F6 | Commercial | Warehouse | Existing | Space Heating | Natural Gas | Furnace | E3 | Utility - Value of Sales | 0 | 0 | 0 | 0 | 0 | 0 | 0 | 0 | 0 | 0 | 0 | 0 | 0 | 0 | 0 | 0 | 0 | 0 | 0 | 0 | 0 | 0 | 0 | 0 | 0 | 0 | 0
F6_Commercial_Warehouse_Existing_Space Heating_Natural Gas_Furnace_E4 | F6 | Commercial | Warehouse | Existing | Space Heating | Natural Gas | Furnace | E4 | Utility - Value of Sales | 0 | 0 | 0 | 0 | 0 | 0 | 0 | 0 | 0 | 0 | 0 | 0 | 0 | 0 | 0 | 0 | 0 | 0 | 0 | 0 | 0 | 0 | 0 | 0 | 0 | 0 | 0
F6_Commercial_Warehouse_Existing_Space Heating_Natural Gas_Furnace_E5 | F6 | Commercial | Warehouse | Existing | Space Heating | Natural Gas | Furnace | E5 | Utility - Value of Sales | 0 | 0 | 0 | 0 | 0 | 0 | 0 | 0 | 0 | 0 | 0 | 0 | 0 | 0 | 0 | 0 | 0 | 0 | 0 | 0 | 0 | 0 | 0 | 0 | 0 | 0 | 0
F6_Commercial_Warehouse_Existing_Space Heating_Natural Gas_Furnace_E6 | F6 | Commercial | Warehouse | Existing | Space Heating | Natural Gas | Furnace | E6 | Utility - Value of Sales | 0 | 0 | 0 | 0 | 0 | 0 | 0 | 0 | 0 | 0 | 0 | 0 | 0 | 0 | 0 | 0 | 0 | 0 | 0 | 0 | 0 | 0 | 0 | 0 | 0 | 0 | 0
F6_Commercial_Warehouse_Existing_Space Heating_Natural Gas_Furnace_E7 | F6 | Commercial | Warehouse | Existing | Space Heating | Natural Gas | Furnace | E7 | Utility - Value of Sales | 0 | 0 | 0 | 0 | 0 | 0 | 0 | 0 | 0 | 0 | 0 | 0 | 0 | 0 | 0 | 0 | 0 | 0 | 0 | 0 | 0 | 0 | 0 | 0 | 0 | 0 | 0
F6_Commercial_Warehouse_Existing_Space Heating_Natural Gas_Furnace_E8 | F6 | Commercial | Warehouse | Existing | Space Heating | Natural Gas | Furnace | E8 | Utility - Value of Sales | 0 | 0 | 0 | 0 | 0 | 0 | 0 | 0 | 0 | 0 | 0 | 0 | 0 | 0 | 0 | 0 | 0 | 0 | 0 | 0 | 0 | 0 | 0 | 0 | 0 | 0 | 0
F6_Commercial_Warehouse_Existing_Space Heating_Natural Gas_Furnace_E9 | F6 | Commercial | Warehouse | Existing | Space Heating | Natural Gas | Furnace | E9 | Utility - Value of Sales | 0 | 0 | 0 | 0 | 0 | 0 | 0 | 0 | 0 | 0 | 0 | 0 | 0 | 0 | 0 | 0 | 0 | 0 | 0 | 0 | 0 | 0 | 0 | 0 | 0 | 0 | 0
F6_Commercial_Warehouse_Existing_Space Heating_Natural Gas_Furnace_E10 | F6 | Commercial | Warehouse | Existing | Space Heating | Natural Gas | Furnace | E10 | Utility - Value of Sales | 0 | 0 | 0 | 0 | 0 | 0 | 0 | 0 | 0 | 0 | 0 | 0 | 0 | 0 | 0 | 0 | 0 | 0 | 0 | 0 | 0 | 0 | 0 | 0 | 0 | 0 | 0
F1_Commercial_Warehouse_Existing_Space Heating_Natural Gas_Boiler_E1 | F1 | Commercial | Warehouse | Existing | Space Heating | Natural Gas | Boiler | E1 | RVT - Cost of Equipment | 0.1748 | 0.1748 | 0.1748 | 0.1748 | 0.1748 | 0.1748 | 0.1748 | 0.1748 | 0.1748 | 0.1748 | 0.1748 | 0.1748 | 0.1748 | 0.1748 | 0.1748 | 0.1748 | 0.1748 | 0.1748 | 0.1748 | 0.1748 | 0.1748 | 0.1748 | 0.1748 | 0.1748 | 0.1748 | 0.1748 | 0.1748
F1_Commercial_Warehouse_Existing_Space Heating_Natural Gas_Boiler_E2 | F1 | Commercial | Warehouse | Existing | Space Heating | Natural Gas | Boiler | E2 | RVT - Cost of Equipment | 0.19887 | 0.19887 | 0.19887 | 0.19887 | 0.19887 | 0.19887 | 0.19887 | 0.19887 | 0.19887 | 0.19887 | 0.19887 | 0.19887 | 0.19887 | 0.19887 | 0.19887 | 0.19887 | 0.19887 | 0.19887 | 0.19887 | 0.19887 | 0.19887 | 0.19887 | 0.19887 | 0.19887 | 0.19887 | 0.19887 | 0.19887
F1_Commercial_Warehouse_Existing_Space Heating_Natural Gas_Boiler_E3 | F1 | Commercial | Warehouse | Existing | Space Heating | Natural Gas | Boiler | E3 | RVT - Cost of Equipment | 0.24721 | 0.24721 | 0.24721 | 0.24721 | 0.24721 | 0.24721 | 0.24721 | 0.24721 | 0.24721 | 0.24721 | 0.24721 | 0.24721 | 0.24721 | 0.24721 | 0.24721 | 0.24721 | 0.24721 | 0.24721 | 0.24721 | 0.24721 | 0.24721 | 0.24721 | 0.24721 | 0.24721 | 0.24721 | 0.24721 | 0.24721
F1_Commercial_Warehouse_Existing_Space Heating_Natural Gas_Boiler_E4 | F1 | Commercial | Warehouse | Existing | Space Heating | Natural Gas | Boiler | E4 | RVT - Cost of Equipment | 0.922 | 0.922 | 0.922 | 0.922 | 0.922 | 0.922 | 0.922 | 0.922 | 0.922 | 0.922 | 0.922 | 0.922 | 0.922 | 0.922 | 0.922 | 0.922 | 0.922 | 0.922 | 0.922 | 0.922 | 0.922 | 0.922 | 0.922 | 0.922 | 0.922 | 0.922 | 0.922
F1_Commercial_Warehouse_Existing_Space Heating_Natural Gas_Boiler_E5 | F1 | Commercial | Warehouse | Existing | Space Heating | Natural Gas | Boiler | E5 | RVT - Cost of Equipment | 0 | 0 | 0 | 0 | 0 | 0 | 0 | 0 | 0 | 0 | 0 | 0 | 0 | 0 | 0 | 0 | 0 | 0 | 0 | 0 | 0 | 0 | 0 | 0 | 0 | 0 | 0
F1_Commercial_Warehouse_Existing_Space Heating_Natural Gas_Boiler_E6 | F1 | Commercial | Warehouse | Existing | Space Heating | Natural Gas | Boiler | E6 | RVT - Cost of Equipment | 0 | 0 | 0 | 0 | 0 | 0 | 0 | 0 | 0 | 0 | 0 | 0 | 0 | 0 | 0 | 0 | 0 | 0 | 0 | 0 | 0 | 0 | 0 | 0 | 0 | 0 | 0
F1_Commercial_Warehouse_Existing_Space Heating_Natural Gas_Boiler_E7 | F1 | Commercial | Warehouse | Existing | Space Heating | Natural Gas | Boiler | E7 | RVT - Cost of Equipment | 0 | 0 | 0 | 0 | 0 | 0 | 0 | 0 | 0 | 0 | 0 | 0 | 0 | 0 | 0 | 0 | 0 | 0 | 0 | 0 | 0 | 0 | 0 | 0 | 0 | 0 | 0
F1_Commercial_Warehouse_Existing_Space Heating_Natural Gas_Boiler_E8 | F1 | Commercial | Warehouse | Existing | Space Heating | Natural Gas | Boiler | E8 | RVT - Cost of Equipment | 0 | 0 | 0 | 0 | 0 | 0 | 0 | 0 | 0 | 0 | 0 | 0 | 0 | 0 | 0 | 0 | 0 | 0 | 0 | 0 | 0 | 0 | 0 | 0 | 0 | 0 | 0
F1_Commercial_Warehouse_Existing_Space Heating_Natural Gas_Boiler_E9 | F1 | Commercial | Warehouse | Existing | Space Heating | Natural Gas | Boiler | E9 | RVT - Cost of Equipment | 0 | 0 | 0 | 0 | 0 | 0 | 0 | 0 | 0 | 0 | 0 | 0 | 0 | 0 | 0 | 0 | 0 | 0 | 0 | 0 | 0 | 0 | 0 | 0 | 0 | 0 | 0
F1_Commercial_Warehouse_Existing_Space Heating_Natural Gas_Boiler_E10 | F1 | Commercial | Warehouse | Existing | Space Heating | Natural Gas | Boiler | E10 | RVT - Cost of Equipment | 0 | 0 | 0 | 0 | 0 | 0 | 0 | 0 | 0 | 0 | 0 | 0 | 0 | 0 | 0 | 0 | 0 | 0 | 0 | 0 | 0 | 0 | 0 | 0 | 0 | 0 | 0
F2_Commercial_Warehouse_Existing_Space Heating_Natural Gas_Boiler_E1 | F2 | Commercial | Warehouse | Existing | Space Heating | Natural Gas | Boiler | E1 | RVT - Cost of Operation | 0 | 0 | 0 | 0 | 0 | 0 | 0 | 0 | 0 | 0 | 0 | 0 | 0 | 0 | 0 | 0 | 0 | 0 | 0 | 0 | 0 | 0 | 0 | 0 | 0 | 0 | 0
F2_Commercial_Warehouse_Existing_Space Heating_Natural Gas_Boiler_E2 | F2 | Commercial | Warehouse | Existing | Space Heating | Natural Gas | Boiler | E2 | RVT - Cost of Operation | 0 | 0 | 0 | 0 | 0 | 0 | 0 | 0 | 0 | 0 | 0 | 0 | 0 | 0 | 0 | 0 | 0 | 0 | 0 | 0 | 0 | 0 | 0 | 0 | 0 | 0 | 0
F2_Commercial_Warehouse_Existing_Space Heating_Natural Gas_Boiler_E3 | F2 | Commercial | Warehouse | Existing | Space Heating | Natural Gas | Boiler | E3 | RVT - Cost of Operation | 0 | 0 | 0 | 0 | 0 | 0 | 0 | 0 | 0 | 0 | 0 | 0 | 0 | 0 | 0 | 0 | 0 | 0 | 0 | 0 | 0 | 0 | 0 | 0 | 0 | 0 | 0
F2_Commercial_Warehouse_Existing_Space Heating_Natural Gas_Boiler_E4 | F2 | Commercial | Warehouse | Existing | Space Heating | Natural Gas | Boiler | E4 | RVT - Cost of Operation | 0 | 0 | 0 | 0 | 0 | 0 | 0 | 0 | 0 | 0 | 0 | 0 | 0 | 0 | 0 | 0 | 0 | 0 | 0 | 0 | 0 | 0 | 0 | 0 | 0 | 0 | 0
F2_Commercial_Warehouse_Existing_Space Heating_Natural Gas_Boiler_E5 | F2 | Commercial | Warehouse | Existing | Space Heating | Natural Gas | Boiler | E5 | RVT - Cost of Operation | 0 | 0 | 0 | 0 | 0 | 0 | 0 | 0 | 0 | 0 | 0 | 0 | 0 | 0 | 0 | 0 | 0 | 0 | 0 | 0 | 0 | 0 | 0 | 0 | 0 | 0 | 0
F2_Commercial_Warehouse_Existing_Space Heating_Natural Gas_Boiler_E6 | F2 | Commercial | Warehouse | Existing | Space Heating | Natural Gas | Boiler | E6 | RVT - Cost of Operation | 0 | 0 | 0 | 0 | 0 | 0 | 0 | 0 | 0 | 0 | 0 | 0 | 0 | 0 | 0 | 0 | 0 | 0 | 0 | 0 | 0 | 0 | 0 | 0 | 0 | 0 | 0
F2_Commercial_Warehouse_Existing_Space Heating_Natural Gas_Boiler_E7 | F2 | Commercial | Warehouse | Existing | Space Heating | Natural Gas | Boiler | E7 | RVT - Cost of Operation | 0 | 0 | 0 | 0 | 0 | 0 | 0 | 0 | 0 | 0 | 0 | 0 | 0 | 0 | 0 | 0 | 0 | 0 | 0 | 0 | 0 | 0 | 0 | 0 | 0 | 0 | 0
F2_Commercial_Warehouse_Existing_Space Heating_Natural Gas_Boiler_E8 | F2 | Commercial | Warehouse | Existing | Space Heating | Natural Gas | Boiler | E8 | RVT - Cost of Operation | 0 | 0 | 0 | 0 | 0 | 0 | 0 | 0 | 0 | 0 | 0 | 0 | 0 | 0 | 0 | 0 | 0 | 0 | 0 | 0 | 0 | 0 | 0 | 0 | 0 | 0 | 0
F2_Commercial_Warehouse_Existing_Space Heating_Natural Gas_Boiler_E9 | F2 | Commercial | Warehouse | Existing | Space Heating | Natural Gas | Boiler | E9 | RVT - Cost of Operation | 0 | 0 | 0 | 0 | 0 | 0 | 0 | 0 | 0 | 0 | 0 | 0 | 0 | 0 | 0 | 0 | 0 | 0 | 0 | 0 | 0 | 0 | 0 | 0 | 0 | 0 | 0
F2_Commercial_Warehouse_Existing_Space Heating_Natural Gas_Boiler_E10 | F2 | Commercial | Warehouse | Existing | Space Heating | Natural Gas | Boiler | E10 | RVT - Cost of Operation | 0 | 0 | 0 | 0 | 0 | 0 | 0 | 0 | 0 | 0 | 0 | 0 | 0 | 0 | 0 | 0 | 0 | 0 | 0 | 0 | 0 | 0 | 0 | 0 | 0 | 0 | 0
F3_Commercial_Warehouse_Existing_Space Heating_Natural Gas_Boiler_E1 | F3 | Commercial | Warehouse | Existing | Space Heating | Natural Gas | Boiler | E1 | System - kBTUs of Consumption | 119.5672 | 119.8877 | 119.869 | 119.869 | 119.869 | 119.869 | 119.869 | 119.869 | 119.869 | 119.869 | 119.869 | 119.869 | 119.869 | 119.869 | 119.869 | 119.869 | 119.869 | 119.869 | 119.869 | 119.869 | 119.869 | 119.869 | 119.869 | 119.869 | 119.869 | 119.869 | 119.869
F3_Commercial_Warehouse_Existing_Space Heating_Natural Gas_Boiler_E2 | F3 | Commercial | Warehouse | Existing | Space Heating | Natural Gas | Boiler | E2 | System - kBTUs of Consumption | 112.5338 | 112.8355 | 112.8179 | 112.8179 | 112.8179 | 112.8179 | 112.8179 | 112.8179 | 112.8179 | 112.8179 | 112.8179 | 112.8179 | 112.8179 | 112.8179 | 112.8179 | 112.8179 | 112.8179 | 112.8179 | 112.8179 | 112.8179 | 112.8179 | 112.8179 | 112.8179 | 112.8179 | 112.8179 | 112.8179 | 112.8179
F3_Commercial_Warehouse_Existing_Space Heating_Natural Gas_Boiler_E3 | F3 | Commercial | Warehouse | Existing | Space Heating | Natural Gas | Boiler | E3 | System - kBTUs of Consumption | 98.6121 | 98.8764 | 98.861 | 98.861 | 98.861 | 98.861 | 98.861 | 98.861 | 98.861 | 98.861 | 98.861 | 98.861 | 98.861 | 98.861 | 98.861 | 98.861 | 98.861 | 98.861 | 98.861 | 98.861 | 98.861 | 98.861 | 98.861 | 98.861 | 98.861 | 98.861 | 98.861
F3_Commercial_Warehouse_Existing_Space Heating_Natural Gas_Boiler_E4 | F3 | Commercial | Warehouse | Existing | Space Heating | Natural Gas | Boiler | E4 | System - kBTUs of Consumption | 68.2091 | 68.5144 | 68.4966 | 68.4966 | 68.4966 | 68.4966 | 68.4966 | 68.4966 | 68.4966 | 68.4966 | 68.4966 | 68.4966 | 68.4966 | 68.4966 | 68.4966 | 68.4966 | 68.4966 | 68.4966 | 68.4966 | 68.4966 | 68.4966 | 68.4966 | 68.4966 | 68.4966 | 68.4966 | 68.4966 | 68.4966
F3_Commercial_Warehouse_Existing_Space Heating_Natural Gas_Boiler_E5 | F3 | Commercial | Warehouse | Existing | Space Heating | Natural Gas | Boiler | E5 | System - kBTUs of Consumption | 0 | 0 | 0 | 0 | 0 | 0 | 0 | 0 | 0 | 0 | 0 | 0 | 0 | 0 | 0 | 0 | 0 | 0 | 0 | 0 | 0 | 0 | 0 | 0 | 0 | 0 | 0
F3_Commercial_Warehouse_Existing_Space Heating_Natural Gas_Boiler_E6 | F3 | Commercial | Warehouse | Existing | Space Heating | Natural Gas | Boiler | E6 | System - kBTUs of Consumption | 0 | 0 | 0 | 0 | 0 | 0 | 0 | 0 | 0 | 0 | 0 | 0 | 0 | 0 | 0 | 0 | 0 | 0 | 0 | 0 | 0 | 0 | 0 | 0 | 0 | 0 | 0
F3_Commercial_Warehouse_Existing_Space Heating_Natural Gas_Boiler_E7 | F3 | Commercial | Warehouse | Existing | Space Heating | Natural Gas | Boiler | E7 | System - kBTUs of Consumption | 0 | 0 | 0 | 0 | 0 | 0 | 0 | 0 | 0 | 0 | 0 | 0 | 0 | 0 | 0 | 0 | 0 | 0 | 0 | 0 | 0 | 0 | 0 | 0 | 0 | 0 | 0
F3_Commercial_Warehouse_Existing_Space Heating_Natural Gas_Boiler_E8 | F3 | Commercial | Warehouse | Existing | Space Heating | Natural Gas | Boiler | E8 | System - kBTUs of Consumption | 0 | 0 | 0 | 0 | 0 | 0 | 0 | 0 | 0 | 0 | 0 | 0 | 0 | 0 | 0 | 0 | 0 | 0 | 0 | 0 | 0 | 0 | 0 | 0 | 0 | 0 | 0
F3_Commercial_Warehouse_Existing_Space Heating_Natural Gas_Boiler_E9 | F3 | Commercial | Warehouse | Existing | Space Heating | Natural Gas | Boiler | E9 | System - kBTUs of Consumption | 0 | 0 | 0 | 0 | 0 | 0 | 0 | 0 | 0 | 0 | 0 | 0 | 0 | 0 | 0 | 0 | 0 | 0 | 0 | 0 | 0 | 0 | 0 | 0 | 0 | 0 | 0
F3_Commercial_Warehouse_Existing_Space Heating_Natural Gas_Boiler_E10 | F3 | Commercial | Warehouse | Existing | Space Heating | Natural Gas | Boiler | E10 | System - kBTUs of Consumption | 0 | 0 | 0 | 0 | 0 | 0 | 0 | 0 | 0 | 0 | 0 | 0 | 0 | 0 | 0 | 0 | 0 | 0 | 0 | 0 | 0 | 0 | 0 | 0 | 0 | 0 | 0
F4_Commercial_Warehouse_Existing_Space Heating_Natural Gas_Boiler_E1 | F4 | Commercial | Warehouse | Existing | Space Heating | Natural Gas | Boiler | E1 | Utility - Cost of Equipment | 0.1748 | 0.1748 | 0.1748 | 0.1748 | 0.1748 | 0.1748 | 0.1748 | 0.1748 | 0.1748 | 0.1748 | 0.1748 | 0.1748 | 0.1748 | 0.1748 | 0.1748 | 0.1748 | 0.1748 | 0.1748 | 0.1748 | 0.1748 | 0.1748 | 0.1748 | 0.1748 | 0.1748 | 0.1748 | 0.1748 | 0.1748
F4_Commercial_Warehouse_Existing_Space Heating_Natural Gas_Boiler_E2 | F4 | Commercial | Warehouse | Existing | Space Heating | Natural Gas | Boiler | E2 | Utility - Cost of Equipment | 0.19887 | 0.19887 | 0.19887 | 0.19887 | 0.19887 | 0.19887 | 0.19887 | 0.19887 | 0.19887 | 0.19887 | 0.19887 | 0.19887 | 0.19887 | 0.19887 | 0.19887 | 0.19887 | 0.19887 | 0.19887 | 0.19887 | 0.19887 | 0.19887 | 0.19887 | 0.19887 | 0.19887 | 0.19887 | 0.19887 | 0.19887
F4_Commercial_Warehouse_Existing_Space Heating_Natural Gas_Boiler_E3 | F4 | Commercial | Warehouse | Existing | Space Heating | Natural Gas | Boiler | E3 | Utility - Cost of Equipment | 0.24721 | 0.24721 | 0.24721 | 0.24721 | 0.24721 | 0.24721 | 0.24721 | 0.24721 | 0.24721 | 0.24721 | 0.24721 | 0.24721 | 0.24721 | 0.24721 | 0.24721 | 0.24721 | 0.24721 | 0.24721 | 0.24721 | 0.24721 | 0.24721 | 0.24721 | 0.24721 | 0.24721 | 0.24721 | 0.24721 | 0.24721
F4_Commercial_Warehouse_Existing_Space Heating_Natural Gas_Boiler_E4 | F4 | Commercial | Warehouse | Existing | Space Heating | Natural Gas | Boiler | E4 | Utility - Cost of Equipment | 0.922 | 0.922 | 0.922 | 0.922 | 0.922 | 0.922 | 0.922 | 0.922 | 0.922 | 0.922 | 0.922 | 0.922 | 0.922 | 0.922 | 0.922 | 0.922 | 0.922 | 0.922 | 0.922 | 0.922 | 0.922 | 0.922 | 0.922 | 0.922 | 0.922 | 0.922 | 0.922
F4_Commercial_Warehouse_Existing_Space Heating_Natural Gas_Boiler_E5 | F4 | Commercial | Warehouse | Existing | Space Heating | Natural Gas | Boiler | E5 | Utility - Cost of Equipment | 0 | 0 | 0 | 0 | 0 | 0 | 0 | 0 | 0 | 0 | 0 | 0 | 0 | 0 | 0 | 0 | 0 | 0 | 0 | 0 | 0 | 0 | 0 | 0 | 0 | 0 | 0
F4_Commercial_Warehouse_Existing_Space Heating_Natural Gas_Boiler_E6 | F4 | Commercial | Warehouse | Existing | Space Heating | Natural Gas | Boiler | E6 | Utility - Cost of Equipment | 0 | 0 | 0 | 0 | 0 | 0 | 0 | 0 | 0 | 0 | 0 | 0 | 0 | 0 | 0 | 0 | 0 | 0 | 0 | 0 | 0 | 0 | 0 | 0 | 0 | 0 | 0
F4_Commercial_Warehouse_Existing_Space Heating_Natural Gas_Boiler_E7 | F4 | Commercial | Warehouse | Existing | Space Heating | Natural Gas | Boiler | E7 | Utility - Cost of Equipment | 0 | 0 | 0 | 0 | 0 | 0 | 0 | 0 | 0 | 0 | 0 | 0 | 0 | 0 | 0 | 0 | 0 | 0 | 0 | 0 | 0 | 0 | 0 | 0 | 0 | 0 | 0
F4_Commercial_Warehouse_Existing_Space Heating_Natural Gas_Boiler_E8 | F4 | Commercial | Warehouse | Existing | Space Heating | Natural Gas | Boiler | E8 | Utility - Cost of Equipment | 0 | 0 | 0 | 0 | 0 | 0 | 0 | 0 | 0 | 0 | 0 | 0 | 0 | 0 | 0 | 0 | 0 | 0 | 0 | 0 | 0 | 0 | 0 | 0 | 0 | 0 | 0
F4_Commercial_Warehouse_Existing_Space Heating_Natural Gas_Boiler_E9 | F4 | Commercial | Warehouse | Existing | Space Heating | Natural Gas | Boiler | E9 | Utility - Cost of Equipment | 0 | 0 | 0 | 0 | 0 | 0 | 0 | 0 | 0 | 0 | 0 | 0 | 0 | 0 | 0 | 0 | 0 | 0 | 0 | 0 | 0 | 0 | 0 | 0 | 0 | 0 | 0
F4_Commercial_Warehouse_Existing_Space Heating_Natural Gas_Boiler_E10 | F4 | Commercial | Warehouse | Existing | Space Heating | Natural Gas | Boiler | E10 | Utility - Cost of Equipment | 0 | 0 | 0 | 0 | 0 | 0 | 0 | 0 | 0 | 0 | 0 | 0 | 0 | 0 | 0 | 0 | 0 | 0 | 0 | 0 | 0 | 0 | 0 | 0 | 0 | 0 | 0
F5_Commercial_Warehouse_Existing_Space Heating_Natural Gas_Boiler_E1 | F5 | Commercial | Warehouse | Existing | Space Heating | Natural Gas | Boiler | E1 | Utility - Cost of Operation | 1.7419 | 1.73 | 1.7041 | 1.6761 | 1.6665 | 1.6636 | 1.666 | 1.6702 | 1.6738 | 1.6756 | 1.6757 | 1.6738 | 1.6694 | 1.6611 | 1.6491 | 1.634 | 1.6144 | 1.5912 | 1.5636 | 1.5306 | 1.4913 | 1.4465 | 1.4096 | 1.3866 | 1.378 | 1.3848 | 1.3916
F5_Commercial_Warehouse_Existing_Space Heating_Natural Gas_Boiler_E2 | F5 | Commercial | Warehouse | Existing | Space Heating | Natural Gas | Boiler | E2 | Utility - Cost of Operation | 1.6394 | 1.6282 | 1.6039 | 1.5775 | 1.5685 | 1.5658 | 1.568 | 1.5719 | 1.5753 | 1.5771 | 1.5772 | 1.5754 | 1.5712 | 1.5634 | 1.5521 | 1.5378 | 1.5194 | 1.4976 | 1.4716 | 1.4406 | 1.4035 | 1.3614 | 1.3267 | 1.305 | 1.297 | 1.3033 | 1.3097
F5_Commercial_Warehouse_Existing_Space Heating_Natural Gas_Boiler_E3 | F5 | Commercial | Warehouse | Existing | Space Heating | Natural Gas | Boiler | E3 | Utility - Cost of Operation | 1.4366 | 1.4268 | 1.4054 | 1.3823 | 1.3744 | 1.3721 | 1.374 | 1.3774 | 1.3804 | 1.382 | 1.382 | 1.3805 | 1.3768 | 1.37 | 1.3601 | 1.3476 | 1.3315 | 1.3124 | 1.2896 | 1.2624 | 1.2299 | 1.193 | 1.1626 | 1.1436 | 1.1365 | 1.1421 | 1.1477
F5_Commercial_Warehouse_Existing_Space Heating_Natural Gas_Boiler_E4 | F5 | Commercial | Warehouse | Existing | Space Heating | Natural Gas | Boiler | E4 | Utility - Cost of Operation | 0.98281 | 0.97748 | 0.96364 | 0.9496 | 0.94988 | 0.95526 | 0.96427 | 0.97424 | 0.98326 | 0.99028 | 0.995 | 0.99697 | 0.9955 | 0.98983 | 0.98043 | 0.96822 | 0.95276 | 0.93466 | 0.91328 | 0.88794 | 0.85796 | 0.82403 | 0.79582 | 0.77775 | 0.77032 | 0.7741 | 0.77789
F5_Commercial_Warehouse_Existing_Space Heating_Natural Gas_Boiler_E5 | F5 | Commercial | Warehouse | Existing | Space Heating | Natural Gas | Boiler | E5 | Utility - Cost of Operation | 0 | 0 | 0 | 0 | 0 | 0 | 0 | 0 | 0 | 0 | 0 | 0 | 0 | 0 | 0 | 0 | 0 | 0 | 0 | 0 | 0 | 0 | 0 | 0 | 0 | 0 | 0
F5_Commercial_Warehouse_Existing_Space Heating_Natural Gas_Boiler_E6 | F5 | Commercial | Warehouse | Existing | Space Heating | Natural Gas | Boiler | E6 | Utility - Cost of Operation | 0 | 0 | 0 | 0 | 0 | 0 | 0 | 0 | 0 | 0 | 0 | 0 | 0 | 0 | 0 | 0 | 0 | 0 | 0 | 0 | 0 | 0 | 0 | 0 | 0 | 0 | 0
F5_Commercial_Warehouse_Existing_Space Heating_Natural Gas_Boiler_E7 | F5 | Commercial | Warehouse | Existing | Space Heating | Natural Gas | Boiler | E7 | Utility - Cost of Operation | 0 | 0 | 0 | 0 | 0 | 0 | 0 | 0 | 0 | 0 | 0 | 0 | 0 | 0 | 0 | 0 | 0 | 0 | 0 | 0 | 0 | 0 | 0 | 0 | 0 | 0 | 0
F5_Commercial_Warehouse_Existing_Space Heating_Natural Gas_Boiler_E8 | F5 | Commercial | Warehouse | Existing | Space Heating | Natural Gas | Boiler | E8 | Utility - Cost of Operation | 0 | 0 | 0 | 0 | 0 | 0 | 0 | 0 | 0 | 0 | 0 | 0 | 0 | 0 | 0 | 0 | 0 | 0 | 0 | 0 | 0 | 0 | 0 | 0 | 0 | 0 | 0
F5_Commercial_Warehouse_Existing_Space Heating_Natural Gas_Boiler_E9 | F5 | Commercial | Warehouse | Existing | Space Heating | Natural Gas | Boiler | E9 | Utility - Cost of Operation | 0 | 0 | 0 | 0 | 0 | 0 | 0 | 0 | 0 | 0 | 0 | 0 | 0 | 0 | 0 | 0 | 0 | 0 | 0 | 0 | 0 | 0 | 0 | 0 | 0 | 0 | 0
F5_Commercial_Warehouse_Existing_Space Heating_Natural Gas_Boiler_E10 | F5 | Commercial | Warehouse | Existing | Space Heating | Natural Gas | Boiler | E10 | Utility - Cost of Operation | 0 | 0 | 0 | 0 | 0 | 0 | 0 | 0 | 0 | 0 | 0 | 0 | 0 | 0 | 0 | 0 | 0 | 0 | 0 | 0 | 0 | 0 | 0 | 0 | 0 | 0 | 0
F6_Commercial_Warehouse_Existing_Space Heating_Natural Gas_Boiler_E1 | F6 | Commercial | Warehouse | Existing | Space Heating | Natural Gas | Boiler | E1 | Utility - Value of Sales | 0 | 0 | 0 | 0 | 0 | 0 | 0 | 0 | 0 | 0 | 0 | 0 | 0 | 0 | 0 | 0 | 0 | 0 | 0 | 0 | 0 | 0 | 0 | 0 | 0 | 0 | 0
F6_Commercial_Warehouse_Existing_Space Heating_Natural Gas_Boiler_E2 | F6 | Commercial | Warehouse | Existing | Space Heating | Natural Gas | Boiler | E2 | Utility - Value of Sales | 0 | 0 | 0 | 0 | 0 | 0 | 0 | 0 | 0 | 0 | 0 | 0 | 0 | 0 | 0 | 0 | 0 | 0 | 0 | 0 | 0 | 0 | 0 | 0 | 0 | 0 | 0
F6_Commercial_Warehouse_Existing_Space Heating_Natural Gas_Boiler_E3 | F6 | Commercial | Warehouse | Existing | Space Heating | Natural Gas | Boiler | E3 | Utility - Value of Sales | 0 | 0 | 0 | 0 | 0 | 0 | 0 | 0 | 0 | 0 | 0 | 0 | 0 | 0 | 0 | 0 | 0 | 0 | 0 | 0 | 0 | 0 | 0 | 0 | 0 | 0 | 0
F6_Commercial_Warehouse_Existing_Space Heating_Natural Gas_Boiler_E4 | F6 | Commercial | Warehouse | Existing | Space Heating | Natural Gas | Boiler | E4 | Utility - Value of Sales | 0 | 0 | 0 | 0 | 0 | 0 | 0 | 0 | 0 | 0 | 0 | 0 | 0 | 0 | 0 | 0 | 0 | 0 | 0 | 0 | 0 | 0 | 0 | 0 | 0 | 0 | 0
F6_Commercial_Warehouse_Existing_Space Heating_Natural Gas_Boiler_E5 | F6 | Commercial | Warehouse | Existing | Space Heating | Natural Gas | Boiler | E5 | Utility - Value of Sales | 0 | 0 | 0 | 0 | 0 | 0 | 0 | 0 | 0 | 0 | 0 | 0 | 0 | 0 | 0 | 0 | 0 | 0 | 0 | 0 | 0 | 0 | 0 | 0 | 0 | 0 | 0
F6_Commercial_Warehouse_Existing_Space Heating_Natural Gas_Boiler_E6 | F6 | Commercial | Warehouse | Existing | Space Heating | Natural Gas | Boiler | E6 | Utility - Value of Sales | 0 | 0 | 0 | 0 | 0 | 0 | 0 | 0 | 0 | 0 | 0 | 0 | 0 | 0 | 0 | 0 | 0 | 0 | 0 | 0 | 0 | 0 | 0 | 0 | 0 | 0 | 0
F6_Commercial_Warehouse_Existing_Space Heating_Natural Gas_Boiler_E7 | F6 | Commercial | Warehouse | Existing | Space Heating | Natural Gas | Boiler | E7 | Utility - Value of Sales | 0 | 0 | 0 | 0 | 0 | 0 | 0 | 0 | 0 | 0 | 0 | 0 | 0 | 0 | 0 | 0 | 0 | 0 | 0 | 0 | 0 | 0 | 0 | 0 | 0 | 0 | 0
F6_Commercial_Warehouse_Existing_Space Heating_Natural Gas_Boiler_E8 | F6 | Commercial | Warehouse | Existing | Space Heating | Natural Gas | Boiler | E8 | Utility - Value of Sales | 0 | 0 | 0 | 0 | 0 | 0 | 0 | 0 | 0 | 0 | 0 | 0 | 0 | 0 | 0 | 0 | 0 | 0 | 0 | 0 | 0 | 0 | 0 | 0 | 0 | 0 | 0
F6_Commercial_Warehouse_Existing_Space Heating_Natural Gas_Boiler_E9 | F6 | Commercial | Warehouse | Existing | Space Heating | Natural Gas | Boiler | E9 | Utility - Value of Sales | 0 | 0 | 0 | 0 | 0 | 0 | 0 | 0 | 0 | 0 | 0 | 0 | 0 | 0 | 0 | 0 | 0 | 0 | 0 | 0 | 0 | 0 | 0 | 0 | 0 | 0 | 0
F6_Commercial_Warehouse_Existing_Space Heating_Natural Gas_Boiler_E10 | F6 | Commercial | Warehouse | Existing | Space Heating | Natural Gas | Boiler | E10 | Utility - Value of Sales | 0 | 0 | 0 | 0 | 0 | 0 | 0 | 0 | 0 | 0 | 0 | 0 | 0 | 0 | 0 | 0 | 0 | 0 | 0 | 0 | 0 | 0 | 0 | 0 | 0 | 0 | 0
F1_Commercial_Warehouse_Existing_Space Heating_Natural Gas_Unit Heater_E1 | F1 | Commercial | Warehouse | Existing | Space Heating | Natural Gas | Unit Heater | E1 | RVT - Cost of Equipment | 0.018264 | 0.018264 | 0.018264 | 0.018264 | 0.018264 | 0.018264 | 0.018264 | 0.018264 | 0.018264 | 0.018264 | 0.018264 | 0.018264 | 0.018264 | 0.018264 | 0.018264 | 0.018264 | 0.018264 | 0.018264 | 0.018264 | 0.018264 | 0.018264 | 0.018264 | 0.018264 | 0.018264 | 0.018264 | 0.018264 | 0.018264
F1_Commercial_Warehouse_Existing_Space Heating_Natural Gas_Unit Heater_E2 | F1 | Commercial | Warehouse | Existing | Space Heating | Natural Gas | Unit Heater | E2 | RVT - Cost of Equipment | 0.021778 | 0.021778 | 0.021778 | 0.021778 | 0.021778 | 0.021778 | 0.021778 | 0.021778 | 0.021778 | 0.021778 | 0.021778 | 0.021778 | 0.021778 | 0.021778 | 0.021778 | 0.021778 | 0.021778 | 0.021778 | 0.021778 | 0.021778 | 0.021778 | 0.021778 | 0.021778 | 0.021778 | 0.021778 | 0.021778 | 0.021778
F1_Commercial_Warehouse_Existing_Space Heating_Natural Gas_Unit Heater_E3 | F1 | Commercial | Warehouse | Existing | Space Heating | Natural Gas | Unit Heater | E3 | RVT - Cost of Equipment | 0.023874 | 0.023874 | 0.023874 | 0.023874 | 0.023874 | 0.023874 | 0.023874 | 0.023874 | 0.023874 | 0.023874 | 0.023874 | 0.023874 | 0.023874 | 0.023874 | 0.023874 | 0.023874 | 0.023874 | 0.023874 | 0.023874 | 0.023874 | 0.023874 | 0.023874 | 0.023874 | 0.023874 | 0.023874 | 0.023874 | 0.023874
F1_Commercial_Warehouse_Existing_Space Heating_Natural Gas_Unit Heater_E4 | F1 | Commercial | Warehouse | Existing | Space Heating | Natural Gas | Unit Heater | E4 | RVT - Cost of Equipment | 0 | 0 | 0 | 0 | 0 | 0 | 0 | 0 | 0 | 0 | 0 | 0 | 0 | 0 | 0 | 0 | 0 | 0 | 0 | 0 | 0 | 0 | 0 | 0 | 0 | 0 | 0
F1_Commercial_Warehouse_Existing_Space Heating_Natural Gas_Unit Heater_E5 | F1 | Commercial | Warehouse | Existing | Space Heating | Natural Gas | Unit Heater | E5 | RVT - Cost of Equipment | 0 | 0 | 0 | 0 | 0 | 0 | 0 | 0 | 0 | 0 | 0 | 0 | 0 | 0 | 0 | 0 | 0 | 0 | 0 | 0 | 0 | 0 | 0 | 0 | 0 | 0 | 0
F1_Commercial_Warehouse_Existing_Space Heating_Natural Gas_Unit Heater_E6 | F1 | Commercial | Warehouse | Existing | Space Heating | Natural Gas | Unit Heater | E6 | RVT - Cost of Equipment | 0 | 0 | 0 | 0 | 0 | 0 | 0 | 0 | 0 | 0 | 0 | 0 | 0 | 0 | 0 | 0 | 0 | 0 | 0 | 0 | 0 | 0 | 0 | 0 | 0 | 0 | 0
F1_Commercial_Warehouse_Existing_Space Heating_Natural Gas_Unit Heater_E7 | F1 | Commercial | Warehouse | Existing | Space Heating | Natural Gas | Unit Heater | E7 | RVT - Cost of Equipment | 0 | 0 | 0 | 0 | 0 | 0 | 0 | 0 | 0 | 0 | 0 | 0 | 0 | 0 | 0 | 0 | 0 | 0 | 0 | 0 | 0 | 0 | 0 | 0 | 0 | 0 | 0
F1_Commercial_Warehouse_Existing_Space Heating_Natural Gas_Unit Heater_E8 | F1 | Commercial | Warehouse | Existing | Space Heating | Natural Gas | Unit Heater | E8 | RVT - Cost of Equipment | 0 | 0 | 0 | 0 | 0 | 0 | 0 | 0 | 0 | 0 | 0 | 0 | 0 | 0 | 0 | 0 | 0 | 0 | 0 | 0 | 0 | 0 | 0 | 0 | 0 | 0 | 0
F1_Commercial_Warehouse_Existing_Space Heating_Natural Gas_Unit Heater_E9 | F1 | Commercial | Warehouse | Existing | Space Heating | Natural Gas | Unit Heater | E9 | RVT - Cost of Equipment | 0 | 0 | 0 | 0 | 0 | 0 | 0 | 0 | 0 | 0 | 0 | 0 | 0 | 0 | 0 | 0 | 0 | 0 | 0 | 0 | 0 | 0 | 0 | 0 | 0 | 0 | 0
F1_Commercial_Warehouse_Existing_Space Heating_Natural Gas_Unit Heater_E10 | F1 | Commercial | Warehouse | Existing | Space Heating | Natural Gas | Unit Heater | E10 | RVT - Cost of Equipment | 0 | 0 | 0 | 0 | 0 | 0 | 0 | 0 | 0 | 0 | 0 | 0 | 0 | 0 | 0 | 0 | 0 | 0 | 0 | 0 | 0 | 0 | 0 | 0 | 0 | 0 | 0
F2_Commercial_Warehouse_Existing_Space Heating_Natural Gas_Unit Heater_E1 | F2 | Commercial | Warehouse | Existing | Space Heating | Natural Gas | Unit Heater | E1 | RVT - Cost of Operation | 0 | 0 | 0 | 0 | 0 | 0 | 0 | 0 | 0 | 0 | 0 | 0 | 0 | 0 | 0 | 0 | 0 | 0 | 0 | 0 | 0 | 0 | 0 | 0 | 0 | 0 | 0
F2_Commercial_Warehouse_Existing_Space Heating_Natural Gas_Unit Heater_E2 | F2 | Commercial | Warehouse | Existing | Space Heating | Natural Gas | Unit Heater | E2 | RVT - Cost of Operation | 0 | 0 | 0 | 0 | 0 | 0 | 0 | 0 | 0 | 0 | 0 | 0 | 0 | 0 | 0 | 0 | 0 | 0 | 0 | 0 | 0 | 0 | 0 | 0 | 0 | 0 | 0
F2_Commercial_Warehouse_Existing_Space Heating_Natural Gas_Unit Heater_E3 | F2 | Commercial | Warehouse | Existing | Space Heating | Natural Gas | Unit Heater | E3 | RVT - Cost of Operation | 0 | 0 | 0 | 0 | 0 | 0 | 0 | 0 | 0 | 0 | 0 | 0 | 0 | 0 | 0 | 0 | 0 | 0 | 0 | 0 | 0 | 0 | 0 | 0 | 0 | 0 | 0
F2_Commercial_Warehouse_Existing_Space Heating_Natural Gas_Unit Heater_E4 | F2 | Commercial | Warehouse | Existing | Space Heating | Natural Gas | Unit Heater | E4 | RVT - Cost of Operation | 0 | 0 | 0 | 0 | 0 | 0 | 0 | 0 | 0 | 0 | 0 | 0 | 0 | 0 | 0 | 0 | 0 | 0 | 0 | 0 | 0 | 0 | 0 | 0 | 0 | 0 | 0
F2_Commercial_Warehouse_Existing_Space Heating_Natural Gas_Unit Heater_E5 | F2 | Commercial | Warehouse | Existing | Space Heating | Natural Gas | Unit Heater | E5 | RVT - Cost of Operation | 0 | 0 | 0 | 0 | 0 | 0 | 0 | 0 | 0 | 0 | 0 | 0 | 0 | 0 | 0 | 0 | 0 | 0 | 0 | 0 | 0 | 0 | 0 | 0 | 0 | 0 | 0
F2_Commercial_Warehouse_Existing_Space Heating_Natural Gas_Unit Heater_E6 | F2 | Commercial | Warehouse | Existing | Space Heating | Natural Gas | Unit Heater | E6 | RVT - Cost of Operation | 0 | 0 | 0 | 0 | 0 | 0 | 0 | 0 | 0 | 0 | 0 | 0 | 0 | 0 | 0 | 0 | 0 | 0 | 0 | 0 | 0 | 0 | 0 | 0 | 0 | 0 | 0
F2_Commercial_Warehouse_Existing_Space Heating_Natural Gas_Unit Heater_E7 | F2 | Commercial | Warehouse | Existing | Space Heating | Natural Gas | Unit Heater | E7 | RVT - Cost of Operation | 0 | 0 | 0 | 0 | 0 | 0 | 0 | 0 | 0 | 0 | 0 | 0 | 0 | 0 | 0 | 0 | 0 | 0 | 0 | 0 | 0 | 0 | 0 | 0 | 0 | 0 | 0
F2_Commercial_Warehouse_Existing_Space Heating_Natural Gas_Unit Heater_E8 | F2 | Commercial | Warehouse | Existing | Space Heating | Natural Gas | Unit Heater | E8 | RVT - Cost of Operation | 0 | 0 | 0 | 0 | 0 | 0 | 0 | 0 | 0 | 0 | 0 | 0 | 0 | 0 | 0 | 0 | 0 | 0 | 0 | 0 | 0 | 0 | 0 | 0 | 0 | 0 | 0
F2_Commercial_Warehouse_Existing_Space Heating_Natural Gas_Unit Heater_E9 | F2 | Commercial | Warehouse | Existing | Space Heating | Natural Gas | Unit Heater | E9 | RVT - Cost of Operation | 0 | 0 | 0 | 0 | 0 | 0 | 0 | 0 | 0 | 0 | 0 | 0 | 0 | 0 | 0 | 0 | 0 | 0 | 0 | 0 | 0 | 0 | 0 | 0 | 0 | 0 | 0
F2_Commercial_Warehouse_Existing_Space Heating_Natural Gas_Unit Heater_E10 | F2 | Commercial | Warehouse | Existing | Space Heating | Natural Gas | Unit Heater | E10 | RVT - Cost of Operation | 0 | 0 | 0 | 0 | 0 | 0 | 0 | 0 | 0 | 0 | 0 | 0 | 0 | 0 | 0 | 0 | 0 | 0 | 0 | 0 | 0 | 0 | 0 | 0 | 0 | 0 | 0
F3_Commercial_Warehouse_Existing_Space Heating_Natural Gas_Unit Heater_E1 | F3 | Commercial | Warehouse | Existing | Space Heating | Natural Gas | Unit Heater | E1 | System - kBTUs of Consumption | 39.4079 | 39.54 | 39.5323 | 39.5323 | 39.5323 | 39.5323 | 39.5323 | 39.5323 | 39.5323 | 39.5323 | 39.5323 | 39.5323 | 39.5323 | 39.5323 | 39.5323 | 39.5323 | 39.5323 | 39.5323 | 39.5323 | 39.5323 | 39.5323 | 39.5323 | 39.5323 | 39.5323 | 39.5323 | 39.5323 | 39.5323
F3_Commercial_Warehouse_Existing_Space Heating_Natural Gas_Unit Heater_E2 | F3 | Commercial | Warehouse | Existing | Space Heating | Natural Gas | Unit Heater | E2 | System - kBTUs of Consumption | 35.0503 | 35.1678 | 35.161 | 35.161 | 35.161 | 35.161 | 35.161 | 35.161 | 35.161 | 35.161 | 35.161 | 35.161 | 35.161 | 35.161 | 35.161 | 35.161 | 35.161 | 35.161 | 35.161 | 35.161 | 35.161 | 35.161 | 35.161 | 35.161 | 35.161 | 35.161 | 35.161
F3_Commercial_Warehouse_Existing_Space Heating_Natural Gas_Unit Heater_E3 | F3 | Commercial | Warehouse | Existing | Space Heating | Natural Gas | Unit Heater | E3 | System - kBTUs of Consumption | 34.8241 | 34.98 | 34.9709 | 34.9709 | 34.9709 | 34.9709 | 34.9709 | 34.9709 | 34.9709 | 34.9709 | 34.9709 | 34.9709 | 34.9709 | 34.9709 | 34.9709 | 34.9709 | 34.9709 | 34.9709 | 34.9709 | 34.9709 | 34.9709 | 34.9709 | 34.9709 | 34.9709 | 34.9709 | 34.9709 | 34.9709
F3_Commercial_Warehouse_Existing_Space Heating_Natural Gas_Unit Heater_E4 | F3 | Commercial | Warehouse | Existing | Space Heating | Natural Gas | Unit Heater | E4 | System - kBTUs of Consumption | 0 | 0 | 0 | 0 | 0 | 0 | 0 | 0 | 0 | 0 | 0 | 0 | 0 | 0 | 0 | 0 | 0 | 0 | 0 | 0 | 0 | 0 | 0 | 0 | 0 | 0 | 0
F3_Commercial_Warehouse_Existing_Space Heating_Natural Gas_Unit Heater_E5 | F3 | Commercial | Warehouse | Existing | Space Heating | Natural Gas | Unit Heater | E5 | System - kBTUs of Consumption | 0 | 0 | 0 | 0 | 0 | 0 | 0 | 0 | 0 | 0 | 0 | 0 | 0 | 0 | 0 | 0 | 0 | 0 | 0 | 0 | 0 | 0 | 0 | 0 | 0 | 0 | 0
F3_Commercial_Warehouse_Existing_Space Heating_Natural Gas_Unit Heater_E6 | F3 | Commercial | Warehouse | Existing | Space Heating | Natural Gas | Unit Heater | E6 | System - kBTUs of Consumption | 0 | 0 | 0 | 0 | 0 | 0 | 0 | 0 | 0 | 0 | 0 | 0 | 0 | 0 | 0 | 0 | 0 | 0 | 0 | 0 | 0 | 0 | 0 | 0 | 0 | 0 | 0
F3_Commercial_Warehouse_Existing_Space Heating_Natural Gas_Unit Heater_E7 | F3 | Commercial | Warehouse | Existing | Space Heating | Natural Gas | Unit Heater | E7 | System - kBTUs of Consumption | 0 | 0 | 0 | 0 | 0 | 0 | 0 | 0 | 0 | 0 | 0 | 0 | 0 | 0 | 0 | 0 | 0 | 0 | 0 | 0 | 0 | 0 | 0 | 0 | 0 | 0 | 0
F3_Commercial_Warehouse_Existing_Space Heating_Natural Gas_Unit Heater_E8 | F3 | Commercial | Warehouse | Existing | Space Heating | Natural Gas | Unit Heater | E8 | System - kBTUs of Consumption | 0 | 0 | 0 | 0 | 0 | 0 | 0 | 0 | 0 | 0 | 0 | 0 | 0 | 0 | 0 | 0 | 0 | 0 | 0 | 0 | 0 | 0 | 0 | 0 | 0 | 0 | 0
F3_Commercial_Warehouse_Existing_Space Heating_Natural Gas_Unit Heater_E9 | F3 | Commercial | Warehouse | Existing | Space Heating | Natural Gas | Unit Heater | E9 | System - kBTUs of Consumption | 0 | 0 | 0 | 0 | 0 | 0 | 0 | 0 | 0 | 0 | 0 | 0 | 0 | 0 | 0 | 0 | 0 | 0 | 0 | 0 | 0 | 0 | 0 | 0 | 0 | 0 | 0
F3_Commercial_Warehouse_Existing_Space Heating_Natural Gas_Unit Heater_E10 | F3 | Commercial | Warehouse | Existing | Space Heating | Natural Gas | Unit Heater | E10 | System - kBTUs of Consumption | 0 | 0 | 0 | 0 | 0 | 0 | 0 | 0 | 0 | 0 | 0 | 0 | 0 | 0 | 0 | 0 | 0 | 0 | 0 | 0 | 0 | 0 | 0 | 0 | 0 | 0 | 0
F4_Commercial_Warehouse_Existing_Space Heating_Natural Gas_Unit Heater_E1 | F4 | Commercial | Warehouse | Existing | Space Heating | Natural Gas | Unit Heater | E1 | Utility - Cost of Equipment | 0.018264 | 0.018264 | 0.018264 | 0.018264 | 0.018264 | 0.018264 | 0.018264 | 0.018264 | 0.018264 | 0.018264 | 0.018264 | 0.018264 | 0.018264 | 0.018264 | 0.018264 | 0.018264 | 0.018264 | 0.018264 | 0.018264 | 0.018264 | 0.018264 | 0.018264 | 0.018264 | 0.018264 | 0.018264 | 0.018264 | 0.018264
F4_Commercial_Warehouse_Existing_Space Heating_Natural Gas_Unit Heater_E2 | F4 | Commercial | Warehouse | Existing | Space Heating | Natural Gas | Unit Heater | E2 | Utility - Cost of Equipment | 0.021778 | 0.021778 | 0.021778 | 0.021778 | 0.021778 | 0.021778 | 0.021778 | 0.021778 | 0.021778 | 0.021778 | 0.021778 | 0.021778 | 0.021778 | 0.021778 | 0.021778 | 0.021778 | 0.021778 | 0.021778 | 0.021778 | 0.021778 | 0.021778 | 0.021778 | 0.021778 | 0.021778 | 0.021778 | 0.021778 | 0.021778
F4_Commercial_Warehouse_Existing_Space Heating_Natural Gas_Unit Heater_E3 | F4 | Commercial | Warehouse | Existing | Space Heating | Natural Gas | Unit Heater | E3 | Utility - Cost of Equipment | 0.023874 | 0.023874 | 0.023874 | 0.023874 | 0.023874 | 0.023874 | 0.023874 | 0.023874 | 0.023874 | 0.023874 | 0.023874 | 0.023874 | 0.023874 | 0.023874 | 0.023874 | 0.023874 | 0.023874 | 0.023874 | 0.023874 | 0.023874 | 0.023874 | 0.023874 | 0.023874 | 0.023874 | 0.023874 | 0.023874 | 0.023874
F4_Commercial_Warehouse_Existing_Space Heating_Natural Gas_Unit Heater_E4 | F4 | Commercial | Warehouse | Existing | Space Heating | Natural Gas | Unit Heater | E4 | Utility - Cost of Equipment | 0 | 0 | 0 | 0 | 0 | 0 | 0 | 0 | 0 | 0 | 0 | 0 | 0 | 0 | 0 | 0 | 0 | 0 | 0 | 0 | 0 | 0 | 0 | 0 | 0 | 0 | 0
F4_Commercial_Warehouse_Existing_Space Heating_Natural Gas_Unit Heater_E5 | F4 | Commercial | Warehouse | Existing | Space Heating | Natural Gas | Unit Heater | E5 | Utility - Cost of Equipment | 0 | 0 | 0 | 0 | 0 | 0 | 0 | 0 | 0 | 0 | 0 | 0 | 0 | 0 | 0 | 0 | 0 | 0 | 0 | 0 | 0 | 0 | 0 | 0 | 0 | 0 | 0
F4_Commercial_Warehouse_Existing_Space Heating_Natural Gas_Unit Heater_E6 | F4 | Commercial | Warehouse | Existing | Space Heating | Natural Gas | Unit Heater | E6 | Utility - Cost of Equipment | 0 | 0 | 0 | 0 | 0 | 0 | 0 | 0 | 0 | 0 | 0 | 0 | 0 | 0 | 0 | 0 | 0 | 0 | 0 | 0 | 0 | 0 | 0 | 0 | 0 | 0 | 0
F4_Commercial_Warehouse_Existing_Space Heating_Natural Gas_Unit Heater_E7 | F4 | Commercial | Warehouse | Existing | Space Heating | Natural Gas | Unit Heater | E7 | Utility - Cost of Equipment | 0 | 0 | 0 | 0 | 0 | 0 | 0 | 0 | 0 | 0 | 0 | 0 | 0 | 0 | 0 | 0 | 0 | 0 | 0 | 0 | 0 | 0 | 0 | 0 | 0 | 0 | 0
F4_Commercial_Warehouse_Existing_Space Heating_Natural Gas_Unit Heater_E8 | F4 | Commercial | Warehouse | Existing | Space Heating | Natural Gas | Unit Heater | E8 | Utility - Cost of Equipment | 0 | 0 | 0 | 0 | 0 | 0 | 0 | 0 | 0 | 0 | 0 | 0 | 0 | 0 | 0 | 0 | 0 | 0 | 0 | 0 | 0 | 0 | 0 | 0 | 0 | 0 | 0
F4_Commercial_Warehouse_Existing_Space Heating_Natural Gas_Unit Heater_E9 | F4 | Commercial | Warehouse | Existing | Space Heating | Natural Gas | Unit Heater | E9 | Utility - Cost of Equipment | 0 | 0 | 0 | 0 | 0 | 0 | 0 | 0 | 0 | 0 | 0 | 0 | 0 | 0 | 0 | 0 | 0 | 0 | 0 | 0 | 0 | 0 | 0 | 0 | 0 | 0 | 0
F4_Commercial_Warehouse_Existing_Space Heating_Natural Gas_Unit Heater_E10 | F4 | Commercial | Warehouse | Existing | Space Heating | Natural Gas | Unit Heater | E10 | Utility - Cost of Equipment | 0 | 0 | 0 | 0 | 0 | 0 | 0 | 0 | 0 | 0 | 0 | 0 | 0 | 0 | 0 | 0 | 0 | 0 | 0 | 0 | 0 | 0 | 0 | 0 | 0 | 0 | 0
F5_Commercial_Warehouse_Existing_Space Heating_Natural Gas_Unit Heater_E1 | F5 | Commercial | Warehouse | Existing | Space Heating | Natural Gas | Unit Heater | E1 | Utility - Cost of Operation | 0.57413 | 0.57142 | 0.56389 | 0.55576 | 0.55431 | 0.55508 | 0.55728 | 0.55961 | 0.56122 | 0.56186 | 0.56167 | 0.56075 | 0.5589 | 0.55567 | 0.55106 | 0.54534 | 0.53799 | 0.52935 | 0.51908 | 0.50685 | 0.49232 | 0.47583 | 0.46219 | 0.45357 | 0.45022 | 0.45243 | 0.45465
F5_Commercial_Warehouse_Existing_Space Heating_Natural Gas_Unit Heater_E2 | F5 | Commercial | Warehouse | Existing | Space Heating | Natural Gas | Unit Heater | E2 | Utility - Cost of Operation | 0.51064 | 0.50823 | 0.50154 | 0.4943 | 0.49301 | 0.4937 | 0.49566 | 0.49773 | 0.49916 | 0.49973 | 0.49956 | 0.49874 | 0.4971 | 0.49422 | 0.49013 | 0.48504 | 0.4785 | 0.47082 | 0.46168 | 0.4508 | 0.43788 | 0.42322 | 0.41108 | 0.40341 | 0.40044 | 0.4024 | 0.40437
F5_Commercial_Warehouse_Existing_Space Heating_Natural Gas_Unit Heater_E3 | F5 | Commercial | Warehouse | Existing | Space Heating | Natural Gas | Unit Heater | E3 | Utility - Cost of Operation | 0.50177 | 0.49905 | 0.49199 | 0.48482 | 0.48496 | 0.48771 | 0.49231 | 0.4974 | 0.502 | 0.50559 | 0.50799 | 0.509 | 0.50825 | 0.50536 | 0.50056 | 0.49433 | 0.48643 | 0.47719 | 0.46628 | 0.45334 | 0.43803 | 0.42071 | 0.40631 | 0.39708 | 0.39329 | 0.39522 | 0.39715
F5_Commercial_Warehouse_Existing_Space Heating_Natural Gas_Unit Heater_E4 | F5 | Commercial | Warehouse | Existing | Space Heating | Natural Gas | Unit Heater | E4 | Utility - Cost of Operation | 0 | 0 | 0 | 0 | 0 | 0 | 0 | 0 | 0 | 0 | 0 | 0 | 0 | 0 | 0 | 0 | 0 | 0 | 0 | 0 | 0 | 0 | 0 | 0 | 0 | 0 | 0
F5_Commercial_Warehouse_Existing_Space Heating_Natural Gas_Unit Heater_E5 | F5 | Commercial | Warehouse | Existing | Space Heating | Natural Gas | Unit Heater | E5 | Utility - Cost of Operation | 0 | 0 | 0 | 0 | 0 | 0 | 0 | 0 | 0 | 0 | 0 | 0 | 0 | 0 | 0 | 0 | 0 | 0 | 0 | 0 | 0 | 0 | 0 | 0 | 0 | 0 | 0
F5_Commercial_Warehouse_Existing_Space Heating_Natural Gas_Unit Heater_E6 | F5 | Commercial | Warehouse | Existing | Space Heating | Natural Gas | Unit Heater | E6 | Utility - Cost of Operation | 0 | 0 | 0 | 0 | 0 | 0 | 0 | 0 | 0 | 0 | 0 | 0 | 0 | 0 | 0 | 0 | 0 | 0 | 0 | 0 | 0 | 0 | 0 | 0 | 0 | 0 | 0
F5_Commercial_Warehouse_Existing_Space Heating_Natural Gas_Unit Heater_E7 | F5 | Commercial | Warehouse | Existing | Space Heating | Natural Gas | Unit Heater | E7 | Utility - Cost of Operation | 0 | 0 | 0 | 0 | 0 | 0 | 0 | 0 | 0 | 0 | 0 | 0 | 0 | 0 | 0 | 0 | 0 | 0 | 0 | 0 | 0 | 0 | 0 | 0 | 0 | 0 | 0
F5_Commercial_Warehouse_Existing_Space Heating_Natural Gas_Unit Heater_E8 | F5 | Commercial | Warehouse | Existing | Space Heating | Natural Gas | Unit Heater | E8 | Utility - Cost of Operation | 0 | 0 | 0 | 0 | 0 | 0 | 0 | 0 | 0 | 0 | 0 | 0 | 0 | 0 | 0 | 0 | 0 | 0 | 0 | 0 | 0 | 0 | 0 | 0 | 0 | 0 | 0
F5_Commercial_Warehouse_Existing_Space Heating_Natural Gas_Unit Heater_E9 | F5 | Commercial | Warehouse | Existing | Space Heating | Natural Gas | Unit Heater | E9 | Utility - Cost of Operation | 0 | 0 | 0 | 0 | 0 | 0 | 0 | 0 | 0 | 0 | 0 | 0 | 0 | 0 | 0 | 0 | 0 | 0 | 0 | 0 | 0 | 0 | 0 | 0 | 0 | 0 | 0
F5_Commercial_Warehouse_Existing_Space Heating_Natural Gas_Unit Heater_E10 | F5 | Commercial | Warehouse | Existing | Space Heating | Natural Gas | Unit Heater | E10 | Utility - Cost of Operation | 0 | 0 | 0 | 0 | 0 | 0 | 0 | 0 | 0 | 0 | 0 | 0 | 0 | 0 | 0 | 0 | 0 | 0 | 0 | 0 | 0 | 0 | 0 | 0 | 0 | 0 | 0
F6_Commercial_Warehouse_Existing_Space Heating_Natural Gas_Unit Heater_E1 | F6 | Commercial | Warehouse | Existing | Space Heating | Natural Gas | Unit Heater | E1 | Utility - Value of Sales | 0 | 0 | 0 | 0 | 0 | 0 | 0 | 0 | 0 | 0 | 0 | 0 | 0 | 0 | 0 | 0 | 0 | 0 | 0 | 0 | 0 | 0 | 0 | 0 | 0 | 0 | 0
F6_Commercial_Warehouse_Existing_Space Heating_Natural Gas_Unit Heater_E2 | F6 | Commercial | Warehouse | Existing | Space Heating | Natural Gas | Unit Heater | E2 | Utility - Value of Sales | 0 | 0 | 0 | 0 | 0 | 0 | 0 | 0 | 0 | 0 | 0 | 0 | 0 | 0 | 0 | 0 | 0 | 0 | 0 | 0 | 0 | 0 | 0 | 0 | 0 | 0 | 0
F6_Commercial_Warehouse_Existing_Space Heating_Natural Gas_Unit Heater_E3 | F6 | Commercial | Warehouse | Existing | Space Heating | Natural Gas | Unit Heater | E3 | Utility - Value of Sales | 0 | 0 | 0 | 0 | 0 | 0 | 0 | 0 | 0 | 0 | 0 | 0 | 0 | 0 | 0 | 0 | 0 | 0 | 0 | 0 | 0 | 0 | 0 | 0 | 0 | 0 | 0
F6_Commercial_Warehouse_Existing_Space Heating_Natural Gas_Unit Heater_E4 | F6 | Commercial | Warehouse | Existing | Space Heating | Natural Gas | Unit Heater | E4 | Utility - Value of Sales | 0 | 0 | 0 | 0 | 0 | 0 | 0 | 0 | 0 | 0 | 0 | 0 | 0 | 0 | 0 | 0 | 0 | 0 | 0 | 0 | 0 | 0 | 0 | 0 | 0 | 0 | 0
F6_Commercial_Warehouse_Existing_Space Heating_Natural Gas_Unit Heater_E5 | F6 | Commercial | Warehouse | Existing | Space Heating | Natural Gas | Unit Heater | E5 | Utility - Value of Sales | 0 | 0 | 0 | 0 | 0 | 0 | 0 | 0 | 0 | 0 | 0 | 0 | 0 | 0 | 0 | 0 | 0 | 0 | 0 | 0 | 0 | 0 | 0 | 0 | 0 | 0 | 0
F6_Commercial_Warehouse_Existing_Space Heating_Natural Gas_Unit Heater_E6 | F6 | Commercial | Warehouse | Existing | Space Heating | Natural Gas | Unit Heater | E6 | Utility - Value of Sales | 0 | 0 | 0 | 0 | 0 | 0 | 0 | 0 | 0 | 0 | 0 | 0 | 0 | 0 | 0 | 0 | 0 | 0 | 0 | 0 | 0 | 0 | 0 | 0 | 0 | 0 | 0
F6_Commercial_Warehouse_Existing_Space Heating_Natural Gas_Unit Heater_E7 | F6 | Commercial | Warehouse | Existing | Space Heating | Natural Gas | Unit Heater | E7 | Utility - Value of Sales | 0 | 0 | 0 | 0 | 0 | 0 | 0 | 0 | 0 | 0 | 0 | 0 | 0 | 0 | 0 | 0 | 0 | 0 | 0 | 0 | 0 | 0 | 0 | 0 | 0 | 0 | 0
F6_Commercial_Warehouse_Existing_Space Heating_Natural Gas_Unit Heater_E8 | F6 | Commercial | Warehouse | Existing | Space Heating | Natural Gas | Unit Heater | E8 | Utility - Value of Sales | 0 | 0 | 0 | 0 | 0 | 0 | 0 | 0 | 0 | 0 | 0 | 0 | 0 | 0 | 0 | 0 | 0 | 0 | 0 | 0 | 0 | 0 | 0 | 0 | 0 | 0 | 0
F6_Commercial_Warehouse_Existing_Space Heating_Natural Gas_Unit Heater_E9 | F6 | Commercial | Warehouse | Existing | Space Heating | Natural Gas | Unit Heater | E9 | Utility - Value of Sales | 0 | 0 | 0 | 0 | 0 | 0 | 0 | 0 | 0 | 0 | 0 | 0 | 0 | 0 | 0 | 0 | 0 | 0 | 0 | 0 | 0 | 0 | 0 | 0 | 0 | 0 | 0
F6_Commercial_Warehouse_Existing_Space Heating_Natural Gas_Unit Heater_E10 | F6 | Commercial | Warehouse | Existing | Space Heating | Natural Gas | Unit Heater | E10 | Utility - Value of Sales | 0 | 0 | 0 | 0 | 0 | 0 | 0 | 0 | 0 | 0 | 0 | 0 | 0 | 0 | 0 | 0 | 0 | 0 | 0 | 0 | 0 | 0 | 0 | 0 | 0 | 0 | 0
F1_Commercial_Warehouse_Existing_Water Heating_Natural Gas_Water Heater_E1 | F1 | Commercial | Warehouse | Existing | Water Heating | Natural Gas | Water Heater | E1 | RVT - Cost of Equipment | 0.010311 | 0.010311 | 0.010311 | 0.010311 | 0.010311 | 0.010311 | 0.010311 | 0.010311 | 0.010311 | 0.010311 | 0.010311 | 0.010311 | 0.010311 | 0.010311 | 0.010311 | 0.010311 | 0.010311 | 0.010311 | 0.010311 | 0.010311 | 0.010311 | 0.010311 | 0.010311 | 0.010311 | 0.010311 | 0.010311 | 0.010311
F1_Commercial_Warehouse_Existing_Water Heating_Natural Gas_Water Heater_E2 | F1 | Commercial | Warehouse | Existing | Water Heating | Natural Gas | Water Heater | E2 | RVT - Cost of Equipment | 0.011551 | 0.011551 | 0.011551 | 0.011551 | 0.011551 | 0.011551 | 0.011551 | 0.011551 | 0.011551 | 0.011551 | 0.011551 | 0.011551 | 0.011551 | 0.011551 | 0.011551 | 0.011551 | 0.011551 | 0.011551 | 0.011551 | 0.011551 | 0.011551 | 0.011551 | 0.011551 | 0.011551 | 0.011551 | 0.011551 | 0.011551
F1_Commercial_Warehouse_Existing_Water Heating_Natural Gas_Water Heater_E3 | F1 | Commercial | Warehouse | Existing | Water Heating | Natural Gas | Water Heater | E3 | RVT - Cost of Equipment | 0.0091119 | 0.0091119 | 0.0091119 | 0.0091119 | 0.0091119 | 0.0091119 | 0.0091119 | 0.0091119 | 0.0091119 | 0.0091119 | 0.0091119 | 0.0091119 | 0.0091119 | 0.0091119 | 0.0091119 | 0.0091119 | 0.0091119 | 0.0091119 | 0.0091119 | 0.0091119 | 0.0091119 | 0.0091119 | 0.0091119 | 0.0091119 | 0.0091119 | 0.0091119 | 0.0091119
F1_Commercial_Warehouse_Existing_Water Heating_Natural Gas_Water Heater_E4 | F1 | Commercial | Warehouse | Existing | Water Heating | Natural Gas | Water Heater | E4 | RVT - Cost of Equipment | 0 | 0 | 0.036829 | 0.036829 | 0.036829 | 0.036829 | 0.036829 | 0.036829 | 0.036829 | 0.036829 | 0.036829 | 0.036829 | 0.036829 | 0.036829 | 0.036829 | 0.036829 | 0.036829 | 0.036829 | 0.036829 | 0.036829 | 0.036829 | 0.036829 | 0.036829 | 0.036829 | 0.036829 | 0.036829 | 0.036829
F1_Commercial_Warehouse_Existing_Water Heating_Natural Gas_Water Heater_E5 | F1 | Commercial | Warehouse | Existing | Water Heating | Natural Gas | Water Heater | E5 | RVT - Cost of Equipment | 0 | 0 | 0 | 0 | 0 | 0 | 0 | 0 | 0 | 0 | 0 | 0 | 0 | 0 | 0 | 0 | 0 | 0 | 0 | 0 | 0 | 0 | 0 | 0 | 0 | 0 | 0
F1_Commercial_Warehouse_Existing_Water Heating_Natural Gas_Water Heater_E6 | F1 | Commercial | Warehouse | Existing | Water Heating | Natural Gas | Water Heater | E6 | RVT - Cost of Equipment | 0 | 0 | 0 | 0 | 0 | 0 | 0 | 0 | 0 | 0 | 0 | 0 | 0 | 0 | 0 | 0 | 0 | 0 | 0 | 0 | 0 | 0 | 0 | 0 | 0 | 0 | 0
F1_Commercial_Warehouse_Existing_Water Heating_Natural Gas_Water Heater_E7 | F1 | Commercial | Warehouse | Existing | Water Heating | Natural Gas | Water Heater | E7 | RVT - Cost of Equipment | 0 | 0 | 0 | 0 | 0 | 0 | 0 | 0 | 0 | 0 | 0 | 0 | 0 | 0 | 0 | 0 | 0 | 0 | 0 | 0 | 0 | 0 | 0 | 0 | 0 | 0 | 0
F1_Commercial_Warehouse_Existing_Water Heating_Natural Gas_Water Heater_E8 | F1 | Commercial | Warehouse | Existing | Water Heating | Natural Gas | Water Heater | E8 | RVT - Cost of Equipment | 0 | 0 | 0 | 0 | 0 | 0 | 0 | 0 | 0 | 0 | 0 | 0 | 0 | 0 | 0 | 0 | 0 | 0 | 0 | 0 | 0 | 0 | 0 | 0 | 0 | 0 | 0
F1_Commercial_Warehouse_Existing_Water Heating_Natural Gas_Water Heater_E9 | F1 | Commercial | Warehouse | Existing | Water Heating | Natural Gas | Water Heater | E9 | RVT - Cost of Equipment | 0 | 0 | 0 | 0 | 0 | 0 | 0 | 0 | 0 | 0 | 0 | 0 | 0 | 0 | 0 | 0 | 0 | 0 | 0 | 0 | 0 | 0 | 0 | 0 | 0 | 0 | 0
F1_Commercial_Warehouse_Existing_Water Heating_Natural Gas_Water Heater_E10 | F1 | Commercial | Warehouse | Existing | Water Heating | Natural Gas | Water Heater | E10 | RVT - Cost of Equipment | 0 | 0 | 0 | 0 | 0 | 0 | 0 | 0 | 0 | 0 | 0 | 0 | 0 | 0 | 0 | 0 | 0 | 0 | 0 | 0 | 0 | 0 | 0 | 0 | 0 | 0 | 0
F2_Commercial_Warehouse_Existing_Water Heating_Natural Gas_Water Heater_E1 | F2 | Commercial | Warehouse | Existing | Water Heating | Natural Gas | Water Heater | E1 | RVT - Cost of Operation | 0 | 0 | 0 | 0 | 0 | 0 | 0 | 0 | 0 | 0 | 0 | 0 | 0 | 0 | 0 | 0 | 0 | 0 | 0 | 0 | 0 | 0 | 0 | 0 | 0 | 0 | 0
F2_Commercial_Warehouse_Existing_Water Heating_Natural Gas_Water Heater_E2 | F2 | Commercial | Warehouse | Existing | Water Heating | Natural Gas | Water Heater | E2 | RVT - Cost of Operation | 0 | 0 | 0 | 0 | 0 | 0 | 0 | 0 | 0 | 0 | 0 | 0 | 0 | 0 | 0 | 0 | 0 | 0 | 0 | 0 | 0 | 0 | 0 | 0 | 0 | 0 | 0
F2_Commercial_Warehouse_Existing_Water Heating_Natural Gas_Water Heater_E3 | F2 | Commercial | Warehouse | Existing | Water Heating | Natural Gas | Water Heater | E3 | RVT - Cost of Operation | 0 | 0 | 0 | 0 | 0 | 0 | 0 | 0 | 0 | 0 | 0 | 0 | 0 | 0 | 0 | 0 | 0 | 0 | 0 | 0 | 0 | 0 | 0 | 0 | 0 | 0 | 0
F2_Commercial_Warehouse_Existing_Water Heating_Natural Gas_Water Heater_E4 | F2 | Commercial | Warehouse | Existing | Water Heating | Natural Gas | Water Heater | E4 | RVT - Cost of Operation | 0 | 0 | 0 | 0 | 0 | 0 | 0 | 0 | 0 | 0 | 0 | 0 | 0 | 0 | 0 | 0 | 0 | 0 | 0 | 0 | 0 | 0 | 0 | 0 | 0 | 0 | 0
F2_Commercial_Warehouse_Existing_Water Heating_Natural Gas_Water Heater_E5 | F2 | Commercial | Warehouse | Existing | Water Heating | Natural Gas | Water Heater | E5 | RVT - Cost of Operation | 0 | 0 | 0 | 0 | 0 | 0 | 0 | 0 | 0 | 0 | 0 | 0 | 0 | 0 | 0 | 0 | 0 | 0 | 0 | 0 | 0 | 0 | 0 | 0 | 0 | 0 | 0
F2_Commercial_Warehouse_Existing_Water Heating_Natural Gas_Water Heater_E6 | F2 | Commercial | Warehouse | Existing | Water Heating | Natural Gas | Water Heater | E6 | RVT - Cost of Operation | 0 | 0 | 0 | 0 | 0 | 0 | 0 | 0 | 0 | 0 | 0 | 0 | 0 | 0 | 0 | 0 | 0 | 0 | 0 | 0 | 0 | 0 | 0 | 0 | 0 | 0 | 0
F2_Commercial_Warehouse_Existing_Water Heating_Natural Gas_Water Heater_E7 | F2 | Commercial | Warehouse | Existing | Water Heating | Natural Gas | Water Heater | E7 | RVT - Cost of Operation | 0 | 0 | 0 | 0 | 0 | 0 | 0 | 0 | 0 | 0 | 0 | 0 | 0 | 0 | 0 | 0 | 0 | 0 | 0 | 0 | 0 | 0 | 0 | 0 | 0 | 0 | 0
F2_Commercial_Warehouse_Existing_Water Heating_Natural Gas_Water Heater_E8 | F2 | Commercial | Warehouse | Existing | Water Heating | Natural Gas | Water Heater | E8 | RVT - Cost of Operation | 0 | 0 | 0 | 0 | 0 | 0 | 0 | 0 | 0 | 0 | 0 | 0 | 0 | 0 | 0 | 0 | 0 | 0 | 0 | 0 | 0 | 0 | 0 | 0 | 0 | 0 | 0
F2_Commercial_Warehouse_Existing_Water Heating_Natural Gas_Water Heater_E9 | F2 | Commercial | Warehouse | Existing | Water Heating | Natural Gas | Water Heater | E9 | RVT - Cost of Operation | 0 | 0 | 0 | 0 | 0 | 0 | 0 | 0 | 0 | 0 | 0 | 0 | 0 | 0 | 0 | 0 | 0 | 0 | 0 | 0 | 0 | 0 | 0 | 0 | 0 | 0 | 0
F2_Commercial_Warehouse_Existing_Water Heating_Natural Gas_Water Heater_E10 | F2 | Commercial | Warehouse | Existing | Water Heating | Natural Gas | Water Heater | E10 | RVT - Cost of Operation | 0 | 0 | 0 | 0 | 0 | 0 | 0 | 0 | 0 | 0 | 0 | 0 | 0 | 0 | 0 | 0 | 0 | 0 | 0 | 0 | 0 | 0 | 0 | 0 | 0 | 0 | 0
F3_Commercial_Warehouse_Existing_Water Heating_Natural Gas_Water Heater_E1 | F3 | Commercial | Warehouse | Existing | Water Heating | Natural Gas | Water Heater | E1 | System - kBTUs of Consumption | 8.2907 | 8.2907 | 8.2907 | 8.2907 | 8.2907 | 8.2907 | 8.2907 | 8.2907 | 8.2907 | 8.2907 | 8.2907 | 8.2907 | 8.2907 | 8.2907 | 8.2907 | 8.2907 | 8.2907 | 8.2907 | 8.2907 | 8.2907 | 8.2907 | 8.2907 | 8.2907 | 8.2907 | 8.2907 | 8.2907 | 8.2907
F3_Commercial_Warehouse_Existing_Water Heating_Natural Gas_Water Heater_E2 | F3 | Commercial | Warehouse | Existing | Water Heating | Natural Gas | Water Heater | E2 | System - kBTUs of Consumption | 7.5998 | 7.5998 | 7.5998 | 7.5998 | 7.5998 | 7.5998 | 7.5998 | 7.5998 | 7.5998 | 7.5998 | 7.5998 | 7.5998 | 7.5998 | 7.5998 | 7.5998 | 7.5998 | 7.5998 | 7.5998 | 7.5998 | 7.5998 | 7.5998 | 7.5998 | 7.5998 | 7.5998 | 7.5998 | 7.5998 | 7.5998
F3_Commercial_Warehouse_Existing_Water Heating_Natural Gas_Water Heater_E3 | F3 | Commercial | Warehouse | Existing | Water Heating | Natural Gas | Water Heater | E3 | System - kBTUs of Consumption | 7.4447 | 7.4447 | 7.4447 | 7.4447 | 7.4447 | 7.4447 | 7.4447 | 7.4447 | 7.4447 | 7.4447 | 7.4447 | 7.4447 | 7.4447 | 7.4447 | 7.4447 | 7.4447 | 7.4447 | 7.4447 | 7.4447 | 7.4447 | 7.4447 | 7.4447 | 7.4447 | 7.4447 | 7.4447 | 7.4447 | 7.4447
F3_Commercial_Warehouse_Existing_Water Heating_Natural Gas_Water Heater_E4 | F3 | Commercial | Warehouse | Existing | Water Heating | Natural Gas | Water Heater | E4 | System - kBTUs of Consumption | 0 | 0 | 6.8828 | 6.8828 | 6.8828 | 6.8828 | 6.8828 | 6.8828 | 6.8828 | 6.8828 | 6.8828 | 6.8828 | 6.8828 | 6.8828 | 6.8828 | 6.8828 | 6.8828 | 6.8828 | 6.8828 | 6.8828 | 6.8828 | 6.8828 | 6.8828 | 6.8828 | 6.8828 | 6.8828 | 6.8828
F3_Commercial_Warehouse_Existing_Water Heating_Natural Gas_Water Heater_E5 | F3 | Commercial | Warehouse | Existing | Water Heating | Natural Gas | Water Heater | E5 | System - kBTUs of Consumption | 0 | 0 | 0 | 0 | 0 | 0 | 0 | 0 | 0 | 0 | 0 | 0 | 0 | 0 | 0 | 0 | 0 | 0 | 0 | 0 | 0 | 0 | 0 | 0 | 0 | 0 | 0
F3_Commercial_Warehouse_Existing_Water Heating_Natural Gas_Water Heater_E6 | F3 | Commercial | Warehouse | Existing | Water Heating | Natural Gas | Water Heater | E6 | System - kBTUs of Consumption | 0 | 0 | 0 | 0 | 0 | 0 | 0 | 0 | 0 | 0 | 0 | 0 | 0 | 0 | 0 | 0 | 0 | 0 | 0 | 0 | 0 | 0 | 0 | 0 | 0 | 0 | 0
F3_Commercial_Warehouse_Existing_Water Heating_Natural Gas_Water Heater_E7 | F3 | Commercial | Warehouse | Existing | Water Heating | Natural Gas | Water Heater | E7 | System - kBTUs of Consumption | 0 | 0 | 0 | 0 | 0 | 0 | 0 | 0 | 0 | 0 | 0 | 0 | 0 | 0 | 0 | 0 | 0 | 0 | 0 | 0 | 0 | 0 | 0 | 0 | 0 | 0 | 0
F3_Commercial_Warehouse_Existing_Water Heating_Natural Gas_Water Heater_E8 | F3 | Commercial | Warehouse | Existing | Water Heating | Natural Gas | Water Heater | E8 | System - kBTUs of Consumption | 0 | 0 | 0 | 0 | 0 | 0 | 0 | 0 | 0 | 0 | 0 | 0 | 0 | 0 | 0 | 0 | 0 | 0 | 0 | 0 | 0 | 0 | 0 | 0 | 0 | 0 | 0
F3_Commercial_Warehouse_Existing_Water Heating_Natural Gas_Water Heater_E9 | F3 | Commercial | Warehouse | Existing | Water Heating | Natural Gas | Water Heater | E9 | System - kBTUs of Consumption | 0 | 0 | 0 | 0 | 0 | 0 | 0 | 0 | 0 | 0 | 0 | 0 | 0 | 0 | 0 | 0 | 0 | 0 | 0 | 0 | 0 | 0 | 0 | 0 | 0 | 0 | 0
F3_Commercial_Warehouse_Existing_Water Heating_Natural Gas_Water Heater_E10 | F3 | Commercial | Warehouse | Existing | Water Heating | Natural Gas | Water Heater | E10 | System - kBTUs of Consumption | 0 | 0 | 0 | 0 | 0 | 0 | 0 | 0 | 0 | 0 | 0 | 0 | 0 | 0 | 0 | 0 | 0 | 0 | 0 | 0 | 0 | 0 | 0 | 0 | 0 | 0 | 0
F4_Commercial_Warehouse_Existing_Water Heating_Natural Gas_Water Heater_E1 | F4 | Commercial | Warehouse | Existing | Water Heating | Natural Gas | Water Heater | E1 | Utility - Cost of Equipment | 0.010311 | 0.010311 | 0.010311 | 0.010311 | 0.010311 | 0.010311 | 0.010311 | 0.010311 | 0.010311 | 0.010311 | 0.010311 | 0.010311 | 0.010311 | 0.010311 | 0.010311 | 0.010311 | 0.010311 | 0.010311 | 0.010311 | 0.010311 | 0.010311 | 0.010311 | 0.010311 | 0.010311 | 0.010311 | 0.010311 | 0.010311
F4_Commercial_Warehouse_Existing_Water Heating_Natural Gas_Water Heater_E2 | F4 | Commercial | Warehouse | Existing | Water Heating | Natural Gas | Water Heater | E2 | Utility - Cost of Equipment | 0.011551 | 0.011551 | 0.011551 | 0.011551 | 0.011551 | 0.011551 | 0.011551 | 0.011551 | 0.011551 | 0.011551 | 0.011551 | 0.011551 | 0.011551 | 0.011551 | 0.011551 | 0.011551 | 0.011551 | 0.011551 | 0.011551 | 0.011551 | 0.011551 | 0.011551 | 0.011551 | 0.011551 | 0.011551 | 0.011551 | 0.011551
F4_Commercial_Warehouse_Existing_Water Heating_Natural Gas_Water Heater_E3 | F4 | Commercial | Warehouse | Existing | Water Heating | Natural Gas | Water Heater | E3 | Utility - Cost of Equipment | 0.0091119 | 0.0091119 | 0.0091119 | 0.0091119 | 0.0091119 | 0.0091119 | 0.0091119 | 0.0091119 | 0.0091119 | 0.0091119 | 0.0091119 | 0.0091119 | 0.0091119 | 0.0091119 | 0.0091119 | 0.0091119 | 0.0091119 | 0.0091119 | 0.0091119 | 0.0091119 | 0.0091119 | 0.0091119 | 0.0091119 | 0.0091119 | 0.0091119 | 0.0091119 | 0.0091119
F4_Commercial_Warehouse_Existing_Water Heating_Natural Gas_Water Heater_E4 | F4 | Commercial | Warehouse | Existing | Water Heating | Natural Gas | Water Heater | E4 | Utility - Cost of Equipment | 0 | 0 | 0.036829 | 0.036829 | 0.036829 | 0.036829 | 0.036829 | 0.036829 | 0.036829 | 0.036829 | 0.036829 | 0.036829 | 0.036829 | 0.036829 | 0.036829 | 0.036829 | 0.036829 | 0.036829 | 0.036829 | 0.036829 | 0.036829 | 0.036829 | 0.036829 | 0.036829 | 0.036829 | 0.036829 | 0.036829
F4_Commercial_Warehouse_Existing_Water Heating_Natural Gas_Water Heater_E5 | F4 | Commercial | Warehouse | Existing | Water Heating | Natural Gas | Water Heater | E5 | Utility - Cost of Equipment | 0 | 0 | 0 | 0 | 0 | 0 | 0 | 0 | 0 | 0 | 0 | 0 | 0 | 0 | 0 | 0 | 0 | 0 | 0 | 0 | 0 | 0 | 0 | 0 | 0 | 0 | 0
F4_Commercial_Warehouse_Existing_Water Heating_Natural Gas_Water Heater_E6 | F4 | Commercial | Warehouse | Existing | Water Heating | Natural Gas | Water Heater | E6 | Utility - Cost of Equipment | 0 | 0 | 0 | 0 | 0 | 0 | 0 | 0 | 0 | 0 | 0 | 0 | 0 | 0 | 0 | 0 | 0 | 0 | 0 | 0 | 0 | 0 | 0 | 0 | 0 | 0 | 0
F4_Commercial_Warehouse_Existing_Water Heating_Natural Gas_Water Heater_E7 | F4 | Commercial | Warehouse | Existing | Water Heating | Natural Gas | Water Heater | E7 | Utility - Cost of Equipment | 0 | 0 | 0 | 0 | 0 | 0 | 0 | 0 | 0 | 0 | 0 | 0 | 0 | 0 | 0 | 0 | 0 | 0 | 0 | 0 | 0 | 0 | 0 | 0 | 0 | 0 | 0
F4_Commercial_Warehouse_Existing_Water Heating_Natural Gas_Water Heater_E8 | F4 | Commercial | Warehouse | Existing | Water Heating | Natural Gas | Water Heater | E8 | Utility - Cost of Equipment | 0 | 0 | 0 | 0 | 0 | 0 | 0 | 0 | 0 | 0 | 0 | 0 | 0 | 0 | 0 | 0 | 0 | 0 | 0 | 0 | 0 | 0 | 0 | 0 | 0 | 0 | 0
F4_Commercial_Warehouse_Existing_Water Heating_Natural Gas_Water Heater_E9 | F4 | Commercial | Warehouse | Existing | Water Heating | Natural Gas | Water Heater | E9 | Utility - Cost of Equipment | 0 | 0 | 0 | 0 | 0 | 0 | 0 | 0 | 0 | 0 | 0 | 0 | 0 | 0 | 0 | 0 | 0 | 0 | 0 | 0 | 0 | 0 | 0 | 0 | 0 | 0 | 0
F4_Commercial_Warehouse_Existing_Water Heating_Natural Gas_Water Heater_E10 | F4 | Commercial | Warehouse | Existing | Water Heating | Natural Gas | Water Heater | E10 | Utility - Cost of Equipment | 0 | 0 | 0 | 0 | 0 | 0 | 0 | 0 | 0 | 0 | 0 | 0 | 0 | 0 | 0 | 0 | 0 | 0 | 0 | 0 | 0 | 0 | 0 | 0 | 0 | 0 | 0
F5_Commercial_Warehouse_Existing_Water Heating_Natural Gas_Water Heater_E1 | F5 | Commercial | Warehouse | Existing | Water Heating | Natural Gas | Water Heater | E1 | Utility - Cost of Operation | 0.11393 | 0.11228 | 0.11068 | 0.10913 | 0.10914 | 0.11018 | 0.11185 | 0.11389 | 0.11608 | 0.11833 | 0.12055 | 0.12251 | 0.12401 | 0.12465 | 0.12435 | 0.12313 | 0.12108 | 0.1184 | 0.1152 | 0.11142 | 0.10698 | 0.10188 | 0.097357 | 0.094426 | 0.09316 | 0.093617 | 0.094076
F5_Commercial_Warehouse_Existing_Water Heating_Natural Gas_Water Heater_E2 | F5 | Commercial | Warehouse | Existing | Water Heating | Natural Gas | Water Heater | E2 | Utility - Cost of Operation | 0.10443 | 0.10293 | 0.10146 | 0.10003 | 0.10005 | 0.101 | 0.10253 | 0.1044 | 0.10641 | 0.10847 | 0.1105 | 0.1123 | 0.11368 | 0.11426 | 0.11399 | 0.11287 | 0.11099 | 0.10853 | 0.1056 | 0.10213 | 0.098069 | 0.093395 | 0.089244 | 0.086558 | 0.085397 | 0.085816 | 0.086236
F5_Commercial_Warehouse_Existing_Water Heating_Natural Gas_Water Heater_E3 | F5 | Commercial | Warehouse | Existing | Water Heating | Natural Gas | Water Heater | E3 | Utility - Cost of Operation | 0.1023 | 0.10083 | 0.099387 | 0.097991 | 0.098005 | 0.098934 | 0.10044 | 0.10227 | 0.10424 | 0.10625 | 0.10825 | 0.11001 | 0.11136 | 0.11193 | 0.11166 | 0.11057 | 0.10873 | 0.10632 | 0.10345 | 0.10005 | 0.096068 | 0.091489 | 0.087423 | 0.084791 | 0.083654 | 0.084064 | 0.084476
F5_Commercial_Warehouse_Existing_Water Heating_Natural Gas_Water Heater_E4 | F5 | Commercial | Warehouse | Existing | Water Heating | Natural Gas | Water Heater | E4 | Utility - Cost of Operation | 0 | 0 | 0.092737 | 0.091963 | 0.09229 | 0.093335 | 0.0948 | 0.096395 | 0.09789 | 0.099103 | 0.1 | 0.10051 | 0.1006 | 0.10017 | 0.09932 | 0.098122 | 0.096612 | 0.094801 | 0.092633 | 0.090054 | 0.087026 | 0.083532 | 0.080437 | 0.078456 | 0.077636 | 0.078016 | 0.078399
F5_Commercial_Warehouse_Existing_Water Heating_Natural Gas_Water Heater_E5 | F5 | Commercial | Warehouse | Existing | Water Heating | Natural Gas | Water Heater | E5 | Utility - Cost of Operation | 0 | 0 | 0 | 0 | 0 | 0 | 0 | 0 | 0 | 0 | 0 | 0 | 0 | 0 | 0 | 0 | 0 | 0 | 0 | 0 | 0 | 0 | 0 | 0 | 0 | 0 | 0
F5_Commercial_Warehouse_Existing_Water Heating_Natural Gas_Water Heater_E6 | F5 | Commercial | Warehouse | Existing | Water Heating | Natural Gas | Water Heater | E6 | Utility - Cost of Operation | 0 | 0 | 0 | 0 | 0 | 0 | 0 | 0 | 0 | 0 | 0 | 0 | 0 | 0 | 0 | 0 | 0 | 0 | 0 | 0 | 0 | 0 | 0 | 0 | 0 | 0 | 0
F5_Commercial_Warehouse_Existing_Water Heating_Natural Gas_Water Heater_E7 | F5 | Commercial | Warehouse | Existing | Water Heating | Natural Gas | Water Heater | E7 | Utility - Cost of Operation | 0 | 0 | 0 | 0 | 0 | 0 | 0 | 0 | 0 | 0 | 0 | 0 | 0 | 0 | 0 | 0 | 0 | 0 | 0 | 0 | 0 | 0 | 0 | 0 | 0 | 0 | 0
F5_Commercial_Warehouse_Existing_Water Heating_Natural Gas_Water Heater_E8 | F5 | Commercial | Warehouse | Existing | Water Heating | Natural Gas | Water Heater | E8 | Utility - Cost of Operation | 0 | 0 | 0 | 0 | 0 | 0 | 0 | 0 | 0 | 0 | 0 | 0 | 0 | 0 | 0 | 0 | 0 | 0 | 0 | 0 | 0 | 0 | 0 | 0 | 0 | 0 | 0
F5_Commercial_Warehouse_Existing_Water Heating_Natural Gas_Water Heater_E9 | F5 | Commercial | Warehouse | Existing | Water Heating | Natural Gas | Water Heater | E9 | Utility - Cost of Operation | 0 | 0 | 0 | 0 | 0 | 0 | 0 | 0 | 0 | 0 | 0 | 0 | 0 | 0 | 0 | 0 | 0 | 0 | 0 | 0 | 0 | 0 | 0 | 0 | 0 | 0 | 0
F5_Commercial_Warehouse_Existing_Water Heating_Natural Gas_Water Heater_E10 | F5 | Commercial | Warehouse | Existing | Water Heating | Natural Gas | Water Heater | E10 | Utility - Cost of Operation | 0 | 0 | 0 | 0 | 0 | 0 | 0 | 0 | 0 | 0 | 0 | 0 | 0 | 0 | 0 | 0 | 0 | 0 | 0 | 0 | 0 | 0 | 0 | 0 | 0 | 0 | 0
F6_Commercial_Warehouse_Existing_Water Heating_Natural Gas_Water Heater_E1 | F6 | Commercial | Warehouse | Existing | Water Heating | Natural Gas | Water Heater | E1 | Utility - Value of Sales | 0 | 0 | 0 | 0 | 0 | 0 | 0 | 0 | 0 | 0 | 0 | 0 | 0 | 0 | 0 | 0 | 0 | 0 | 0 | 0 | 0 | 0 | 0 | 0 | 0 | 0 | 0
F6_Commercial_Warehouse_Existing_Water Heating_Natural Gas_Water Heater_E2 | F6 | Commercial | Warehouse | Existing | Water Heating | Natural Gas | Water Heater | E2 | Utility - Value of Sales | 0 | 0 | 0 | 0 | 0 | 0 | 0 | 0 | 0 | 0 | 0 | 0 | 0 | 0 | 0 | 0 | 0 | 0 | 0 | 0 | 0 | 0 | 0 | 0 | 0 | 0 | 0
F6_Commercial_Warehouse_Existing_Water Heating_Natural Gas_Water Heater_E3 | F6 | Commercial | Warehouse | Existing | Water Heating | Natural Gas | Water Heater | E3 | Utility - Value of Sales | 0 | 0 | 0 | 0 | 0 | 0 | 0 | 0 | 0 | 0 | 0 | 0 | 0 | 0 | 0 | 0 | 0 | 0 | 0 | 0 | 0 | 0 | 0 | 0 | 0 | 0 | 0
F6_Commercial_Warehouse_Existing_Water Heating_Natural Gas_Water Heater_E4 | F6 | Commercial | Warehouse | Existing | Water Heating | Natural Gas | Water Heater | E4 | Utility - Value of Sales | 0 | 0 | 0 | 0 | 0 | 0 | 0 | 0 | 0 | 0 | 0 | 0 | 0 | 0 | 0 | 0 | 0 | 0 | 0 | 0 | 0 | 0 | 0 | 0 | 0 | 0 | 0
F6_Commercial_Warehouse_Existing_Water Heating_Natural Gas_Water Heater_E5 | F6 | Commercial | Warehouse | Existing | Water Heating | Natural Gas | Water Heater | E5 | Utility - Value of Sales | 0 | 0 | 0 | 0 | 0 | 0 | 0 | 0 | 0 | 0 | 0 | 0 | 0 | 0 | 0 | 0 | 0 | 0 | 0 | 0 | 0 | 0 | 0 | 0 | 0 | 0 | 0
F6_Commercial_Warehouse_Existing_Water Heating_Natural Gas_Water Heater_E6 | F6 | Commercial | Warehouse | Existing | Water Heating | Natural Gas | Water Heater | E6 | Utility - Value of Sales | 0 | 0 | 0 | 0 | 0 | 0 | 0 | 0 | 0 | 0 | 0 | 0 | 0 | 0 | 0 | 0 | 0 | 0 | 0 | 0 | 0 | 0 | 0 | 0 | 0 | 0 | 0
F6_Commercial_Warehouse_Existing_Water Heating_Natural Gas_Water Heater_E7 | F6 | Commercial | Warehouse | Existing | Water Heating | Natural Gas | Water Heater | E7 | Utility - Value of Sales | 0 | 0 | 0 | 0 | 0 | 0 | 0 | 0 | 0 | 0 | 0 | 0 | 0 | 0 | 0 | 0 | 0 | 0 | 0 | 0 | 0 | 0 | 0 | 0 | 0 | 0 | 0
F6_Commercial_Warehouse_Existing_Water Heating_Natural Gas_Water Heater_E8 | F6 | Commercial | Warehouse | Existing | Water Heating | Natural Gas | Water Heater | E8 | Utility - Value of Sales | 0 | 0 | 0 | 0 | 0 | 0 | 0 | 0 | 0 | 0 | 0 | 0 | 0 | 0 | 0 | 0 | 0 | 0 | 0 | 0 | 0 | 0 | 0 | 0 | 0 | 0 | 0
F6_Commercial_Warehouse_Existing_Water Heating_Natural Gas_Water Heater_E9 | F6 | Commercial | Warehouse | Existing | Water Heating | Natural Gas | Water Heater | E9 | Utility - Value of Sales | 0 | 0 | 0 | 0 | 0 | 0 | 0 | 0 | 0 | 0 | 0 | 0 | 0 | 0 | 0 | 0 | 0 | 0 | 0 | 0 | 0 | 0 | 0 | 0 | 0 | 0 | 0
F6_Commercial_Warehouse_Existing_Water Heating_Natural Gas_Water Heater_E10 | F6 | Commercial | Warehouse | Existing | Water Heating | Natural Gas | Water Heater | E10 | Utility - Value of Sales | 0 | 0 | 0 | 0 | 0 | 0 | 0 | 0 | 0 | 0 | 0 | 0 | 0 | 0 | 0 | 0 | 0 | 0 | 0 | 0 | 0 | 0 | 0 | 0 | 0 | 0 | 0
F1_Commercial_Warehouse_Existing_Food Preparation_Natural Gas_Oven_E1 | F1 | Commercial | Warehouse | Existing | Food Preparation | Natural Gas | Oven | E1 | RVT - Cost of Equipment | 0.0059459 | 0.0059459 | 0.0059459 | 0.0059459 | 0.0059459 | 0.0059459 | 0.0059459 | 0.0059459 | 0.0059459 | 0.0059459 | 0.0059459 | 0.0059459 | 0.0059459 | 0.0059459 | 0.0059459 | 0.0059459 | 0.0059459 | 0.0059459 | 0.0059459 | 0.0059459 | 0.0059459 | 0.0059459 | 0.0059459 | 0.0059459 | 0.0059459 | 0.0059459 | 0.0059459
F1_Commercial_Warehouse_Existing_Food Preparation_Natural Gas_Oven_E2 | F1 | Commercial | Warehouse | Existing | Food Preparation | Natural Gas | Oven | E2 | RVT - Cost of Equipment | 0.0062636 | 0.0062636 | 0.0062636 | 0.0062636 | 0.0062636 | 0.0062636 | 0.0062636 | 0.0062636 | 0.0062636 | 0.0062636 | 0.0062636 | 0.0062636 | 0.0062636 | 0.0062636 | 0.0062636 | 0.0062636 | 0.0062636 | 0.0062636 | 0.0062636 | 0.0062636 | 0.0062636 | 0.0062636 | 0.0062636 | 0.0062636 | 0.0062636 | 0.0062636 | 0.0062636
F1_Commercial_Warehouse_Existing_Food Preparation_Natural Gas_Oven_E3 | F1 | Commercial | Warehouse | Existing | Food Preparation | Natural Gas | Oven | E3 | RVT - Cost of Equipment | 0 | 0 | 0 | 0 | 0 | 0 | 0 | 0 | 0 | 0 | 0 | 0 | 0 | 0 | 0 | 0 | 0 | 0 | 0 | 0 | 0 | 0 | 0 | 0 | 0 | 0 | 0
F1_Commercial_Warehouse_Existing_Food Preparation_Natural Gas_Oven_E4 | F1 | Commercial | Warehouse | Existing | Food Preparation | Natural Gas | Oven | E4 | RVT - Cost of Equipment | 0 | 0 | 0 | 0 | 0 | 0 | 0 | 0 | 0 | 0 | 0 | 0 | 0 | 0 | 0 | 0 | 0 | 0 | 0 | 0 | 0 | 0 | 0 | 0 | 0 | 0 | 0
F1_Commercial_Warehouse_Existing_Food Preparation_Natural Gas_Oven_E5 | F1 | Commercial | Warehouse | Existing | Food Preparation | Natural Gas | Oven | E5 | RVT - Cost of Equipment | 0 | 0 | 0 | 0 | 0 | 0 | 0 | 0 | 0 | 0 | 0 | 0 | 0 | 0 | 0 | 0 | 0 | 0 | 0 | 0 | 0 | 0 | 0 | 0 | 0 | 0 | 0
F1_Commercial_Warehouse_Existing_Food Preparation_Natural Gas_Oven_E6 | F1 | Commercial | Warehouse | Existing | Food Preparation | Natural Gas | Oven | E6 | RVT - Cost of Equipment | 0 | 0 | 0 | 0 | 0 | 0 | 0 | 0 | 0 | 0 | 0 | 0 | 0 | 0 | 0 | 0 | 0 | 0 | 0 | 0 | 0 | 0 | 0 | 0 | 0 | 0 | 0
F1_Commercial_Warehouse_Existing_Food Preparation_Natural Gas_Oven_E7 | F1 | Commercial | Warehouse | Existing | Food Preparation | Natural Gas | Oven | E7 | RVT - Cost of Equipment | 0 | 0 | 0 | 0 | 0 | 0 | 0 | 0 | 0 | 0 | 0 | 0 | 0 | 0 | 0 | 0 | 0 | 0 | 0 | 0 | 0 | 0 | 0 | 0 | 0 | 0 | 0
F1_Commercial_Warehouse_Existing_Food Preparation_Natural Gas_Oven_E8 | F1 | Commercial | Warehouse | Existing | Food Preparation | Natural Gas | Oven | E8 | RVT - Cost of Equipment | 0 | 0 | 0 | 0 | 0 | 0 | 0 | 0 | 0 | 0 | 0 | 0 | 0 | 0 | 0 | 0 | 0 | 0 | 0 | 0 | 0 | 0 | 0 | 0 | 0 | 0 | 0
F1_Commercial_Warehouse_Existing_Food Preparation_Natural Gas_Oven_E9 | F1 | Commercial | Warehouse | Existing | Food Preparation | Natural Gas | Oven | E9 | RVT - Cost of Equipment | 0 | 0 | 0 | 0 | 0 | 0 | 0 | 0 | 0 | 0 | 0 | 0 | 0 | 0 | 0 | 0 | 0 | 0 | 0 | 0 | 0 | 0 | 0 | 0 | 0 | 0 | 0
F1_Commercial_Warehouse_Existing_Food Preparation_Natural Gas_Oven_E10 | F1 | Commercial | Warehouse | Existing | Food Preparation | Natural Gas | Oven | E10 | RVT - Cost of Equipment | 0 | 0 | 0 | 0 | 0 | 0 | 0 | 0 | 0 | 0 | 0 | 0 | 0 | 0 | 0 | 0 | 0 | 0 | 0 | 0 | 0 | 0 | 0 | 0 | 0 | 0 | 0
F2_Commercial_Warehouse_Existing_Food Preparation_Natural Gas_Oven_E1 | F2 | Commercial | Warehouse | Existing | Food Preparation | Natural Gas | Oven | E1 | RVT - Cost of Operation | 0 | 0 | 0 | 0 | 0 | 0 | 0 | 0 | 0 | 0 | 0 | 0 | 0 | 0 | 0 | 0 | 0 | 0 | 0 | 0 | 0 | 0 | 0 | 0 | 0 | 0 | 0
F2_Commercial_Warehouse_Existing_Food Preparation_Natural Gas_Oven_E2 | F2 | Commercial | Warehouse | Existing | Food Preparation | Natural Gas | Oven | E2 | RVT - Cost of Operation | 0 | 0 | 0 | 0 | 0 | 0 | 0 | 0 | 0 | 0 | 0 | 0 | 0 | 0 | 0 | 0 | 0 | 0 | 0 | 0 | 0 | 0 | 0 | 0 | 0 | 0 | 0
F2_Commercial_Warehouse_Existing_Food Preparation_Natural Gas_Oven_E3 | F2 | Commercial | Warehouse | Existing | Food Preparation | Natural Gas | Oven | E3 | RVT - Cost of Operation | 0 | 0 | 0 | 0 | 0 | 0 | 0 | 0 | 0 | 0 | 0 | 0 | 0 | 0 | 0 | 0 | 0 | 0 | 0 | 0 | 0 | 0 | 0 | 0 | 0 | 0 | 0
F2_Commercial_Warehouse_Existing_Food Preparation_Natural Gas_Oven_E4 | F2 | Commercial | Warehouse | Existing | Food Preparation | Natural Gas | Oven | E4 | RVT - Cost of Operation | 0 | 0 | 0 | 0 | 0 | 0 | 0 | 0 | 0 | 0 | 0 | 0 | 0 | 0 | 0 | 0 | 0 | 0 | 0 | 0 | 0 | 0 | 0 | 0 | 0 | 0 | 0
F2_Commercial_Warehouse_Existing_Food Preparation_Natural Gas_Oven_E5 | F2 | Commercial | Warehouse | Existing | Food Preparation | Natural Gas | Oven | E5 | RVT - Cost of Operation | 0 | 0 | 0 | 0 | 0 | 0 | 0 | 0 | 0 | 0 | 0 | 0 | 0 | 0 | 0 | 0 | 0 | 0 | 0 | 0 | 0 | 0 | 0 | 0 | 0 | 0 | 0
F2_Commercial_Warehouse_Existing_Food Preparation_Natural Gas_Oven_E6 | F2 | Commercial | Warehouse | Existing | Food Preparation | Natural Gas | Oven | E6 | RVT - Cost of Operation | 0 | 0 | 0 | 0 | 0 | 0 | 0 | 0 | 0 | 0 | 0 | 0 | 0 | 0 | 0 | 0 | 0 | 0 | 0 | 0 | 0 | 0 | 0 | 0 | 0 | 0 | 0
F2_Commercial_Warehouse_Existing_Food Preparation_Natural Gas_Oven_E7 | F2 | Commercial | Warehouse | Existing | Food Preparation | Natural Gas | Oven | E7 | RVT - Cost of Operation | 0 | 0 | 0 | 0 | 0 | 0 | 0 | 0 | 0 | 0 | 0 | 0 | 0 | 0 | 0 | 0 | 0 | 0 | 0 | 0 | 0 | 0 | 0 | 0 | 0 | 0 | 0
F2_Commercial_Warehouse_Existing_Food Preparation_Natural Gas_Oven_E8 | F2 | Commercial | Warehouse | Existing | Food Preparation | Natural Gas | Oven | E8 | RVT - Cost of Operation | 0 | 0 | 0 | 0 | 0 | 0 | 0 | 0 | 0 | 0 | 0 | 0 | 0 | 0 | 0 | 0 | 0 | 0 | 0 | 0 | 0 | 0 | 0 | 0 | 0 | 0 | 0
F2_Commercial_Warehouse_Existing_Food Preparation_Natural Gas_Oven_E9 | F2 | Commercial | Warehouse | Existing | Food Preparation | Natural Gas | Oven | E9 | RVT - Cost of Operation | 0 | 0 | 0 | 0 | 0 | 0 | 0 | 0 | 0 | 0 | 0 | 0 | 0 | 0 | 0 | 0 | 0 | 0 | 0 | 0 | 0 | 0 | 0 | 0 | 0 | 0 | 0
F2_Commercial_Warehouse_Existing_Food Preparation_Natural Gas_Oven_E10 | F2 | Commercial | Warehouse | Existing | Food Preparation | Natural Gas | Oven | E10 | RVT - Cost of Operation | 0 | 0 | 0 | 0 | 0 | 0 | 0 | 0 | 0 | 0 | 0 | 0 | 0 | 0 | 0 | 0 | 0 | 0 | 0 | 0 | 0 | 0 | 0 | 0 | 0 | 0 | 0
F3_Commercial_Warehouse_Existing_Food Preparation_Natural Gas_Oven_E1 | F3 | Commercial | Warehouse | Existing | Food Preparation | Natural Gas | Oven | E1 | System - kBTUs of Consumption | 0.47261 | 0.47261 | 0.47261 | 0.47261 | 0.47261 | 0.47261 | 0.47261 | 0.47261 | 0.47261 | 0.47261 | 0.47261 | 0.47261 | 0.47261 | 0.47261 | 0.47261 | 0.47261 | 0.47261 | 0.47261 | 0.47261 | 0.47261 | 0.47261 | 0.47261 | 0.47261 | 0.47261 | 0.47261 | 0.47261 | 0.47261
F3_Commercial_Warehouse_Existing_Food Preparation_Natural Gas_Oven_E2 | F3 | Commercial | Warehouse | Existing | Food Preparation | Natural Gas | Oven | E2 | System - kBTUs of Consumption | 0.41063 | 0.41063 | 0.41063 | 0.41063 | 0.41063 | 0.41063 | 0.41063 | 0.41063 | 0.41063 | 0.41063 | 0.41063 | 0.41063 | 0.41063 | 0.41063 | 0.41063 | 0.41063 | 0.41063 | 0.41063 | 0.41063 | 0.41063 | 0.41063 | 0.41063 | 0.41063 | 0.41063 | 0.41063 | 0.41063 | 0.41063
F3_Commercial_Warehouse_Existing_Food Preparation_Natural Gas_Oven_E3 | F3 | Commercial | Warehouse | Existing | Food Preparation | Natural Gas | Oven | E3 | System - kBTUs of Consumption | 0 | 0 | 0 | 0 | 0 | 0 | 0 | 0 | 0 | 0 | 0 | 0 | 0 | 0 | 0 | 0 | 0 | 0 | 0 | 0 | 0 | 0 | 0 | 0 | 0 | 0 | 0
F3_Commercial_Warehouse_Existing_Food Preparation_Natural Gas_Oven_E4 | F3 | Commercial | Warehouse | Existing | Food Preparation | Natural Gas | Oven | E4 | System - kBTUs of Consumption | 0 | 0 | 0 | 0 | 0 | 0 | 0 | 0 | 0 | 0 | 0 | 0 | 0 | 0 | 0 | 0 | 0 | 0 | 0 | 0 | 0 | 0 | 0 | 0 | 0 | 0 | 0
F3_Commercial_Warehouse_Existing_Food Preparation_Natural Gas_Oven_E5 | F3 | Commercial | Warehouse | Existing | Food Preparation | Natural Gas | Oven | E5 | System - kBTUs of Consumption | 0 | 0 | 0 | 0 | 0 | 0 | 0 | 0 | 0 | 0 | 0 | 0 | 0 | 0 | 0 | 0 | 0 | 0 | 0 | 0 | 0 | 0 | 0 | 0 | 0 | 0 | 0
F3_Commercial_Warehouse_Existing_Food Preparation_Natural Gas_Oven_E6 | F3 | Commercial | Warehouse | Existing | Food Preparation | Natural Gas | Oven | E6 | System - kBTUs of Consumption | 0 | 0 | 0 | 0 | 0 | 0 | 0 | 0 | 0 | 0 | 0 | 0 | 0 | 0 | 0 | 0 | 0 | 0 | 0 | 0 | 0 | 0 | 0 | 0 | 0 | 0 | 0
F3_Commercial_Warehouse_Existing_Food Preparation_Natural Gas_Oven_E7 | F3 | Commercial | Warehouse | Existing | Food Preparation | Natural Gas | Oven | E7 | System - kBTUs of Consumption | 0 | 0 | 0 | 0 | 0 | 0 | 0 | 0 | 0 | 0 | 0 | 0 | 0 | 0 | 0 | 0 | 0 | 0 | 0 | 0 | 0 | 0 | 0 | 0 | 0 | 0 | 0
F3_Commercial_Warehouse_Existing_Food Preparation_Natural Gas_Oven_E8 | F3 | Commercial | Warehouse | Existing | Food Preparation | Natural Gas | Oven | E8 | System - kBTUs of Consumption | 0 | 0 | 0 | 0 | 0 | 0 | 0 | 0 | 0 | 0 | 0 | 0 | 0 | 0 | 0 | 0 | 0 | 0 | 0 | 0 | 0 | 0 | 0 | 0 | 0 | 0 | 0
F3_Commercial_Warehouse_Existing_Food Preparation_Natural Gas_Oven_E9 | F3 | Commercial | Warehouse | Existing | Food Preparation | Natural Gas | Oven | E9 | System - kBTUs of Consumption | 0 | 0 | 0 | 0 | 0 | 0 | 0 | 0 | 0 | 0 | 0 | 0 | 0 | 0 | 0 | 0 | 0 | 0 | 0 | 0 | 0 | 0 | 0 | 0 | 0 | 0 | 0
F3_Commercial_Warehouse_Existing_Food Preparation_Natural Gas_Oven_E10 | F3 | Commercial | Warehouse | Existing | Food Preparation | Natural Gas | Oven | E10 | System - kBTUs of Consumption | 0 | 0 | 0 | 0 | 0 | 0 | 0 | 0 | 0 | 0 | 0 | 0 | 0 | 0 | 0 | 0 | 0 | 0 | 0 | 0 | 0 | 0 | 0 | 0 | 0 | 0 | 0
F4_Commercial_Warehouse_Existing_Food Preparation_Natural Gas_Oven_E1 | F4 | Commercial | Warehouse | Existing | Food Preparation | Natural Gas | Oven | E1 | Utility - Cost of Equipment | 0.0059459 | 0.0059459 | 0.0059459 | 0.0059459 | 0.0059459 | 0.0059459 | 0.0059459 | 0.0059459 | 0.0059459 | 0.0059459 | 0.0059459 | 0.0059459 | 0.0059459 | 0.0059459 | 0.0059459 | 0.0059459 | 0.0059459 | 0.0059459 | 0.0059459 | 0.0059459 | 0.0059459 | 0.0059459 | 0.0059459 | 0.0059459 | 0.0059459 | 0.0059459 | 0.0059459
F4_Commercial_Warehouse_Existing_Food Preparation_Natural Gas_Oven_E2 | F4 | Commercial | Warehouse | Existing | Food Preparation | Natural Gas | Oven | E2 | Utility - Cost of Equipment | 0.0062636 | 0.0062636 | 0.0062636 | 0.0062636 | 0.0062636 | 0.0062636 | 0.0062636 | 0.0062636 | 0.0062636 | 0.0062636 | 0.0062636 | 0.0062636 | 0.0062636 | 0.0062636 | 0.0062636 | 0.0062636 | 0.0062636 | 0.0062636 | 0.0062636 | 0.0062636 | 0.0062636 | 0.0062636 | 0.0062636 | 0.0062636 | 0.0062636 | 0.0062636 | 0.0062636
F4_Commercial_Warehouse_Existing_Food Preparation_Natural Gas_Oven_E3 | F4 | Commercial | Warehouse | Existing | Food Preparation | Natural Gas | Oven | E3 | Utility - Cost of Equipment | 0 | 0 | 0 | 0 | 0 | 0 | 0 | 0 | 0 | 0 | 0 | 0 | 0 | 0 | 0 | 0 | 0 | 0 | 0 | 0 | 0 | 0 | 0 | 0 | 0 | 0 | 0
F4_Commercial_Warehouse_Existing_Food Preparation_Natural Gas_Oven_E4 | F4 | Commercial | Warehouse | Existing | Food Preparation | Natural Gas | Oven | E4 | Utility - Cost of Equipment | 0 | 0 | 0 | 0 | 0 | 0 | 0 | 0 | 0 | 0 | 0 | 0 | 0 | 0 | 0 | 0 | 0 | 0 | 0 | 0 | 0 | 0 | 0 | 0 | 0 | 0 | 0
F4_Commercial_Warehouse_Existing_Food Preparation_Natural Gas_Oven_E5 | F4 | Commercial | Warehouse | Existing | Food Preparation | Natural Gas | Oven | E5 | Utility - Cost of Equipment | 0 | 0 | 0 | 0 | 0 | 0 | 0 | 0 | 0 | 0 | 0 | 0 | 0 | 0 | 0 | 0 | 0 | 0 | 0 | 0 | 0 | 0 | 0 | 0 | 0 | 0 | 0
F4_Commercial_Warehouse_Existing_Food Preparation_Natural Gas_Oven_E6 | F4 | Commercial | Warehouse | Existing | Food Preparation | Natural Gas | Oven | E6 | Utility - Cost of Equipment | 0 | 0 | 0 | 0 | 0 | 0 | 0 | 0 | 0 | 0 | 0 | 0 | 0 | 0 | 0 | 0 | 0 | 0 | 0 | 0 | 0 | 0 | 0 | 0 | 0 | 0 | 0
F4_Commercial_Warehouse_Existing_Food Preparation_Natural Gas_Oven_E7 | F4 | Commercial | Warehouse | Existing | Food Preparation | Natural Gas | Oven | E7 | Utility - Cost of Equipment | 0 | 0 | 0 | 0 | 0 | 0 | 0 | 0 | 0 | 0 | 0 | 0 | 0 | 0 | 0 | 0 | 0 | 0 | 0 | 0 | 0 | 0 | 0 | 0 | 0 | 0 | 0
F4_Commercial_Warehouse_Existing_Food Preparation_Natural Gas_Oven_E8 | F4 | Commercial | Warehouse | Existing | Food Preparation | Natural Gas | Oven | E8 | Utility - Cost of Equipment | 0 | 0 | 0 | 0 | 0 | 0 | 0 | 0 | 0 | 0 | 0 | 0 | 0 | 0 | 0 | 0 | 0 | 0 | 0 | 0 | 0 | 0 | 0 | 0 | 0 | 0 | 0
F4_Commercial_Warehouse_Existing_Food Preparation_Natural Gas_Oven_E9 | F4 | Commercial | Warehouse | Existing | Food Preparation | Natural Gas | Oven | E9 | Utility - Cost of Equipment | 0 | 0 | 0 | 0 | 0 | 0 | 0 | 0 | 0 | 0 | 0 | 0 | 0 | 0 | 0 | 0 | 0 | 0 | 0 | 0 | 0 | 0 | 0 | 0 | 0 | 0 | 0
F4_Commercial_Warehouse_Existing_Food Preparation_Natural Gas_Oven_E10 | F4 | Commercial | Warehouse | Existing | Food Preparation | Natural Gas | Oven | E10 | Utility - Cost of Equipment | 0 | 0 | 0 | 0 | 0 | 0 | 0 | 0 | 0 | 0 | 0 | 0 | 0 | 0 | 0 | 0 | 0 | 0 | 0 | 0 | 0 | 0 | 0 | 0 | 0 | 0 | 0
F5_Commercial_Warehouse_Existing_Food Preparation_Natural Gas_Oven_E1 | F5 | Commercial | Warehouse | Existing | Food Preparation | Natural Gas | Oven | E1 | Utility - Cost of Operation | 0.0064905 | 0.006422 | 0.0063561 | 0.0062933 | 0.0063097 | 0.0063776 | 0.0064789 | 0.0065987 | 0.0067221 | 0.006834 | 0.006925 | 0.0069823 | 0.0070014 | 0.0069762 | 0.0069163 | 0.0068284 | 0.006718 | 0.0065858 | 0.0064279 | 0.0062401 | 0.0060199 | 0.0057661 | 0.0055411 | 0.0053966 | 0.005336 | 0.0053621 | 0.0053884
F5_Commercial_Warehouse_Existing_Food Preparation_Natural Gas_Oven_E2 | F5 | Commercial | Warehouse | Existing | Food Preparation | Natural Gas | Oven | E2 | Utility - Cost of Operation | 0.0056393 | 0.0055798 | 0.0055225 | 0.0054679 | 0.0054822 | 0.0055413 | 0.0056292 | 0.0057333 | 0.0058405 | 0.0059377 | 0.0060168 | 0.0060666 | 0.0060832 | 0.0060613 | 0.0060093 | 0.0059329 | 0.005837 | 0.0057221 | 0.0055849 | 0.0054217 | 0.0052304 | 0.0050099 | 0.0048144 | 0.0046889 | 0.0046362 | 0.0046589 | 0.0046817
F5_Commercial_Warehouse_Existing_Food Preparation_Natural Gas_Oven_E3 | F5 | Commercial | Warehouse | Existing | Food Preparation | Natural Gas | Oven | E3 | Utility - Cost of Operation | 0 | 0 | 0 | 0 | 0 | 0 | 0 | 0 | 0 | 0 | 0 | 0 | 0 | 0 | 0 | 0 | 0 | 0 | 0 | 0 | 0 | 0 | 0 | 0 | 0 | 0 | 0
F5_Commercial_Warehouse_Existing_Food Preparation_Natural Gas_Oven_E4 | F5 | Commercial | Warehouse | Existing | Food Preparation | Natural Gas | Oven | E4 | Utility - Cost of Operation | 0 | 0 | 0 | 0 | 0 | 0 | 0 | 0 | 0 | 0 | 0 | 0 | 0 | 0 | 0 | 0 | 0 | 0 | 0 | 0 | 0 | 0 | 0 | 0 | 0 | 0 | 0
F5_Commercial_Warehouse_Existing_Food Preparation_Natural Gas_Oven_E5 | F5 | Commercial | Warehouse | Existing | Food Preparation | Natural Gas | Oven | E5 | Utility - Cost of Operation | 0 | 0 | 0 | 0 | 0 | 0 | 0 | 0 | 0 | 0 | 0 | 0 | 0 | 0 | 0 | 0 | 0 | 0 | 0 | 0 | 0 | 0 | 0 | 0 | 0 | 0 | 0
F5_Commercial_Warehouse_Existing_Food Preparation_Natural Gas_Oven_E6 | F5 | Commercial | Warehouse | Existing | Food Preparation | Natural Gas | Oven | E6 | Utility - Cost of Operation | 0 | 0 | 0 | 0 | 0 | 0 | 0 | 0 | 0 | 0 | 0 | 0 | 0 | 0 | 0 | 0 | 0 | 0 | 0 | 0 | 0 | 0 | 0 | 0 | 0 | 0 | 0
F5_Commercial_Warehouse_Existing_Food Preparation_Natural Gas_Oven_E7 | F5 | Commercial | Warehouse | Existing | Food Preparation | Natural Gas | Oven | E7 | Utility - Cost of Operation | 0 | 0 | 0 | 0 | 0 | 0 | 0 | 0 | 0 | 0 | 0 | 0 | 0 | 0 | 0 | 0 | 0 | 0 | 0 | 0 | 0 | 0 | 0 | 0 | 0 | 0 | 0
F5_Commercial_Warehouse_Existing_Food Preparation_Natural Gas_Oven_E8 | F5 | Commercial | Warehouse | Existing | Food Preparation | Natural Gas | Oven | E8 | Utility - Cost of Operation | 0 | 0 | 0 | 0 | 0 | 0 | 0 | 0 | 0 | 0 | 0 | 0 | 0 | 0 | 0 | 0 | 0 | 0 | 0 | 0 | 0 | 0 | 0 | 0 | 0 | 0 | 0
F5_Commercial_Warehouse_Existing_Food Preparation_Natural Gas_Oven_E9 | F5 | Commercial | Warehouse | Existing | Food Preparation | Natural Gas | Oven | E9 | Utility - Cost of Operation | 0 | 0 | 0 | 0 | 0 | 0 | 0 | 0 | 0 | 0 | 0 | 0 | 0 | 0 | 0 | 0 | 0 | 0 | 0 | 0 | 0 | 0 | 0 | 0 | 0 | 0 | 0
F5_Commercial_Warehouse_Existing_Food Preparation_Natural Gas_Oven_E10 | F5 | Commercial | Warehouse | Existing | Food Preparation | Natural Gas | Oven | E10 | Utility - Cost of Operation | 0 | 0 | 0 | 0 | 0 | 0 | 0 | 0 | 0 | 0 | 0 | 0 | 0 | 0 | 0 | 0 | 0 | 0 | 0 | 0 | 0 | 0 | 0 | 0 | 0 | 0 | 0
F6_Commercial_Warehouse_Existing_Food Preparation_Natural Gas_Oven_E1 | F6 | Commercial | Warehouse | Existing | Food Preparation | Natural Gas | Oven | E1 | Utility - Value of Sales | 0 | 0 | 0 | 0 | 0 | 0 | 0 | 0 | 0 | 0 | 0 | 0 | 0 | 0 | 0 | 0 | 0 | 0 | 0 | 0 | 0 | 0 | 0 | 0 | 0 | 0 | 0
F6_Commercial_Warehouse_Existing_Food Preparation_Natural Gas_Oven_E2 | F6 | Commercial | Warehouse | Existing | Food Preparation | Natural Gas | Oven | E2 | Utility - Value of Sales | 0 | 0 | 0 | 0 | 0 | 0 | 0 | 0 | 0 | 0 | 0 | 0 | 0 | 0 | 0 | 0 | 0 | 0 | 0 | 0 | 0 | 0 | 0 | 0 | 0 | 0 | 0
F6_Commercial_Warehouse_Existing_Food Preparation_Natural Gas_Oven_E3 | F6 | Commercial | Warehouse | Existing | Food Preparation | Natural Gas | Oven | E3 | Utility - Value of Sales | 0 | 0 | 0 | 0 | 0 | 0 | 0 | 0 | 0 | 0 | 0 | 0 | 0 | 0 | 0 | 0 | 0 | 0 | 0 | 0 | 0 | 0 | 0 | 0 | 0 | 0 | 0
F6_Commercial_Warehouse_Existing_Food Preparation_Natural Gas_Oven_E4 | F6 | Commercial | Warehouse | Existing | Food Preparation | Natural Gas | Oven | E4 | Utility - Value of Sales | 0 | 0 | 0 | 0 | 0 | 0 | 0 | 0 | 0 | 0 | 0 | 0 | 0 | 0 | 0 | 0 | 0 | 0 | 0 | 0 | 0 | 0 | 0 | 0 | 0 | 0 | 0
F6_Commercial_Warehouse_Existing_Food Preparation_Natural Gas_Oven_E5 | F6 | Commercial | Warehouse | Existing | Food Preparation | Natural Gas | Oven | E5 | Utility - Value of Sales | 0 | 0 | 0 | 0 | 0 | 0 | 0 | 0 | 0 | 0 | 0 | 0 | 0 | 0 | 0 | 0 | 0 | 0 | 0 | 0 | 0 | 0 | 0 | 0 | 0 | 0 | 0
F6_Commercial_Warehouse_Existing_Food Preparation_Natural Gas_Oven_E6 | F6 | Commercial | Warehouse | Existing | Food Preparation | Natural Gas | Oven | E6 | Utility - Value of Sales | 0 | 0 | 0 | 0 | 0 | 0 | 0 | 0 | 0 | 0 | 0 | 0 | 0 | 0 | 0 | 0 | 0 | 0 | 0 | 0 | 0 | 0 | 0 | 0 | 0 | 0 | 0
F6_Commercial_Warehouse_Existing_Food Preparation_Natural Gas_Oven_E7 | F6 | Commercial | Warehouse | Existing | Food Preparation | Natural Gas | Oven | E7 | Utility - Value of Sales | 0 | 0 | 0 | 0 | 0 | 0 | 0 | 0 | 0 | 0 | 0 | 0 | 0 | 0 | 0 | 0 | 0 | 0 | 0 | 0 | 0 | 0 | 0 | 0 | 0 | 0 | 0
F6_Commercial_Warehouse_Existing_Food Preparation_Natural Gas_Oven_E8 | F6 | Commercial | Warehouse | Existing | Food Preparation | Natural Gas | Oven | E8 | Utility - Value of Sales | 0 | 0 | 0 | 0 | 0 | 0 | 0 | 0 | 0 | 0 | 0 | 0 | 0 | 0 | 0 | 0 | 0 | 0 | 0 | 0 | 0 | 0 | 0 | 0 | 0 | 0 | 0
F6_Commercial_Warehouse_Existing_Food Preparation_Natural Gas_Oven_E9 | F6 | Commercial | Warehouse | Existing | Food Preparation | Natural Gas | Oven | E9 | Utility - Value of Sales | 0 | 0 | 0 | 0 | 0 | 0 | 0 | 0 | 0 | 0 | 0 | 0 | 0 | 0 | 0 | 0 | 0 | 0 | 0 | 0 | 0 | 0 | 0 | 0 | 0 | 0 | 0
F6_Commercial_Warehouse_Existing_Food Preparation_Natural Gas_Oven_E10 | F6 | Commercial | Warehouse | Existing | Food Preparation | Natural Gas | Oven | E10 | Utility - Value of Sales | 0 | 0 | 0 | 0 | 0 | 0 | 0 | 0 | 0 | 0 | 0 | 0 | 0 | 0 | 0 | 0 | 0 | 0 | 0 | 0 | 0 | 0 | 0 | 0 | 0 | 0 | 0
F1_Commercial_Warehouse_Existing_Food Preparation_Natural Gas_Conveyor Oven_E1 | F1 | Commercial | Warehouse | Existing | Food Preparation | Natural Gas | Conveyor Oven | E1 | RVT - Cost of Equipment | 0.0033696 | 0.0033696 | 0.0033696 | 0.0033696 | 0.0033696 | 0.0033696 | 0.0033696 | 0.0033696 | 0.0033696 | 0.0033696 | 0.0033696 | 0.0033696 | 0.0033696 | 0.0033696 | 0.0033696 | 0.0033696 | 0.0033696 | 0.0033696 | 0.0033696 | 0.0033696 | 0.0033696 | 0.0033696 | 0.0033696 | 0.0033696 | 0.0033696 | 0.0033696 | 0.0033696
F1_Commercial_Warehouse_Existing_Food Preparation_Natural Gas_Conveyor Oven_E2 | F1 | Commercial | Warehouse | Existing | Food Preparation | Natural Gas | Conveyor Oven | E2 | RVT - Cost of Equipment | 0.0041079 | 0.0041079 | 0.0041079 | 0.0041079 | 0.0041079 | 0.0041079 | 0.0041079 | 0.0041079 | 0.0041079 | 0.0041079 | 0.0041079 | 0.0041079 | 0.0041079 | 0.0041079 | 0.0041079 | 0.0041079 | 0.0041079 | 0.0041079 | 0.0041079 | 0.0041079 | 0.0041079 | 0.0041079 | 0.0041079 | 0.0041079 | 0.0041079 | 0.0041079 | 0.0041079
F1_Commercial_Warehouse_Existing_Food Preparation_Natural Gas_Conveyor Oven_E3 | F1 | Commercial | Warehouse | Existing | Food Preparation | Natural Gas | Conveyor Oven | E3 | RVT - Cost of Equipment | 0 | 0 | 0 | 0 | 0 | 0 | 0 | 0 | 0 | 0 | 0 | 0 | 0 | 0 | 0 | 0 | 0 | 0 | 0 | 0 | 0 | 0 | 0 | 0 | 0 | 0 | 0
F1_Commercial_Warehouse_Existing_Food Preparation_Natural Gas_Conveyor Oven_E4 | F1 | Commercial | Warehouse | Existing | Food Preparation | Natural Gas | Conveyor Oven | E4 | RVT - Cost of Equipment | 0 | 0 | 0 | 0 | 0 | 0 | 0 | 0 | 0 | 0 | 0 | 0 | 0 | 0 | 0 | 0 | 0 | 0 | 0 | 0 | 0 | 0 | 0 | 0 | 0 | 0 | 0
F1_Commercial_Warehouse_Existing_Food Preparation_Natural Gas_Conveyor Oven_E5 | F1 | Commercial | Warehouse | Existing | Food Preparation | Natural Gas | Conveyor Oven | E5 | RVT - Cost of Equipment | 0 | 0 | 0 | 0 | 0 | 0 | 0 | 0 | 0 | 0 | 0 | 0 | 0 | 0 | 0 | 0 | 0 | 0 | 0 | 0 | 0 | 0 | 0 | 0 | 0 | 0 | 0
F1_Commercial_Warehouse_Existing_Food Preparation_Natural Gas_Conveyor Oven_E6 | F1 | Commercial | Warehouse | Existing | Food Preparation | Natural Gas | Conveyor Oven | E6 | RVT - Cost of Equipment | 0 | 0 | 0 | 0 | 0 | 0 | 0 | 0 | 0 | 0 | 0 | 0 | 0 | 0 | 0 | 0 | 0 | 0 | 0 | 0 | 0 | 0 | 0 | 0 | 0 | 0 | 0
F1_Commercial_Warehouse_Existing_Food Preparation_Natural Gas_Conveyor Oven_E7 | F1 | Commercial | Warehouse | Existing | Food Preparation | Natural Gas | Conveyor Oven | E7 | RVT - Cost of Equipment | 0 | 0 | 0 | 0 | 0 | 0 | 0 | 0 | 0 | 0 | 0 | 0 | 0 | 0 | 0 | 0 | 0 | 0 | 0 | 0 | 0 | 0 | 0 | 0 | 0 | 0 | 0
F1_Commercial_Warehouse_Existing_Food Preparation_Natural Gas_Conveyor Oven_E8 | F1 | Commercial | Warehouse | Existing | Food Preparation | Natural Gas | Conveyor Oven | E8 | RVT - Cost of Equipment | 0 | 0 | 0 | 0 | 0 | 0 | 0 | 0 | 0 | 0 | 0 | 0 | 0 | 0 | 0 | 0 | 0 | 0 | 0 | 0 | 0 | 0 | 0 | 0 | 0 | 0 | 0
F1_Commercial_Warehouse_Existing_Food Preparation_Natural Gas_Conveyor Oven_E9 | F1 | Commercial | Warehouse | Existing | Food Preparation | Natural Gas | Conveyor Oven | E9 | RVT - Cost of Equipment | 0 | 0 | 0 | 0 | 0 | 0 | 0 | 0 | 0 | 0 | 0 | 0 | 0 | 0 | 0 | 0 | 0 | 0 | 0 | 0 | 0 | 0 | 0 | 0 | 0 | 0 | 0
F1_Commercial_Warehouse_Existing_Food Preparation_Natural Gas_Conveyor Oven_E10 | F1 | Commercial | Warehouse | Existing | Food Preparation | Natural Gas | Conveyor Oven | E10 | RVT - Cost of Equipment | 0 | 0 | 0 | 0 | 0 | 0 | 0 | 0 | 0 | 0 | 0 | 0 | 0 | 0 | 0 | 0 | 0 | 0 | 0 | 0 | 0 | 0 | 0 | 0 | 0 | 0 | 0
F2_Commercial_Warehouse_Existing_Food Preparation_Natural Gas_Conveyor Oven_E1 | F2 | Commercial | Warehouse | Existing | Food Preparation | Natural Gas | Conveyor Oven | E1 | RVT - Cost of Operation | 0 | 0 | 0 | 0 | 0 | 0 | 0 | 0 | 0 | 0 | 0 | 0 | 0 | 0 | 0 | 0 | 0 | 0 | 0 | 0 | 0 | 0 | 0 | 0 | 0 | 0 | 0
F2_Commercial_Warehouse_Existing_Food Preparation_Natural Gas_Conveyor Oven_E2 | F2 | Commercial | Warehouse | Existing | Food Preparation | Natural Gas | Conveyor Oven | E2 | RVT - Cost of Operation | 0 | 0 | 0 | 0 | 0 | 0 | 0 | 0 | 0 | 0 | 0 | 0 | 0 | 0 | 0 | 0 | 0 | 0 | 0 | 0 | 0 | 0 | 0 | 0 | 0 | 0 | 0
F2_Commercial_Warehouse_Existing_Food Preparation_Natural Gas_Conveyor Oven_E3 | F2 | Commercial | Warehouse | Existing | Food Preparation | Natural Gas | Conveyor Oven | E3 | RVT - Cost of Operation | 0 | 0 | 0 | 0 | 0 | 0 | 0 | 0 | 0 | 0 | 0 | 0 | 0 | 0 | 0 | 0 | 0 | 0 | 0 | 0 | 0 | 0 | 0 | 0 | 0 | 0 | 0
F2_Commercial_Warehouse_Existing_Food Preparation_Natural Gas_Conveyor Oven_E4 | F2 | Commercial | Warehouse | Existing | Food Preparation | Natural Gas | Conveyor Oven | E4 | RVT - Cost of Operation | 0 | 0 | 0 | 0 | 0 | 0 | 0 | 0 | 0 | 0 | 0 | 0 | 0 | 0 | 0 | 0 | 0 | 0 | 0 | 0 | 0 | 0 | 0 | 0 | 0 | 0 | 0
F2_Commercial_Warehouse_Existing_Food Preparation_Natural Gas_Conveyor Oven_E5 | F2 | Commercial | Warehouse | Existing | Food Preparation | Natural Gas | Conveyor Oven | E5 | RVT - Cost of Operation | 0 | 0 | 0 | 0 | 0 | 0 | 0 | 0 | 0 | 0 | 0 | 0 | 0 | 0 | 0 | 0 | 0 | 0 | 0 | 0 | 0 | 0 | 0 | 0 | 0 | 0 | 0
F2_Commercial_Warehouse_Existing_Food Preparation_Natural Gas_Conveyor Oven_E6 | F2 | Commercial | Warehouse | Existing | Food Preparation | Natural Gas | Conveyor Oven | E6 | RVT - Cost of Operation | 0 | 0 | 0 | 0 | 0 | 0 | 0 | 0 | 0 | 0 | 0 | 0 | 0 | 0 | 0 | 0 | 0 | 0 | 0 | 0 | 0 | 0 | 0 | 0 | 0 | 0 | 0
F2_Commercial_Warehouse_Existing_Food Preparation_Natural Gas_Conveyor Oven_E7 | F2 | Commercial | Warehouse | Existing | Food Preparation | Natural Gas | Conveyor Oven | E7 | RVT - Cost of Operation | 0 | 0 | 0 | 0 | 0 | 0 | 0 | 0 | 0 | 0 | 0 | 0 | 0 | 0 | 0 | 0 | 0 | 0 | 0 | 0 | 0 | 0 | 0 | 0 | 0 | 0 | 0
F2_Commercial_Warehouse_Existing_Food Preparation_Natural Gas_Conveyor Oven_E8 | F2 | Commercial | Warehouse | Existing | Food Preparation | Natural Gas | Conveyor Oven | E8 | RVT - Cost of Operation | 0 | 0 | 0 | 0 | 0 | 0 | 0 | 0 | 0 | 0 | 0 | 0 | 0 | 0 | 0 | 0 | 0 | 0 | 0 | 0 | 0 | 0 | 0 | 0 | 0 | 0 | 0
F2_Commercial_Warehouse_Existing_Food Preparation_Natural Gas_Conveyor Oven_E9 | F2 | Commercial | Warehouse | Existing | Food Preparation | Natural Gas | Conveyor Oven | E9 | RVT - Cost of Operation | 0 | 0 | 0 | 0 | 0 | 0 | 0 | 0 | 0 | 0 | 0 | 0 | 0 | 0 | 0 | 0 | 0 | 0 | 0 | 0 | 0 | 0 | 0 | 0 | 0 | 0 | 0
F2_Commercial_Warehouse_Existing_Food Preparation_Natural Gas_Conveyor Oven_E10 | F2 | Commercial | Warehouse | Existing | Food Preparation | Natural Gas | Conveyor Oven | E10 | RVT - Cost of Operation | 0 | 0 | 0 | 0 | 0 | 0 | 0 | 0 | 0 | 0 | 0 | 0 | 0 | 0 | 0 | 0 | 0 | 0 | 0 | 0 | 0 | 0 | 0 | 0 | 0 | 0 | 0
F3_Commercial_Warehouse_Existing_Food Preparation_Natural Gas_Conveyor Oven_E1 | F3 | Commercial | Warehouse | Existing | Food Preparation | Natural Gas | Conveyor Oven | E1 | System - kBTUs of Consumption | 0.8632 | 0.8632 | 0.8632 | 0.8632 | 0.8632 | 0.8632 | 0.8632 | 0.8632 | 0.8632 | 0.8632 | 0.8632 | 0.8632 | 0.8632 | 0.8632 | 0.8632 | 0.8632 | 0.8632 | 0.8632 | 0.8632 | 0.8632 | 0.8632 | 0.8632 | 0.8632 | 0.8632 | 0.8632 | 0.8632 | 0.8632
F3_Commercial_Warehouse_Existing_Food Preparation_Natural Gas_Conveyor Oven_E2 | F3 | Commercial | Warehouse | Existing | Food Preparation | Natural Gas | Conveyor Oven | E2 | System - kBTUs of Consumption | 0.65617 | 0.65617 | 0.65617 | 0.65617 | 0.65617 | 0.65617 | 0.65617 | 0.65617 | 0.65617 | 0.65617 | 0.65617 | 0.65617 | 0.65617 | 0.65617 | 0.65617 | 0.65617 | 0.65617 | 0.65617 | 0.65617 | 0.65617 | 0.65617 | 0.65617 | 0.65617 | 0.65617 | 0.65617 | 0.65617 | 0.65617
F3_Commercial_Warehouse_Existing_Food Preparation_Natural Gas_Conveyor Oven_E3 | F3 | Commercial | Warehouse | Existing | Food Preparation | Natural Gas | Conveyor Oven | E3 | System - kBTUs of Consumption | 0 | 0 | 0 | 0 | 0 | 0 | 0 | 0 | 0 | 0 | 0 | 0 | 0 | 0 | 0 | 0 | 0 | 0 | 0 | 0 | 0 | 0 | 0 | 0 | 0 | 0 | 0
F3_Commercial_Warehouse_Existing_Food Preparation_Natural Gas_Conveyor Oven_E4 | F3 | Commercial | Warehouse | Existing | Food Preparation | Natural Gas | Conveyor Oven | E4 | System - kBTUs of Consumption | 0 | 0 | 0 | 0 | 0 | 0 | 0 | 0 | 0 | 0 | 0 | 0 | 0 | 0 | 0 | 0 | 0 | 0 | 0 | 0 | 0 | 0 | 0 | 0 | 0 | 0 | 0
F3_Commercial_Warehouse_Existing_Food Preparation_Natural Gas_Conveyor Oven_E5 | F3 | Commercial | Warehouse | Existing | Food Preparation | Natural Gas | Conveyor Oven | E5 | System - kBTUs of Consumption | 0 | 0 | 0 | 0 | 0 | 0 | 0 | 0 | 0 | 0 | 0 | 0 | 0 | 0 | 0 | 0 | 0 | 0 | 0 | 0 | 0 | 0 | 0 | 0 | 0 | 0 | 0
F3_Commercial_Warehouse_Existing_Food Preparation_Natural Gas_Conveyor Oven_E6 | F3 | Commercial | Warehouse | Existing | Food Preparation | Natural Gas | Conveyor Oven | E6 | System - kBTUs of Consumption | 0 | 0 | 0 | 0 | 0 | 0 | 0 | 0 | 0 | 0 | 0 | 0 | 0 | 0 | 0 | 0 | 0 | 0 | 0 | 0 | 0 | 0 | 0 | 0 | 0 | 0 | 0
F3_Commercial_Warehouse_Existing_Food Preparation_Natural Gas_Conveyor Oven_E7 | F3 | Commercial | Warehouse | Existing | Food Preparation | Natural Gas | Conveyor Oven | E7 | System - kBTUs of Consumption | 0 | 0 | 0 | 0 | 0 | 0 | 0 | 0 | 0 | 0 | 0 | 0 | 0 | 0 | 0 | 0 | 0 | 0 | 0 | 0 | 0 | 0 | 0 | 0 | 0 | 0 | 0
F3_Commercial_Warehouse_Existing_Food Preparation_Natural Gas_Conveyor Oven_E8 | F3 | Commercial | Warehouse | Existing | Food Preparation | Natural Gas | Conveyor Oven | E8 | System - kBTUs of Consumption | 0 | 0 | 0 | 0 | 0 | 0 | 0 | 0 | 0 | 0 | 0 | 0 | 0 | 0 | 0 | 0 | 0 | 0 | 0 | 0 | 0 | 0 | 0 | 0 | 0 | 0 | 0
F3_Commercial_Warehouse_Existing_Food Preparation_Natural Gas_Conveyor Oven_E9 | F3 | Commercial | Warehouse | Existing | Food Preparation | Natural Gas | Conveyor Oven | E9 | System - kBTUs of Consumption | 0 | 0 | 0 | 0 | 0 | 0 | 0 | 0 | 0 | 0 | 0 | 0 | 0 | 0 | 0 | 0 | 0 | 0 | 0 | 0 | 0 | 0 | 0 | 0 | 0 | 0 | 0
F3_Commercial_Warehouse_Existing_Food Preparation_Natural Gas_Conveyor Oven_E10 | F3 | Commercial | Warehouse | Existing | Food Preparation | Natural Gas | Conveyor Oven | E10 | System - kBTUs of Consumption | 0 | 0 | 0 | 0 | 0 | 0 | 0 | 0 | 0 | 0 | 0 | 0 | 0 | 0 | 0 | 0 | 0 | 0 | 0 | 0 | 0 | 0 | 0 | 0 | 0 | 0 | 0
F4_Commercial_Warehouse_Existing_Food Preparation_Natural Gas_Conveyor Oven_E1 | F4 | Commercial | Warehouse | Existing | Food Preparation | Natural Gas | Conveyor Oven | E1 | Utility - Cost of Equipment | 0.0033696 | 0.0033696 | 0.0033696 | 0.0033696 | 0.0033696 | 0.0033696 | 0.0033696 | 0.0033696 | 0.0033696 | 0.0033696 | 0.0033696 | 0.0033696 | 0.0033696 | 0.0033696 | 0.0033696 | 0.0033696 | 0.0033696 | 0.0033696 | 0.0033696 | 0.0033696 | 0.0033696 | 0.0033696 | 0.0033696 | 0.0033696 | 0.0033696 | 0.0033696 | 0.0033696
F4_Commercial_Warehouse_Existing_Food Preparation_Natural Gas_Conveyor Oven_E2 | F4 | Commercial | Warehouse | Existing | Food Preparation | Natural Gas | Conveyor Oven | E2 | Utility - Cost of Equipment | 0.0041079 | 0.0041079 | 0.0041079 | 0.0041079 | 0.0041079 | 0.0041079 | 0.0041079 | 0.0041079 | 0.0041079 | 0.0041079 | 0.0041079 | 0.0041079 | 0.0041079 | 0.0041079 | 0.0041079 | 0.0041079 | 0.0041079 | 0.0041079 | 0.0041079 | 0.0041079 | 0.0041079 | 0.0041079 | 0.0041079 | 0.0041079 | 0.0041079 | 0.0041079 | 0.0041079
F4_Commercial_Warehouse_Existing_Food Preparation_Natural Gas_Conveyor Oven_E3 | F4 | Commercial | Warehouse | Existing | Food Preparation | Natural Gas | Conveyor Oven | E3 | Utility - Cost of Equipment | 0 | 0 | 0 | 0 | 0 | 0 | 0 | 0 | 0 | 0 | 0 | 0 | 0 | 0 | 0 | 0 | 0 | 0 | 0 | 0 | 0 | 0 | 0 | 0 | 0 | 0 | 0
F4_Commercial_Warehouse_Existing_Food Preparation_Natural Gas_Conveyor Oven_E4 | F4 | Commercial | Warehouse | Existing | Food Preparation | Natural Gas | Conveyor Oven | E4 | Utility - Cost of Equipment | 0 | 0 | 0 | 0 | 0 | 0 | 0 | 0 | 0 | 0 | 0 | 0 | 0 | 0 | 0 | 0 | 0 | 0 | 0 | 0 | 0 | 0 | 0 | 0 | 0 | 0 | 0
F4_Commercial_Warehouse_Existing_Food Preparation_Natural Gas_Conveyor Oven_E5 | F4 | Commercial | Warehouse | Existing | Food Preparation | Natural Gas | Conveyor Oven | E5 | Utility - Cost of Equipment | 0 | 0 | 0 | 0 | 0 | 0 | 0 | 0 | 0 | 0 | 0 | 0 | 0 | 0 | 0 | 0 | 0 | 0 | 0 | 0 | 0 | 0 | 0 | 0 | 0 | 0 | 0
F4_Commercial_Warehouse_Existing_Food Preparation_Natural Gas_Conveyor Oven_E6 | F4 | Commercial | Warehouse | Existing | Food Preparation | Natural Gas | Conveyor Oven | E6 | Utility - Cost of Equipment | 0 | 0 | 0 | 0 | 0 | 0 | 0 | 0 | 0 | 0 | 0 | 0 | 0 | 0 | 0 | 0 | 0 | 0 | 0 | 0 | 0 | 0 | 0 | 0 | 0 | 0 | 0
F4_Commercial_Warehouse_Existing_Food Preparation_Natural Gas_Conveyor Oven_E7 | F4 | Commercial | Warehouse | Existing | Food Preparation | Natural Gas | Conveyor Oven | E7 | Utility - Cost of Equipment | 0 | 0 | 0 | 0 | 0 | 0 | 0 | 0 | 0 | 0 | 0 | 0 | 0 | 0 | 0 | 0 | 0 | 0 | 0 | 0 | 0 | 0 | 0 | 0 | 0 | 0 | 0
F4_Commercial_Warehouse_Existing_Food Preparation_Natural Gas_Conveyor Oven_E8 | F4 | Commercial | Warehouse | Existing | Food Preparation | Natural Gas | Conveyor Oven | E8 | Utility - Cost of Equipment | 0 | 0 | 0 | 0 | 0 | 0 | 0 | 0 | 0 | 0 | 0 | 0 | 0 | 0 | 0 | 0 | 0 | 0 | 0 | 0 | 0 | 0 | 0 | 0 | 0 | 0 | 0
F4_Commercial_Warehouse_Existing_Food Preparation_Natural Gas_Conveyor Oven_E9 | F4 | Commercial | Warehouse | Existing | Food Preparation | Natural Gas | Conveyor Oven | E9 | Utility - Cost of Equipment | 0 | 0 | 0 | 0 | 0 | 0 | 0 | 0 | 0 | 0 | 0 | 0 | 0 | 0 | 0 | 0 | 0 | 0 | 0 | 0 | 0 | 0 | 0 | 0 | 0 | 0 | 0
F4_Commercial_Warehouse_Existing_Food Preparation_Natural Gas_Conveyor Oven_E10 | F4 | Commercial | Warehouse | Existing | Food Preparation | Natural Gas | Conveyor Oven | E10 | Utility - Cost of Equipment | 0 | 0 | 0 | 0 | 0 | 0 | 0 | 0 | 0 | 0 | 0 | 0 | 0 | 0 | 0 | 0 | 0 | 0 | 0 | 0 | 0 | 0 | 0 | 0 | 0 | 0 | 0
F5_Commercial_Warehouse_Existing_Food Preparation_Natural Gas_Conveyor Oven_E1 | F5 | Commercial | Warehouse | Existing | Food Preparation | Natural Gas | Conveyor Oven | E1 | Utility - Cost of Operation | 0.011994 | 0.011939 | 0.01189 | 0.011841 | 0.011896 | 0.012002 | 0.012118 | 0.012216 | 0.01228 | 0.012309 | 0.012311 | 0.012293 | 0.012256 | 0.012189 | 0.012096 | 0.011975 | 0.01182 | 0.011633 | 0.011408 | 0.011138 | 0.010821 | 0.010454 | 0.010129 | 0.009924 | 0.0098434 | 0.0098916 | 0.0099401
F5_Commercial_Warehouse_Existing_Food Preparation_Natural Gas_Conveyor Oven_E2 | F5 | Commercial | Warehouse | Existing | Food Preparation | Natural Gas | Conveyor Oven | E2 | Utility - Cost of Operation | 0.0091171 | 0.0090755 | 0.0090379 | 0.0090008 | 0.0090427 | 0.0091232 | 0.0092116 | 0.0092859 | 0.0093349 | 0.0093565 | 0.0093581 | 0.0093445 | 0.0093165 | 0.0092659 | 0.009195 | 0.0091028 | 0.0089851 | 0.0088429 | 0.0086717 | 0.0084669 | 0.0082256 | 0.0079463 | 0.0076996 | 0.0075438 | 0.0074825 | 0.0075192 | 0.007556
F5_Commercial_Warehouse_Existing_Food Preparation_Natural Gas_Conveyor Oven_E3 | F5 | Commercial | Warehouse | Existing | Food Preparation | Natural Gas | Conveyor Oven | E3 | Utility - Cost of Operation | 0 | 0 | 0 | 0 | 0 | 0 | 0 | 0 | 0 | 0 | 0 | 0 | 0 | 0 | 0 | 0 | 0 | 0 | 0 | 0 | 0 | 0 | 0 | 0 | 0 | 0 | 0
F5_Commercial_Warehouse_Existing_Food Preparation_Natural Gas_Conveyor Oven_E4 | F5 | Commercial | Warehouse | Existing | Food Preparation | Natural Gas | Conveyor Oven | E4 | Utility - Cost of Operation | 0 | 0 | 0 | 0 | 0 | 0 | 0 | 0 | 0 | 0 | 0 | 0 | 0 | 0 | 0 | 0 | 0 | 0 | 0 | 0 | 0 | 0 | 0 | 0 | 0 | 0 | 0
F5_Commercial_Warehouse_Existing_Food Preparation_Natural Gas_Conveyor Oven_E5 | F5 | Commercial | Warehouse | Existing | Food Preparation | Natural Gas | Conveyor Oven | E5 | Utility - Cost of Operation | 0 | 0 | 0 | 0 | 0 | 0 | 0 | 0 | 0 | 0 | 0 | 0 | 0 | 0 | 0 | 0 | 0 | 0 | 0 | 0 | 0 | 0 | 0 | 0 | 0 | 0 | 0
F5_Commercial_Warehouse_Existing_Food Preparation_Natural Gas_Conveyor Oven_E6 | F5 | Commercial | Warehouse | Existing | Food Preparation | Natural Gas | Conveyor Oven | E6 | Utility - Cost of Operation | 0 | 0 | 0 | 0 | 0 | 0 | 0 | 0 | 0 | 0 | 0 | 0 | 0 | 0 | 0 | 0 | 0 | 0 | 0 | 0 | 0 | 0 | 0 | 0 | 0 | 0 | 0
F5_Commercial_Warehouse_Existing_Food Preparation_Natural Gas_Conveyor Oven_E7 | F5 | Commercial | Warehouse | Existing | Food Preparation | Natural Gas | Conveyor Oven | E7 | Utility - Cost of Operation | 0 | 0 | 0 | 0 | 0 | 0 | 0 | 0 | 0 | 0 | 0 | 0 | 0 | 0 | 0 | 0 | 0 | 0 | 0 | 0 | 0 | 0 | 0 | 0 | 0 | 0 | 0
F5_Commercial_Warehouse_Existing_Food Preparation_Natural Gas_Conveyor Oven_E8 | F5 | Commercial | Warehouse | Existing | Food Preparation | Natural Gas | Conveyor Oven | E8 | Utility - Cost of Operation | 0 | 0 | 0 | 0 | 0 | 0 | 0 | 0 | 0 | 0 | 0 | 0 | 0 | 0 | 0 | 0 | 0 | 0 | 0 | 0 | 0 | 0 | 0 | 0 | 0 | 0 | 0
F5_Commercial_Warehouse_Existing_Food Preparation_Natural Gas_Conveyor Oven_E9 | F5 | Commercial | Warehouse | Existing | Food Preparation | Natural Gas | Conveyor Oven | E9 | Utility - Cost of Operation | 0 | 0 | 0 | 0 | 0 | 0 | 0 | 0 | 0 | 0 | 0 | 0 | 0 | 0 | 0 | 0 | 0 | 0 | 0 | 0 | 0 | 0 | 0 | 0 | 0 | 0 | 0
F5_Commercial_Warehouse_Existing_Food Preparation_Natural Gas_Conveyor Oven_E10 | F5 | Commercial | Warehouse | Existing | Food Preparation | Natural Gas | Conveyor Oven | E10 | Utility - Cost of Operation | 0 | 0 | 0 | 0 | 0 | 0 | 0 | 0 | 0 | 0 | 0 | 0 | 0 | 0 | 0 | 0 | 0 | 0 | 0 | 0 | 0 | 0 | 0 | 0 | 0 | 0 | 0
F6_Commercial_Warehouse_Existing_Food Preparation_Natural Gas_Conveyor Oven_E1 | F6 | Commercial | Warehouse | Existing | Food Preparation | Natural Gas | Conveyor Oven | E1 | Utility - Value of Sales | 0 | 0 | 0 | 0 | 0 | 0 | 0 | 0 | 0 | 0 | 0 | 0 | 0 | 0 | 0 | 0 | 0 | 0 | 0 | 0 | 0 | 0 | 0 | 0 | 0 | 0 | 0
F6_Commercial_Warehouse_Existing_Food Preparation_Natural Gas_Conveyor Oven_E2 | F6 | Commercial | Warehouse | Existing | Food Preparation | Natural Gas | Conveyor Oven | E2 | Utility - Value of Sales | 0 | 0 | 0 | 0 | 0 | 0 | 0 | 0 | 0 | 0 | 0 | 0 | 0 | 0 | 0 | 0 | 0 | 0 | 0 | 0 | 0 | 0 | 0 | 0 | 0 | 0 | 0
F6_Commercial_Warehouse_Existing_Food Preparation_Natural Gas_Conveyor Oven_E3 | F6 | Commercial | Warehouse | Existing | Food Preparation | Natural Gas | Conveyor Oven | E3 | Utility - Value of Sales | 0 | 0 | 0 | 0 | 0 | 0 | 0 | 0 | 0 | 0 | 0 | 0 | 0 | 0 | 0 | 0 | 0 | 0 | 0 | 0 | 0 | 0 | 0 | 0 | 0 | 0 | 0
F6_Commercial_Warehouse_Existing_Food Preparation_Natural Gas_Conveyor Oven_E4 | F6 | Commercial | Warehouse | Existing | Food Preparation | Natural Gas | Conveyor Oven | E4 | Utility - Value of Sales | 0 | 0 | 0 | 0 | 0 | 0 | 0 | 0 | 0 | 0 | 0 | 0 | 0 | 0 | 0 | 0 | 0 | 0 | 0 | 0 | 0 | 0 | 0 | 0 | 0 | 0 | 0
F6_Commercial_Warehouse_Existing_Food Preparation_Natural Gas_Conveyor Oven_E5 | F6 | Commercial | Warehouse | Existing | Food Preparation | Natural Gas | Conveyor Oven | E5 | Utility - Value of Sales | 0 | 0 | 0 | 0 | 0 | 0 | 0 | 0 | 0 | 0 | 0 | 0 | 0 | 0 | 0 | 0 | 0 | 0 | 0 | 0 | 0 | 0 | 0 | 0 | 0 | 0 | 0
F6_Commercial_Warehouse_Existing_Food Preparation_Natural Gas_Conveyor Oven_E6 | F6 | Commercial | Warehouse | Existing | Food Preparation | Natural Gas | Conveyor Oven | E6 | Utility - Value of Sales | 0 | 0 | 0 | 0 | 0 | 0 | 0 | 0 | 0 | 0 | 0 | 0 | 0 | 0 | 0 | 0 | 0 | 0 | 0 | 0 | 0 | 0 | 0 | 0 | 0 | 0 | 0
F6_Commercial_Warehouse_Existing_Food Preparation_Natural Gas_Conveyor Oven_E7 | F6 | Commercial | Warehouse | Existing | Food Preparation | Natural Gas | Conveyor Oven | E7 | Utility - Value of Sales | 0 | 0 | 0 | 0 | 0 | 0 | 0 | 0 | 0 | 0 | 0 | 0 | 0 | 0 | 0 | 0 | 0 | 0 | 0 | 0 | 0 | 0 | 0 | 0 | 0 | 0 | 0
F6_Commercial_Warehouse_Existing_Food Preparation_Natural Gas_Conveyor Oven_E8 | F6 | Commercial | Warehouse | Existing | Food Preparation | Natural Gas | Conveyor Oven | E8 | Utility - Value of Sales | 0 | 0 | 0 | 0 | 0 | 0 | 0 | 0 | 0 | 0 | 0 | 0 | 0 | 0 | 0 | 0 | 0 | 0 | 0 | 0 | 0 | 0 | 0 | 0 | 0 | 0 | 0
F6_Commercial_Warehouse_Existing_Food Preparation_Natural Gas_Conveyor Oven_E9 | F6 | Commercial | Warehouse | Existing | Food Preparation | Natural Gas | Conveyor Oven | E9 | Utility - Value of Sales | 0 | 0 | 0 | 0 | 0 | 0 | 0 | 0 | 0 | 0 | 0 | 0 | 0 | 0 | 0 | 0 | 0 | 0 | 0 | 0 | 0 | 0 | 0 | 0 | 0 | 0 | 0
F6_Commercial_Warehouse_Existing_Food Preparation_Natural Gas_Conveyor Oven_E10 | F6 | Commercial | Warehouse | Existing | Food Preparation | Natural Gas | Conveyor Oven | E10 | Utility - Value of Sales | 0 | 0 | 0 | 0 | 0 | 0 | 0 | 0 | 0 | 0 | 0 | 0 | 0 | 0 | 0 | 0 | 0 | 0 | 0 | 0 | 0 | 0 | 0 | 0 | 0 | 0 | 0
F1_Commercial_Warehouse_Existing_Food Preparation_Natural Gas_Double Rack Oven_E1 | F1 | Commercial | Warehouse | Existing | Food Preparation | Natural Gas | Double Rack Oven | E1 | RVT - Cost of Equipment | 0.0065725 | 0.0065725 | 0.0065725 | 0.0065725 | 0.0065725 | 0.0065725 | 0.0065725 | 0.0065725 | 0.0065725 | 0.0065725 | 0.0065725 | 0.0065725 | 0.0065725 | 0.0065725 | 0.0065725 | 0.0065725 | 0.0065725 | 0.0065725 | 0.0065725 | 0.0065725 | 0.0065725 | 0.0065725 | 0.0065725 | 0.0065725 | 0.0065725 | 0.0065725 | 0.0065725
F1_Commercial_Warehouse_Existing_Food Preparation_Natural Gas_Double Rack Oven_E2 | F1 | Commercial | Warehouse | Existing | Food Preparation | Natural Gas | Double Rack Oven | E2 | RVT - Cost of Equipment | 0.0090676 | 0.0090676 | 0.0090676 | 0.0090676 | 0.0090676 | 0.0090676 | 0.0090676 | 0.0090676 | 0.0090676 | 0.0090676 | 0.0090676 | 0.0090676 | 0.0090676 | 0.0090676 | 0.0090676 | 0.0090676 | 0.0090676 | 0.0090676 | 0.0090676 | 0.0090676 | 0.0090676 | 0.0090676 | 0.0090676 | 0.0090676 | 0.0090676 | 0.0090676 | 0.0090676
F1_Commercial_Warehouse_Existing_Food Preparation_Natural Gas_Double Rack Oven_E3 | F1 | Commercial | Warehouse | Existing | Food Preparation | Natural Gas | Double Rack Oven | E3 | RVT - Cost of Equipment | 0 | 0 | 0 | 0 | 0 | 0 | 0 | 0 | 0 | 0 | 0 | 0 | 0 | 0 | 0 | 0 | 0 | 0 | 0 | 0 | 0 | 0 | 0 | 0 | 0 | 0 | 0
F1_Commercial_Warehouse_Existing_Food Preparation_Natural Gas_Double Rack Oven_E4 | F1 | Commercial | Warehouse | Existing | Food Preparation | Natural Gas | Double Rack Oven | E4 | RVT - Cost of Equipment | 0 | 0 | 0 | 0 | 0 | 0 | 0 | 0 | 0 | 0 | 0 | 0 | 0 | 0 | 0 | 0 | 0 | 0 | 0 | 0 | 0 | 0 | 0 | 0 | 0 | 0 | 0
F1_Commercial_Warehouse_Existing_Food Preparation_Natural Gas_Double Rack Oven_E5 | F1 | Commercial | Warehouse | Existing | Food Preparation | Natural Gas | Double Rack Oven | E5 | RVT - Cost of Equipment | 0 | 0 | 0 | 0 | 0 | 0 | 0 | 0 | 0 | 0 | 0 | 0 | 0 | 0 | 0 | 0 | 0 | 0 | 0 | 0 | 0 | 0 | 0 | 0 | 0 | 0 | 0
F1_Commercial_Warehouse_Existing_Food Preparation_Natural Gas_Double Rack Oven_E6 | F1 | Commercial | Warehouse | Existing | Food Preparation | Natural Gas | Double Rack Oven | E6 | RVT - Cost of Equipment | 0 | 0 | 0 | 0 | 0 | 0 | 0 | 0 | 0 | 0 | 0 | 0 | 0 | 0 | 0 | 0 | 0 | 0 | 0 | 0 | 0 | 0 | 0 | 0 | 0 | 0 | 0
F1_Commercial_Warehouse_Existing_Food Preparation_Natural Gas_Double Rack Oven_E7 | F1 | Commercial | Warehouse | Existing | Food Preparation | Natural Gas | Double Rack Oven | E7 | RVT - Cost of Equipment | 0 | 0 | 0 | 0 | 0 | 0 | 0 | 0 | 0 | 0 | 0 | 0 | 0 | 0 | 0 | 0 | 0 | 0 | 0 | 0 | 0 | 0 | 0 | 0 | 0 | 0 | 0
F1_Commercial_Warehouse_Existing_Food Preparation_Natural Gas_Double Rack Oven_E8 | F1 | Commercial | Warehouse | Existing | Food Preparation | Natural Gas | Double Rack Oven | E8 | RVT - Cost of Equipment | 0 | 0 | 0 | 0 | 0 | 0 | 0 | 0 | 0 | 0 | 0 | 0 | 0 | 0 | 0 | 0 | 0 | 0 | 0 | 0 | 0 | 0 | 0 | 0 | 0 | 0 | 0
F1_Commercial_Warehouse_Existing_Food Preparation_Natural Gas_Double Rack Oven_E9 | F1 | Commercial | Warehouse | Existing | Food Preparation | Natural Gas | Double Rack Oven | E9 | RVT - Cost of Equipment | 0 | 0 | 0 | 0 | 0 | 0 | 0 | 0 | 0 | 0 | 0 | 0 | 0 | 0 | 0 | 0 | 0 | 0 | 0 | 0 | 0 | 0 | 0 | 0 | 0 | 0 | 0
F1_Commercial_Warehouse_Existing_Food Preparation_Natural Gas_Double Rack Oven_E10 | F1 | Commercial | Warehouse | Existing | Food Preparation | Natural Gas | Double Rack Oven | E10 | RVT - Cost of Equipment | 0 | 0 | 0 | 0 | 0 | 0 | 0 | 0 | 0 | 0 | 0 | 0 | 0 | 0 | 0 | 0 | 0 | 0 | 0 | 0 | 0 | 0 | 0 | 0 | 0 | 0 | 0
F2_Commercial_Warehouse_Existing_Food Preparation_Natural Gas_Double Rack Oven_E1 | F2 | Commercial | Warehouse | Existing | Food Preparation | Natural Gas | Double Rack Oven | E1 | RVT - Cost of Operation | 0 | 0 | 0 | 0 | 0 | 0 | 0 | 0 | 0 | 0 | 0 | 0 | 0 | 0 | 0 | 0 | 0 | 0 | 0 | 0 | 0 | 0 | 0 | 0 | 0 | 0 | 0
F2_Commercial_Warehouse_Existing_Food Preparation_Natural Gas_Double Rack Oven_E2 | F2 | Commercial | Warehouse | Existing | Food Preparation | Natural Gas | Double Rack Oven | E2 | RVT - Cost of Operation | 0 | 0 | 0 | 0 | 0 | 0 | 0 | 0 | 0 | 0 | 0 | 0 | 0 | 0 | 0 | 0 | 0 | 0 | 0 | 0 | 0 | 0 | 0 | 0 | 0 | 0 | 0
F2_Commercial_Warehouse_Existing_Food Preparation_Natural Gas_Double Rack Oven_E3 | F2 | Commercial | Warehouse | Existing | Food Preparation | Natural Gas | Double Rack Oven | E3 | RVT - Cost of Operation | 0 | 0 | 0 | 0 | 0 | 0 | 0 | 0 | 0 | 0 | 0 | 0 | 0 | 0 | 0 | 0 | 0 | 0 | 0 | 0 | 0 | 0 | 0 | 0 | 0 | 0 | 0
F2_Commercial_Warehouse_Existing_Food Preparation_Natural Gas_Double Rack Oven_E4 | F2 | Commercial | Warehouse | Existing | Food Preparation | Natural Gas | Double Rack Oven | E4 | RVT - Cost of Operation | 0 | 0 | 0 | 0 | 0 | 0 | 0 | 0 | 0 | 0 | 0 | 0 | 0 | 0 | 0 | 0 | 0 | 0 | 0 | 0 | 0 | 0 | 0 | 0 | 0 | 0 | 0
F2_Commercial_Warehouse_Existing_Food Preparation_Natural Gas_Double Rack Oven_E5 | F2 | Commercial | Warehouse | Existing | Food Preparation | Natural Gas | Double Rack Oven | E5 | RVT - Cost of Operation | 0 | 0 | 0 | 0 | 0 | 0 | 0 | 0 | 0 | 0 | 0 | 0 | 0 | 0 | 0 | 0 | 0 | 0 | 0 | 0 | 0 | 0 | 0 | 0 | 0 | 0 | 0
F2_Commercial_Warehouse_Existing_Food Preparation_Natural Gas_Double Rack Oven_E6 | F2 | Commercial | Warehouse | Existing | Food Preparation | Natural Gas | Double Rack Oven | E6 | RVT - Cost of Operation | 0 | 0 | 0 | 0 | 0 | 0 | 0 | 0 | 0 | 0 | 0 | 0 | 0 | 0 | 0 | 0 | 0 | 0 | 0 | 0 | 0 | 0 | 0 | 0 | 0 | 0 | 0
F2_Commercial_Warehouse_Existing_Food Preparation_Natural Gas_Double Rack Oven_E7 | F2 | Commercial | Warehouse | Existing | Food Preparation | Natural Gas | Double Rack Oven | E7 | RVT - Cost of Operation | 0 | 0 | 0 | 0 | 0 | 0 | 0 | 0 | 0 | 0 | 0 | 0 | 0 | 0 | 0 | 0 | 0 | 0 | 0 | 0 | 0 | 0 | 0 | 0 | 0 | 0 | 0
F2_Commercial_Warehouse_Existing_Food Preparation_Natural Gas_Double Rack Oven_E8 | F2 | Commercial | Warehouse | Existing | Food Preparation | Natural Gas | Double Rack Oven | E8 | RVT - Cost of Operation | 0 | 0 | 0 | 0 | 0 | 0 | 0 | 0 | 0 | 0 | 0 | 0 | 0 | 0 | 0 | 0 | 0 | 0 | 0 | 0 | 0 | 0 | 0 | 0 | 0 | 0 | 0
F2_Commercial_Warehouse_Existing_Food Preparation_Natural Gas_Double Rack Oven_E9 | F2 | Commercial | Warehouse | Existing | Food Preparation | Natural Gas | Double Rack Oven | E9 | RVT - Cost of Operation | 0 | 0 | 0 | 0 | 0 | 0 | 0 | 0 | 0 | 0 | 0 | 0 | 0 | 0 | 0 | 0 | 0 | 0 | 0 | 0 | 0 | 0 | 0 | 0 | 0 | 0 | 0
F2_Commercial_Warehouse_Existing_Food Preparation_Natural Gas_Double Rack Oven_E10 | F2 | Commercial | Warehouse | Existing | Food Preparation | Natural Gas | Double Rack Oven | E10 | RVT - Cost of Operation | 0 | 0 | 0 | 0 | 0 | 0 | 0 | 0 | 0 | 0 | 0 | 0 | 0 | 0 | 0 | 0 | 0 | 0 | 0 | 0 | 0 | 0 | 0 | 0 | 0 | 0 | 0
F3_Commercial_Warehouse_Existing_Food Preparation_Natural Gas_Double Rack Oven_E1 | F3 | Commercial | Warehouse | Existing | Food Preparation | Natural Gas | Double Rack Oven | E1 | System - kBTUs of Consumption | 1.4679 | 1.4679 | 1.4679 | 1.4679 | 1.4679 | 1.4679 | 1.4679 | 1.4679 | 1.4679 | 1.4679 | 1.4679 | 1.4679 | 1.4679 | 1.4679 | 1.4679 | 1.4679 | 1.4679 | 1.4679 | 1.4679 | 1.4679 | 1.4679 | 1.4679 | 1.4679 | 1.4679 | 1.4679 | 1.4679 | 1.4679
F3_Commercial_Warehouse_Existing_Food Preparation_Natural Gas_Double Rack Oven_E2 | F3 | Commercial | Warehouse | Existing | Food Preparation | Natural Gas | Double Rack Oven | E2 | System - kBTUs of Consumption | 0.86348 | 0.86348 | 0.86348 | 0.86348 | 0.86348 | 0.86348 | 0.86348 | 0.86348 | 0.86348 | 0.86348 | 0.86348 | 0.86348 | 0.86348 | 0.86348 | 0.86348 | 0.86348 | 0.86348 | 0.86348 | 0.86348 | 0.86348 | 0.86348 | 0.86348 | 0.86348 | 0.86348 | 0.86348 | 0.86348 | 0.86348
F3_Commercial_Warehouse_Existing_Food Preparation_Natural Gas_Double Rack Oven_E3 | F3 | Commercial | Warehouse | Existing | Food Preparation | Natural Gas | Double Rack Oven | E3 | System - kBTUs of Consumption | 0 | 0 | 0 | 0 | 0 | 0 | 0 | 0 | 0 | 0 | 0 | 0 | 0 | 0 | 0 | 0 | 0 | 0 | 0 | 0 | 0 | 0 | 0 | 0 | 0 | 0 | 0
F3_Commercial_Warehouse_Existing_Food Preparation_Natural Gas_Double Rack Oven_E4 | F3 | Commercial | Warehouse | Existing | Food Preparation | Natural Gas | Double Rack Oven | E4 | System - kBTUs of Consumption | 0 | 0 | 0 | 0 | 0 | 0 | 0 | 0 | 0 | 0 | 0 | 0 | 0 | 0 | 0 | 0 | 0 | 0 | 0 | 0 | 0 | 0 | 0 | 0 | 0 | 0 | 0
F3_Commercial_Warehouse_Existing_Food Preparation_Natural Gas_Double Rack Oven_E5 | F3 | Commercial | Warehouse | Existing | Food Preparation | Natural Gas | Double Rack Oven | E5 | System - kBTUs of Consumption | 0 | 0 | 0 | 0 | 0 | 0 | 0 | 0 | 0 | 0 | 0 | 0 | 0 | 0 | 0 | 0 | 0 | 0 | 0 | 0 | 0 | 0 | 0 | 0 | 0 | 0 | 0
F3_Commercial_Warehouse_Existing_Food Preparation_Natural Gas_Double Rack Oven_E6 | F3 | Commercial | Warehouse | Existing | Food Preparation | Natural Gas | Double Rack Oven | E6 | System - kBTUs of Consumption | 0 | 0 | 0 | 0 | 0 | 0 | 0 | 0 | 0 | 0 | 0 | 0 | 0 | 0 | 0 | 0 | 0 | 0 | 0 | 0 | 0 | 0 | 0 | 0 | 0 | 0 | 0
F3_Commercial_Warehouse_Existing_Food Preparation_Natural Gas_Double Rack Oven_E7 | F3 | Commercial | Warehouse | Existing | Food Preparation | Natural Gas | Double Rack Oven | E7 | System - kBTUs of Consumption | 0 | 0 | 0 | 0 | 0 | 0 | 0 | 0 | 0 | 0 | 0 | 0 | 0 | 0 | 0 | 0 | 0 | 0 | 0 | 0 | 0 | 0 | 0 | 0 | 0 | 0 | 0
F3_Commercial_Warehouse_Existing_Food Preparation_Natural Gas_Double Rack Oven_E8 | F3 | Commercial | Warehouse | Existing | Food Preparation | Natural Gas | Double Rack Oven | E8 | System - kBTUs of Consumption | 0 | 0 | 0 | 0 | 0 | 0 | 0 | 0 | 0 | 0 | 0 | 0 | 0 | 0 | 0 | 0 | 0 | 0 | 0 | 0 | 0 | 0 | 0 | 0 | 0 | 0 | 0
F3_Commercial_Warehouse_Existing_Food Preparation_Natural Gas_Double Rack Oven_E9 | F3 | Commercial | Warehouse | Existing | Food Preparation | Natural Gas | Double Rack Oven | E9 | System - kBTUs of Consumption | 0 | 0 | 0 | 0 | 0 | 0 | 0 | 0 | 0 | 0 | 0 | 0 | 0 | 0 | 0 | 0 | 0 | 0 | 0 | 0 | 0 | 0 | 0 | 0 | 0 | 0 | 0
F3_Commercial_Warehouse_Existing_Food Preparation_Natural Gas_Double Rack Oven_E10 | F3 | Commercial | Warehouse | Existing | Food Preparation | Natural Gas | Double Rack Oven | E10 | System - kBTUs of Consumption | 0 | 0 | 0 | 0 | 0 | 0 | 0 | 0 | 0 | 0 | 0 | 0 | 0 | 0 | 0 | 0 | 0 | 0 | 0 | 0 | 0 | 0 | 0 | 0 | 0 | 0 | 0
F4_Commercial_Warehouse_Existing_Food Preparation_Natural Gas_Double Rack Oven_E1 | F4 | Commercial | Warehouse | Existing | Food Preparation | Natural Gas | Double Rack Oven | E1 | Utility - Cost of Equipment | 0.0065725 | 0.0065725 | 0.0065725 | 0.0065725 | 0.0065725 | 0.0065725 | 0.0065725 | 0.0065725 | 0.0065725 | 0.0065725 | 0.0065725 | 0.0065725 | 0.0065725 | 0.0065725 | 0.0065725 | 0.0065725 | 0.0065725 | 0.0065725 | 0.0065725 | 0.0065725 | 0.0065725 | 0.0065725 | 0.0065725 | 0.0065725 | 0.0065725 | 0.0065725 | 0.0065725
F4_Commercial_Warehouse_Existing_Food Preparation_Natural Gas_Double Rack Oven_E2 | F4 | Commercial | Warehouse | Existing | Food Preparation | Natural Gas | Double Rack Oven | E2 | Utility - Cost of Equipment | 0.0090676 | 0.0090676 | 0.0090676 | 0.0090676 | 0.0090676 | 0.0090676 | 0.0090676 | 0.0090676 | 0.0090676 | 0.0090676 | 0.0090676 | 0.0090676 | 0.0090676 | 0.0090676 | 0.0090676 | 0.0090676 | 0.0090676 | 0.0090676 | 0.0090676 | 0.0090676 | 0.0090676 | 0.0090676 | 0.0090676 | 0.0090676 | 0.0090676 | 0.0090676 | 0.0090676
F4_Commercial_Warehouse_Existing_Food Preparation_Natural Gas_Double Rack Oven_E3 | F4 | Commercial | Warehouse | Existing | Food Preparation | Natural Gas | Double Rack Oven | E3 | Utility - Cost of Equipment | 0 | 0 | 0 | 0 | 0 | 0 | 0 | 0 | 0 | 0 | 0 | 0 | 0 | 0 | 0 | 0 | 0 | 0 | 0 | 0 | 0 | 0 | 0 | 0 | 0 | 0 | 0
F4_Commercial_Warehouse_Existing_Food Preparation_Natural Gas_Double Rack Oven_E4 | F4 | Commercial | Warehouse | Existing | Food Preparation | Natural Gas | Double Rack Oven | E4 | Utility - Cost of Equipment | 0 | 0 | 0 | 0 | 0 | 0 | 0 | 0 | 0 | 0 | 0 | 0 | 0 | 0 | 0 | 0 | 0 | 0 | 0 | 0 | 0 | 0 | 0 | 0 | 0 | 0 | 0
F4_Commercial_Warehouse_Existing_Food Preparation_Natural Gas_Double Rack Oven_E5 | F4 | Commercial | Warehouse | Existing | Food Preparation | Natural Gas | Double Rack Oven | E5 | Utility - Cost of Equipment | 0 | 0 | 0 | 0 | 0 | 0 | 0 | 0 | 0 | 0 | 0 | 0 | 0 | 0 | 0 | 0 | 0 | 0 | 0 | 0 | 0 | 0 | 0 | 0 | 0 | 0 | 0
F4_Commercial_Warehouse_Existing_Food Preparation_Natural Gas_Double Rack Oven_E6 | F4 | Commercial | Warehouse | Existing | Food Preparation | Natural Gas | Double Rack Oven | E6 | Utility - Cost of Equipment | 0 | 0 | 0 | 0 | 0 | 0 | 0 | 0 | 0 | 0 | 0 | 0 | 0 | 0 | 0 | 0 | 0 | 0 | 0 | 0 | 0 | 0 | 0 | 0 | 0 | 0 | 0
F4_Commercial_Warehouse_Existing_Food Preparation_Natural Gas_Double Rack Oven_E7 | F4 | Commercial | Warehouse | Existing | Food Preparation | Natural Gas | Double Rack Oven | E7 | Utility - Cost of Equipment | 0 | 0 | 0 | 0 | 0 | 0 | 0 | 0 | 0 | 0 | 0 | 0 | 0 | 0 | 0 | 0 | 0 | 0 | 0 | 0 | 0 | 0 | 0 | 0 | 0 | 0 | 0
F4_Commercial_Warehouse_Existing_Food Preparation_Natural Gas_Double Rack Oven_E8 | F4 | Commercial | Warehouse | Existing | Food Preparation | Natural Gas | Double Rack Oven | E8 | Utility - Cost of Equipment | 0 | 0 | 0 | 0 | 0 | 0 | 0 | 0 | 0 | 0 | 0 | 0 | 0 | 0 | 0 | 0 | 0 | 0 | 0 | 0 | 0 | 0 | 0 | 0 | 0 | 0 | 0
F4_Commercial_Warehouse_Existing_Food Preparation_Natural Gas_Double Rack Oven_E9 | F4 | Commercial | Warehouse | Existing | Food Preparation | Natural Gas | Double Rack Oven | E9 | Utility - Cost of Equipment | 0 | 0 | 0 | 0 | 0 | 0 | 0 | 0 | 0 | 0 | 0 | 0 | 0 | 0 | 0 | 0 | 0 | 0 | 0 | 0 | 0 | 0 | 0 | 0 | 0 | 0 | 0
F4_Commercial_Warehouse_Existing_Food Preparation_Natural Gas_Double Rack Oven_E10 | F4 | Commercial | Warehouse | Existing | Food Preparation | Natural Gas | Double Rack Oven | E10 | Utility - Cost of Equipment | 0 | 0 | 0 | 0 | 0 | 0 | 0 | 0 | 0 | 0 | 0 | 0 | 0 | 0 | 0 | 0 | 0 | 0 | 0 | 0 | 0 | 0 | 0 | 0 | 0 | 0 | 0
F5_Commercial_Warehouse_Existing_Food Preparation_Natural Gas_Double Rack Oven_E1 | F5 | Commercial | Warehouse | Existing | Food Preparation | Natural Gas | Double Rack Oven | E1 | Utility - Cost of Operation | 0.020035 | 0.019821 | 0.019614 | 0.019416 | 0.019465 | 0.019675 | 0.01998 | 0.020321 | 0.020648 | 0.020928 | 0.021155 | 0.021318 | 0.021411 | 0.0214 | 0.021284 | 0.021061 | 0.020735 | 0.020324 | 0.019833 | 0.019249 | 0.018565 | 0.017776 | 0.017076 | 0.016627 | 0.016438 | 0.016518 | 0.016599
F5_Commercial_Warehouse_Existing_Food Preparation_Natural Gas_Double Rack Oven_E2 | F5 | Commercial | Warehouse | Existing | Food Preparation | Natural Gas | Double Rack Oven | E2 | Utility - Cost of Operation | 0.011786 | 0.011659 | 0.011538 | 0.011421 | 0.01145 | 0.011574 | 0.011753 | 0.011953 | 0.012146 | 0.01231 | 0.012444 | 0.01254 | 0.012595 | 0.012588 | 0.01252 | 0.012389 | 0.012197 | 0.011955 | 0.011666 | 0.011323 | 0.01092 | 0.010456 | 0.010045 | 0.0097804 | 0.0096692 | 0.0097166 | 0.0097642
F5_Commercial_Warehouse_Existing_Food Preparation_Natural Gas_Double Rack Oven_E3 | F5 | Commercial | Warehouse | Existing | Food Preparation | Natural Gas | Double Rack Oven | E3 | Utility - Cost of Operation | 0 | 0 | 0 | 0 | 0 | 0 | 0 | 0 | 0 | 0 | 0 | 0 | 0 | 0 | 0 | 0 | 0 | 0 | 0 | 0 | 0 | 0 | 0 | 0 | 0 | 0 | 0
F5_Commercial_Warehouse_Existing_Food Preparation_Natural Gas_Double Rack Oven_E4 | F5 | Commercial | Warehouse | Existing | Food Preparation | Natural Gas | Double Rack Oven | E4 | Utility - Cost of Operation | 0 | 0 | 0 | 0 | 0 | 0 | 0 | 0 | 0 | 0 | 0 | 0 | 0 | 0 | 0 | 0 | 0 | 0 | 0 | 0 | 0 | 0 | 0 | 0 | 0 | 0 | 0
F5_Commercial_Warehouse_Existing_Food Preparation_Natural Gas_Double Rack Oven_E5 | F5 | Commercial | Warehouse | Existing | Food Preparation | Natural Gas | Double Rack Oven | E5 | Utility - Cost of Operation | 0 | 0 | 0 | 0 | 0 | 0 | 0 | 0 | 0 | 0 | 0 | 0 | 0 | 0 | 0 | 0 | 0 | 0 | 0 | 0 | 0 | 0 | 0 | 0 | 0 | 0 | 0
F5_Commercial_Warehouse_Existing_Food Preparation_Natural Gas_Double Rack Oven_E6 | F5 | Commercial | Warehouse | Existing | Food Preparation | Natural Gas | Double Rack Oven | E6 | Utility - Cost of Operation | 0 | 0 | 0 | 0 | 0 | 0 | 0 | 0 | 0 | 0 | 0 | 0 | 0 | 0 | 0 | 0 | 0 | 0 | 0 | 0 | 0 | 0 | 0 | 0 | 0 | 0 | 0
F5_Commercial_Warehouse_Existing_Food Preparation_Natural Gas_Double Rack Oven_E7 | F5 | Commercial | Warehouse | Existing | Food Preparation | Natural Gas | Double Rack Oven | E7 | Utility - Cost of Operation | 0 | 0 | 0 | 0 | 0 | 0 | 0 | 0 | 0 | 0 | 0 | 0 | 0 | 0 | 0 | 0 | 0 | 0 | 0 | 0 | 0 | 0 | 0 | 0 | 0 | 0 | 0
F5_Commercial_Warehouse_Existing_Food Preparation_Natural Gas_Double Rack Oven_E8 | F5 | Commercial | Warehouse | Existing | Food Preparation | Natural Gas | Double Rack Oven | E8 | Utility - Cost of Operation | 0 | 0 | 0 | 0 | 0 | 0 | 0 | 0 | 0 | 0 | 0 | 0 | 0 | 0 | 0 | 0 | 0 | 0 | 0 | 0 | 0 | 0 | 0 | 0 | 0 | 0 | 0
F5_Commercial_Warehouse_Existing_Food Preparation_Natural Gas_Double Rack Oven_E9 | F5 | Commercial | Warehouse | Existing | Food Preparation | Natural Gas | Double Rack Oven | E9 | Utility - Cost of Operation | 0 | 0 | 0 | 0 | 0 | 0 | 0 | 0 | 0 | 0 | 0 | 0 | 0 | 0 | 0 | 0 | 0 | 0 | 0 | 0 | 0 | 0 | 0 | 0 | 0 | 0 | 0
F5_Commercial_Warehouse_Existing_Food Preparation_Natural Gas_Double Rack Oven_E10 | F5 | Commercial | Warehouse | Existing | Food Preparation | Natural Gas | Double Rack Oven | E10 | Utility - Cost of Operation | 0 | 0 | 0 | 0 | 0 | 0 | 0 | 0 | 0 | 0 | 0 | 0 | 0 | 0 | 0 | 0 | 0 | 0 | 0 | 0 | 0 | 0 | 0 | 0 | 0 | 0 | 0
F6_Commercial_Warehouse_Existing_Food Preparation_Natural Gas_Double Rack Oven_E1 | F6 | Commercial | Warehouse | Existing | Food Preparation | Natural Gas | Double Rack Oven | E1 | Utility - Value of Sales | 0 | 0 | 0 | 0 | 0 | 0 | 0 | 0 | 0 | 0 | 0 | 0 | 0 | 0 | 0 | 0 | 0 | 0 | 0 | 0 | 0 | 0 | 0 | 0 | 0 | 0 | 0
F6_Commercial_Warehouse_Existing_Food Preparation_Natural Gas_Double Rack Oven_E2 | F6 | Commercial | Warehouse | Existing | Food Preparation | Natural Gas | Double Rack Oven | E2 | Utility - Value of Sales | 0 | 0 | 0 | 0 | 0 | 0 | 0 | 0 | 0 | 0 | 0 | 0 | 0 | 0 | 0 | 0 | 0 | 0 | 0 | 0 | 0 | 0 | 0 | 0 | 0 | 0 | 0
F6_Commercial_Warehouse_Existing_Food Preparation_Natural Gas_Double Rack Oven_E3 | F6 | Commercial | Warehouse | Existing | Food Preparation | Natural Gas | Double Rack Oven | E3 | Utility - Value of Sales | 0 | 0 | 0 | 0 | 0 | 0 | 0 | 0 | 0 | 0 | 0 | 0 | 0 | 0 | 0 | 0 | 0 | 0 | 0 | 0 | 0 | 0 | 0 | 0 | 0 | 0 | 0
F6_Commercial_Warehouse_Existing_Food Preparation_Natural Gas_Double Rack Oven_E4 | F6 | Commercial | Warehouse | Existing | Food Preparation | Natural Gas | Double Rack Oven | E4 | Utility - Value of Sales | 0 | 0 | 0 | 0 | 0 | 0 | 0 | 0 | 0 | 0 | 0 | 0 | 0 | 0 | 0 | 0 | 0 | 0 | 0 | 0 | 0 | 0 | 0 | 0 | 0 | 0 | 0
F6_Commercial_Warehouse_Existing_Food Preparation_Natural Gas_Double Rack Oven_E5 | F6 | Commercial | Warehouse | Existing | Food Preparation | Natural Gas | Double Rack Oven | E5 | Utility - Value of Sales | 0 | 0 | 0 | 0 | 0 | 0 | 0 | 0 | 0 | 0 | 0 | 0 | 0 | 0 | 0 | 0 | 0 | 0 | 0 | 0 | 0 | 0 | 0 | 0 | 0 | 0 | 0
F6_Commercial_Warehouse_Existing_Food Preparation_Natural Gas_Double Rack Oven_E6 | F6 | Commercial | Warehouse | Existing | Food Preparation | Natural Gas | Double Rack Oven | E6 | Utility - Value of Sales | 0 | 0 | 0 | 0 | 0 | 0 | 0 | 0 | 0 | 0 | 0 | 0 | 0 | 0 | 0 | 0 | 0 | 0 | 0 | 0 | 0 | 0 | 0 | 0 | 0 | 0 | 0
F6_Commercial_Warehouse_Existing_Food Preparation_Natural Gas_Double Rack Oven_E7 | F6 | Commercial | Warehouse | Existing | Food Preparation | Natural Gas | Double Rack Oven | E7 | Utility - Value of Sales | 0 | 0 | 0 | 0 | 0 | 0 | 0 | 0 | 0 | 0 | 0 | 0 | 0 | 0 | 0 | 0 | 0 | 0 | 0 | 0 | 0 | 0 | 0 | 0 | 0 | 0 | 0
F6_Commercial_Warehouse_Existing_Food Preparation_Natural Gas_Double Rack Oven_E8 | F6 | Commercial | Warehouse | Existing | Food Preparation | Natural Gas | Double Rack Oven | E8 | Utility - Value of Sales | 0 | 0 | 0 | 0 | 0 | 0 | 0 | 0 | 0 | 0 | 0 | 0 | 0 | 0 | 0 | 0 | 0 | 0 | 0 | 0 | 0 | 0 | 0 | 0 | 0 | 0 | 0
F6_Commercial_Warehouse_Existing_Food Preparation_Natural Gas_Double Rack Oven_E9 | F6 | Commercial | Warehouse | Existing | Food Preparation | Natural Gas | Double Rack Oven | E9 | Utility - Value of Sales | 0 | 0 | 0 | 0 | 0 | 0 | 0 | 0 | 0 | 0 | 0 | 0 | 0 | 0 | 0 | 0 | 0 | 0 | 0 | 0 | 0 | 0 | 0 | 0 | 0 | 0 | 0
F6_Commercial_Warehouse_Existing_Food Preparation_Natural Gas_Double Rack Oven_E10 | F6 | Commercial | Warehouse | Existing | Food Preparation | Natural Gas | Double Rack Oven | E10 | Utility - Value of Sales | 0 | 0 | 0 | 0 | 0 | 0 | 0 | 0 | 0 | 0 | 0 | 0 | 0 | 0 | 0 | 0 | 0 | 0 | 0 | 0 | 0 | 0 | 0 | 0 | 0 | 0 | 0
F1_Commercial_Warehouse_Existing_Food Preparation_Natural Gas_Fryer_E1 | F1 | Commercial | Warehouse | Existing | Food Preparation | Natural Gas | Fryer | E1 | RVT - Cost of Equipment | 0.0040345 | 0 | 0 | 0 | 0 | 0 | 0 | 0 | 0 | 0 | 0 | 0 | 0 | 0 | 0 | 0 | 0 | 0 | 0 | 0 | 0 | 0 | 0 | 0 | 0 | 0 | 0
F1_Commercial_Warehouse_Existing_Food Preparation_Natural Gas_Fryer_E2 | F1 | Commercial | Warehouse | Existing | Food Preparation | Natural Gas | Fryer | E2 | RVT - Cost of Equipment | 0.0050714 | 0.0050714 | 0.0050714 | 0.0050714 | 0.0050714 | 0.0050714 | 0.0050714 | 0.0050714 | 0.0050714 | 0.0050714 | 0.0050714 | 0.0050714 | 0.0050714 | 0.0050714 | 0.0050714 | 0.0050714 | 0.0050714 | 0.0050714 | 0.0050714 | 0.0050714 | 0.0050714 | 0.0050714 | 0.0050714 | 0.0050714 | 0.0050714 | 0.0050714 | 0.0050714
F1_Commercial_Warehouse_Existing_Food Preparation_Natural Gas_Fryer_E3 | F1 | Commercial | Warehouse | Existing | Food Preparation | Natural Gas | Fryer | E3 | RVT - Cost of Equipment | 0 | 0 | 0 | 0 | 0 | 0 | 0 | 0 | 0 | 0 | 0 | 0 | 0 | 0 | 0 | 0 | 0 | 0 | 0 | 0 | 0 | 0 | 0 | 0 | 0 | 0 | 0
F1_Commercial_Warehouse_Existing_Food Preparation_Natural Gas_Fryer_E4 | F1 | Commercial | Warehouse | Existing | Food Preparation | Natural Gas | Fryer | E4 | RVT - Cost of Equipment | 0 | 0 | 0 | 0 | 0 | 0 | 0 | 0 | 0 | 0 | 0 | 0 | 0 | 0 | 0 | 0 | 0 | 0 | 0 | 0 | 0 | 0 | 0 | 0 | 0 | 0 | 0
F1_Commercial_Warehouse_Existing_Food Preparation_Natural Gas_Fryer_E5 | F1 | Commercial | Warehouse | Existing | Food Preparation | Natural Gas | Fryer | E5 | RVT - Cost of Equipment | 0 | 0 | 0 | 0 | 0 | 0 | 0 | 0 | 0 | 0 | 0 | 0 | 0 | 0 | 0 | 0 | 0 | 0 | 0 | 0 | 0 | 0 | 0 | 0 | 0 | 0 | 0
F1_Commercial_Warehouse_Existing_Food Preparation_Natural Gas_Fryer_E6 | F1 | Commercial | Warehouse | Existing | Food Preparation | Natural Gas | Fryer | E6 | RVT - Cost of Equipment | 0 | 0 | 0 | 0 | 0 | 0 | 0 | 0 | 0 | 0 | 0 | 0 | 0 | 0 | 0 | 0 | 0 | 0 | 0 | 0 | 0 | 0 | 0 | 0 | 0 | 0 | 0
F1_Commercial_Warehouse_Existing_Food Preparation_Natural Gas_Fryer_E7 | F1 | Commercial | Warehouse | Existing | Food Preparation | Natural Gas | Fryer | E7 | RVT - Cost of Equipment | 0 | 0 | 0 | 0 | 0 | 0 | 0 | 0 | 0 | 0 | 0 | 0 | 0 | 0 | 0 | 0 | 0 | 0 | 0 | 0 | 0 | 0 | 0 | 0 | 0 | 0 | 0
F1_Commercial_Warehouse_Existing_Food Preparation_Natural Gas_Fryer_E8 | F1 | Commercial | Warehouse | Existing | Food Preparation | Natural Gas | Fryer | E8 | RVT - Cost of Equipment | 0 | 0 | 0 | 0 | 0 | 0 | 0 | 0 | 0 | 0 | 0 | 0 | 0 | 0 | 0 | 0 | 0 | 0 | 0 | 0 | 0 | 0 | 0 | 0 | 0 | 0 | 0
F1_Commercial_Warehouse_Existing_Food Preparation_Natural Gas_Fryer_E9 | F1 | Commercial | Warehouse | Existing | Food Preparation | Natural Gas | Fryer | E9 | RVT - Cost of Equipment | 0 | 0 | 0 | 0 | 0 | 0 | 0 | 0 | 0 | 0 | 0 | 0 | 0 | 0 | 0 | 0 | 0 | 0 | 0 | 0 | 0 | 0 | 0 | 0 | 0 | 0 | 0
F1_Commercial_Warehouse_Existing_Food Preparation_Natural Gas_Fryer_E10 | F1 | Commercial | Warehouse | Existing | Food Preparation | Natural Gas | Fryer | E10 | RVT - Cost of Equipment | 0 | 0 | 0 | 0 | 0 | 0 | 0 | 0 | 0 | 0 | 0 | 0 | 0 | 0 | 0 | 0 | 0 | 0 | 0 | 0 | 0 | 0 | 0 | 0 | 0 | 0 | 0
F2_Commercial_Warehouse_Existing_Food Preparation_Natural Gas_Fryer_E1 | F2 | Commercial | Warehouse | Existing | Food Preparation | Natural Gas | Fryer | E1 | RVT - Cost of Operation | 0 | 0 | 0 | 0 | 0 | 0 | 0 | 0 | 0 | 0 | 0 | 0 | 0 | 0 | 0 | 0 | 0 | 0 | 0 | 0 | 0 | 0 | 0 | 0 | 0 | 0 | 0
F2_Commercial_Warehouse_Existing_Food Preparation_Natural Gas_Fryer_E2 | F2 | Commercial | Warehouse | Existing | Food Preparation | Natural Gas | Fryer | E2 | RVT - Cost of Operation | 0 | 0 | 0 | 0 | 0 | 0 | 0 | 0 | 0 | 0 | 0 | 0 | 0 | 0 | 0 | 0 | 0 | 0 | 0 | 0 | 0 | 0 | 0 | 0 | 0 | 0 | 0
F2_Commercial_Warehouse_Existing_Food Preparation_Natural Gas_Fryer_E3 | F2 | Commercial | Warehouse | Existing | Food Preparation | Natural Gas | Fryer | E3 | RVT - Cost of Operation | 0 | 0 | 0 | 0 | 0 | 0 | 0 | 0 | 0 | 0 | 0 | 0 | 0 | 0 | 0 | 0 | 0 | 0 | 0 | 0 | 0 | 0 | 0 | 0 | 0 | 0 | 0
F2_Commercial_Warehouse_Existing_Food Preparation_Natural Gas_Fryer_E4 | F2 | Commercial | Warehouse | Existing | Food Preparation | Natural Gas | Fryer | E4 | RVT - Cost of Operation | 0 | 0 | 0 | 0 | 0 | 0 | 0 | 0 | 0 | 0 | 0 | 0 | 0 | 0 | 0 | 0 | 0 | 0 | 0 | 0 | 0 | 0 | 0 | 0 | 0 | 0 | 0
F2_Commercial_Warehouse_Existing_Food Preparation_Natural Gas_Fryer_E5 | F2 | Commercial | Warehouse | Existing | Food Preparation | Natural Gas | Fryer | E5 | RVT - Cost of Operation | 0 | 0 | 0 | 0 | 0 | 0 | 0 | 0 | 0 | 0 | 0 | 0 | 0 | 0 | 0 | 0 | 0 | 0 | 0 | 0 | 0 | 0 | 0 | 0 | 0 | 0 | 0
F2_Commercial_Warehouse_Existing_Food Preparation_Natural Gas_Fryer_E6 | F2 | Commercial | Warehouse | Existing | Food Preparation | Natural Gas | Fryer | E6 | RVT - Cost of Operation | 0 | 0 | 0 | 0 | 0 | 0 | 0 | 0 | 0 | 0 | 0 | 0 | 0 | 0 | 0 | 0 | 0 | 0 | 0 | 0 | 0 | 0 | 0 | 0 | 0 | 0 | 0
F2_Commercial_Warehouse_Existing_Food Preparation_Natural Gas_Fryer_E7 | F2 | Commercial | Warehouse | Existing | Food Preparation | Natural Gas | Fryer | E7 | RVT - Cost of Operation | 0 | 0 | 0 | 0 | 0 | 0 | 0 | 0 | 0 | 0 | 0 | 0 | 0 | 0 | 0 | 0 | 0 | 0 | 0 | 0 | 0 | 0 | 0 | 0 | 0 | 0 | 0
F2_Commercial_Warehouse_Existing_Food Preparation_Natural Gas_Fryer_E8 | F2 | Commercial | Warehouse | Existing | Food Preparation | Natural Gas | Fryer | E8 | RVT - Cost of Operation | 0 | 0 | 0 | 0 | 0 | 0 | 0 | 0 | 0 | 0 | 0 | 0 | 0 | 0 | 0 | 0 | 0 | 0 | 0 | 0 | 0 | 0 | 0 | 0 | 0 | 0 | 0
F2_Commercial_Warehouse_Existing_Food Preparation_Natural Gas_Fryer_E9 | F2 | Commercial | Warehouse | Existing | Food Preparation | Natural Gas | Fryer | E9 | RVT - Cost of Operation | 0 | 0 | 0 | 0 | 0 | 0 | 0 | 0 | 0 | 0 | 0 | 0 | 0 | 0 | 0 | 0 | 0 | 0 | 0 | 0 | 0 | 0 | 0 | 0 | 0 | 0 | 0
F2_Commercial_Warehouse_Existing_Food Preparation_Natural Gas_Fryer_E10 | F2 | Commercial | Warehouse | Existing | Food Preparation | Natural Gas | Fryer | E10 | RVT - Cost of Operation | 0 | 0 | 0 | 0 | 0 | 0 | 0 | 0 | 0 | 0 | 0 | 0 | 0 | 0 | 0 | 0 | 0 | 0 | 0 | 0 | 0 | 0 | 0 | 0 | 0 | 0 | 0
F3_Commercial_Warehouse_Existing_Food Preparation_Natural Gas_Fryer_E1 | F3 | Commercial | Warehouse | Existing | Food Preparation | Natural Gas | Fryer | E1 | System - kBTUs of Consumption | 0.75218 | 0 | 0 | 0 | 0 | 0 | 0 | 0 | 0 | 0 | 0 | 0 | 0 | 0 | 0 | 0 | 0 | 0 | 0 | 0 | 0 | 0 | 0 | 0 | 0 | 0 | 0
F3_Commercial_Warehouse_Existing_Food Preparation_Natural Gas_Fryer_E2 | F3 | Commercial | Warehouse | Existing | Food Preparation | Natural Gas | Fryer | E2 | System - kBTUs of Consumption | 0.46492 | 0.46492 | 0.46492 | 0.46492 | 0.46492 | 0.46492 | 0.46492 | 0.46492 | 0.46492 | 0.46492 | 0.46492 | 0.46492 | 0.46492 | 0.46492 | 0.46492 | 0.46492 | 0.46492 | 0.46492 | 0.46492 | 0.46492 | 0.46492 | 0.46492 | 0.46492 | 0.46492 | 0.46492 | 0.46492 | 0.46492
F3_Commercial_Warehouse_Existing_Food Preparation_Natural Gas_Fryer_E3 | F3 | Commercial | Warehouse | Existing | Food Preparation | Natural Gas | Fryer | E3 | System - kBTUs of Consumption | 0 | 0 | 0 | 0 | 0 | 0 | 0 | 0 | 0 | 0 | 0 | 0 | 0 | 0 | 0 | 0 | 0 | 0 | 0 | 0 | 0 | 0 | 0 | 0 | 0 | 0 | 0
F3_Commercial_Warehouse_Existing_Food Preparation_Natural Gas_Fryer_E4 | F3 | Commercial | Warehouse | Existing | Food Preparation | Natural Gas | Fryer | E4 | System - kBTUs of Consumption | 0 | 0 | 0 | 0 | 0 | 0 | 0 | 0 | 0 | 0 | 0 | 0 | 0 | 0 | 0 | 0 | 0 | 0 | 0 | 0 | 0 | 0 | 0 | 0 | 0 | 0 | 0
F3_Commercial_Warehouse_Existing_Food Preparation_Natural Gas_Fryer_E5 | F3 | Commercial | Warehouse | Existing | Food Preparation | Natural Gas | Fryer | E5 | System - kBTUs of Consumption | 0 | 0 | 0 | 0 | 0 | 0 | 0 | 0 | 0 | 0 | 0 | 0 | 0 | 0 | 0 | 0 | 0 | 0 | 0 | 0 | 0 | 0 | 0 | 0 | 0 | 0 | 0
F3_Commercial_Warehouse_Existing_Food Preparation_Natural Gas_Fryer_E6 | F3 | Commercial | Warehouse | Existing | Food Preparation | Natural Gas | Fryer | E6 | System - kBTUs of Consumption | 0 | 0 | 0 | 0 | 0 | 0 | 0 | 0 | 0 | 0 | 0 | 0 | 0 | 0 | 0 | 0 | 0 | 0 | 0 | 0 | 0 | 0 | 0 | 0 | 0 | 0 | 0
F3_Commercial_Warehouse_Existing_Food Preparation_Natural Gas_Fryer_E7 | F3 | Commercial | Warehouse | Existing | Food Preparation | Natural Gas | Fryer | E7 | System - kBTUs of Consumption | 0 | 0 | 0 | 0 | 0 | 0 | 0 | 0 | 0 | 0 | 0 | 0 | 0 | 0 | 0 | 0 | 0 | 0 | 0 | 0 | 0 | 0 | 0 | 0 | 0 | 0 | 0
F3_Commercial_Warehouse_Existing_Food Preparation_Natural Gas_Fryer_E8 | F3 | Commercial | Warehouse | Existing | Food Preparation | Natural Gas | Fryer | E8 | System - kBTUs of Consumption | 0 | 0 | 0 | 0 | 0 | 0 | 0 | 0 | 0 | 0 | 0 | 0 | 0 | 0 | 0 | 0 | 0 | 0 | 0 | 0 | 0 | 0 | 0 | 0 | 0 | 0 | 0
F3_Commercial_Warehouse_Existing_Food Preparation_Natural Gas_Fryer_E9 | F3 | Commercial | Warehouse | Existing | Food Preparation | Natural Gas | Fryer | E9 | System - kBTUs of Consumption | 0 | 0 | 0 | 0 | 0 | 0 | 0 | 0 | 0 | 0 | 0 | 0 | 0 | 0 | 0 | 0 | 0 | 0 | 0 | 0 | 0 | 0 | 0 | 0 | 0 | 0 | 0
F3_Commercial_Warehouse_Existing_Food Preparation_Natural Gas_Fryer_E10 | F3 | Commercial | Warehouse | Existing | Food Preparation | Natural Gas | Fryer | E10 | System - kBTUs of Consumption | 0 | 0 | 0 | 0 | 0 | 0 | 0 | 0 | 0 | 0 | 0 | 0 | 0 | 0 | 0 | 0 | 0 | 0 | 0 | 0 | 0 | 0 | 0 | 0 | 0 | 0 | 0
F4_Commercial_Warehouse_Existing_Food Preparation_Natural Gas_Fryer_E1 | F4 | Commercial | Warehouse | Existing | Food Preparation | Natural Gas | Fryer | E1 | Utility - Cost of Equipment | 0.0040345 | 0 | 0 | 0 | 0 | 0 | 0 | 0 | 0 | 0 | 0 | 0 | 0 | 0 | 0 | 0 | 0 | 0 | 0 | 0 | 0 | 0 | 0 | 0 | 0 | 0 | 0
F4_Commercial_Warehouse_Existing_Food Preparation_Natural Gas_Fryer_E2 | F4 | Commercial | Warehouse | Existing | Food Preparation | Natural Gas | Fryer | E2 | Utility - Cost of Equipment | 0.0050714 | 0.0050714 | 0.0050714 | 0.0050714 | 0.0050714 | 0.0050714 | 0.0050714 | 0.0050714 | 0.0050714 | 0.0050714 | 0.0050714 | 0.0050714 | 0.0050714 | 0.0050714 | 0.0050714 | 0.0050714 | 0.0050714 | 0.0050714 | 0.0050714 | 0.0050714 | 0.0050714 | 0.0050714 | 0.0050714 | 0.0050714 | 0.0050714 | 0.0050714 | 0.0050714
F4_Commercial_Warehouse_Existing_Food Preparation_Natural Gas_Fryer_E3 | F4 | Commercial | Warehouse | Existing | Food Preparation | Natural Gas | Fryer | E3 | Utility - Cost of Equipment | 0 | 0 | 0 | 0 | 0 | 0 | 0 | 0 | 0 | 0 | 0 | 0 | 0 | 0 | 0 | 0 | 0 | 0 | 0 | 0 | 0 | 0 | 0 | 0 | 0 | 0 | 0
F4_Commercial_Warehouse_Existing_Food Preparation_Natural Gas_Fryer_E4 | F4 | Commercial | Warehouse | Existing | Food Preparation | Natural Gas | Fryer | E4 | Utility - Cost of Equipment | 0 | 0 | 0 | 0 | 0 | 0 | 0 | 0 | 0 | 0 | 0 | 0 | 0 | 0 | 0 | 0 | 0 | 0 | 0 | 0 | 0 | 0 | 0 | 0 | 0 | 0 | 0
F4_Commercial_Warehouse_Existing_Food Preparation_Natural Gas_Fryer_E5 | F4 | Commercial | Warehouse | Existing | Food Preparation | Natural Gas | Fryer | E5 | Utility - Cost of Equipment | 0 | 0 | 0 | 0 | 0 | 0 | 0 | 0 | 0 | 0 | 0 | 0 | 0 | 0 | 0 | 0 | 0 | 0 | 0 | 0 | 0 | 0 | 0 | 0 | 0 | 0 | 0
F4_Commercial_Warehouse_Existing_Food Preparation_Natural Gas_Fryer_E6 | F4 | Commercial | Warehouse | Existing | Food Preparation | Natural Gas | Fryer | E6 | Utility - Cost of Equipment | 0 | 0 | 0 | 0 | 0 | 0 | 0 | 0 | 0 | 0 | 0 | 0 | 0 | 0 | 0 | 0 | 0 | 0 | 0 | 0 | 0 | 0 | 0 | 0 | 0 | 0 | 0
F4_Commercial_Warehouse_Existing_Food Preparation_Natural Gas_Fryer_E7 | F4 | Commercial | Warehouse | Existing | Food Preparation | Natural Gas | Fryer | E7 | Utility - Cost of Equipment | 0 | 0 | 0 | 0 | 0 | 0 | 0 | 0 | 0 | 0 | 0 | 0 | 0 | 0 | 0 | 0 | 0 | 0 | 0 | 0 | 0 | 0 | 0 | 0 | 0 | 0 | 0
F4_Commercial_Warehouse_Existing_Food Preparation_Natural Gas_Fryer_E8 | F4 | Commercial | Warehouse | Existing | Food Preparation | Natural Gas | Fryer | E8 | Utility - Cost of Equipment | 0 | 0 | 0 | 0 | 0 | 0 | 0 | 0 | 0 | 0 | 0 | 0 | 0 | 0 | 0 | 0 | 0 | 0 | 0 | 0 | 0 | 0 | 0 | 0 | 0 | 0 | 0
F4_Commercial_Warehouse_Existing_Food Preparation_Natural Gas_Fryer_E9 | F4 | Commercial | Warehouse | Existing | Food Preparation | Natural Gas | Fryer | E9 | Utility - Cost of Equipment | 0 | 0 | 0 | 0 | 0 | 0 | 0 | 0 | 0 | 0 | 0 | 0 | 0 | 0 | 0 | 0 | 0 | 0 | 0 | 0 | 0 | 0 | 0 | 0 | 0 | 0 | 0
F4_Commercial_Warehouse_Existing_Food Preparation_Natural Gas_Fryer_E10 | F4 | Commercial | Warehouse | Existing | Food Preparation | Natural Gas | Fryer | E10 | Utility - Cost of Equipment | 0 | 0 | 0 | 0 | 0 | 0 | 0 | 0 | 0 | 0 | 0 | 0 | 0 | 0 | 0 | 0 | 0 | 0 | 0 | 0 | 0 | 0 | 0 | 0 | 0 | 0 | 0
F5_Commercial_Warehouse_Existing_Food Preparation_Natural Gas_Fryer_E1 | F5 | Commercial | Warehouse | Existing | Food Preparation | Natural Gas | Fryer | E1 | Utility - Cost of Operation | 0.010363 | 0 | 0 | 0 | 0 | 0 | 0 | 0 | 0 | 0 | 0 | 0 | 0 | 0 | 0 | 0 | 0 | 0 | 0 | 0 | 0 | 0 | 0 | 0 | 0 | 0 | 0
F5_Commercial_Warehouse_Existing_Food Preparation_Natural Gas_Fryer_E2 | F5 | Commercial | Warehouse | Existing | Food Preparation | Natural Gas | Fryer | E2 | Utility - Cost of Operation | 0.0064053 | 0.0062967 | 0.0061904 | 0.0060867 | 0.0060775 | 0.0061296 | 0.0062208 | 0.006333 | 0.0064543 | 0.0065783 | 0.0067073 | 0.0068334 | 0.0069449 | 0.0070184 | 0.0070407 | 0.0070027 | 0.0069023 | 0.0067511 | 0.0065558 | 0.0063247 | 0.0060547 | 0.0057443 | 0.0054684 | 0.0052891 | 0.0052105 | 0.0052361 | 0.0052617
F5_Commercial_Warehouse_Existing_Food Preparation_Natural Gas_Fryer_E3 | F5 | Commercial | Warehouse | Existing | Food Preparation | Natural Gas | Fryer | E3 | Utility - Cost of Operation | 0 | 0 | 0 | 0 | 0 | 0 | 0 | 0 | 0 | 0 | 0 | 0 | 0 | 0 | 0 | 0 | 0 | 0 | 0 | 0 | 0 | 0 | 0 | 0 | 0 | 0 | 0
F5_Commercial_Warehouse_Existing_Food Preparation_Natural Gas_Fryer_E4 | F5 | Commercial | Warehouse | Existing | Food Preparation | Natural Gas | Fryer | E4 | Utility - Cost of Operation | 0 | 0 | 0 | 0 | 0 | 0 | 0 | 0 | 0 | 0 | 0 | 0 | 0 | 0 | 0 | 0 | 0 | 0 | 0 | 0 | 0 | 0 | 0 | 0 | 0 | 0 | 0
F5_Commercial_Warehouse_Existing_Food Preparation_Natural Gas_Fryer_E5 | F5 | Commercial | Warehouse | Existing | Food Preparation | Natural Gas | Fryer | E5 | Utility - Cost of Operation | 0 | 0 | 0 | 0 | 0 | 0 | 0 | 0 | 0 | 0 | 0 | 0 | 0 | 0 | 0 | 0 | 0 | 0 | 0 | 0 | 0 | 0 | 0 | 0 | 0 | 0 | 0
F5_Commercial_Warehouse_Existing_Food Preparation_Natural Gas_Fryer_E6 | F5 | Commercial | Warehouse | Existing | Food Preparation | Natural Gas | Fryer | E6 | Utility - Cost of Operation | 0 | 0 | 0 | 0 | 0 | 0 | 0 | 0 | 0 | 0 | 0 | 0 | 0 | 0 | 0 | 0 | 0 | 0 | 0 | 0 | 0 | 0 | 0 | 0 | 0 | 0 | 0
F5_Commercial_Warehouse_Existing_Food Preparation_Natural Gas_Fryer_E7 | F5 | Commercial | Warehouse | Existing | Food Preparation | Natural Gas | Fryer | E7 | Utility - Cost of Operation | 0 | 0 | 0 | 0 | 0 | 0 | 0 | 0 | 0 | 0 | 0 | 0 | 0 | 0 | 0 | 0 | 0 | 0 | 0 | 0 | 0 | 0 | 0 | 0 | 0 | 0 | 0
F5_Commercial_Warehouse_Existing_Food Preparation_Natural Gas_Fryer_E8 | F5 | Commercial | Warehouse | Existing | Food Preparation | Natural Gas | Fryer | E8 | Utility - Cost of Operation | 0 | 0 | 0 | 0 | 0 | 0 | 0 | 0 | 0 | 0 | 0 | 0 | 0 | 0 | 0 | 0 | 0 | 0 | 0 | 0 | 0 | 0 | 0 | 0 | 0 | 0 | 0
F5_Commercial_Warehouse_Existing_Food Preparation_Natural Gas_Fryer_E9 | F5 | Commercial | Warehouse | Existing | Food Preparation | Natural Gas | Fryer | E9 | Utility - Cost of Operation | 0 | 0 | 0 | 0 | 0 | 0 | 0 | 0 | 0 | 0 | 0 | 0 | 0 | 0 | 0 | 0 | 0 | 0 | 0 | 0 | 0 | 0 | 0 | 0 | 0 | 0 | 0
F5_Commercial_Warehouse_Existing_Food Preparation_Natural Gas_Fryer_E10 | F5 | Commercial | Warehouse | Existing | Food Preparation | Natural Gas | Fryer | E10 | Utility - Cost of Operation | 0 | 0 | 0 | 0 | 0 | 0 | 0 | 0 | 0 | 0 | 0 | 0 | 0 | 0 | 0 | 0 | 0 | 0 | 0 | 0 | 0 | 0 | 0 | 0 | 0 | 0 | 0
F6_Commercial_Warehouse_Existing_Food Preparation_Natural Gas_Fryer_E1 | F6 | Commercial | Warehouse | Existing | Food Preparation | Natural Gas | Fryer | E1 | Utility - Value of Sales | 0 | 0 | 0 | 0 | 0 | 0 | 0 | 0 | 0 | 0 | 0 | 0 | 0 | 0 | 0 | 0 | 0 | 0 | 0 | 0 | 0 | 0 | 0 | 0 | 0 | 0 | 0
F6_Commercial_Warehouse_Existing_Food Preparation_Natural Gas_Fryer_E2 | F6 | Commercial | Warehouse | Existing | Food Preparation | Natural Gas | Fryer | E2 | Utility - Value of Sales | 0 | 0 | 0 | 0 | 0 | 0 | 0 | 0 | 0 | 0 | 0 | 0 | 0 | 0 | 0 | 0 | 0 | 0 | 0 | 0 | 0 | 0 | 0 | 0 | 0 | 0 | 0
F6_Commercial_Warehouse_Existing_Food Preparation_Natural Gas_Fryer_E3 | F6 | Commercial | Warehouse | Existing | Food Preparation | Natural Gas | Fryer | E3 | Utility - Value of Sales | 0 | 0 | 0 | 0 | 0 | 0 | 0 | 0 | 0 | 0 | 0 | 0 | 0 | 0 | 0 | 0 | 0 | 0 | 0 | 0 | 0 | 0 | 0 | 0 | 0 | 0 | 0
F6_Commercial_Warehouse_Existing_Food Preparation_Natural Gas_Fryer_E4 | F6 | Commercial | Warehouse | Existing | Food Preparation | Natural Gas | Fryer | E4 | Utility - Value of Sales | 0 | 0 | 0 | 0 | 0 | 0 | 0 | 0 | 0 | 0 | 0 | 0 | 0 | 0 | 0 | 0 | 0 | 0 | 0 | 0 | 0 | 0 | 0 | 0 | 0 | 0 | 0
F6_Commercial_Warehouse_Existing_Food Preparation_Natural Gas_Fryer_E5 | F6 | Commercial | Warehouse | Existing | Food Preparation | Natural Gas | Fryer | E5 | Utility - Value of Sales | 0 | 0 | 0 | 0 | 0 | 0 | 0 | 0 | 0 | 0 | 0 | 0 | 0 | 0 | 0 | 0 | 0 | 0 | 0 | 0 | 0 | 0 | 0 | 0 | 0 | 0 | 0
F6_Commercial_Warehouse_Existing_Food Preparation_Natural Gas_Fryer_E6 | F6 | Commercial | Warehouse | Existing | Food Preparation | Natural Gas | Fryer | E6 | Utility - Value of Sales | 0 | 0 | 0 | 0 | 0 | 0 | 0 | 0 | 0 | 0 | 0 | 0 | 0 | 0 | 0 | 0 | 0 | 0 | 0 | 0 | 0 | 0 | 0 | 0 | 0 | 0 | 0
F6_Commercial_Warehouse_Existing_Food Preparation_Natural Gas_Fryer_E7 | F6 | Commercial | Warehouse | Existing | Food Preparation | Natural Gas | Fryer | E7 | Utility - Value of Sales | 0 | 0 | 0 | 0 | 0 | 0 | 0 | 0 | 0 | 0 | 0 | 0 | 0 | 0 | 0 | 0 | 0 | 0 | 0 | 0 | 0 | 0 | 0 | 0 | 0 | 0 | 0
F6_Commercial_Warehouse_Existing_Food Preparation_Natural Gas_Fryer_E8 | F6 | Commercial | Warehouse | Existing | Food Preparation | Natural Gas | Fryer | E8 | Utility - Value of Sales | 0 | 0 | 0 | 0 | 0 | 0 | 0 | 0 | 0 | 0 | 0 | 0 | 0 | 0 | 0 | 0 | 0 | 0 | 0 | 0 | 0 | 0 | 0 | 0 | 0 | 0 | 0
F6_Commercial_Warehouse_Existing_Food Preparation_Natural Gas_Fryer_E9 | F6 | Commercial | Warehouse | Existing | Food Preparation | Natural Gas | Fryer | E9 | Utility - Value of Sales | 0 | 0 | 0 | 0 | 0 | 0 | 0 | 0 | 0 | 0 | 0 | 0 | 0 | 0 | 0 | 0 | 0 | 0 | 0 | 0 | 0 | 0 | 0 | 0 | 0 | 0 | 0
F6_Commercial_Warehouse_Existing_Food Preparation_Natural Gas_Fryer_E10 | F6 | Commercial | Warehouse | Existing | Food Preparation | Natural Gas | Fryer | E10 | Utility - Value of Sales | 0 | 0 | 0 | 0 | 0 | 0 | 0 | 0 | 0 | 0 | 0 | 0 | 0 | 0 | 0 | 0 | 0 | 0 | 0 | 0 | 0 | 0 | 0 | 0 | 0 | 0 | 0
F1_Commercial_Warehouse_Existing_Food Preparation_Natural Gas_Broiler_E1 | F1 | Commercial | Warehouse | Existing | Food Preparation | Natural Gas | Broiler | E1 | RVT - Cost of Equipment | 0.0039503 | 0.0039503 | 0.0039503 | 0.0039503 | 0.0039503 | 0.0039503 | 0.0039503 | 0.0039503 | 0.0039503 | 0.0039503 | 0.0039503 | 0.0039503 | 0.0039503 | 0.0039503 | 0.0039503 | 0.0039503 | 0.0039503 | 0.0039503 | 0.0039503 | 0.0039503 | 0.0039503 | 0.0039503 | 0.0039503 | 0.0039503 | 0.0039503 | 0.0039503 | 0.0039503
F1_Commercial_Warehouse_Existing_Food Preparation_Natural Gas_Broiler_E2 | F1 | Commercial | Warehouse | Existing | Food Preparation | Natural Gas | Broiler | E2 | RVT - Cost of Equipment | 0.0055304 | 0.0055304 | 0.0055304 | 0.0055304 | 0.0055304 | 0.0055304 | 0.0055304 | 0.0055304 | 0.0055304 | 0.0055304 | 0.0055304 | 0.0055304 | 0.0055304 | 0.0055304 | 0.0055304 | 0.0055304 | 0.0055304 | 0.0055304 | 0.0055304 | 0.0055304 | 0.0055304 | 0.0055304 | 0.0055304 | 0.0055304 | 0.0055304 | 0.0055304 | 0.0055304
F1_Commercial_Warehouse_Existing_Food Preparation_Natural Gas_Broiler_E3 | F1 | Commercial | Warehouse | Existing | Food Preparation | Natural Gas | Broiler | E3 | RVT - Cost of Equipment | 0 | 0 | 0 | 0 | 0 | 0 | 0 | 0 | 0 | 0 | 0 | 0 | 0 | 0 | 0 | 0 | 0 | 0 | 0 | 0 | 0 | 0 | 0 | 0 | 0 | 0 | 0
F1_Commercial_Warehouse_Existing_Food Preparation_Natural Gas_Broiler_E4 | F1 | Commercial | Warehouse | Existing | Food Preparation | Natural Gas | Broiler | E4 | RVT - Cost of Equipment | 0 | 0 | 0 | 0 | 0 | 0 | 0 | 0 | 0 | 0 | 0 | 0 | 0 | 0 | 0 | 0 | 0 | 0 | 0 | 0 | 0 | 0 | 0 | 0 | 0 | 0 | 0
F1_Commercial_Warehouse_Existing_Food Preparation_Natural Gas_Broiler_E5 | F1 | Commercial | Warehouse | Existing | Food Preparation | Natural Gas | Broiler | E5 | RVT - Cost of Equipment | 0 | 0 | 0 | 0 | 0 | 0 | 0 | 0 | 0 | 0 | 0 | 0 | 0 | 0 | 0 | 0 | 0 | 0 | 0 | 0 | 0 | 0 | 0 | 0 | 0 | 0 | 0
F1_Commercial_Warehouse_Existing_Food Preparation_Natural Gas_Broiler_E6 | F1 | Commercial | Warehouse | Existing | Food Preparation | Natural Gas | Broiler | E6 | RVT - Cost of Equipment | 0 | 0 | 0 | 0 | 0 | 0 | 0 | 0 | 0 | 0 | 0 | 0 | 0 | 0 | 0 | 0 | 0 | 0 | 0 | 0 | 0 | 0 | 0 | 0 | 0 | 0 | 0
F1_Commercial_Warehouse_Existing_Food Preparation_Natural Gas_Broiler_E7 | F1 | Commercial | Warehouse | Existing | Food Preparation | Natural Gas | Broiler | E7 | RVT - Cost of Equipment | 0 | 0 | 0 | 0 | 0 | 0 | 0 | 0 | 0 | 0 | 0 | 0 | 0 | 0 | 0 | 0 | 0 | 0 | 0 | 0 | 0 | 0 | 0 | 0 | 0 | 0 | 0
F1_Commercial_Warehouse_Existing_Food Preparation_Natural Gas_Broiler_E8 | F1 | Commercial | Warehouse | Existing | Food Preparation | Natural Gas | Broiler | E8 | RVT - Cost of Equipment | 0 | 0 | 0 | 0 | 0 | 0 | 0 | 0 | 0 | 0 | 0 | 0 | 0 | 0 | 0 | 0 | 0 | 0 | 0 | 0 | 0 | 0 | 0 | 0 | 0 | 0 | 0
F1_Commercial_Warehouse_Existing_Food Preparation_Natural Gas_Broiler_E9 | F1 | Commercial | Warehouse | Existing | Food Preparation | Natural Gas | Broiler | E9 | RVT - Cost of Equipment | 0 | 0 | 0 | 0 | 0 | 0 | 0 | 0 | 0 | 0 | 0 | 0 | 0 | 0 | 0 | 0 | 0 | 0 | 0 | 0 | 0 | 0 | 0 | 0 | 0 | 0 | 0
F1_Commercial_Warehouse_Existing_Food Preparation_Natural Gas_Broiler_E10 | F1 | Commercial | Warehouse | Existing | Food Preparation | Natural Gas | Broiler | E10 | RVT - Cost of Equipment | 0 | 0 | 0 | 0 | 0 | 0 | 0 | 0 | 0 | 0 | 0 | 0 | 0 | 0 | 0 | 0 | 0 | 0 | 0 | 0 | 0 | 0 | 0 | 0 | 0 | 0 | 0
F2_Commercial_Warehouse_Existing_Food Preparation_Natural Gas_Broiler_E1 | F2 | Commercial | Warehouse | Existing | Food Preparation | Natural Gas | Broiler | E1 | RVT - Cost of Operation | 0 | 0 | 0 | 0 | 0 | 0 | 0 | 0 | 0 | 0 | 0 | 0 | 0 | 0 | 0 | 0 | 0 | 0 | 0 | 0 | 0 | 0 | 0 | 0 | 0 | 0 | 0
F2_Commercial_Warehouse_Existing_Food Preparation_Natural Gas_Broiler_E2 | F2 | Commercial | Warehouse | Existing | Food Preparation | Natural Gas | Broiler | E2 | RVT - Cost of Operation | 0 | 0 | 0 | 0 | 0 | 0 | 0 | 0 | 0 | 0 | 0 | 0 | 0 | 0 | 0 | 0 | 0 | 0 | 0 | 0 | 0 | 0 | 0 | 0 | 0 | 0 | 0
F2_Commercial_Warehouse_Existing_Food Preparation_Natural Gas_Broiler_E3 | F2 | Commercial | Warehouse | Existing | Food Preparation | Natural Gas | Broiler | E3 | RVT - Cost of Operation | 0 | 0 | 0 | 0 | 0 | 0 | 0 | 0 | 0 | 0 | 0 | 0 | 0 | 0 | 0 | 0 | 0 | 0 | 0 | 0 | 0 | 0 | 0 | 0 | 0 | 0 | 0
F2_Commercial_Warehouse_Existing_Food Preparation_Natural Gas_Broiler_E4 | F2 | Commercial | Warehouse | Existing | Food Preparation | Natural Gas | Broiler | E4 | RVT - Cost of Operation | 0 | 0 | 0 | 0 | 0 | 0 | 0 | 0 | 0 | 0 | 0 | 0 | 0 | 0 | 0 | 0 | 0 | 0 | 0 | 0 | 0 | 0 | 0 | 0 | 0 | 0 | 0
F2_Commercial_Warehouse_Existing_Food Preparation_Natural Gas_Broiler_E5 | F2 | Commercial | Warehouse | Existing | Food Preparation | Natural Gas | Broiler | E5 | RVT - Cost of Operation | 0 | 0 | 0 | 0 | 0 | 0 | 0 | 0 | 0 | 0 | 0 | 0 | 0 | 0 | 0 | 0 | 0 | 0 | 0 | 0 | 0 | 0 | 0 | 0 | 0 | 0 | 0
F2_Commercial_Warehouse_Existing_Food Preparation_Natural Gas_Broiler_E6 | F2 | Commercial | Warehouse | Existing | Food Preparation | Natural Gas | Broiler | E6 | RVT - Cost of Operation | 0 | 0 | 0 | 0 | 0 | 0 | 0 | 0 | 0 | 0 | 0 | 0 | 0 | 0 | 0 | 0 | 0 | 0 | 0 | 0 | 0 | 0 | 0 | 0 | 0 | 0 | 0
F2_Commercial_Warehouse_Existing_Food Preparation_Natural Gas_Broiler_E7 | F2 | Commercial | Warehouse | Existing | Food Preparation | Natural Gas | Broiler | E7 | RVT - Cost of Operation | 0 | 0 | 0 | 0 | 0 | 0 | 0 | 0 | 0 | 0 | 0 | 0 | 0 | 0 | 0 | 0 | 0 | 0 | 0 | 0 | 0 | 0 | 0 | 0 | 0 | 0 | 0
F2_Commercial_Warehouse_Existing_Food Preparation_Natural Gas_Broiler_E8 | F2 | Commercial | Warehouse | Existing | Food Preparation | Natural Gas | Broiler | E8 | RVT - Cost of Operation | 0 | 0 | 0 | 0 | 0 | 0 | 0 | 0 | 0 | 0 | 0 | 0 | 0 | 0 | 0 | 0 | 0 | 0 | 0 | 0 | 0 | 0 | 0 | 0 | 0 | 0 | 0
F2_Commercial_Warehouse_Existing_Food Preparation_Natural Gas_Broiler_E9 | F2 | Commercial | Warehouse | Existing | Food Preparation | Natural Gas | Broiler | E9 | RVT - Cost of Operation | 0 | 0 | 0 | 0 | 0 | 0 | 0 | 0 | 0 | 0 | 0 | 0 | 0 | 0 | 0 | 0 | 0 | 0 | 0 | 0 | 0 | 0 | 0 | 0 | 0 | 0 | 0
F2_Commercial_Warehouse_Existing_Food Preparation_Natural Gas_Broiler_E10 | F2 | Commercial | Warehouse | Existing | Food Preparation | Natural Gas | Broiler | E10 | RVT - Cost of Operation | 0 | 0 | 0 | 0 | 0 | 0 | 0 | 0 | 0 | 0 | 0 | 0 | 0 | 0 | 0 | 0 | 0 | 0 | 0 | 0 | 0 | 0 | 0 | 0 | 0 | 0 | 0
F3_Commercial_Warehouse_Existing_Food Preparation_Natural Gas_Broiler_E1 | F3 | Commercial | Warehouse | Existing | Food Preparation | Natural Gas | Broiler | E1 | System - kBTUs of Consumption | 0.72707 | 0.72707 | 0.72707 | 0.72707 | 0.72707 | 0.72707 | 0.72707 | 0.72707 | 0.72707 | 0.72707 | 0.72707 | 0.72707 | 0.72707 | 0.72707 | 0.72707 | 0.72707 | 0.72707 | 0.72707 | 0.72707 | 0.72707 | 0.72707 | 0.72707 | 0.72707 | 0.72707 | 0.72707 | 0.72707 | 0.72707
F3_Commercial_Warehouse_Existing_Food Preparation_Natural Gas_Broiler_E2 | F3 | Commercial | Warehouse | Existing | Food Preparation | Natural Gas | Broiler | E2 | System - kBTUs of Consumption | 0.4674 | 0.4674 | 0.4674 | 0.4674 | 0.4674 | 0.4674 | 0.4674 | 0.4674 | 0.4674 | 0.4674 | 0.4674 | 0.4674 | 0.4674 | 0.4674 | 0.4674 | 0.4674 | 0.4674 | 0.4674 | 0.4674 | 0.4674 | 0.4674 | 0.4674 | 0.4674 | 0.4674 | 0.4674 | 0.4674 | 0.4674
F3_Commercial_Warehouse_Existing_Food Preparation_Natural Gas_Broiler_E3 | F3 | Commercial | Warehouse | Existing | Food Preparation | Natural Gas | Broiler | E3 | System - kBTUs of Consumption | 0 | 0 | 0 | 0 | 0 | 0 | 0 | 0 | 0 | 0 | 0 | 0 | 0 | 0 | 0 | 0 | 0 | 0 | 0 | 0 | 0 | 0 | 0 | 0 | 0 | 0 | 0
F3_Commercial_Warehouse_Existing_Food Preparation_Natural Gas_Broiler_E4 | F3 | Commercial | Warehouse | Existing | Food Preparation | Natural Gas | Broiler | E4 | System - kBTUs of Consumption | 0 | 0 | 0 | 0 | 0 | 0 | 0 | 0 | 0 | 0 | 0 | 0 | 0 | 0 | 0 | 0 | 0 | 0 | 0 | 0 | 0 | 0 | 0 | 0 | 0 | 0 | 0
F3_Commercial_Warehouse_Existing_Food Preparation_Natural Gas_Broiler_E5 | F3 | Commercial | Warehouse | Existing | Food Preparation | Natural Gas | Broiler | E5 | System - kBTUs of Consumption | 0 | 0 | 0 | 0 | 0 | 0 | 0 | 0 | 0 | 0 | 0 | 0 | 0 | 0 | 0 | 0 | 0 | 0 | 0 | 0 | 0 | 0 | 0 | 0 | 0 | 0 | 0
F3_Commercial_Warehouse_Existing_Food Preparation_Natural Gas_Broiler_E6 | F3 | Commercial | Warehouse | Existing | Food Preparation | Natural Gas | Broiler | E6 | System - kBTUs of Consumption | 0 | 0 | 0 | 0 | 0 | 0 | 0 | 0 | 0 | 0 | 0 | 0 | 0 | 0 | 0 | 0 | 0 | 0 | 0 | 0 | 0 | 0 | 0 | 0 | 0 | 0 | 0
F3_Commercial_Warehouse_Existing_Food Preparation_Natural Gas_Broiler_E7 | F3 | Commercial | Warehouse | Existing | Food Preparation | Natural Gas | Broiler | E7 | System - kBTUs of Consumption | 0 | 0 | 0 | 0 | 0 | 0 | 0 | 0 | 0 | 0 | 0 | 0 | 0 | 0 | 0 | 0 | 0 | 0 | 0 | 0 | 0 | 0 | 0 | 0 | 0 | 0 | 0
F3_Commercial_Warehouse_Existing_Food Preparation_Natural Gas_Broiler_E8 | F3 | Commercial | Warehouse | Existing | Food Preparation | Natural Gas | Broiler | E8 | System - kBTUs of Consumption | 0 | 0 | 0 | 0 | 0 | 0 | 0 | 0 | 0 | 0 | 0 | 0 | 0 | 0 | 0 | 0 | 0 | 0 | 0 | 0 | 0 | 0 | 0 | 0 | 0 | 0 | 0
F3_Commercial_Warehouse_Existing_Food Preparation_Natural Gas_Broiler_E9 | F3 | Commercial | Warehouse | Existing | Food Preparation | Natural Gas | Broiler | E9 | System - kBTUs of Consumption | 0 | 0 | 0 | 0 | 0 | 0 | 0 | 0 | 0 | 0 | 0 | 0 | 0 | 0 | 0 | 0 | 0 | 0 | 0 | 0 | 0 | 0 | 0 | 0 | 0 | 0 | 0
F3_Commercial_Warehouse_Existing_Food Preparation_Natural Gas_Broiler_E10 | F3 | Commercial | Warehouse | Existing | Food Preparation | Natural Gas | Broiler | E10 | System - kBTUs of Consumption | 0 | 0 | 0 | 0 | 0 | 0 | 0 | 0 | 0 | 0 | 0 | 0 | 0 | 0 | 0 | 0 | 0 | 0 | 0 | 0 | 0 | 0 | 0 | 0 | 0 | 0 | 0
F4_Commercial_Warehouse_Existing_Food Preparation_Natural Gas_Broiler_E1 | F4 | Commercial | Warehouse | Existing | Food Preparation | Natural Gas | Broiler | E1 | Utility - Cost of Equipment | 0.0039503 | 0.0039503 | 0.0039503 | 0.0039503 | 0.0039503 | 0.0039503 | 0.0039503 | 0.0039503 | 0.0039503 | 0.0039503 | 0.0039503 | 0.0039503 | 0.0039503 | 0.0039503 | 0.0039503 | 0.0039503 | 0.0039503 | 0.0039503 | 0.0039503 | 0.0039503 | 0.0039503 | 0.0039503 | 0.0039503 | 0.0039503 | 0.0039503 | 0.0039503 | 0.0039503
F4_Commercial_Warehouse_Existing_Food Preparation_Natural Gas_Broiler_E2 | F4 | Commercial | Warehouse | Existing | Food Preparation | Natural Gas | Broiler | E2 | Utility - Cost of Equipment | 0.0055304 | 0.0055304 | 0.0055304 | 0.0055304 | 0.0055304 | 0.0055304 | 0.0055304 | 0.0055304 | 0.0055304 | 0.0055304 | 0.0055304 | 0.0055304 | 0.0055304 | 0.0055304 | 0.0055304 | 0.0055304 | 0.0055304 | 0.0055304 | 0.0055304 | 0.0055304 | 0.0055304 | 0.0055304 | 0.0055304 | 0.0055304 | 0.0055304 | 0.0055304 | 0.0055304
F4_Commercial_Warehouse_Existing_Food Preparation_Natural Gas_Broiler_E3 | F4 | Commercial | Warehouse | Existing | Food Preparation | Natural Gas | Broiler | E3 | Utility - Cost of Equipment | 0 | 0 | 0 | 0 | 0 | 0 | 0 | 0 | 0 | 0 | 0 | 0 | 0 | 0 | 0 | 0 | 0 | 0 | 0 | 0 | 0 | 0 | 0 | 0 | 0 | 0 | 0
F4_Commercial_Warehouse_Existing_Food Preparation_Natural Gas_Broiler_E4 | F4 | Commercial | Warehouse | Existing | Food Preparation | Natural Gas | Broiler | E4 | Utility - Cost of Equipment | 0 | 0 | 0 | 0 | 0 | 0 | 0 | 0 | 0 | 0 | 0 | 0 | 0 | 0 | 0 | 0 | 0 | 0 | 0 | 0 | 0 | 0 | 0 | 0 | 0 | 0 | 0
F4_Commercial_Warehouse_Existing_Food Preparation_Natural Gas_Broiler_E5 | F4 | Commercial | Warehouse | Existing | Food Preparation | Natural Gas | Broiler | E5 | Utility - Cost of Equipment | 0 | 0 | 0 | 0 | 0 | 0 | 0 | 0 | 0 | 0 | 0 | 0 | 0 | 0 | 0 | 0 | 0 | 0 | 0 | 0 | 0 | 0 | 0 | 0 | 0 | 0 | 0
F4_Commercial_Warehouse_Existing_Food Preparation_Natural Gas_Broiler_E6 | F4 | Commercial | Warehouse | Existing | Food Preparation | Natural Gas | Broiler | E6 | Utility - Cost of Equipment | 0 | 0 | 0 | 0 | 0 | 0 | 0 | 0 | 0 | 0 | 0 | 0 | 0 | 0 | 0 | 0 | 0 | 0 | 0 | 0 | 0 | 0 | 0 | 0 | 0 | 0 | 0
F4_Commercial_Warehouse_Existing_Food Preparation_Natural Gas_Broiler_E7 | F4 | Commercial | Warehouse | Existing | Food Preparation | Natural Gas | Broiler | E7 | Utility - Cost of Equipment | 0 | 0 | 0 | 0 | 0 | 0 | 0 | 0 | 0 | 0 | 0 | 0 | 0 | 0 | 0 | 0 | 0 | 0 | 0 | 0 | 0 | 0 | 0 | 0 | 0 | 0 | 0
F4_Commercial_Warehouse_Existing_Food Preparation_Natural Gas_Broiler_E8 | F4 | Commercial | Warehouse | Existing | Food Preparation | Natural Gas | Broiler | E8 | Utility - Cost of Equipment | 0 | 0 | 0 | 0 | 0 | 0 | 0 | 0 | 0 | 0 | 0 | 0 | 0 | 0 | 0 | 0 | 0 | 0 | 0 | 0 | 0 | 0 | 0 | 0 | 0 | 0 | 0
F4_Commercial_Warehouse_Existing_Food Preparation_Natural Gas_Broiler_E9 | F4 | Commercial | Warehouse | Existing | Food Preparation | Natural Gas | Broiler | E9 | Utility - Cost of Equipment | 0 | 0 | 0 | 0 | 0 | 0 | 0 | 0 | 0 | 0 | 0 | 0 | 0 | 0 | 0 | 0 | 0 | 0 | 0 | 0 | 0 | 0 | 0 | 0 | 0 | 0 | 0
F4_Commercial_Warehouse_Existing_Food Preparation_Natural Gas_Broiler_E10 | F4 | Commercial | Warehouse | Existing | Food Preparation | Natural Gas | Broiler | E10 | Utility - Cost of Equipment | 0 | 0 | 0 | 0 | 0 | 0 | 0 | 0 | 0 | 0 | 0 | 0 | 0 | 0 | 0 | 0 | 0 | 0 | 0 | 0 | 0 | 0 | 0 | 0 | 0 | 0 | 0
F5_Commercial_Warehouse_Existing_Food Preparation_Natural Gas_Broiler_E1 | F5 | Commercial | Warehouse | Existing | Food Preparation | Natural Gas | Broiler | E1 | Utility - Cost of Operation | 0.0099237 | 0.0098175 | 0.009715 | 0.009617 | 0.0096412 | 0.0097453 | 0.0098964 | 0.010065 | 0.010227 | 0.010366 | 0.010478 | 0.010559 | 0.010605 | 0.0106 | 0.010542 | 0.010432 | 0.01027 | 0.010067 | 0.0098234 | 0.0095342 | 0.0091952 | 0.0088044 | 0.0084579 | 0.0082353 | 0.0081416 | 0.0081816 | 0.0082217
F5_Commercial_Warehouse_Existing_Food Preparation_Natural Gas_Broiler_E2 | F5 | Commercial | Warehouse | Existing | Food Preparation | Natural Gas | Broiler | E2 | Utility - Cost of Operation | 0.0063795 | 0.0063113 | 0.0062454 | 0.0061824 | 0.0061979 | 0.0062648 | 0.006362 | 0.0064703 | 0.0065746 | 0.0066636 | 0.0067361 | 0.006788 | 0.0068174 | 0.0068141 | 0.0067771 | 0.0067062 | 0.0066024 | 0.0064714 | 0.006315 | 0.0061291 | 0.0059112 | 0.00566 | 0.0054372 | 0.0052941 | 0.0052339 | 0.0052596 | 0.0052854
F5_Commercial_Warehouse_Existing_Food Preparation_Natural Gas_Broiler_E3 | F5 | Commercial | Warehouse | Existing | Food Preparation | Natural Gas | Broiler | E3 | Utility - Cost of Operation | 0 | 0 | 0 | 0 | 0 | 0 | 0 | 0 | 0 | 0 | 0 | 0 | 0 | 0 | 0 | 0 | 0 | 0 | 0 | 0 | 0 | 0 | 0 | 0 | 0 | 0 | 0
F5_Commercial_Warehouse_Existing_Food Preparation_Natural Gas_Broiler_E4 | F5 | Commercial | Warehouse | Existing | Food Preparation | Natural Gas | Broiler | E4 | Utility - Cost of Operation | 0 | 0 | 0 | 0 | 0 | 0 | 0 | 0 | 0 | 0 | 0 | 0 | 0 | 0 | 0 | 0 | 0 | 0 | 0 | 0 | 0 | 0 | 0 | 0 | 0 | 0 | 0
F5_Commercial_Warehouse_Existing_Food Preparation_Natural Gas_Broiler_E5 | F5 | Commercial | Warehouse | Existing | Food Preparation | Natural Gas | Broiler | E5 | Utility - Cost of Operation | 0 | 0 | 0 | 0 | 0 | 0 | 0 | 0 | 0 | 0 | 0 | 0 | 0 | 0 | 0 | 0 | 0 | 0 | 0 | 0 | 0 | 0 | 0 | 0 | 0 | 0 | 0
F5_Commercial_Warehouse_Existing_Food Preparation_Natural Gas_Broiler_E6 | F5 | Commercial | Warehouse | Existing | Food Preparation | Natural Gas | Broiler | E6 | Utility - Cost of Operation | 0 | 0 | 0 | 0 | 0 | 0 | 0 | 0 | 0 | 0 | 0 | 0 | 0 | 0 | 0 | 0 | 0 | 0 | 0 | 0 | 0 | 0 | 0 | 0 | 0 | 0 | 0
F5_Commercial_Warehouse_Existing_Food Preparation_Natural Gas_Broiler_E7 | F5 | Commercial | Warehouse | Existing | Food Preparation | Natural Gas | Broiler | E7 | Utility - Cost of Operation | 0 | 0 | 0 | 0 | 0 | 0 | 0 | 0 | 0 | 0 | 0 | 0 | 0 | 0 | 0 | 0 | 0 | 0 | 0 | 0 | 0 | 0 | 0 | 0 | 0 | 0 | 0
F5_Commercial_Warehouse_Existing_Food Preparation_Natural Gas_Broiler_E8 | F5 | Commercial | Warehouse | Existing | Food Preparation | Natural Gas | Broiler | E8 | Utility - Cost of Operation | 0 | 0 | 0 | 0 | 0 | 0 | 0 | 0 | 0 | 0 | 0 | 0 | 0 | 0 | 0 | 0 | 0 | 0 | 0 | 0 | 0 | 0 | 0 | 0 | 0 | 0 | 0
F5_Commercial_Warehouse_Existing_Food Preparation_Natural Gas_Broiler_E9 | F5 | Commercial | Warehouse | Existing | Food Preparation | Natural Gas | Broiler | E9 | Utility - Cost of Operation | 0 | 0 | 0 | 0 | 0 | 0 | 0 | 0 | 0 | 0 | 0 | 0 | 0 | 0 | 0 | 0 | 0 | 0 | 0 | 0 | 0 | 0 | 0 | 0 | 0 | 0 | 0
F5_Commercial_Warehouse_Existing_Food Preparation_Natural Gas_Broiler_E10 | F5 | Commercial | Warehouse | Existing | Food Preparation | Natural Gas | Broiler | E10 | Utility - Cost of Operation | 0 | 0 | 0 | 0 | 0 | 0 | 0 | 0 | 0 | 0 | 0 | 0 | 0 | 0 | 0 | 0 | 0 | 0 | 0 | 0 | 0 | 0 | 0 | 0 | 0 | 0 | 0
F6_Commercial_Warehouse_Existing_Food Preparation_Natural Gas_Broiler_E1 | F6 | Commercial | Warehouse | Existing | Food Preparation | Natural Gas | Broiler | E1 | Utility - Value of Sales | 0 | 0 | 0 | 0 | 0 | 0 | 0 | 0 | 0 | 0 | 0 | 0 | 0 | 0 | 0 | 0 | 0 | 0 | 0 | 0 | 0 | 0 | 0 | 0 | 0 | 0 | 0
F6_Commercial_Warehouse_Existing_Food Preparation_Natural Gas_Broiler_E2 | F6 | Commercial | Warehouse | Existing | Food Preparation | Natural Gas | Broiler | E2 | Utility - Value of Sales | 0 | 0 | 0 | 0 | 0 | 0 | 0 | 0 | 0 | 0 | 0 | 0 | 0 | 0 | 0 | 0 | 0 | 0 | 0 | 0 | 0 | 0 | 0 | 0 | 0 | 0 | 0
F6_Commercial_Warehouse_Existing_Food Preparation_Natural Gas_Broiler_E3 | F6 | Commercial | Warehouse | Existing | Food Preparation | Natural Gas | Broiler | E3 | Utility - Value of Sales | 0 | 0 | 0 | 0 | 0 | 0 | 0 | 0 | 0 | 0 | 0 | 0 | 0 | 0 | 0 | 0 | 0 | 0 | 0 | 0 | 0 | 0 | 0 | 0 | 0 | 0 | 0
F6_Commercial_Warehouse_Existing_Food Preparation_Natural Gas_Broiler_E4 | F6 | Commercial | Warehouse | Existing | Food Preparation | Natural Gas | Broiler | E4 | Utility - Value of Sales | 0 | 0 | 0 | 0 | 0 | 0 | 0 | 0 | 0 | 0 | 0 | 0 | 0 | 0 | 0 | 0 | 0 | 0 | 0 | 0 | 0 | 0 | 0 | 0 | 0 | 0 | 0
F6_Commercial_Warehouse_Existing_Food Preparation_Natural Gas_Broiler_E5 | F6 | Commercial | Warehouse | Existing | Food Preparation | Natural Gas | Broiler | E5 | Utility - Value of Sales | 0 | 0 | 0 | 0 | 0 | 0 | 0 | 0 | 0 | 0 | 0 | 0 | 0 | 0 | 0 | 0 | 0 | 0 | 0 | 0 | 0 | 0 | 0 | 0 | 0 | 0 | 0
F6_Commercial_Warehouse_Existing_Food Preparation_Natural Gas_Broiler_E6 | F6 | Commercial | Warehouse | Existing | Food Preparation | Natural Gas | Broiler | E6 | Utility - Value of Sales | 0 | 0 | 0 | 0 | 0 | 0 | 0 | 0 | 0 | 0 | 0 | 0 | 0 | 0 | 0 | 0 | 0 | 0 | 0 | 0 | 0 | 0 | 0 | 0 | 0 | 0 | 0
F6_Commercial_Warehouse_Existing_Food Preparation_Natural Gas_Broiler_E7 | F6 | Commercial | Warehouse | Existing | Food Preparation | Natural Gas | Broiler | E7 | Utility - Value of Sales | 0 | 0 | 0 | 0 | 0 | 0 | 0 | 0 | 0 | 0 | 0 | 0 | 0 | 0 | 0 | 0 | 0 | 0 | 0 | 0 | 0 | 0 | 0 | 0 | 0 | 0 | 0
F6_Commercial_Warehouse_Existing_Food Preparation_Natural Gas_Broiler_E8 | F6 | Commercial | Warehouse | Existing | Food Preparation | Natural Gas | Broiler | E8 | Utility - Value of Sales | 0 | 0 | 0 | 0 | 0 | 0 | 0 | 0 | 0 | 0 | 0 | 0 | 0 | 0 | 0 | 0 | 0 | 0 | 0 | 0 | 0 | 0 | 0 | 0 | 0 | 0 | 0
F6_Commercial_Warehouse_Existing_Food Preparation_Natural Gas_Broiler_E9 | F6 | Commercial | Warehouse | Existing | Food Preparation | Natural Gas | Broiler | E9 | Utility - Value of Sales | 0 | 0 | 0 | 0 | 0 | 0 | 0 | 0 | 0 | 0 | 0 | 0 | 0 | 0 | 0 | 0 | 0 | 0 | 0 | 0 | 0 | 0 | 0 | 0 | 0 | 0 | 0
F6_Commercial_Warehouse_Existing_Food Preparation_Natural Gas_Broiler_E10 | F6 | Commercial | Warehouse | Existing | Food Preparation | Natural Gas | Broiler | E10 | Utility - Value of Sales | 0 | 0 | 0 | 0 | 0 | 0 | 0 | 0 | 0 | 0 | 0 | 0 | 0 | 0 | 0 | 0 | 0 | 0 | 0 | 0 | 0 | 0 | 0 | 0 | 0 | 0 | 0
F1_Commercial_Warehouse_Existing_Food Preparation_Natural Gas_Griddle_E1 | F1 | Commercial | Warehouse | Existing | Food Preparation | Natural Gas | Griddle | E1 | RVT - Cost of Equipment | 0.0030604 | 0.0030604 | 0.0030604 | 0.0030604 | 0.0030604 | 0.0030604 | 0.0030604 | 0.0030604 | 0.0030604 | 0.0030604 | 0.0030604 | 0.0030604 | 0.0030604 | 0.0030604 | 0.0030604 | 0.0030604 | 0.0030604 | 0.0030604 | 0.0030604 | 0.0030604 | 0.0030604 | 0.0030604 | 0.0030604 | 0.0030604 | 0.0030604 | 0.0030604 | 0.0030604
F1_Commercial_Warehouse_Existing_Food Preparation_Natural Gas_Griddle_E2 | F1 | Commercial | Warehouse | Existing | Food Preparation | Natural Gas | Griddle | E2 | RVT - Cost of Equipment | 0.0038033 | 0.0038033 | 0.0038033 | 0.0038033 | 0.0038033 | 0.0038033 | 0.0038033 | 0.0038033 | 0.0038033 | 0.0038033 | 0.0038033 | 0.0038033 | 0.0038033 | 0.0038033 | 0.0038033 | 0.0038033 | 0.0038033 | 0.0038033 | 0.0038033 | 0.0038033 | 0.0038033 | 0.0038033 | 0.0038033 | 0.0038033 | 0.0038033 | 0.0038033 | 0.0038033
F1_Commercial_Warehouse_Existing_Food Preparation_Natural Gas_Griddle_E3 | F1 | Commercial | Warehouse | Existing | Food Preparation | Natural Gas | Griddle | E3 | RVT - Cost of Equipment | 0 | 0 | 0 | 0 | 0 | 0 | 0 | 0 | 0 | 0 | 0 | 0 | 0 | 0 | 0 | 0 | 0 | 0 | 0 | 0 | 0 | 0 | 0 | 0 | 0 | 0 | 0
F1_Commercial_Warehouse_Existing_Food Preparation_Natural Gas_Griddle_E4 | F1 | Commercial | Warehouse | Existing | Food Preparation | Natural Gas | Griddle | E4 | RVT - Cost of Equipment | 0 | 0 | 0 | 0 | 0 | 0 | 0 | 0 | 0 | 0 | 0 | 0 | 0 | 0 | 0 | 0 | 0 | 0 | 0 | 0 | 0 | 0 | 0 | 0 | 0 | 0 | 0
F1_Commercial_Warehouse_Existing_Food Preparation_Natural Gas_Griddle_E5 | F1 | Commercial | Warehouse | Existing | Food Preparation | Natural Gas | Griddle | E5 | RVT - Cost of Equipment | 0 | 0 | 0 | 0 | 0 | 0 | 0 | 0 | 0 | 0 | 0 | 0 | 0 | 0 | 0 | 0 | 0 | 0 | 0 | 0 | 0 | 0 | 0 | 0 | 0 | 0 | 0
F1_Commercial_Warehouse_Existing_Food Preparation_Natural Gas_Griddle_E6 | F1 | Commercial | Warehouse | Existing | Food Preparation | Natural Gas | Griddle | E6 | RVT - Cost of Equipment | 0 | 0 | 0 | 0 | 0 | 0 | 0 | 0 | 0 | 0 | 0 | 0 | 0 | 0 | 0 | 0 | 0 | 0 | 0 | 0 | 0 | 0 | 0 | 0 | 0 | 0 | 0
F1_Commercial_Warehouse_Existing_Food Preparation_Natural Gas_Griddle_E7 | F1 | Commercial | Warehouse | Existing | Food Preparation | Natural Gas | Griddle | E7 | RVT - Cost of Equipment | 0 | 0 | 0 | 0 | 0 | 0 | 0 | 0 | 0 | 0 | 0 | 0 | 0 | 0 | 0 | 0 | 0 | 0 | 0 | 0 | 0 | 0 | 0 | 0 | 0 | 0 | 0
F1_Commercial_Warehouse_Existing_Food Preparation_Natural Gas_Griddle_E8 | F1 | Commercial | Warehouse | Existing | Food Preparation | Natural Gas | Griddle | E8 | RVT - Cost of Equipment | 0 | 0 | 0 | 0 | 0 | 0 | 0 | 0 | 0 | 0 | 0 | 0 | 0 | 0 | 0 | 0 | 0 | 0 | 0 | 0 | 0 | 0 | 0 | 0 | 0 | 0 | 0
F1_Commercial_Warehouse_Existing_Food Preparation_Natural Gas_Griddle_E9 | F1 | Commercial | Warehouse | Existing | Food Preparation | Natural Gas | Griddle | E9 | RVT - Cost of Equipment | 0 | 0 | 0 | 0 | 0 | 0 | 0 | 0 | 0 | 0 | 0 | 0 | 0 | 0 | 0 | 0 | 0 | 0 | 0 | 0 | 0 | 0 | 0 | 0 | 0 | 0 | 0
F1_Commercial_Warehouse_Existing_Food Preparation_Natural Gas_Griddle_E10 | F1 | Commercial | Warehouse | Existing | Food Preparation | Natural Gas | Griddle | E10 | RVT - Cost of Equipment | 0 | 0 | 0 | 0 | 0 | 0 | 0 | 0 | 0 | 0 | 0 | 0 | 0 | 0 | 0 | 0 | 0 | 0 | 0 | 0 | 0 | 0 | 0 | 0 | 0 | 0 | 0
F2_Commercial_Warehouse_Existing_Food Preparation_Natural Gas_Griddle_E1 | F2 | Commercial | Warehouse | Existing | Food Preparation | Natural Gas | Griddle | E1 | RVT - Cost of Operation | 0 | 0 | 0 | 0 | 0 | 0 | 0 | 0 | 0 | 0 | 0 | 0 | 0 | 0 | 0 | 0 | 0 | 0 | 0 | 0 | 0 | 0 | 0 | 0 | 0 | 0 | 0
F2_Commercial_Warehouse_Existing_Food Preparation_Natural Gas_Griddle_E2 | F2 | Commercial | Warehouse | Existing | Food Preparation | Natural Gas | Griddle | E2 | RVT - Cost of Operation | 0 | 0 | 0 | 0 | 0 | 0 | 0 | 0 | 0 | 0 | 0 | 0 | 0 | 0 | 0 | 0 | 0 | 0 | 0 | 0 | 0 | 0 | 0 | 0 | 0 | 0 | 0
F2_Commercial_Warehouse_Existing_Food Preparation_Natural Gas_Griddle_E3 | F2 | Commercial | Warehouse | Existing | Food Preparation | Natural Gas | Griddle | E3 | RVT - Cost of Operation | 0 | 0 | 0 | 0 | 0 | 0 | 0 | 0 | 0 | 0 | 0 | 0 | 0 | 0 | 0 | 0 | 0 | 0 | 0 | 0 | 0 | 0 | 0 | 0 | 0 | 0 | 0
F2_Commercial_Warehouse_Existing_Food Preparation_Natural Gas_Griddle_E4 | F2 | Commercial | Warehouse | Existing | Food Preparation | Natural Gas | Griddle | E4 | RVT - Cost of Operation | 0 | 0 | 0 | 0 | 0 | 0 | 0 | 0 | 0 | 0 | 0 | 0 | 0 | 0 | 0 | 0 | 0 | 0 | 0 | 0 | 0 | 0 | 0 | 0 | 0 | 0 | 0
F2_Commercial_Warehouse_Existing_Food Preparation_Natural Gas_Griddle_E5 | F2 | Commercial | Warehouse | Existing | Food Preparation | Natural Gas | Griddle | E5 | RVT - Cost of Operation | 0 | 0 | 0 | 0 | 0 | 0 | 0 | 0 | 0 | 0 | 0 | 0 | 0 | 0 | 0 | 0 | 0 | 0 | 0 | 0 | 0 | 0 | 0 | 0 | 0 | 0 | 0
F2_Commercial_Warehouse_Existing_Food Preparation_Natural Gas_Griddle_E6 | F2 | Commercial | Warehouse | Existing | Food Preparation | Natural Gas | Griddle | E6 | RVT - Cost of Operation | 0 | 0 | 0 | 0 | 0 | 0 | 0 | 0 | 0 | 0 | 0 | 0 | 0 | 0 | 0 | 0 | 0 | 0 | 0 | 0 | 0 | 0 | 0 | 0 | 0 | 0 | 0
F2_Commercial_Warehouse_Existing_Food Preparation_Natural Gas_Griddle_E7 | F2 | Commercial | Warehouse | Existing | Food Preparation | Natural Gas | Griddle | E7 | RVT - Cost of Operation | 0 | 0 | 0 | 0 | 0 | 0 | 0 | 0 | 0 | 0 | 0 | 0 | 0 | 0 | 0 | 0 | 0 | 0 | 0 | 0 | 0 | 0 | 0 | 0 | 0 | 0 | 0
F2_Commercial_Warehouse_Existing_Food Preparation_Natural Gas_Griddle_E8 | F2 | Commercial | Warehouse | Existing | Food Preparation | Natural Gas | Griddle | E8 | RVT - Cost of Operation | 0 | 0 | 0 | 0 | 0 | 0 | 0 | 0 | 0 | 0 | 0 | 0 | 0 | 0 | 0 | 0 | 0 | 0 | 0 | 0 | 0 | 0 | 0 | 0 | 0 | 0 | 0
F2_Commercial_Warehouse_Existing_Food Preparation_Natural Gas_Griddle_E9 | F2 | Commercial | Warehouse | Existing | Food Preparation | Natural Gas | Griddle | E9 | RVT - Cost of Operation | 0 | 0 | 0 | 0 | 0 | 0 | 0 | 0 | 0 | 0 | 0 | 0 | 0 | 0 | 0 | 0 | 0 | 0 | 0 | 0 | 0 | 0 | 0 | 0 | 0 | 0 | 0
F2_Commercial_Warehouse_Existing_Food Preparation_Natural Gas_Griddle_E10 | F2 | Commercial | Warehouse | Existing | Food Preparation | Natural Gas | Griddle | E10 | RVT - Cost of Operation | 0 | 0 | 0 | 0 | 0 | 0 | 0 | 0 | 0 | 0 | 0 | 0 | 0 | 0 | 0 | 0 | 0 | 0 | 0 | 0 | 0 | 0 | 0 | 0 | 0 | 0 | 0
F3_Commercial_Warehouse_Existing_Food Preparation_Natural Gas_Griddle_E1 | F3 | Commercial | Warehouse | Existing | Food Preparation | Natural Gas | Griddle | E1 | System - kBTUs of Consumption | 0.51949 | 0.51949 | 0.51949 | 0.51949 | 0.51949 | 0.51949 | 0.51949 | 0.51949 | 0.51949 | 0.51949 | 0.51949 | 0.51949 | 0.51949 | 0.51949 | 0.51949 | 0.51949 | 0.51949 | 0.51949 | 0.51949 | 0.51949 | 0.51949 | 0.51949 | 0.51949 | 0.51949 | 0.51949 | 0.51949 | 0.51949
F3_Commercial_Warehouse_Existing_Food Preparation_Natural Gas_Griddle_E2 | F3 | Commercial | Warehouse | Existing | Food Preparation | Natural Gas | Griddle | E2 | System - kBTUs of Consumption | 0.44867 | 0.44867 | 0.44867 | 0.44867 | 0.44867 | 0.44867 | 0.44867 | 0.44867 | 0.44867 | 0.44867 | 0.44867 | 0.44867 | 0.44867 | 0.44867 | 0.44867 | 0.44867 | 0.44867 | 0.44867 | 0.44867 | 0.44867 | 0.44867 | 0.44867 | 0.44867 | 0.44867 | 0.44867 | 0.44867 | 0.44867
F3_Commercial_Warehouse_Existing_Food Preparation_Natural Gas_Griddle_E3 | F3 | Commercial | Warehouse | Existing | Food Preparation | Natural Gas | Griddle | E3 | System - kBTUs of Consumption | 0 | 0 | 0 | 0 | 0 | 0 | 0 | 0 | 0 | 0 | 0 | 0 | 0 | 0 | 0 | 0 | 0 | 0 | 0 | 0 | 0 | 0 | 0 | 0 | 0 | 0 | 0
F3_Commercial_Warehouse_Existing_Food Preparation_Natural Gas_Griddle_E4 | F3 | Commercial | Warehouse | Existing | Food Preparation | Natural Gas | Griddle | E4 | System - kBTUs of Consumption | 0 | 0 | 0 | 0 | 0 | 0 | 0 | 0 | 0 | 0 | 0 | 0 | 0 | 0 | 0 | 0 | 0 | 0 | 0 | 0 | 0 | 0 | 0 | 0 | 0 | 0 | 0
F3_Commercial_Warehouse_Existing_Food Preparation_Natural Gas_Griddle_E5 | F3 | Commercial | Warehouse | Existing | Food Preparation | Natural Gas | Griddle | E5 | System - kBTUs of Consumption | 0 | 0 | 0 | 0 | 0 | 0 | 0 | 0 | 0 | 0 | 0 | 0 | 0 | 0 | 0 | 0 | 0 | 0 | 0 | 0 | 0 | 0 | 0 | 0 | 0 | 0 | 0
F3_Commercial_Warehouse_Existing_Food Preparation_Natural Gas_Griddle_E6 | F3 | Commercial | Warehouse | Existing | Food Preparation | Natural Gas | Griddle | E6 | System - kBTUs of Consumption | 0 | 0 | 0 | 0 | 0 | 0 | 0 | 0 | 0 | 0 | 0 | 0 | 0 | 0 | 0 | 0 | 0 | 0 | 0 | 0 | 0 | 0 | 0 | 0 | 0 | 0 | 0
F3_Commercial_Warehouse_Existing_Food Preparation_Natural Gas_Griddle_E7 | F3 | Commercial | Warehouse | Existing | Food Preparation | Natural Gas | Griddle | E7 | System - kBTUs of Consumption | 0 | 0 | 0 | 0 | 0 | 0 | 0 | 0 | 0 | 0 | 0 | 0 | 0 | 0 | 0 | 0 | 0 | 0 | 0 | 0 | 0 | 0 | 0 | 0 | 0 | 0 | 0
F3_Commercial_Warehouse_Existing_Food Preparation_Natural Gas_Griddle_E8 | F3 | Commercial | Warehouse | Existing | Food Preparation | Natural Gas | Griddle | E8 | System - kBTUs of Consumption | 0 | 0 | 0 | 0 | 0 | 0 | 0 | 0 | 0 | 0 | 0 | 0 | 0 | 0 | 0 | 0 | 0 | 0 | 0 | 0 | 0 | 0 | 0 | 0 | 0 | 0 | 0
F3_Commercial_Warehouse_Existing_Food Preparation_Natural Gas_Griddle_E9 | F3 | Commercial | Warehouse | Existing | Food Preparation | Natural Gas | Griddle | E9 | System - kBTUs of Consumption | 0 | 0 | 0 | 0 | 0 | 0 | 0 | 0 | 0 | 0 | 0 | 0 | 0 | 0 | 0 | 0 | 0 | 0 | 0 | 0 | 0 | 0 | 0 | 0 | 0 | 0 | 0
F3_Commercial_Warehouse_Existing_Food Preparation_Natural Gas_Griddle_E10 | F3 | Commercial | Warehouse | Existing | Food Preparation | Natural Gas | Griddle | E10 | System - kBTUs of Consumption | 0 | 0 | 0 | 0 | 0 | 0 | 0 | 0 | 0 | 0 | 0 | 0 | 0 | 0 | 0 | 0 | 0 | 0 | 0 | 0 | 0 | 0 | 0 | 0 | 0 | 0 | 0
F4_Commercial_Warehouse_Existing_Food Preparation_Natural Gas_Griddle_E1 | F4 | Commercial | Warehouse | Existing | Food Preparation | Natural Gas | Griddle | E1 | Utility - Cost of Equipment | 0.0030604 | 0.0030604 | 0.0030604 | 0.0030604 | 0.0030604 | 0.0030604 | 0.0030604 | 0.0030604 | 0.0030604 | 0.0030604 | 0.0030604 | 0.0030604 | 0.0030604 | 0.0030604 | 0.0030604 | 0.0030604 | 0.0030604 | 0.0030604 | 0.0030604 | 0.0030604 | 0.0030604 | 0.0030604 | 0.0030604 | 0.0030604 | 0.0030604 | 0.0030604 | 0.0030604
F4_Commercial_Warehouse_Existing_Food Preparation_Natural Gas_Griddle_E2 | F4 | Commercial | Warehouse | Existing | Food Preparation | Natural Gas | Griddle | E2 | Utility - Cost of Equipment | 0.0038033 | 0.0038033 | 0.0038033 | 0.0038033 | 0.0038033 | 0.0038033 | 0.0038033 | 0.0038033 | 0.0038033 | 0.0038033 | 0.0038033 | 0.0038033 | 0.0038033 | 0.0038033 | 0.0038033 | 0.0038033 | 0.0038033 | 0.0038033 | 0.0038033 | 0.0038033 | 0.0038033 | 0.0038033 | 0.0038033 | 0.0038033 | 0.0038033 | 0.0038033 | 0.0038033
F4_Commercial_Warehouse_Existing_Food Preparation_Natural Gas_Griddle_E3 | F4 | Commercial | Warehouse | Existing | Food Preparation | Natural Gas | Griddle | E3 | Utility - Cost of Equipment | 0 | 0 | 0 | 0 | 0 | 0 | 0 | 0 | 0 | 0 | 0 | 0 | 0 | 0 | 0 | 0 | 0 | 0 | 0 | 0 | 0 | 0 | 0 | 0 | 0 | 0 | 0
F4_Commercial_Warehouse_Existing_Food Preparation_Natural Gas_Griddle_E4 | F4 | Commercial | Warehouse | Existing | Food Preparation | Natural Gas | Griddle | E4 | Utility - Cost of Equipment | 0 | 0 | 0 | 0 | 0 | 0 | 0 | 0 | 0 | 0 | 0 | 0 | 0 | 0 | 0 | 0 | 0 | 0 | 0 | 0 | 0 | 0 | 0 | 0 | 0 | 0 | 0
F4_Commercial_Warehouse_Existing_Food Preparation_Natural Gas_Griddle_E5 | F4 | Commercial | Warehouse | Existing | Food Preparation | Natural Gas | Griddle | E5 | Utility - Cost of Equipment | 0 | 0 | 0 | 0 | 0 | 0 | 0 | 0 | 0 | 0 | 0 | 0 | 0 | 0 | 0 | 0 | 0 | 0 | 0 | 0 | 0 | 0 | 0 | 0 | 0 | 0 | 0
F4_Commercial_Warehouse_Existing_Food Preparation_Natural Gas_Griddle_E6 | F4 | Commercial | Warehouse | Existing | Food Preparation | Natural Gas | Griddle | E6 | Utility - Cost of Equipment | 0 | 0 | 0 | 0 | 0 | 0 | 0 | 0 | 0 | 0 | 0 | 0 | 0 | 0 | 0 | 0 | 0 | 0 | 0 | 0 | 0 | 0 | 0 | 0 | 0 | 0 | 0
F4_Commercial_Warehouse_Existing_Food Preparation_Natural Gas_Griddle_E7 | F4 | Commercial | Warehouse | Existing | Food Preparation | Natural Gas | Griddle | E7 | Utility - Cost of Equipment | 0 | 0 | 0 | 0 | 0 | 0 | 0 | 0 | 0 | 0 | 0 | 0 | 0 | 0 | 0 | 0 | 0 | 0 | 0 | 0 | 0 | 0 | 0 | 0 | 0 | 0 | 0
F4_Commercial_Warehouse_Existing_Food Preparation_Natural Gas_Griddle_E8 | F4 | Commercial | Warehouse | Existing | Food Preparation | Natural Gas | Griddle | E8 | Utility - Cost of Equipment | 0 | 0 | 0 | 0 | 0 | 0 | 0 | 0 | 0 | 0 | 0 | 0 | 0 | 0 | 0 | 0 | 0 | 0 | 0 | 0 | 0 | 0 | 0 | 0 | 0 | 0 | 0
F4_Commercial_Warehouse_Existing_Food Preparation_Natural Gas_Griddle_E9 | F4 | Commercial | Warehouse | Existing | Food Preparation | Natural Gas | Griddle | E9 | Utility - Cost of Equipment | 0 | 0 | 0 | 0 | 0 | 0 | 0 | 0 | 0 | 0 | 0 | 0 | 0 | 0 | 0 | 0 | 0 | 0 | 0 | 0 | 0 | 0 | 0 | 0 | 0 | 0 | 0
F4_Commercial_Warehouse_Existing_Food Preparation_Natural Gas_Griddle_E10 | F4 | Commercial | Warehouse | Existing | Food Preparation | Natural Gas | Griddle | E10 | Utility - Cost of Equipment | 0 | 0 | 0 | 0 | 0 | 0 | 0 | 0 | 0 | 0 | 0 | 0 | 0 | 0 | 0 | 0 | 0 | 0 | 0 | 0 | 0 | 0 | 0 | 0 | 0 | 0 | 0
F5_Commercial_Warehouse_Existing_Food Preparation_Natural Gas_Griddle_E1 | F5 | Commercial | Warehouse | Existing | Food Preparation | Natural Gas | Griddle | E1 | Utility - Cost of Operation | 0.0070905 | 0.0070147 | 0.0069414 | 0.0068714 | 0.0068887 | 0.006963 | 0.007071 | 0.0071914 | 0.0073074 | 0.0074063 | 0.0074868 | 0.0075445 | 0.0075772 | 0.0075735 | 0.0075324 | 0.0074536 | 0.0073382 | 0.0071927 | 0.0070189 | 0.0068122 | 0.00657 | 0.0062908 | 0.0060432 | 0.0058841 | 0.0058172 | 0.0058458 | 0.0058744
F5_Commercial_Warehouse_Existing_Food Preparation_Natural Gas_Griddle_E2 | F5 | Commercial | Warehouse | Existing | Food Preparation | Natural Gas | Griddle | E2 | Utility - Cost of Operation | 0.0061239 | 0.0060583 | 0.0059951 | 0.0059346 | 0.0059495 | 0.0060137 | 0.006107 | 0.006211 | 0.0063112 | 0.0063966 | 0.0064661 | 0.0065159 | 0.0065442 | 0.006541 | 0.0065055 | 0.0064375 | 0.0063378 | 0.0062121 | 0.006062 | 0.0058835 | 0.0056743 | 0.0054331 | 0.0052193 | 0.0050819 | 0.0050242 | 0.0050488 | 0.0050735
F5_Commercial_Warehouse_Existing_Food Preparation_Natural Gas_Griddle_E3 | F5 | Commercial | Warehouse | Existing | Food Preparation | Natural Gas | Griddle | E3 | Utility - Cost of Operation | 0 | 0 | 0 | 0 | 0 | 0 | 0 | 0 | 0 | 0 | 0 | 0 | 0 | 0 | 0 | 0 | 0 | 0 | 0 | 0 | 0 | 0 | 0 | 0 | 0 | 0 | 0
F5_Commercial_Warehouse_Existing_Food Preparation_Natural Gas_Griddle_E4 | F5 | Commercial | Warehouse | Existing | Food Preparation | Natural Gas | Griddle | E4 | Utility - Cost of Operation | 0 | 0 | 0 | 0 | 0 | 0 | 0 | 0 | 0 | 0 | 0 | 0 | 0 | 0 | 0 | 0 | 0 | 0 | 0 | 0 | 0 | 0 | 0 | 0 | 0 | 0 | 0
F5_Commercial_Warehouse_Existing_Food Preparation_Natural Gas_Griddle_E5 | F5 | Commercial | Warehouse | Existing | Food Preparation | Natural Gas | Griddle | E5 | Utility - Cost of Operation | 0 | 0 | 0 | 0 | 0 | 0 | 0 | 0 | 0 | 0 | 0 | 0 | 0 | 0 | 0 | 0 | 0 | 0 | 0 | 0 | 0 | 0 | 0 | 0 | 0 | 0 | 0
F5_Commercial_Warehouse_Existing_Food Preparation_Natural Gas_Griddle_E6 | F5 | Commercial | Warehouse | Existing | Food Preparation | Natural Gas | Griddle | E6 | Utility - Cost of Operation | 0 | 0 | 0 | 0 | 0 | 0 | 0 | 0 | 0 | 0 | 0 | 0 | 0 | 0 | 0 | 0 | 0 | 0 | 0 | 0 | 0 | 0 | 0 | 0 | 0 | 0 | 0
F5_Commercial_Warehouse_Existing_Food Preparation_Natural Gas_Griddle_E7 | F5 | Commercial | Warehouse | Existing | Food Preparation | Natural Gas | Griddle | E7 | Utility - Cost of Operation | 0 | 0 | 0 | 0 | 0 | 0 | 0 | 0 | 0 | 0 | 0 | 0 | 0 | 0 | 0 | 0 | 0 | 0 | 0 | 0 | 0 | 0 | 0 | 0 | 0 | 0 | 0
F5_Commercial_Warehouse_Existing_Food Preparation_Natural Gas_Griddle_E8 | F5 | Commercial | Warehouse | Existing | Food Preparation | Natural Gas | Griddle | E8 | Utility - Cost of Operation | 0 | 0 | 0 | 0 | 0 | 0 | 0 | 0 | 0 | 0 | 0 | 0 | 0 | 0 | 0 | 0 | 0 | 0 | 0 | 0 | 0 | 0 | 0 | 0 | 0 | 0 | 0
F5_Commercial_Warehouse_Existing_Food Preparation_Natural Gas_Griddle_E9 | F5 | Commercial | Warehouse | Existing | Food Preparation | Natural Gas | Griddle | E9 | Utility - Cost of Operation | 0 | 0 | 0 | 0 | 0 | 0 | 0 | 0 | 0 | 0 | 0 | 0 | 0 | 0 | 0 | 0 | 0 | 0 | 0 | 0 | 0 | 0 | 0 | 0 | 0 | 0 | 0
F5_Commercial_Warehouse_Existing_Food Preparation_Natural Gas_Griddle_E10 | F5 | Commercial | Warehouse | Existing | Food Preparation | Natural Gas | Griddle | E10 | Utility - Cost of Operation | 0 | 0 | 0 | 0 | 0 | 0 | 0 | 0 | 0 | 0 | 0 | 0 | 0 | 0 | 0 | 0 | 0 | 0 | 0 | 0 | 0 | 0 | 0 | 0 | 0 | 0 | 0
F6_Commercial_Warehouse_Existing_Food Preparation_Natural Gas_Griddle_E1 | F6 | Commercial | Warehouse | Existing | Food Preparation | Natural Gas | Griddle | E1 | Utility - Value of Sales | 0 | 0 | 0 | 0 | 0 | 0 | 0 | 0 | 0 | 0 | 0 | 0 | 0 | 0 | 0 | 0 | 0 | 0 | 0 | 0 | 0 | 0 | 0 | 0 | 0 | 0 | 0
F6_Commercial_Warehouse_Existing_Food Preparation_Natural Gas_Griddle_E2 | F6 | Commercial | Warehouse | Existing | Food Preparation | Natural Gas | Griddle | E2 | Utility - Value of Sales | 0 | 0 | 0 | 0 | 0 | 0 | 0 | 0 | 0 | 0 | 0 | 0 | 0 | 0 | 0 | 0 | 0 | 0 | 0 | 0 | 0 | 0 | 0 | 0 | 0 | 0 | 0
F6_Commercial_Warehouse_Existing_Food Preparation_Natural Gas_Griddle_E3 | F6 | Commercial | Warehouse | Existing | Food Preparation | Natural Gas | Griddle | E3 | Utility - Value of Sales | 0 | 0 | 0 | 0 | 0 | 0 | 0 | 0 | 0 | 0 | 0 | 0 | 0 | 0 | 0 | 0 | 0 | 0 | 0 | 0 | 0 | 0 | 0 | 0 | 0 | 0 | 0
F6_Commercial_Warehouse_Existing_Food Preparation_Natural Gas_Griddle_E4 | F6 | Commercial | Warehouse | Existing | Food Preparation | Natural Gas | Griddle | E4 | Utility - Value of Sales | 0 | 0 | 0 | 0 | 0 | 0 | 0 | 0 | 0 | 0 | 0 | 0 | 0 | 0 | 0 | 0 | 0 | 0 | 0 | 0 | 0 | 0 | 0 | 0 | 0 | 0 | 0
F6_Commercial_Warehouse_Existing_Food Preparation_Natural Gas_Griddle_E5 | F6 | Commercial | Warehouse | Existing | Food Preparation | Natural Gas | Griddle | E5 | Utility - Value of Sales | 0 | 0 | 0 | 0 | 0 | 0 | 0 | 0 | 0 | 0 | 0 | 0 | 0 | 0 | 0 | 0 | 0 | 0 | 0 | 0 | 0 | 0 | 0 | 0 | 0 | 0 | 0
F6_Commercial_Warehouse_Existing_Food Preparation_Natural Gas_Griddle_E6 | F6 | Commercial | Warehouse | Existing | Food Preparation | Natural Gas | Griddle | E6 | Utility - Value of Sales | 0 | 0 | 0 | 0 | 0 | 0 | 0 | 0 | 0 | 0 | 0 | 0 | 0 | 0 | 0 | 0 | 0 | 0 | 0 | 0 | 0 | 0 | 0 | 0 | 0 | 0 | 0
F6_Commercial_Warehouse_Existing_Food Preparation_Natural Gas_Griddle_E7 | F6 | Commercial | Warehouse | Existing | Food Preparation | Natural Gas | Griddle | E7 | Utility - Value of Sales | 0 | 0 | 0 | 0 | 0 | 0 | 0 | 0 | 0 | 0 | 0 | 0 | 0 | 0 | 0 | 0 | 0 | 0 | 0 | 0 | 0 | 0 | 0 | 0 | 0 | 0 | 0
F6_Commercial_Warehouse_Existing_Food Preparation_Natural Gas_Griddle_E8 | F6 | Commercial | Warehouse | Existing | Food Preparation | Natural Gas | Griddle | E8 | Utility - Value of Sales | 0 | 0 | 0 | 0 | 0 | 0 | 0 | 0 | 0 | 0 | 0 | 0 | 0 | 0 | 0 | 0 | 0 | 0 | 0 | 0 | 0 | 0 | 0 | 0 | 0 | 0 | 0
F6_Commercial_Warehouse_Existing_Food Preparation_Natural Gas_Griddle_E9 | F6 | Commercial | Warehouse | Existing | Food Preparation | Natural Gas | Griddle | E9 | Utility - Value of Sales | 0 | 0 | 0 | 0 | 0 | 0 | 0 | 0 | 0 | 0 | 0 | 0 | 0 | 0 | 0 | 0 | 0 | 0 | 0 | 0 | 0 | 0 | 0 | 0 | 0 | 0 | 0
F6_Commercial_Warehouse_Existing_Food Preparation_Natural Gas_Griddle_E10 | F6 | Commercial | Warehouse | Existing | Food Preparation | Natural Gas | Griddle | E10 | Utility - Value of Sales | 0 | 0 | 0 | 0 | 0 | 0 | 0 | 0 | 0 | 0 | 0 | 0 | 0 | 0 | 0 | 0 | 0 | 0 | 0 | 0 | 0 | 0 | 0 | 0 | 0 | 0 | 0
F1_Commercial_Warehouse_Existing_Food Preparation_Natural Gas_Range_E1 | F1 | Commercial | Warehouse | Existing | Food Preparation | Natural Gas | Range | E1 | RVT - Cost of Equipment | 0.0046848 | 0.0046848 | 0.0046848 | 0.0046848 | 0.0046848 | 0.0046848 | 0.0046848 | 0.0046848 | 0.0046848 | 0.0046848 | 0.0046848 | 0.0046848 | 0.0046848 | 0.0046848 | 0.0046848 | 0.0046848 | 0.0046848 | 0.0046848 | 0.0046848 | 0.0046848 | 0.0046848 | 0.0046848 | 0.0046848 | 0.0046848 | 0.0046848 | 0.0046848 | 0.0046848
F1_Commercial_Warehouse_Existing_Food Preparation_Natural Gas_Range_E2 | F1 | Commercial | Warehouse | Existing | Food Preparation | Natural Gas | Range | E2 | RVT - Cost of Equipment | 0.0046848 | 0.0046848 | 0.0046848 | 0.0046848 | 0.0046848 | 0.0046848 | 0.0046848 | 0.0046848 | 0.0046848 | 0.0046848 | 0.0046848 | 0.0046848 | 0.0046848 | 0.0046848 | 0.0046848 | 0.0046848 | 0.0046848 | 0.0046848 | 0.0046848 | 0.0046848 | 0.0046848 | 0.0046848 | 0.0046848 | 0.0046848 | 0.0046848 | 0.0046848 | 0.0046848
F1_Commercial_Warehouse_Existing_Food Preparation_Natural Gas_Range_E3 | F1 | Commercial | Warehouse | Existing | Food Preparation | Natural Gas | Range | E3 | RVT - Cost of Equipment | 0 | 0 | 0 | 0 | 0 | 0 | 0 | 0 | 0 | 0 | 0 | 0 | 0 | 0 | 0 | 0 | 0 | 0 | 0 | 0 | 0 | 0 | 0 | 0 | 0 | 0 | 0
F1_Commercial_Warehouse_Existing_Food Preparation_Natural Gas_Range_E4 | F1 | Commercial | Warehouse | Existing | Food Preparation | Natural Gas | Range | E4 | RVT - Cost of Equipment | 0 | 0 | 0 | 0 | 0 | 0 | 0 | 0 | 0 | 0 | 0 | 0 | 0 | 0 | 0 | 0 | 0 | 0 | 0 | 0 | 0 | 0 | 0 | 0 | 0 | 0 | 0
F1_Commercial_Warehouse_Existing_Food Preparation_Natural Gas_Range_E5 | F1 | Commercial | Warehouse | Existing | Food Preparation | Natural Gas | Range | E5 | RVT - Cost of Equipment | 0 | 0 | 0 | 0 | 0 | 0 | 0 | 0 | 0 | 0 | 0 | 0 | 0 | 0 | 0 | 0 | 0 | 0 | 0 | 0 | 0 | 0 | 0 | 0 | 0 | 0 | 0
F1_Commercial_Warehouse_Existing_Food Preparation_Natural Gas_Range_E6 | F1 | Commercial | Warehouse | Existing | Food Preparation | Natural Gas | Range | E6 | RVT - Cost of Equipment | 0 | 0 | 0 | 0 | 0 | 0 | 0 | 0 | 0 | 0 | 0 | 0 | 0 | 0 | 0 | 0 | 0 | 0 | 0 | 0 | 0 | 0 | 0 | 0 | 0 | 0 | 0
F1_Commercial_Warehouse_Existing_Food Preparation_Natural Gas_Range_E7 | F1 | Commercial | Warehouse | Existing | Food Preparation | Natural Gas | Range | E7 | RVT - Cost of Equipment | 0 | 0 | 0 | 0 | 0 | 0 | 0 | 0 | 0 | 0 | 0 | 0 | 0 | 0 | 0 | 0 | 0 | 0 | 0 | 0 | 0 | 0 | 0 | 0 | 0 | 0 | 0
F1_Commercial_Warehouse_Existing_Food Preparation_Natural Gas_Range_E8 | F1 | Commercial | Warehouse | Existing | Food Preparation | Natural Gas | Range | E8 | RVT - Cost of Equipment | 0 | 0 | 0 | 0 | 0 | 0 | 0 | 0 | 0 | 0 | 0 | 0 | 0 | 0 | 0 | 0 | 0 | 0 | 0 | 0 | 0 | 0 | 0 | 0 | 0 | 0 | 0
F1_Commercial_Warehouse_Existing_Food Preparation_Natural Gas_Range_E9 | F1 | Commercial | Warehouse | Existing | Food Preparation | Natural Gas | Range | E9 | RVT - Cost of Equipment | 0 | 0 | 0 | 0 | 0 | 0 | 0 | 0 | 0 | 0 | 0 | 0 | 0 | 0 | 0 | 0 | 0 | 0 | 0 | 0 | 0 | 0 | 0 | 0 | 0 | 0 | 0
F1_Commercial_Warehouse_Existing_Food Preparation_Natural Gas_Range_E10 | F1 | Commercial | Warehouse | Existing | Food Preparation | Natural Gas | Range | E10 | RVT - Cost of Equipment | 0 | 0 | 0 | 0 | 0 | 0 | 0 | 0 | 0 | 0 | 0 | 0 | 0 | 0 | 0 | 0 | 0 | 0 | 0 | 0 | 0 | 0 | 0 | 0 | 0 | 0 | 0
F2_Commercial_Warehouse_Existing_Food Preparation_Natural Gas_Range_E1 | F2 | Commercial | Warehouse | Existing | Food Preparation | Natural Gas | Range | E1 | RVT - Cost of Operation | 0 | 0 | 0 | 0 | 0 | 0 | 0 | 0 | 0 | 0 | 0 | 0 | 0 | 0 | 0 | 0 | 0 | 0 | 0 | 0 | 0 | 0 | 0 | 0 | 0 | 0 | 0
F2_Commercial_Warehouse_Existing_Food Preparation_Natural Gas_Range_E2 | F2 | Commercial | Warehouse | Existing | Food Preparation | Natural Gas | Range | E2 | RVT - Cost of Operation | 0 | 0 | 0 | 0 | 0 | 0 | 0 | 0 | 0 | 0 | 0 | 0 | 0 | 0 | 0 | 0 | 0 | 0 | 0 | 0 | 0 | 0 | 0 | 0 | 0 | 0 | 0
F2_Commercial_Warehouse_Existing_Food Preparation_Natural Gas_Range_E3 | F2 | Commercial | Warehouse | Existing | Food Preparation | Natural Gas | Range | E3 | RVT - Cost of Operation | 0 | 0 | 0 | 0 | 0 | 0 | 0 | 0 | 0 | 0 | 0 | 0 | 0 | 0 | 0 | 0 | 0 | 0 | 0 | 0 | 0 | 0 | 0 | 0 | 0 | 0 | 0
F2_Commercial_Warehouse_Existing_Food Preparation_Natural Gas_Range_E4 | F2 | Commercial | Warehouse | Existing | Food Preparation | Natural Gas | Range | E4 | RVT - Cost of Operation | 0 | 0 | 0 | 0 | 0 | 0 | 0 | 0 | 0 | 0 | 0 | 0 | 0 | 0 | 0 | 0 | 0 | 0 | 0 | 0 | 0 | 0 | 0 | 0 | 0 | 0 | 0
F2_Commercial_Warehouse_Existing_Food Preparation_Natural Gas_Range_E5 | F2 | Commercial | Warehouse | Existing | Food Preparation | Natural Gas | Range | E5 | RVT - Cost of Operation | 0 | 0 | 0 | 0 | 0 | 0 | 0 | 0 | 0 | 0 | 0 | 0 | 0 | 0 | 0 | 0 | 0 | 0 | 0 | 0 | 0 | 0 | 0 | 0 | 0 | 0 | 0
F2_Commercial_Warehouse_Existing_Food Preparation_Natural Gas_Range_E6 | F2 | Commercial | Warehouse | Existing | Food Preparation | Natural Gas | Range | E6 | RVT - Cost of Operation | 0 | 0 | 0 | 0 | 0 | 0 | 0 | 0 | 0 | 0 | 0 | 0 | 0 | 0 | 0 | 0 | 0 | 0 | 0 | 0 | 0 | 0 | 0 | 0 | 0 | 0 | 0
F2_Commercial_Warehouse_Existing_Food Preparation_Natural Gas_Range_E7 | F2 | Commercial | Warehouse | Existing | Food Preparation | Natural Gas | Range | E7 | RVT - Cost of Operation | 0 | 0 | 0 | 0 | 0 | 0 | 0 | 0 | 0 | 0 | 0 | 0 | 0 | 0 | 0 | 0 | 0 | 0 | 0 | 0 | 0 | 0 | 0 | 0 | 0 | 0 | 0
F2_Commercial_Warehouse_Existing_Food Preparation_Natural Gas_Range_E8 | F2 | Commercial | Warehouse | Existing | Food Preparation | Natural Gas | Range | E8 | RVT - Cost of Operation | 0 | 0 | 0 | 0 | 0 | 0 | 0 | 0 | 0 | 0 | 0 | 0 | 0 | 0 | 0 | 0 | 0 | 0 | 0 | 0 | 0 | 0 | 0 | 0 | 0 | 0 | 0
F2_Commercial_Warehouse_Existing_Food Preparation_Natural Gas_Range_E9 | F2 | Commercial | Warehouse | Existing | Food Preparation | Natural Gas | Range | E9 | RVT - Cost of Operation | 0 | 0 | 0 | 0 | 0 | 0 | 0 | 0 | 0 | 0 | 0 | 0 | 0 | 0 | 0 | 0 | 0 | 0 | 0 | 0 | 0 | 0 | 0 | 0 | 0 | 0 | 0
F2_Commercial_Warehouse_Existing_Food Preparation_Natural Gas_Range_E10 | F2 | Commercial | Warehouse | Existing | Food Preparation | Natural Gas | Range | E10 | RVT - Cost of Operation | 0 | 0 | 0 | 0 | 0 | 0 | 0 | 0 | 0 | 0 | 0 | 0 | 0 | 0 | 0 | 0 | 0 | 0 | 0 | 0 | 0 | 0 | 0 | 0 | 0 | 0 | 0
F3_Commercial_Warehouse_Existing_Food Preparation_Natural Gas_Range_E1 | F3 | Commercial | Warehouse | Existing | Food Preparation | Natural Gas | Range | E1 | System - kBTUs of Consumption | 0.50062 | 0.50062 | 0.50062 | 0.50062 | 0.50062 | 0.50062 | 0.50062 | 0.50062 | 0.50062 | 0.50062 | 0.50062 | 0.50062 | 0.50062 | 0.50062 | 0.50062 | 0.50062 | 0.50062 | 0.50062 | 0.50062 | 0.50062 | 0.50062 | 0.50062 | 0.50062 | 0.50062 | 0.50062 | 0.50062 | 0.50062
F3_Commercial_Warehouse_Existing_Food Preparation_Natural Gas_Range_E2 | F3 | Commercial | Warehouse | Existing | Food Preparation | Natural Gas | Range | E2 | System - kBTUs of Consumption | 0.42911 | 0.42911 | 0.42911 | 0.42911 | 0.42911 | 0.42911 | 0.42911 | 0.42911 | 0.42911 | 0.42911 | 0.42911 | 0.42911 | 0.42911 | 0.42911 | 0.42911 | 0.42911 | 0.42911 | 0.42911 | 0.42911 | 0.42911 | 0.42911 | 0.42911 | 0.42911 | 0.42911 | 0.42911 | 0.42911 | 0.42911
F3_Commercial_Warehouse_Existing_Food Preparation_Natural Gas_Range_E3 | F3 | Commercial | Warehouse | Existing | Food Preparation | Natural Gas | Range | E3 | System - kBTUs of Consumption | 0 | 0 | 0 | 0 | 0 | 0 | 0 | 0 | 0 | 0 | 0 | 0 | 0 | 0 | 0 | 0 | 0 | 0 | 0 | 0 | 0 | 0 | 0 | 0 | 0 | 0 | 0
F3_Commercial_Warehouse_Existing_Food Preparation_Natural Gas_Range_E4 | F3 | Commercial | Warehouse | Existing | Food Preparation | Natural Gas | Range | E4 | System - kBTUs of Consumption | 0 | 0 | 0 | 0 | 0 | 0 | 0 | 0 | 0 | 0 | 0 | 0 | 0 | 0 | 0 | 0 | 0 | 0 | 0 | 0 | 0 | 0 | 0 | 0 | 0 | 0 | 0
F3_Commercial_Warehouse_Existing_Food Preparation_Natural Gas_Range_E5 | F3 | Commercial | Warehouse | Existing | Food Preparation | Natural Gas | Range | E5 | System - kBTUs of Consumption | 0 | 0 | 0 | 0 | 0 | 0 | 0 | 0 | 0 | 0 | 0 | 0 | 0 | 0 | 0 | 0 | 0 | 0 | 0 | 0 | 0 | 0 | 0 | 0 | 0 | 0 | 0
F3_Commercial_Warehouse_Existing_Food Preparation_Natural Gas_Range_E6 | F3 | Commercial | Warehouse | Existing | Food Preparation | Natural Gas | Range | E6 | System - kBTUs of Consumption | 0 | 0 | 0 | 0 | 0 | 0 | 0 | 0 | 0 | 0 | 0 | 0 | 0 | 0 | 0 | 0 | 0 | 0 | 0 | 0 | 0 | 0 | 0 | 0 | 0 | 0 | 0
F3_Commercial_Warehouse_Existing_Food Preparation_Natural Gas_Range_E7 | F3 | Commercial | Warehouse | Existing | Food Preparation | Natural Gas | Range | E7 | System - kBTUs of Consumption | 0 | 0 | 0 | 0 | 0 | 0 | 0 | 0 | 0 | 0 | 0 | 0 | 0 | 0 | 0 | 0 | 0 | 0 | 0 | 0 | 0 | 0 | 0 | 0 | 0 | 0 | 0
F3_Commercial_Warehouse_Existing_Food Preparation_Natural Gas_Range_E8 | F3 | Commercial | Warehouse | Existing | Food Preparation | Natural Gas | Range | E8 | System - kBTUs of Consumption | 0 | 0 | 0 | 0 | 0 | 0 | 0 | 0 | 0 | 0 | 0 | 0 | 0 | 0 | 0 | 0 | 0 | 0 | 0 | 0 | 0 | 0 | 0 | 0 | 0 | 0 | 0
F3_Commercial_Warehouse_Existing_Food Preparation_Natural Gas_Range_E9 | F3 | Commercial | Warehouse | Existing | Food Preparation | Natural Gas | Range | E9 | System - kBTUs of Consumption | 0 | 0 | 0 | 0 | 0 | 0 | 0 | 0 | 0 | 0 | 0 | 0 | 0 | 0 | 0 | 0 | 0 | 0 | 0 | 0 | 0 | 0 | 0 | 0 | 0 | 0 | 0
F3_Commercial_Warehouse_Existing_Food Preparation_Natural Gas_Range_E10 | F3 | Commercial | Warehouse | Existing | Food Preparation | Natural Gas | Range | E10 | System - kBTUs of Consumption | 0 | 0 | 0 | 0 | 0 | 0 | 0 | 0 | 0 | 0 | 0 | 0 | 0 | 0 | 0 | 0 | 0 | 0 | 0 | 0 | 0 | 0 | 0 | 0 | 0 | 0 | 0
F4_Commercial_Warehouse_Existing_Food Preparation_Natural Gas_Range_E1 | F4 | Commercial | Warehouse | Existing | Food Preparation | Natural Gas | Range | E1 | Utility - Cost of Equipment | 0.0046848 | 0.0046848 | 0.0046848 | 0.0046848 | 0.0046848 | 0.0046848 | 0.0046848 | 0.0046848 | 0.0046848 | 0.0046848 | 0.0046848 | 0.0046848 | 0.0046848 | 0.0046848 | 0.0046848 | 0.0046848 | 0.0046848 | 0.0046848 | 0.0046848 | 0.0046848 | 0.0046848 | 0.0046848 | 0.0046848 | 0.0046848 | 0.0046848 | 0.0046848 | 0.0046848
F4_Commercial_Warehouse_Existing_Food Preparation_Natural Gas_Range_E2 | F4 | Commercial | Warehouse | Existing | Food Preparation | Natural Gas | Range | E2 | Utility - Cost of Equipment | 0.0046848 | 0.0046848 | 0.0046848 | 0.0046848 | 0.0046848 | 0.0046848 | 0.0046848 | 0.0046848 | 0.0046848 | 0.0046848 | 0.0046848 | 0.0046848 | 0.0046848 | 0.0046848 | 0.0046848 | 0.0046848 | 0.0046848 | 0.0046848 | 0.0046848 | 0.0046848 | 0.0046848 | 0.0046848 | 0.0046848 | 0.0046848 | 0.0046848 | 0.0046848 | 0.0046848
F4_Commercial_Warehouse_Existing_Food Preparation_Natural Gas_Range_E3 | F4 | Commercial | Warehouse | Existing | Food Preparation | Natural Gas | Range | E3 | Utility - Cost of Equipment | 0 | 0 | 0 | 0 | 0 | 0 | 0 | 0 | 0 | 0 | 0 | 0 | 0 | 0 | 0 | 0 | 0 | 0 | 0 | 0 | 0 | 0 | 0 | 0 | 0 | 0 | 0
F4_Commercial_Warehouse_Existing_Food Preparation_Natural Gas_Range_E4 | F4 | Commercial | Warehouse | Existing | Food Preparation | Natural Gas | Range | E4 | Utility - Cost of Equipment | 0 | 0 | 0 | 0 | 0 | 0 | 0 | 0 | 0 | 0 | 0 | 0 | 0 | 0 | 0 | 0 | 0 | 0 | 0 | 0 | 0 | 0 | 0 | 0 | 0 | 0 | 0
F4_Commercial_Warehouse_Existing_Food Preparation_Natural Gas_Range_E5 | F4 | Commercial | Warehouse | Existing | Food Preparation | Natural Gas | Range | E5 | Utility - Cost of Equipment | 0 | 0 | 0 | 0 | 0 | 0 | 0 | 0 | 0 | 0 | 0 | 0 | 0 | 0 | 0 | 0 | 0 | 0 | 0 | 0 | 0 | 0 | 0 | 0 | 0 | 0 | 0
F4_Commercial_Warehouse_Existing_Food Preparation_Natural Gas_Range_E6 | F4 | Commercial | Warehouse | Existing | Food Preparation | Natural Gas | Range | E6 | Utility - Cost of Equipment | 0 | 0 | 0 | 0 | 0 | 0 | 0 | 0 | 0 | 0 | 0 | 0 | 0 | 0 | 0 | 0 | 0 | 0 | 0 | 0 | 0 | 0 | 0 | 0 | 0 | 0 | 0
F4_Commercial_Warehouse_Existing_Food Preparation_Natural Gas_Range_E7 | F4 | Commercial | Warehouse | Existing | Food Preparation | Natural Gas | Range | E7 | Utility - Cost of Equipment | 0 | 0 | 0 | 0 | 0 | 0 | 0 | 0 | 0 | 0 | 0 | 0 | 0 | 0 | 0 | 0 | 0 | 0 | 0 | 0 | 0 | 0 | 0 | 0 | 0 | 0 | 0
F4_Commercial_Warehouse_Existing_Food Preparation_Natural Gas_Range_E8 | F4 | Commercial | Warehouse | Existing | Food Preparation | Natural Gas | Range | E8 | Utility - Cost of Equipment | 0 | 0 | 0 | 0 | 0 | 0 | 0 | 0 | 0 | 0 | 0 | 0 | 0 | 0 | 0 | 0 | 0 | 0 | 0 | 0 | 0 | 0 | 0 | 0 | 0 | 0 | 0
F4_Commercial_Warehouse_Existing_Food Preparation_Natural Gas_Range_E9 | F4 | Commercial | Warehouse | Existing | Food Preparation | Natural Gas | Range | E9 | Utility - Cost of Equipment | 0 | 0 | 0 | 0 | 0 | 0 | 0 | 0 | 0 | 0 | 0 | 0 | 0 | 0 | 0 | 0 | 0 | 0 | 0 | 0 | 0 | 0 | 0 | 0 | 0 | 0 | 0
F4_Commercial_Warehouse_Existing_Food Preparation_Natural Gas_Range_E10 | F4 | Commercial | Warehouse | Existing | Food Preparation | Natural Gas | Range | E10 | Utility - Cost of Equipment | 0 | 0 | 0 | 0 | 0 | 0 | 0 | 0 | 0 | 0 | 0 | 0 | 0 | 0 | 0 | 0 | 0 | 0 | 0 | 0 | 0 | 0 | 0 | 0 | 0 | 0 | 0
F5_Commercial_Warehouse_Existing_Food Preparation_Natural Gas_Range_E1 | F5 | Commercial | Warehouse | Existing | Food Preparation | Natural Gas | Range | E1 | Utility - Cost of Operation | 0.0068795 | 0.0067802 | 0.0066834 | 0.0065895 | 0.0065904 | 0.0066529 | 0.0067542 | 0.006877 | 0.0070095 | 0.007145 | 0.0072791 | 0.0073977 | 0.0074883 | 0.0075267 | 0.0075089 | 0.0074354 | 0.0073115 | 0.0071495 | 0.0069565 | 0.0067278 | 0.0064602 | 0.0061522 | 0.0058788 | 0.0057019 | 0.0056254 | 0.005653 | 0.0056807
F5_Commercial_Warehouse_Existing_Food Preparation_Natural Gas_Range_E2 | F5 | Commercial | Warehouse | Existing | Food Preparation | Natural Gas | Range | E2 | Utility - Cost of Operation | 0.0058967 | 0.0058116 | 0.0057286 | 0.0056482 | 0.0056489 | 0.0057025 | 0.0057893 | 0.0058946 | 0.0060081 | 0.0061243 | 0.0062392 | 0.0063409 | 0.0064185 | 0.0064515 | 0.0064362 | 0.0063732 | 0.006267 | 0.0061281 | 0.0059627 | 0.0057667 | 0.0055373 | 0.0052733 | 0.005039 | 0.0048873 | 0.0048218 | 0.0048454 | 0.0048692
F5_Commercial_Warehouse_Existing_Food Preparation_Natural Gas_Range_E3 | F5 | Commercial | Warehouse | Existing | Food Preparation | Natural Gas | Range | E3 | Utility - Cost of Operation | 0 | 0 | 0 | 0 | 0 | 0 | 0 | 0 | 0 | 0 | 0 | 0 | 0 | 0 | 0 | 0 | 0 | 0 | 0 | 0 | 0 | 0 | 0 | 0 | 0 | 0 | 0
F5_Commercial_Warehouse_Existing_Food Preparation_Natural Gas_Range_E4 | F5 | Commercial | Warehouse | Existing | Food Preparation | Natural Gas | Range | E4 | Utility - Cost of Operation | 0 | 0 | 0 | 0 | 0 | 0 | 0 | 0 | 0 | 0 | 0 | 0 | 0 | 0 | 0 | 0 | 0 | 0 | 0 | 0 | 0 | 0 | 0 | 0 | 0 | 0 | 0
F5_Commercial_Warehouse_Existing_Food Preparation_Natural Gas_Range_E5 | F5 | Commercial | Warehouse | Existing | Food Preparation | Natural Gas | Range | E5 | Utility - Cost of Operation | 0 | 0 | 0 | 0 | 0 | 0 | 0 | 0 | 0 | 0 | 0 | 0 | 0 | 0 | 0 | 0 | 0 | 0 | 0 | 0 | 0 | 0 | 0 | 0 | 0 | 0 | 0
F5_Commercial_Warehouse_Existing_Food Preparation_Natural Gas_Range_E6 | F5 | Commercial | Warehouse | Existing | Food Preparation | Natural Gas | Range | E6 | Utility - Cost of Operation | 0 | 0 | 0 | 0 | 0 | 0 | 0 | 0 | 0 | 0 | 0 | 0 | 0 | 0 | 0 | 0 | 0 | 0 | 0 | 0 | 0 | 0 | 0 | 0 | 0 | 0 | 0
F5_Commercial_Warehouse_Existing_Food Preparation_Natural Gas_Range_E7 | F5 | Commercial | Warehouse | Existing | Food Preparation | Natural Gas | Range | E7 | Utility - Cost of Operation | 0 | 0 | 0 | 0 | 0 | 0 | 0 | 0 | 0 | 0 | 0 | 0 | 0 | 0 | 0 | 0 | 0 | 0 | 0 | 0 | 0 | 0 | 0 | 0 | 0 | 0 | 0
F5_Commercial_Warehouse_Existing_Food Preparation_Natural Gas_Range_E8 | F5 | Commercial | Warehouse | Existing | Food Preparation | Natural Gas | Range | E8 | Utility - Cost of Operation | 0 | 0 | 0 | 0 | 0 | 0 | 0 | 0 | 0 | 0 | 0 | 0 | 0 | 0 | 0 | 0 | 0 | 0 | 0 | 0 | 0 | 0 | 0 | 0 | 0 | 0 | 0
F5_Commercial_Warehouse_Existing_Food Preparation_Natural Gas_Range_E9 | F5 | Commercial | Warehouse | Existing | Food Preparation | Natural Gas | Range | E9 | Utility - Cost of Operation | 0 | 0 | 0 | 0 | 0 | 0 | 0 | 0 | 0 | 0 | 0 | 0 | 0 | 0 | 0 | 0 | 0 | 0 | 0 | 0 | 0 | 0 | 0 | 0 | 0 | 0 | 0
F5_Commercial_Warehouse_Existing_Food Preparation_Natural Gas_Range_E10 | F5 | Commercial | Warehouse | Existing | Food Preparation | Natural Gas | Range | E10 | Utility - Cost of Operation | 0 | 0 | 0 | 0 | 0 | 0 | 0 | 0 | 0 | 0 | 0 | 0 | 0 | 0 | 0 | 0 | 0 | 0 | 0 | 0 | 0 | 0 | 0 | 0 | 0 | 0 | 0
F6_Commercial_Warehouse_Existing_Food Preparation_Natural Gas_Range_E1 | F6 | Commercial | Warehouse | Existing | Food Preparation | Natural Gas | Range | E1 | Utility - Value of Sales | 0 | 0 | 0 | 0 | 0 | 0 | 0 | 0 | 0 | 0 | 0 | 0 | 0 | 0 | 0 | 0 | 0 | 0 | 0 | 0 | 0 | 0 | 0 | 0 | 0 | 0 | 0
F6_Commercial_Warehouse_Existing_Food Preparation_Natural Gas_Range_E2 | F6 | Commercial | Warehouse | Existing | Food Preparation | Natural Gas | Range | E2 | Utility - Value of Sales | 0 | 0 | 0 | 0 | 0 | 0 | 0 | 0 | 0 | 0 | 0 | 0 | 0 | 0 | 0 | 0 | 0 | 0 | 0 | 0 | 0 | 0 | 0 | 0 | 0 | 0 | 0
F6_Commercial_Warehouse_Existing_Food Preparation_Natural Gas_Range_E3 | F6 | Commercial | Warehouse | Existing | Food Preparation | Natural Gas | Range | E3 | Utility - Value of Sales | 0 | 0 | 0 | 0 | 0 | 0 | 0 | 0 | 0 | 0 | 0 | 0 | 0 | 0 | 0 | 0 | 0 | 0 | 0 | 0 | 0 | 0 | 0 | 0 | 0 | 0 | 0
F6_Commercial_Warehouse_Existing_Food Preparation_Natural Gas_Range_E4 | F6 | Commercial | Warehouse | Existing | Food Preparation | Natural Gas | Range | E4 | Utility - Value of Sales | 0 | 0 | 0 | 0 | 0 | 0 | 0 | 0 | 0 | 0 | 0 | 0 | 0 | 0 | 0 | 0 | 0 | 0 | 0 | 0 | 0 | 0 | 0 | 0 | 0 | 0 | 0
F6_Commercial_Warehouse_Existing_Food Preparation_Natural Gas_Range_E5 | F6 | Commercial | Warehouse | Existing | Food Preparation | Natural Gas | Range | E5 | Utility - Value of Sales | 0 | 0 | 0 | 0 | 0 | 0 | 0 | 0 | 0 | 0 | 0 | 0 | 0 | 0 | 0 | 0 | 0 | 0 | 0 | 0 | 0 | 0 | 0 | 0 | 0 | 0 | 0
F6_Commercial_Warehouse_Existing_Food Preparation_Natural Gas_Range_E6 | F6 | Commercial | Warehouse | Existing | Food Preparation | Natural Gas | Range | E6 | Utility - Value of Sales | 0 | 0 | 0 | 0 | 0 | 0 | 0 | 0 | 0 | 0 | 0 | 0 | 0 | 0 | 0 | 0 | 0 | 0 | 0 | 0 | 0 | 0 | 0 | 0 | 0 | 0 | 0
F6_Commercial_Warehouse_Existing_Food Preparation_Natural Gas_Range_E7 | F6 | Commercial | Warehouse | Existing | Food Preparation | Natural Gas | Range | E7 | Utility - Value of Sales | 0 | 0 | 0 | 0 | 0 | 0 | 0 | 0 | 0 | 0 | 0 | 0 | 0 | 0 | 0 | 0 | 0 | 0 | 0 | 0 | 0 | 0 | 0 | 0 | 0 | 0 | 0
F6_Commercial_Warehouse_Existing_Food Preparation_Natural Gas_Range_E8 | F6 | Commercial | Warehouse | Existing | Food Preparation | Natural Gas | Range | E8 | Utility - Value of Sales | 0 | 0 | 0 | 0 | 0 | 0 | 0 | 0 | 0 | 0 | 0 | 0 | 0 | 0 | 0 | 0 | 0 | 0 | 0 | 0 | 0 | 0 | 0 | 0 | 0 | 0 | 0
F6_Commercial_Warehouse_Existing_Food Preparation_Natural Gas_Range_E9 | F6 | Commercial | Warehouse | Existing | Food Preparation | Natural Gas | Range | E9 | Utility - Value of Sales | 0 | 0 | 0 | 0 | 0 | 0 | 0 | 0 | 0 | 0 | 0 | 0 | 0 | 0 | 0 | 0 | 0 | 0 | 0 | 0 | 0 | 0 | 0 | 0 | 0 | 0 | 0
F6_Commercial_Warehouse_Existing_Food Preparation_Natural Gas_Range_E10 | F6 | Commercial | Warehouse | Existing | Food Preparation | Natural Gas | Range | E10 | Utility - Value of Sales | 0 | 0 | 0 | 0 | 0 | 0 | 0 | 0 | 0 | 0 | 0 | 0 | 0 | 0 | 0 | 0 | 0 | 0 | 0 | 0 | 0 | 0 | 0 | 0 | 0 | 0 | 0
F1_Commercial_Warehouse_Existing_Food Preparation_Natural Gas_Steamer_E1 | F1 | Commercial | Warehouse | Existing | Food Preparation | Natural Gas | Steamer | E1 | RVT - Cost of Equipment | 0.01183 | 0 | 0 | 0 | 0 | 0 | 0 | 0 | 0 | 0 | 0 | 0 | 0 | 0 | 0 | 0 | 0 | 0 | 0 | 0 | 0 | 0 | 0 | 0 | 0 | 0 | 0
F1_Commercial_Warehouse_Existing_Food Preparation_Natural Gas_Steamer_E2 | F1 | Commercial | Warehouse | Existing | Food Preparation | Natural Gas | Steamer | E2 | RVT - Cost of Equipment | 0.006872 | 0.006872 | 0.006872 | 0.006872 | 0.006872 | 0.006872 | 0.006872 | 0.006872 | 0.006872 | 0.006872 | 0.006872 | 0.006872 | 0.006872 | 0.006872 | 0.006872 | 0.006872 | 0.006872 | 0.006872 | 0.006872 | 0.006872 | 0.006872 | 0.006872 | 0.006872 | 0.006872 | 0.006872 | 0.006872 | 0.006872
F1_Commercial_Warehouse_Existing_Food Preparation_Natural Gas_Steamer_E3 | F1 | Commercial | Warehouse | Existing | Food Preparation | Natural Gas | Steamer | E3 | RVT - Cost of Equipment | 0 | 0 | 0 | 0 | 0 | 0 | 0 | 0 | 0 | 0 | 0 | 0 | 0 | 0 | 0 | 0 | 0 | 0 | 0 | 0 | 0 | 0 | 0 | 0 | 0 | 0 | 0
F1_Commercial_Warehouse_Existing_Food Preparation_Natural Gas_Steamer_E4 | F1 | Commercial | Warehouse | Existing | Food Preparation | Natural Gas | Steamer | E4 | RVT - Cost of Equipment | 0 | 0 | 0 | 0 | 0 | 0 | 0 | 0 | 0 | 0 | 0 | 0 | 0 | 0 | 0 | 0 | 0 | 0 | 0 | 0 | 0 | 0 | 0 | 0 | 0 | 0 | 0
F1_Commercial_Warehouse_Existing_Food Preparation_Natural Gas_Steamer_E5 | F1 | Commercial | Warehouse | Existing | Food Preparation | Natural Gas | Steamer | E5 | RVT - Cost of Equipment | 0 | 0 | 0 | 0 | 0 | 0 | 0 | 0 | 0 | 0 | 0 | 0 | 0 | 0 | 0 | 0 | 0 | 0 | 0 | 0 | 0 | 0 | 0 | 0 | 0 | 0 | 0
F1_Commercial_Warehouse_Existing_Food Preparation_Natural Gas_Steamer_E6 | F1 | Commercial | Warehouse | Existing | Food Preparation | Natural Gas | Steamer | E6 | RVT - Cost of Equipment | 0 | 0 | 0 | 0 | 0 | 0 | 0 | 0 | 0 | 0 | 0 | 0 | 0 | 0 | 0 | 0 | 0 | 0 | 0 | 0 | 0 | 0 | 0 | 0 | 0 | 0 | 0
F1_Commercial_Warehouse_Existing_Food Preparation_Natural Gas_Steamer_E7 | F1 | Commercial | Warehouse | Existing | Food Preparation | Natural Gas | Steamer | E7 | RVT - Cost of Equipment | 0 | 0 | 0 | 0 | 0 | 0 | 0 | 0 | 0 | 0 | 0 | 0 | 0 | 0 | 0 | 0 | 0 | 0 | 0 | 0 | 0 | 0 | 0 | 0 | 0 | 0 | 0
F1_Commercial_Warehouse_Existing_Food Preparation_Natural Gas_Steamer_E8 | F1 | Commercial | Warehouse | Existing | Food Preparation | Natural Gas | Steamer | E8 | RVT - Cost of Equipment | 0 | 0 | 0 | 0 | 0 | 0 | 0 | 0 | 0 | 0 | 0 | 0 | 0 | 0 | 0 | 0 | 0 | 0 | 0 | 0 | 0 | 0 | 0 | 0 | 0 | 0 | 0
F1_Commercial_Warehouse_Existing_Food Preparation_Natural Gas_Steamer_E9 | F1 | Commercial | Warehouse | Existing | Food Preparation | Natural Gas | Steamer | E9 | RVT - Cost of Equipment | 0 | 0 | 0 | 0 | 0 | 0 | 0 | 0 | 0 | 0 | 0 | 0 | 0 | 0 | 0 | 0 | 0 | 0 | 0 | 0 | 0 | 0 | 0 | 0 | 0 | 0 | 0
F1_Commercial_Warehouse_Existing_Food Preparation_Natural Gas_Steamer_E10 | F1 | Commercial | Warehouse | Existing | Food Preparation | Natural Gas | Steamer | E10 | RVT - Cost of Equipment | 0 | 0 | 0 | 0 | 0 | 0 | 0 | 0 | 0 | 0 | 0 | 0 | 0 | 0 | 0 | 0 | 0 | 0 | 0 | 0 | 0 | 0 | 0 | 0 | 0 | 0 | 0
F2_Commercial_Warehouse_Existing_Food Preparation_Natural Gas_Steamer_E1 | F2 | Commercial | Warehouse | Existing | Food Preparation | Natural Gas | Steamer | E1 | RVT - Cost of Operation | 0 | 0 | 0 | 0 | 0 | 0 | 0 | 0 | 0 | 0 | 0 | 0 | 0 | 0 | 0 | 0 | 0 | 0 | 0 | 0 | 0 | 0 | 0 | 0 | 0 | 0 | 0
F2_Commercial_Warehouse_Existing_Food Preparation_Natural Gas_Steamer_E2 | F2 | Commercial | Warehouse | Existing | Food Preparation | Natural Gas | Steamer | E2 | RVT - Cost of Operation | 0 | 0 | 0 | 0 | 0 | 0 | 0 | 0 | 0 | 0 | 0 | 0 | 0 | 0 | 0 | 0 | 0 | 0 | 0 | 0 | 0 | 0 | 0 | 0 | 0 | 0 | 0
F2_Commercial_Warehouse_Existing_Food Preparation_Natural Gas_Steamer_E3 | F2 | Commercial | Warehouse | Existing | Food Preparation | Natural Gas | Steamer | E3 | RVT - Cost of Operation | 0 | 0 | 0 | 0 | 0 | 0 | 0 | 0 | 0 | 0 | 0 | 0 | 0 | 0 | 0 | 0 | 0 | 0 | 0 | 0 | 0 | 0 | 0 | 0 | 0 | 0 | 0
F2_Commercial_Warehouse_Existing_Food Preparation_Natural Gas_Steamer_E4 | F2 | Commercial | Warehouse | Existing | Food Preparation | Natural Gas | Steamer | E4 | RVT - Cost of Operation | 0 | 0 | 0 | 0 | 0 | 0 | 0 | 0 | 0 | 0 | 0 | 0 | 0 | 0 | 0 | 0 | 0 | 0 | 0 | 0 | 0 | 0 | 0 | 0 | 0 | 0 | 0
F2_Commercial_Warehouse_Existing_Food Preparation_Natural Gas_Steamer_E5 | F2 | Commercial | Warehouse | Existing | Food Preparation | Natural Gas | Steamer | E5 | RVT - Cost of Operation | 0 | 0 | 0 | 0 | 0 | 0 | 0 | 0 | 0 | 0 | 0 | 0 | 0 | 0 | 0 | 0 | 0 | 0 | 0 | 0 | 0 | 0 | 0 | 0 | 0 | 0 | 0
F2_Commercial_Warehouse_Existing_Food Preparation_Natural Gas_Steamer_E6 | F2 | Commercial | Warehouse | Existing | Food Preparation | Natural Gas | Steamer | E6 | RVT - Cost of Operation | 0 | 0 | 0 | 0 | 0 | 0 | 0 | 0 | 0 | 0 | 0 | 0 | 0 | 0 | 0 | 0 | 0 | 0 | 0 | 0 | 0 | 0 | 0 | 0 | 0 | 0 | 0
F2_Commercial_Warehouse_Existing_Food Preparation_Natural Gas_Steamer_E7 | F2 | Commercial | Warehouse | Existing | Food Preparation | Natural Gas | Steamer | E7 | RVT - Cost of Operation | 0 | 0 | 0 | 0 | 0 | 0 | 0 | 0 | 0 | 0 | 0 | 0 | 0 | 0 | 0 | 0 | 0 | 0 | 0 | 0 | 0 | 0 | 0 | 0 | 0 | 0 | 0
F2_Commercial_Warehouse_Existing_Food Preparation_Natural Gas_Steamer_E8 | F2 | Commercial | Warehouse | Existing | Food Preparation | Natural Gas | Steamer | E8 | RVT - Cost of Operation | 0 | 0 | 0 | 0 | 0 | 0 | 0 | 0 | 0 | 0 | 0 | 0 | 0 | 0 | 0 | 0 | 0 | 0 | 0 | 0 | 0 | 0 | 0 | 0 | 0 | 0 | 0
F2_Commercial_Warehouse_Existing_Food Preparation_Natural Gas_Steamer_E9 | F2 | Commercial | Warehouse | Existing | Food Preparation | Natural Gas | Steamer | E9 | RVT - Cost of Operation | 0 | 0 | 0 | 0 | 0 | 0 | 0 | 0 | 0 | 0 | 0 | 0 | 0 | 0 | 0 | 0 | 0 | 0 | 0 | 0 | 0 | 0 | 0 | 0 | 0 | 0 | 0
F2_Commercial_Warehouse_Existing_Food Preparation_Natural Gas_Steamer_E10 | F2 | Commercial | Warehouse | Existing | Food Preparation | Natural Gas | Steamer | E10 | RVT - Cost of Operation | 0 | 0 | 0 | 0 | 0 | 0 | 0 | 0 | 0 | 0 | 0 | 0 | 0 | 0 | 0 | 0 | 0 | 0 | 0 | 0 | 0 | 0 | 0 | 0 | 0 | 0 | 0
F3_Commercial_Warehouse_Existing_Food Preparation_Natural Gas_Steamer_E1 | F3 | Commercial | Warehouse | Existing | Food Preparation | Natural Gas | Steamer | E1 | System - kBTUs of Consumption | 0.9321 | 0 | 0 | 0 | 0 | 0 | 0 | 0 | 0 | 0 | 0 | 0 | 0 | 0 | 0 | 0 | 0 | 0 | 0 | 0 | 0 | 0 | 0 | 0 | 0 | 0 | 0
F3_Commercial_Warehouse_Existing_Food Preparation_Natural Gas_Steamer_E2 | F3 | Commercial | Warehouse | Existing | Food Preparation | Natural Gas | Steamer | E2 | System - kBTUs of Consumption | 0.16345 | 0.16345 | 0.16345 | 0.16345 | 0.16345 | 0.16345 | 0.16345 | 0.16345 | 0.16345 | 0.16345 | 0.16345 | 0.16345 | 0.16345 | 0.16345 | 0.16345 | 0.16345 | 0.16345 | 0.16345 | 0.16345 | 0.16345 | 0.16345 | 0.16345 | 0.16345 | 0.16345 | 0.16345 | 0.16345 | 0.16345
F3_Commercial_Warehouse_Existing_Food Preparation_Natural Gas_Steamer_E3 | F3 | Commercial | Warehouse | Existing | Food Preparation | Natural Gas | Steamer | E3 | System - kBTUs of Consumption | 0 | 0 | 0 | 0 | 0 | 0 | 0 | 0 | 0 | 0 | 0 | 0 | 0 | 0 | 0 | 0 | 0 | 0 | 0 | 0 | 0 | 0 | 0 | 0 | 0 | 0 | 0
F3_Commercial_Warehouse_Existing_Food Preparation_Natural Gas_Steamer_E4 | F3 | Commercial | Warehouse | Existing | Food Preparation | Natural Gas | Steamer | E4 | System - kBTUs of Consumption | 0 | 0 | 0 | 0 | 0 | 0 | 0 | 0 | 0 | 0 | 0 | 0 | 0 | 0 | 0 | 0 | 0 | 0 | 0 | 0 | 0 | 0 | 0 | 0 | 0 | 0 | 0
F3_Commercial_Warehouse_Existing_Food Preparation_Natural Gas_Steamer_E5 | F3 | Commercial | Warehouse | Existing | Food Preparation | Natural Gas | Steamer | E5 | System - kBTUs of Consumption | 0 | 0 | 0 | 0 | 0 | 0 | 0 | 0 | 0 | 0 | 0 | 0 | 0 | 0 | 0 | 0 | 0 | 0 | 0 | 0 | 0 | 0 | 0 | 0 | 0 | 0 | 0
F3_Commercial_Warehouse_Existing_Food Preparation_Natural Gas_Steamer_E6 | F3 | Commercial | Warehouse | Existing | Food Preparation | Natural Gas | Steamer | E6 | System - kBTUs of Consumption | 0 | 0 | 0 | 0 | 0 | 0 | 0 | 0 | 0 | 0 | 0 | 0 | 0 | 0 | 0 | 0 | 0 | 0 | 0 | 0 | 0 | 0 | 0 | 0 | 0 | 0 | 0
F3_Commercial_Warehouse_Existing_Food Preparation_Natural Gas_Steamer_E7 | F3 | Commercial | Warehouse | Existing | Food Preparation | Natural Gas | Steamer | E7 | System - kBTUs of Consumption | 0 | 0 | 0 | 0 | 0 | 0 | 0 | 0 | 0 | 0 | 0 | 0 | 0 | 0 | 0 | 0 | 0 | 0 | 0 | 0 | 0 | 0 | 0 | 0 | 0 | 0 | 0
F3_Commercial_Warehouse_Existing_Food Preparation_Natural Gas_Steamer_E8 | F3 | Commercial | Warehouse | Existing | Food Preparation | Natural Gas | Steamer | E8 | System - kBTUs of Consumption | 0 | 0 | 0 | 0 | 0 | 0 | 0 | 0 | 0 | 0 | 0 | 0 | 0 | 0 | 0 | 0 | 0 | 0 | 0 | 0 | 0 | 0 | 0 | 0 | 0 | 0 | 0
F3_Commercial_Warehouse_Existing_Food Preparation_Natural Gas_Steamer_E9 | F3 | Commercial | Warehouse | Existing | Food Preparation | Natural Gas | Steamer | E9 | System - kBTUs of Consumption | 0 | 0 | 0 | 0 | 0 | 0 | 0 | 0 | 0 | 0 | 0 | 0 | 0 | 0 | 0 | 0 | 0 | 0 | 0 | 0 | 0 | 0 | 0 | 0 | 0 | 0 | 0
F3_Commercial_Warehouse_Existing_Food Preparation_Natural Gas_Steamer_E10 | F3 | Commercial | Warehouse | Existing | Food Preparation | Natural Gas | Steamer | E10 | System - kBTUs of Consumption | 0 | 0 | 0 | 0 | 0 | 0 | 0 | 0 | 0 | 0 | 0 | 0 | 0 | 0 | 0 | 0 | 0 | 0 | 0 | 0 | 0 | 0 | 0 | 0 | 0 | 0 | 0
F4_Commercial_Warehouse_Existing_Food Preparation_Natural Gas_Steamer_E1 | F4 | Commercial | Warehouse | Existing | Food Preparation | Natural Gas | Steamer | E1 | Utility - Cost of Equipment | 0.01183 | 0 | 0 | 0 | 0 | 0 | 0 | 0 | 0 | 0 | 0 | 0 | 0 | 0 | 0 | 0 | 0 | 0 | 0 | 0 | 0 | 0 | 0 | 0 | 0 | 0 | 0
F4_Commercial_Warehouse_Existing_Food Preparation_Natural Gas_Steamer_E2 | F4 | Commercial | Warehouse | Existing | Food Preparation | Natural Gas | Steamer | E2 | Utility - Cost of Equipment | 0.006872 | 0.006872 | 0.006872 | 0.006872 | 0.006872 | 0.006872 | 0.006872 | 0.006872 | 0.006872 | 0.006872 | 0.006872 | 0.006872 | 0.006872 | 0.006872 | 0.006872 | 0.006872 | 0.006872 | 0.006872 | 0.006872 | 0.006872 | 0.006872 | 0.006872 | 0.006872 | 0.006872 | 0.006872 | 0.006872 | 0.006872
F4_Commercial_Warehouse_Existing_Food Preparation_Natural Gas_Steamer_E3 | F4 | Commercial | Warehouse | Existing | Food Preparation | Natural Gas | Steamer | E3 | Utility - Cost of Equipment | 0 | 0 | 0 | 0 | 0 | 0 | 0 | 0 | 0 | 0 | 0 | 0 | 0 | 0 | 0 | 0 | 0 | 0 | 0 | 0 | 0 | 0 | 0 | 0 | 0 | 0 | 0
F4_Commercial_Warehouse_Existing_Food Preparation_Natural Gas_Steamer_E4 | F4 | Commercial | Warehouse | Existing | Food Preparation | Natural Gas | Steamer | E4 | Utility - Cost of Equipment | 0 | 0 | 0 | 0 | 0 | 0 | 0 | 0 | 0 | 0 | 0 | 0 | 0 | 0 | 0 | 0 | 0 | 0 | 0 | 0 | 0 | 0 | 0 | 0 | 0 | 0 | 0
F4_Commercial_Warehouse_Existing_Food Preparation_Natural Gas_Steamer_E5 | F4 | Commercial | Warehouse | Existing | Food Preparation | Natural Gas | Steamer | E5 | Utility - Cost of Equipment | 0 | 0 | 0 | 0 | 0 | 0 | 0 | 0 | 0 | 0 | 0 | 0 | 0 | 0 | 0 | 0 | 0 | 0 | 0 | 0 | 0 | 0 | 0 | 0 | 0 | 0 | 0
F4_Commercial_Warehouse_Existing_Food Preparation_Natural Gas_Steamer_E6 | F4 | Commercial | Warehouse | Existing | Food Preparation | Natural Gas | Steamer | E6 | Utility - Cost of Equipment | 0 | 0 | 0 | 0 | 0 | 0 | 0 | 0 | 0 | 0 | 0 | 0 | 0 | 0 | 0 | 0 | 0 | 0 | 0 | 0 | 0 | 0 | 0 | 0 | 0 | 0 | 0
F4_Commercial_Warehouse_Existing_Food Preparation_Natural Gas_Steamer_E7 | F4 | Commercial | Warehouse | Existing | Food Preparation | Natural Gas | Steamer | E7 | Utility - Cost of Equipment | 0 | 0 | 0 | 0 | 0 | 0 | 0 | 0 | 0 | 0 | 0 | 0 | 0 | 0 | 0 | 0 | 0 | 0 | 0 | 0 | 0 | 0 | 0 | 0 | 0 | 0 | 0
F4_Commercial_Warehouse_Existing_Food Preparation_Natural Gas_Steamer_E8 | F4 | Commercial | Warehouse | Existing | Food Preparation | Natural Gas | Steamer | E8 | Utility - Cost of Equipment | 0 | 0 | 0 | 0 | 0 | 0 | 0 | 0 | 0 | 0 | 0 | 0 | 0 | 0 | 0 | 0 | 0 | 0 | 0 | 0 | 0 | 0 | 0 | 0 | 0 | 0 | 0
F4_Commercial_Warehouse_Existing_Food Preparation_Natural Gas_Steamer_E9 | F4 | Commercial | Warehouse | Existing | Food Preparation | Natural Gas | Steamer | E9 | Utility - Cost of Equipment | 0 | 0 | 0 | 0 | 0 | 0 | 0 | 0 | 0 | 0 | 0 | 0 | 0 | 0 | 0 | 0 | 0 | 0 | 0 | 0 | 0 | 0 | 0 | 0 | 0 | 0 | 0
F4_Commercial_Warehouse_Existing_Food Preparation_Natural Gas_Steamer_E10 | F4 | Commercial | Warehouse | Existing | Food Preparation | Natural Gas | Steamer | E10 | Utility - Cost of Equipment | 0 | 0 | 0 | 0 | 0 | 0 | 0 | 0 | 0 | 0 | 0 | 0 | 0 | 0 | 0 | 0 | 0 | 0 | 0 | 0 | 0 | 0 | 0 | 0 | 0 | 0 | 0
F5_Commercial_Warehouse_Existing_Food Preparation_Natural Gas_Steamer_E1 | F5 | Commercial | Warehouse | Existing | Food Preparation | Natural Gas | Steamer | E1 | Utility - Cost of Operation | 0.012902 | 0 | 0 | 0 | 0 | 0 | 0 | 0 | 0 | 0 | 0 | 0 | 0 | 0 | 0 | 0 | 0 | 0 | 0 | 0 | 0 | 0 | 0 | 0 | 0 | 0 | 0
F5_Commercial_Warehouse_Existing_Food Preparation_Natural Gas_Steamer_E2 | F5 | Commercial | Warehouse | Existing | Food Preparation | Natural Gas | Steamer | E2 | Utility - Cost of Operation | 0.0022624 | 0.0022175 | 0.0021729 | 0.0021293 | 0.0021218 | 0.0021377 | 0.0021684 | 0.0022072 | 0.0022493 | 0.0022923 | 0.002337 | 0.0023832 | 0.002429 | 0.0024657 | 0.0024886 | 0.0024905 | 0.0024666 | 0.0024183 | 0.0023479 | 0.0022584 | 0.0021539 | 0.002034 | 0.0019273 | 0.0018577 | 0.0018266 | 0.0018356 | 0.0018446
F5_Commercial_Warehouse_Existing_Food Preparation_Natural Gas_Steamer_E3 | F5 | Commercial | Warehouse | Existing | Food Preparation | Natural Gas | Steamer | E3 | Utility - Cost of Operation | 0 | 0 | 0 | 0 | 0 | 0 | 0 | 0 | 0 | 0 | 0 | 0 | 0 | 0 | 0 | 0 | 0 | 0 | 0 | 0 | 0 | 0 | 0 | 0 | 0 | 0 | 0
F5_Commercial_Warehouse_Existing_Food Preparation_Natural Gas_Steamer_E4 | F5 | Commercial | Warehouse | Existing | Food Preparation | Natural Gas | Steamer | E4 | Utility - Cost of Operation | 0 | 0 | 0 | 0 | 0 | 0 | 0 | 0 | 0 | 0 | 0 | 0 | 0 | 0 | 0 | 0 | 0 | 0 | 0 | 0 | 0 | 0 | 0 | 0 | 0 | 0 | 0
F5_Commercial_Warehouse_Existing_Food Preparation_Natural Gas_Steamer_E5 | F5 | Commercial | Warehouse | Existing | Food Preparation | Natural Gas | Steamer | E5 | Utility - Cost of Operation | 0 | 0 | 0 | 0 | 0 | 0 | 0 | 0 | 0 | 0 | 0 | 0 | 0 | 0 | 0 | 0 | 0 | 0 | 0 | 0 | 0 | 0 | 0 | 0 | 0 | 0 | 0
F5_Commercial_Warehouse_Existing_Food Preparation_Natural Gas_Steamer_E6 | F5 | Commercial | Warehouse | Existing | Food Preparation | Natural Gas | Steamer | E6 | Utility - Cost of Operation | 0 | 0 | 0 | 0 | 0 | 0 | 0 | 0 | 0 | 0 | 0 | 0 | 0 | 0 | 0 | 0 | 0 | 0 | 0 | 0 | 0 | 0 | 0 | 0 | 0 | 0 | 0
F5_Commercial_Warehouse_Existing_Food Preparation_Natural Gas_Steamer_E7 | F5 | Commercial | Warehouse | Existing | Food Preparation | Natural Gas | Steamer | E7 | Utility - Cost of Operation | 0 | 0 | 0 | 0 | 0 | 0 | 0 | 0 | 0 | 0 | 0 | 0 | 0 | 0 | 0 | 0 | 0 | 0 | 0 | 0 | 0 | 0 | 0 | 0 | 0 | 0 | 0
F5_Commercial_Warehouse_Existing_Food Preparation_Natural Gas_Steamer_E8 | F5 | Commercial | Warehouse | Existing | Food Preparation | Natural Gas | Steamer | E8 | Utility - Cost of Operation | 0 | 0 | 0 | 0 | 0 | 0 | 0 | 0 | 0 | 0 | 0 | 0 | 0 | 0 | 0 | 0 | 0 | 0 | 0 | 0 | 0 | 0 | 0 | 0 | 0 | 0 | 0
F5_Commercial_Warehouse_Existing_Food Preparation_Natural Gas_Steamer_E9 | F5 | Commercial | Warehouse | Existing | Food Preparation | Natural Gas | Steamer | E9 | Utility - Cost of Operation | 0 | 0 | 0 | 0 | 0 | 0 | 0 | 0 | 0 | 0 | 0 | 0 | 0 | 0 | 0 | 0 | 0 | 0 | 0 | 0 | 0 | 0 | 0 | 0 | 0 | 0 | 0
F5_Commercial_Warehouse_Existing_Food Preparation_Natural Gas_Steamer_E10 | F5 | Commercial | Warehouse | Existing | Food Preparation | Natural Gas | Steamer | E10 | Utility - Cost of Operation | 0 | 0 | 0 | 0 | 0 | 0 | 0 | 0 | 0 | 0 | 0 | 0 | 0 | 0 | 0 | 0 | 0 | 0 | 0 | 0 | 0 | 0 | 0 | 0 | 0 | 0 | 0
F6_Commercial_Warehouse_Existing_Food Preparation_Natural Gas_Steamer_E1 | F6 | Commercial | Warehouse | Existing | Food Preparation | Natural Gas | Steamer | E1 | Utility - Value of Sales | 0 | 0 | 0 | 0 | 0 | 0 | 0 | 0 | 0 | 0 | 0 | 0 | 0 | 0 | 0 | 0 | 0 | 0 | 0 | 0 | 0 | 0 | 0 | 0 | 0 | 0 | 0
F6_Commercial_Warehouse_Existing_Food Preparation_Natural Gas_Steamer_E2 | F6 | Commercial | Warehouse | Existing | Food Preparation | Natural Gas | Steamer | E2 | Utility - Value of Sales | 0 | 0 | 0 | 0 | 0 | 0 | 0 | 0 | 0 | 0 | 0 | 0 | 0 | 0 | 0 | 0 | 0 | 0 | 0 | 0 | 0 | 0 | 0 | 0 | 0 | 0 | 0
F6_Commercial_Warehouse_Existing_Food Preparation_Natural Gas_Steamer_E3 | F6 | Commercial | Warehouse | Existing | Food Preparation | Natural Gas | Steamer | E3 | Utility - Value of Sales | 0 | 0 | 0 | 0 | 0 | 0 | 0 | 0 | 0 | 0 | 0 | 0 | 0 | 0 | 0 | 0 | 0 | 0 | 0 | 0 | 0 | 0 | 0 | 0 | 0 | 0 | 0
F6_Commercial_Warehouse_Existing_Food Preparation_Natural Gas_Steamer_E4 | F6 | Commercial | Warehouse | Existing | Food Preparation | Natural Gas | Steamer | E4 | Utility - Value of Sales | 0 | 0 | 0 | 0 | 0 | 0 | 0 | 0 | 0 | 0 | 0 | 0 | 0 | 0 | 0 | 0 | 0 | 0 | 0 | 0 | 0 | 0 | 0 | 0 | 0 | 0 | 0
F6_Commercial_Warehouse_Existing_Food Preparation_Natural Gas_Steamer_E5 | F6 | Commercial | Warehouse | Existing | Food Preparation | Natural Gas | Steamer | E5 | Utility - Value of Sales | 0 | 0 | 0 | 0 | 0 | 0 | 0 | 0 | 0 | 0 | 0 | 0 | 0 | 0 | 0 | 0 | 0 | 0 | 0 | 0 | 0 | 0 | 0 | 0 | 0 | 0 | 0
F6_Commercial_Warehouse_Existing_Food Preparation_Natural Gas_Steamer_E6 | F6 | Commercial | Warehouse | Existing | Food Preparation | Natural Gas | Steamer | E6 | Utility - Value of Sales | 0 | 0 | 0 | 0 | 0 | 0 | 0 | 0 | 0 | 0 | 0 | 0 | 0 | 0 | 0 | 0 | 0 | 0 | 0 | 0 | 0 | 0 | 0 | 0 | 0 | 0 | 0
F6_Commercial_Warehouse_Existing_Food Preparation_Natural Gas_Steamer_E7 | F6 | Commercial | Warehouse | Existing | Food Preparation | Natural Gas | Steamer | E7 | Utility - Value of Sales | 0 | 0 | 0 | 0 | 0 | 0 | 0 | 0 | 0 | 0 | 0 | 0 | 0 | 0 | 0 | 0 | 0 | 0 | 0 | 0 | 0 | 0 | 0 | 0 | 0 | 0 | 0
F6_Commercial_Warehouse_Existing_Food Preparation_Natural Gas_Steamer_E8 | F6 | Commercial | Warehouse | Existing | Food Preparation | Natural Gas | Steamer | E8 | Utility - Value of Sales | 0 | 0 | 0 | 0 | 0 | 0 | 0 | 0 | 0 | 0 | 0 | 0 | 0 | 0 | 0 | 0 | 0 | 0 | 0 | 0 | 0 | 0 | 0 | 0 | 0 | 0 | 0
F6_Commercial_Warehouse_Existing_Food Preparation_Natural Gas_Steamer_E9 | F6 | Commercial | Warehouse | Existing | Food Preparation | Natural Gas | Steamer | E9 | Utility - Value of Sales | 0 | 0 | 0 | 0 | 0 | 0 | 0 | 0 | 0 | 0 | 0 | 0 | 0 | 0 | 0 | 0 | 0 | 0 | 0 | 0 | 0 | 0 | 0 | 0 | 0 | 0 | 0
F6_Commercial_Warehouse_Existing_Food Preparation_Natural Gas_Steamer_E10 | F6 | Commercial | Warehouse | Existing | Food Preparation | Natural Gas | Steamer | E10 | Utility - Value of Sales | 0 | 0 | 0 | 0 | 0 | 0 | 0 | 0 | 0 | 0 | 0 | 0 | 0 | 0 | 0 | 0 | 0 | 0 | 0 | 0 | 0 | 0 | 0 | 0 | 0 | 0 | 0
F1_Commercial_Warehouse_Existing_Food Preparation_Natural Gas_Commercial Food Prep Other_E1 | F1 | Commercial | Warehouse | Existing | Food Preparation | Natural Gas | Commercial Food Prep Other | E1 | RVT - Cost of Equipment | 0.00026377 | 0.00026377 | 0.00026377 | 0.00026377 | 0.00026377 | 0.00026377 | 0.00026377 | 0.00026377 | 0.00026377 | 0.00026377 | 0.00026377 | 0.00026377 | 0.00026377 | 0.00026377 | 0.00026377 | 0.00026377 | 0.00026377 | 0.00026377 | 0.00026377 | 0.00026377 | 0.00026377 | 0.00026377 | 0.00026377 | 0.00026377 | 0.00026377 | 0.00026377 | 0.00026377
F1_Commercial_Warehouse_Existing_Food Preparation_Natural Gas_Commercial Food Prep Other_E2 | F1 | Commercial | Warehouse | Existing | Food Preparation | Natural Gas | Commercial Food Prep Other | E2 | RVT - Cost of Equipment | 0.00032041 | 0.00032041 | 0.00032041 | 0.00032041 | 0.00032041 | 0.00032041 | 0.00032041 | 0.00032041 | 0.00032041 | 0.00032041 | 0.00032041 | 0.00032041 | 0.00032041 | 0.00032041 | 0.00032041 | 0.00032041 | 0.00032041 | 0.00032041 | 0.00032041 | 0.00032041 | 0.00032041 | 0.00032041 | 0.00032041 | 0.00032041 | 0.00032041 | 0.00032041 | 0.00032041
F1_Commercial_Warehouse_Existing_Food Preparation_Natural Gas_Commercial Food Prep Other_E3 | F1 | Commercial | Warehouse | Existing | Food Preparation | Natural Gas | Commercial Food Prep Other | E3 | RVT - Cost of Equipment | 0 | 0 | 0 | 0 | 0 | 0 | 0 | 0 | 0 | 0 | 0 | 0 | 0 | 0 | 0 | 0 | 0 | 0 | 0 | 0 | 0 | 0 | 0 | 0 | 0 | 0 | 0
F1_Commercial_Warehouse_Existing_Food Preparation_Natural Gas_Commercial Food Prep Other_E4 | F1 | Commercial | Warehouse | Existing | Food Preparation | Natural Gas | Commercial Food Prep Other | E4 | RVT - Cost of Equipment | 0 | 0 | 0 | 0 | 0 | 0 | 0 | 0 | 0 | 0 | 0 | 0 | 0 | 0 | 0 | 0 | 0 | 0 | 0 | 0 | 0 | 0 | 0 | 0 | 0 | 0 | 0
F1_Commercial_Warehouse_Existing_Food Preparation_Natural Gas_Commercial Food Prep Other_E5 | F1 | Commercial | Warehouse | Existing | Food Preparation | Natural Gas | Commercial Food Prep Other | E5 | RVT - Cost of Equipment | 0 | 0 | 0 | 0 | 0 | 0 | 0 | 0 | 0 | 0 | 0 | 0 | 0 | 0 | 0 | 0 | 0 | 0 | 0 | 0 | 0 | 0 | 0 | 0 | 0 | 0 | 0
F1_Commercial_Warehouse_Existing_Food Preparation_Natural Gas_Commercial Food Prep Other_E6 | F1 | Commercial | Warehouse | Existing | Food Preparation | Natural Gas | Commercial Food Prep Other | E6 | RVT - Cost of Equipment | 0 | 0 | 0 | 0 | 0 | 0 | 0 | 0 | 0 | 0 | 0 | 0 | 0 | 0 | 0 | 0 | 0 | 0 | 0 | 0 | 0 | 0 | 0 | 0 | 0 | 0 | 0
F1_Commercial_Warehouse_Existing_Food Preparation_Natural Gas_Commercial Food Prep Other_E7 | F1 | Commercial | Warehouse | Existing | Food Preparation | Natural Gas | Commercial Food Prep Other | E7 | RVT - Cost of Equipment | 0 | 0 | 0 | 0 | 0 | 0 | 0 | 0 | 0 | 0 | 0 | 0 | 0 | 0 | 0 | 0 | 0 | 0 | 0 | 0 | 0 | 0 | 0 | 0 | 0 | 0 | 0
F1_Commercial_Warehouse_Existing_Food Preparation_Natural Gas_Commercial Food Prep Other_E8 | F1 | Commercial | Warehouse | Existing | Food Preparation | Natural Gas | Commercial Food Prep Other | E8 | RVT - Cost of Equipment | 0 | 0 | 0 | 0 | 0 | 0 | 0 | 0 | 0 | 0 | 0 | 0 | 0 | 0 | 0 | 0 | 0 | 0 | 0 | 0 | 0 | 0 | 0 | 0 | 0 | 0 | 0
F1_Commercial_Warehouse_Existing_Food Preparation_Natural Gas_Commercial Food Prep Other_E9 | F1 | Commercial | Warehouse | Existing | Food Preparation | Natural Gas | Commercial Food Prep Other | E9 | RVT - Cost of Equipment | 0 | 0 | 0 | 0 | 0 | 0 | 0 | 0 | 0 | 0 | 0 | 0 | 0 | 0 | 0 | 0 | 0 | 0 | 0 | 0 | 0 | 0 | 0 | 0 | 0 | 0 | 0
F1_Commercial_Warehouse_Existing_Food Preparation_Natural Gas_Commercial Food Prep Other_E10 | F1 | Commercial | Warehouse | Existing | Food Preparation | Natural Gas | Commercial Food Prep Other | E10 | RVT - Cost of Equipment | 0 | 0 | 0 | 0 | 0 | 0 | 0 | 0 | 0 | 0 | 0 | 0 | 0 | 0 | 0 | 0 | 0 | 0 | 0 | 0 | 0 | 0 | 0 | 0 | 0 | 0 | 0
F2_Commercial_Warehouse_Existing_Food Preparation_Natural Gas_Commercial Food Prep Other_E1 | F2 | Commercial | Warehouse | Existing | Food Preparation | Natural Gas | Commercial Food Prep Other | E1 | RVT - Cost of Operation | 0 | 0 | 0 | 0 | 0 | 0 | 0 | 0 | 0 | 0 | 0 | 0 | 0 | 0 | 0 | 0 | 0 | 0 | 0 | 0 | 0 | 0 | 0 | 0 | 0 | 0 | 0
F2_Commercial_Warehouse_Existing_Food Preparation_Natural Gas_Commercial Food Prep Other_E2 | F2 | Commercial | Warehouse | Existing | Food Preparation | Natural Gas | Commercial Food Prep Other | E2 | RVT - Cost of Operation | 0 | 0 | 0 | 0 | 0 | 0 | 0 | 0 | 0 | 0 | 0 | 0 | 0 | 0 | 0 | 0 | 0 | 0 | 0 | 0 | 0 | 0 | 0 | 0 | 0 | 0 | 0
F2_Commercial_Warehouse_Existing_Food Preparation_Natural Gas_Commercial Food Prep Other_E3 | F2 | Commercial | Warehouse | Existing | Food Preparation | Natural Gas | Commercial Food Prep Other | E3 | RVT - Cost of Operation | 0 | 0 | 0 | 0 | 0 | 0 | 0 | 0 | 0 | 0 | 0 | 0 | 0 | 0 | 0 | 0 | 0 | 0 | 0 | 0 | 0 | 0 | 0 | 0 | 0 | 0 | 0
F2_Commercial_Warehouse_Existing_Food Preparation_Natural Gas_Commercial Food Prep Other_E4 | F2 | Commercial | Warehouse | Existing | Food Preparation | Natural Gas | Commercial Food Prep Other | E4 | RVT - Cost of Operation | 0 | 0 | 0 | 0 | 0 | 0 | 0 | 0 | 0 | 0 | 0 | 0 | 0 | 0 | 0 | 0 | 0 | 0 | 0 | 0 | 0 | 0 | 0 | 0 | 0 | 0 | 0
F2_Commercial_Warehouse_Existing_Food Preparation_Natural Gas_Commercial Food Prep Other_E5 | F2 | Commercial | Warehouse | Existing | Food Preparation | Natural Gas | Commercial Food Prep Other | E5 | RVT - Cost of Operation | 0 | 0 | 0 | 0 | 0 | 0 | 0 | 0 | 0 | 0 | 0 | 0 | 0 | 0 | 0 | 0 | 0 | 0 | 0 | 0 | 0 | 0 | 0 | 0 | 0 | 0 | 0
F2_Commercial_Warehouse_Existing_Food Preparation_Natural Gas_Commercial Food Prep Other_E6 | F2 | Commercial | Warehouse | Existing | Food Preparation | Natural Gas | Commercial Food Prep Other | E6 | RVT - Cost of Operation | 0 | 0 | 0 | 0 | 0 | 0 | 0 | 0 | 0 | 0 | 0 | 0 | 0 | 0 | 0 | 0 | 0 | 0 | 0 | 0 | 0 | 0 | 0 | 0 | 0 | 0 | 0
F2_Commercial_Warehouse_Existing_Food Preparation_Natural Gas_Commercial Food Prep Other_E7 | F2 | Commercial | Warehouse | Existing | Food Preparation | Natural Gas | Commercial Food Prep Other | E7 | RVT - Cost of Operation | 0 | 0 | 0 | 0 | 0 | 0 | 0 | 0 | 0 | 0 | 0 | 0 | 0 | 0 | 0 | 0 | 0 | 0 | 0 | 0 | 0 | 0 | 0 | 0 | 0 | 0 | 0
F2_Commercial_Warehouse_Existing_Food Preparation_Natural Gas_Commercial Food Prep Other_E8 | F2 | Commercial | Warehouse | Existing | Food Preparation | Natural Gas | Commercial Food Prep Other | E8 | RVT - Cost of Operation | 0 | 0 | 0 | 0 | 0 | 0 | 0 | 0 | 0 | 0 | 0 | 0 | 0 | 0 | 0 | 0 | 0 | 0 | 0 | 0 | 0 | 0 | 0 | 0 | 0 | 0 | 0
F2_Commercial_Warehouse_Existing_Food Preparation_Natural Gas_Commercial Food Prep Other_E9 | F2 | Commercial | Warehouse | Existing | Food Preparation | Natural Gas | Commercial Food Prep Other | E9 | RVT - Cost of Operation | 0 | 0 | 0 | 0 | 0 | 0 | 0 | 0 | 0 | 0 | 0 | 0 | 0 | 0 | 0 | 0 | 0 | 0 | 0 | 0 | 0 | 0 | 0 | 0 | 0 | 0 | 0
F2_Commercial_Warehouse_Existing_Food Preparation_Natural Gas_Commercial Food Prep Other_E10 | F2 | Commercial | Warehouse | Existing | Food Preparation | Natural Gas | Commercial Food Prep Other | E10 | RVT - Cost of Operation | 0 | 0 | 0 | 0 | 0 | 0 | 0 | 0 | 0 | 0 | 0 | 0 | 0 | 0 | 0 | 0 | 0 | 0 | 0 | 0 | 0 | 0 | 0 | 0 | 0 | 0 | 0
F3_Commercial_Warehouse_Existing_Food Preparation_Natural Gas_Commercial Food Prep Other_E1 | F3 | Commercial | Warehouse | Existing | Food Preparation | Natural Gas | Commercial Food Prep Other | E1 | System - kBTUs of Consumption | 0.22329 | 0.22329 | 0.22329 | 0.22329 | 0.22329 | 0.22329 | 0.22329 | 0.22329 | 0.22329 | 0.22329 | 0.22329 | 0.22329 | 0.22329 | 0.22329 | 0.22329 | 0.22329 | 0.22329 | 0.22329 | 0.22329 | 0.22329 | 0.22329 | 0.22329 | 0.22329 | 0.22329 | 0.22329 | 0.22329 | 0.22329
F3_Commercial_Warehouse_Existing_Food Preparation_Natural Gas_Commercial Food Prep Other_E2 | F3 | Commercial | Warehouse | Existing | Food Preparation | Natural Gas | Commercial Food Prep Other | E2 | System - kBTUs of Consumption | 0.16584 | 0.16584 | 0.16584 | 0.16584 | 0.16584 | 0.16584 | 0.16584 | 0.16584 | 0.16584 | 0.16584 | 0.16584 | 0.16584 | 0.16584 | 0.16584 | 0.16584 | 0.16584 | 0.16584 | 0.16584 | 0.16584 | 0.16584 | 0.16584 | 0.16584 | 0.16584 | 0.16584 | 0.16584 | 0.16584 | 0.16584
F3_Commercial_Warehouse_Existing_Food Preparation_Natural Gas_Commercial Food Prep Other_E3 | F3 | Commercial | Warehouse | Existing | Food Preparation | Natural Gas | Commercial Food Prep Other | E3 | System - kBTUs of Consumption | 0 | 0 | 0 | 0 | 0 | 0 | 0 | 0 | 0 | 0 | 0 | 0 | 0 | 0 | 0 | 0 | 0 | 0 | 0 | 0 | 0 | 0 | 0 | 0 | 0 | 0 | 0
F3_Commercial_Warehouse_Existing_Food Preparation_Natural Gas_Commercial Food Prep Other_E4 | F3 | Commercial | Warehouse | Existing | Food Preparation | Natural Gas | Commercial Food Prep Other | E4 | System - kBTUs of Consumption | 0 | 0 | 0 | 0 | 0 | 0 | 0 | 0 | 0 | 0 | 0 | 0 | 0 | 0 | 0 | 0 | 0 | 0 | 0 | 0 | 0 | 0 | 0 | 0 | 0 | 0 | 0
F3_Commercial_Warehouse_Existing_Food Preparation_Natural Gas_Commercial Food Prep Other_E5 | F3 | Commercial | Warehouse | Existing | Food Preparation | Natural Gas | Commercial Food Prep Other | E5 | System - kBTUs of Consumption | 0 | 0 | 0 | 0 | 0 | 0 | 0 | 0 | 0 | 0 | 0 | 0 | 0 | 0 | 0 | 0 | 0 | 0 | 0 | 0 | 0 | 0 | 0 | 0 | 0 | 0 | 0
F3_Commercial_Warehouse_Existing_Food Preparation_Natural Gas_Commercial Food Prep Other_E6 | F3 | Commercial | Warehouse | Existing | Food Preparation | Natural Gas | Commercial Food Prep Other | E6 | System - kBTUs of Consumption | 0 | 0 | 0 | 0 | 0 | 0 | 0 | 0 | 0 | 0 | 0 | 0 | 0 | 0 | 0 | 0 | 0 | 0 | 0 | 0 | 0 | 0 | 0 | 0 | 0 | 0 | 0
F3_Commercial_Warehouse_Existing_Food Preparation_Natural Gas_Commercial Food Prep Other_E7 | F3 | Commercial | Warehouse | Existing | Food Preparation | Natural Gas | Commercial Food Prep Other | E7 | System - kBTUs of Consumption | 0 | 0 | 0 | 0 | 0 | 0 | 0 | 0 | 0 | 0 | 0 | 0 | 0 | 0 | 0 | 0 | 0 | 0 | 0 | 0 | 0 | 0 | 0 | 0 | 0 | 0 | 0
F3_Commercial_Warehouse_Existing_Food Preparation_Natural Gas_Commercial Food Prep Other_E8 | F3 | Commercial | Warehouse | Existing | Food Preparation | Natural Gas | Commercial Food Prep Other | E8 | System - kBTUs of Consumption | 0 | 0 | 0 | 0 | 0 | 0 | 0 | 0 | 0 | 0 | 0 | 0 | 0 | 0 | 0 | 0 | 0 | 0 | 0 | 0 | 0 | 0 | 0 | 0 | 0 | 0 | 0
F3_Commercial_Warehouse_Existing_Food Preparation_Natural Gas_Commercial Food Prep Other_E9 | F3 | Commercial | Warehouse | Existing | Food Preparation | Natural Gas | Commercial Food Prep Other | E9 | System - kBTUs of Consumption | 0 | 0 | 0 | 0 | 0 | 0 | 0 | 0 | 0 | 0 | 0 | 0 | 0 | 0 | 0 | 0 | 0 | 0 | 0 | 0 | 0 | 0 | 0 | 0 | 0 | 0 | 0
F3_Commercial_Warehouse_Existing_Food Preparation_Natural Gas_Commercial Food Prep Other_E10 | F3 | Commercial | Warehouse | Existing | Food Preparation | Natural Gas | Commercial Food Prep Other | E10 | System - kBTUs of Consumption | 0 | 0 | 0 | 0 | 0 | 0 | 0 | 0 | 0 | 0 | 0 | 0 | 0 | 0 | 0 | 0 | 0 | 0 | 0 | 0 | 0 | 0 | 0 | 0 | 0 | 0 | 0
F4_Commercial_Warehouse_Existing_Food Preparation_Natural Gas_Commercial Food Prep Other_E1 | F4 | Commercial | Warehouse | Existing | Food Preparation | Natural Gas | Commercial Food Prep Other | E1 | Utility - Cost of Equipment | 0.00026377 | 0.00026377 | 0.00026377 | 0.00026377 | 0.00026377 | 0.00026377 | 0.00026377 | 0.00026377 | 0.00026377 | 0.00026377 | 0.00026377 | 0.00026377 | 0.00026377 | 0.00026377 | 0.00026377 | 0.00026377 | 0.00026377 | 0.00026377 | 0.00026377 | 0.00026377 | 0.00026377 | 0.00026377 | 0.00026377 | 0.00026377 | 0.00026377 | 0.00026377 | 0.00026377
F4_Commercial_Warehouse_Existing_Food Preparation_Natural Gas_Commercial Food Prep Other_E2 | F4 | Commercial | Warehouse | Existing | Food Preparation | Natural Gas | Commercial Food Prep Other | E2 | Utility - Cost of Equipment | 0.00032041 | 0.00032041 | 0.00032041 | 0.00032041 | 0.00032041 | 0.00032041 | 0.00032041 | 0.00032041 | 0.00032041 | 0.00032041 | 0.00032041 | 0.00032041 | 0.00032041 | 0.00032041 | 0.00032041 | 0.00032041 | 0.00032041 | 0.00032041 | 0.00032041 | 0.00032041 | 0.00032041 | 0.00032041 | 0.00032041 | 0.00032041 | 0.00032041 | 0.00032041 | 0.00032041
F4_Commercial_Warehouse_Existing_Food Preparation_Natural Gas_Commercial Food Prep Other_E3 | F4 | Commercial | Warehouse | Existing | Food Preparation | Natural Gas | Commercial Food Prep Other | E3 | Utility - Cost of Equipment | 0 | 0 | 0 | 0 | 0 | 0 | 0 | 0 | 0 | 0 | 0 | 0 | 0 | 0 | 0 | 0 | 0 | 0 | 0 | 0 | 0 | 0 | 0 | 0 | 0 | 0 | 0
F4_Commercial_Warehouse_Existing_Food Preparation_Natural Gas_Commercial Food Prep Other_E4 | F4 | Commercial | Warehouse | Existing | Food Preparation | Natural Gas | Commercial Food Prep Other | E4 | Utility - Cost of Equipment | 0 | 0 | 0 | 0 | 0 | 0 | 0 | 0 | 0 | 0 | 0 | 0 | 0 | 0 | 0 | 0 | 0 | 0 | 0 | 0 | 0 | 0 | 0 | 0 | 0 | 0 | 0
F4_Commercial_Warehouse_Existing_Food Preparation_Natural Gas_Commercial Food Prep Other_E5 | F4 | Commercial | Warehouse | Existing | Food Preparation | Natural Gas | Commercial Food Prep Other | E5 | Utility - Cost of Equipment | 0 | 0 | 0 | 0 | 0 | 0 | 0 | 0 | 0 | 0 | 0 | 0 | 0 | 0 | 0 | 0 | 0 | 0 | 0 | 0 | 0 | 0 | 0 | 0 | 0 | 0 | 0
F4_Commercial_Warehouse_Existing_Food Preparation_Natural Gas_Commercial Food Prep Other_E6 | F4 | Commercial | Warehouse | Existing | Food Preparation | Natural Gas | Commercial Food Prep Other | E6 | Utility - Cost of Equipment | 0 | 0 | 0 | 0 | 0 | 0 | 0 | 0 | 0 | 0 | 0 | 0 | 0 | 0 | 0 | 0 | 0 | 0 | 0 | 0 | 0 | 0 | 0 | 0 | 0 | 0 | 0
F4_Commercial_Warehouse_Existing_Food Preparation_Natural Gas_Commercial Food Prep Other_E7 | F4 | Commercial | Warehouse | Existing | Food Preparation | Natural Gas | Commercial Food Prep Other | E7 | Utility - Cost of Equipment | 0 | 0 | 0 | 0 | 0 | 0 | 0 | 0 | 0 | 0 | 0 | 0 | 0 | 0 | 0 | 0 | 0 | 0 | 0 | 0 | 0 | 0 | 0 | 0 | 0 | 0 | 0
F4_Commercial_Warehouse_Existing_Food Preparation_Natural Gas_Commercial Food Prep Other_E8 | F4 | Commercial | Warehouse | Existing | Food Preparation | Natural Gas | Commercial Food Prep Other | E8 | Utility - Cost of Equipment | 0 | 0 | 0 | 0 | 0 | 0 | 0 | 0 | 0 | 0 | 0 | 0 | 0 | 0 | 0 | 0 | 0 | 0 | 0 | 0 | 0 | 0 | 0 | 0 | 0 | 0 | 0
F4_Commercial_Warehouse_Existing_Food Preparation_Natural Gas_Commercial Food Prep Other_E9 | F4 | Commercial | Warehouse | Existing | Food Preparation | Natural Gas | Commercial Food Prep Other | E9 | Utility - Cost of Equipment | 0 | 0 | 0 | 0 | 0 | 0 | 0 | 0 | 0 | 0 | 0 | 0 | 0 | 0 | 0 | 0 | 0 | 0 | 0 | 0 | 0 | 0 | 0 | 0 | 0 | 0 | 0
F4_Commercial_Warehouse_Existing_Food Preparation_Natural Gas_Commercial Food Prep Other_E10 | F4 | Commercial | Warehouse | Existing | Food Preparation | Natural Gas | Commercial Food Prep Other | E10 | Utility - Cost of Equipment | 0 | 0 | 0 | 0 | 0 | 0 | 0 | 0 | 0 | 0 | 0 | 0 | 0 | 0 | 0 | 0 | 0 | 0 | 0 | 0 | 0 | 0 | 0 | 0 | 0 | 0 | 0
F5_Commercial_Warehouse_Existing_Food Preparation_Natural Gas_Commercial Food Prep Other_E1 | F5 | Commercial | Warehouse | Existing | Food Preparation | Natural Gas | Commercial Food Prep Other | E1 | Utility - Cost of Operation | 0.0030684 | 0.0030241 | 0.0029809 | 0.0029391 | 0.0029395 | 0.0029674 | 0.0030125 | 0.0030673 | 0.0031264 | 0.0031868 | 0.0032466 | 0.0032995 | 0.0033399 | 0.0033571 | 0.0033492 | 0.0033163 | 0.0032611 | 0.0031888 | 0.0031028 | 0.0030007 | 0.0028814 | 0.002744 | 0.0026221 | 0.0025432 | 0.0025091 | 0.0025214 | 0.0025337
F5_Commercial_Warehouse_Existing_Food Preparation_Natural Gas_Commercial Food Prep Other_E2 | F5 | Commercial | Warehouse | Existing | Food Preparation | Natural Gas | Commercial Food Prep Other | E2 | Utility - Cost of Operation | 0.002279 | 0.0022461 | 0.002214 | 0.0021829 | 0.0021832 | 0.0022039 | 0.0022375 | 0.0022781 | 0.002322 | 0.0023669 | 0.0024113 | 0.0024506 | 0.0024806 | 0.0024934 | 0.0024875 | 0.0024631 | 0.0024221 | 0.0023684 | 0.0023045 | 0.0022287 | 0.0021401 | 0.002038 | 0.0019475 | 0.0018888 | 0.0018635 | 0.0018727 | 0.0018818
F5_Commercial_Warehouse_Existing_Food Preparation_Natural Gas_Commercial Food Prep Other_E3 | F5 | Commercial | Warehouse | Existing | Food Preparation | Natural Gas | Commercial Food Prep Other | E3 | Utility - Cost of Operation | 0 | 0 | 0 | 0 | 0 | 0 | 0 | 0 | 0 | 0 | 0 | 0 | 0 | 0 | 0 | 0 | 0 | 0 | 0 | 0 | 0 | 0 | 0 | 0 | 0 | 0 | 0
F5_Commercial_Warehouse_Existing_Food Preparation_Natural Gas_Commercial Food Prep Other_E4 | F5 | Commercial | Warehouse | Existing | Food Preparation | Natural Gas | Commercial Food Prep Other | E4 | Utility - Cost of Operation | 0 | 0 | 0 | 0 | 0 | 0 | 0 | 0 | 0 | 0 | 0 | 0 | 0 | 0 | 0 | 0 | 0 | 0 | 0 | 0 | 0 | 0 | 0 | 0 | 0 | 0 | 0
F5_Commercial_Warehouse_Existing_Food Preparation_Natural Gas_Commercial Food Prep Other_E5 | F5 | Commercial | Warehouse | Existing | Food Preparation | Natural Gas | Commercial Food Prep Other | E5 | Utility - Cost of Operation | 0 | 0 | 0 | 0 | 0 | 0 | 0 | 0 | 0 | 0 | 0 | 0 | 0 | 0 | 0 | 0 | 0 | 0 | 0 | 0 | 0 | 0 | 0 | 0 | 0 | 0 | 0
F5_Commercial_Warehouse_Existing_Food Preparation_Natural Gas_Commercial Food Prep Other_E6 | F5 | Commercial | Warehouse | Existing | Food Preparation | Natural Gas | Commercial Food Prep Other | E6 | Utility - Cost of Operation | 0 | 0 | 0 | 0 | 0 | 0 | 0 | 0 | 0 | 0 | 0 | 0 | 0 | 0 | 0 | 0 | 0 | 0 | 0 | 0 | 0 | 0 | 0 | 0 | 0 | 0 | 0
F5_Commercial_Warehouse_Existing_Food Preparation_Natural Gas_Commercial Food Prep Other_E7 | F5 | Commercial | Warehouse | Existing | Food Preparation | Natural Gas | Commercial Food Prep Other | E7 | Utility - Cost of Operation | 0 | 0 | 0 | 0 | 0 | 0 | 0 | 0 | 0 | 0 | 0 | 0 | 0 | 0 | 0 | 0 | 0 | 0 | 0 | 0 | 0 | 0 | 0 | 0 | 0 | 0 | 0
F5_Commercial_Warehouse_Existing_Food Preparation_Natural Gas_Commercial Food Prep Other_E8 | F5 | Commercial | Warehouse | Existing | Food Preparation | Natural Gas | Commercial Food Prep Other | E8 | Utility - Cost of Operation | 0 | 0 | 0 | 0 | 0 | 0 | 0 | 0 | 0 | 0 | 0 | 0 | 0 | 0 | 0 | 0 | 0 | 0 | 0 | 0 | 0 | 0 | 0 | 0 | 0 | 0 | 0
F5_Commercial_Warehouse_Existing_Food Preparation_Natural Gas_Commercial Food Prep Other_E9 | F5 | Commercial | Warehouse | Existing | Food Preparation | Natural Gas | Commercial Food Prep Other | E9 | Utility - Cost of Operation | 0 | 0 | 0 | 0 | 0 | 0 | 0 | 0 | 0 | 0 | 0 | 0 | 0 | 0 | 0 | 0 | 0 | 0 | 0 | 0 | 0 | 0 | 0 | 0 | 0 | 0 | 0
F5_Commercial_Warehouse_Existing_Food Preparation_Natural Gas_Commercial Food Prep Other_E10 | F5 | Commercial | Warehouse | Existing | Food Preparation | Natural Gas | Commercial Food Prep Other | E10 | Utility - Cost of Operation | 0 | 0 | 0 | 0 | 0 | 0 | 0 | 0 | 0 | 0 | 0 | 0 | 0 | 0 | 0 | 0 | 0 | 0 | 0 | 0 | 0 | 0 | 0 | 0 | 0 | 0 | 0
F6_Commercial_Warehouse_Existing_Food Preparation_Natural Gas_Commercial Food Prep Other_E1 | F6 | Commercial | Warehouse | Existing | Food Preparation | Natural Gas | Commercial Food Prep Other | E1 | Utility - Value of Sales | 0 | 0 | 0 | 0 | 0 | 0 | 0 | 0 | 0 | 0 | 0 | 0 | 0 | 0 | 0 | 0 | 0 | 0 | 0 | 0 | 0 | 0 | 0 | 0 | 0 | 0 | 0
F6_Commercial_Warehouse_Existing_Food Preparation_Natural Gas_Commercial Food Prep Other_E2 | F6 | Commercial | Warehouse | Existing | Food Preparation | Natural Gas | Commercial Food Prep Other | E2 | Utility - Value of Sales | 0 | 0 | 0 | 0 | 0 | 0 | 0 | 0 | 0 | 0 | 0 | 0 | 0 | 0 | 0 | 0 | 0 | 0 | 0 | 0 | 0 | 0 | 0 | 0 | 0 | 0 | 0
F6_Commercial_Warehouse_Existing_Food Preparation_Natural Gas_Commercial Food Prep Other_E3 | F6 | Commercial | Warehouse | Existing | Food Preparation | Natural Gas | Commercial Food Prep Other | E3 | Utility - Value of Sales | 0 | 0 | 0 | 0 | 0 | 0 | 0 | 0 | 0 | 0 | 0 | 0 | 0 | 0 | 0 | 0 | 0 | 0 | 0 | 0 | 0 | 0 | 0 | 0 | 0 | 0 | 0
F6_Commercial_Warehouse_Existing_Food Preparation_Natural Gas_Commercial Food Prep Other_E4 | F6 | Commercial | Warehouse | Existing | Food Preparation | Natural Gas | Commercial Food Prep Other | E4 | Utility - Value of Sales | 0 | 0 | 0 | 0 | 0 | 0 | 0 | 0 | 0 | 0 | 0 | 0 | 0 | 0 | 0 | 0 | 0 | 0 | 0 | 0 | 0 | 0 | 0 | 0 | 0 | 0 | 0
F6_Commercial_Warehouse_Existing_Food Preparation_Natural Gas_Commercial Food Prep Other_E5 | F6 | Commercial | Warehouse | Existing | Food Preparation | Natural Gas | Commercial Food Prep Other | E5 | Utility - Value of Sales | 0 | 0 | 0 | 0 | 0 | 0 | 0 | 0 | 0 | 0 | 0 | 0 | 0 | 0 | 0 | 0 | 0 | 0 | 0 | 0 | 0 | 0 | 0 | 0 | 0 | 0 | 0
F6_Commercial_Warehouse_Existing_Food Preparation_Natural Gas_Commercial Food Prep Other_E6 | F6 | Commercial | Warehouse | Existing | Food Preparation | Natural Gas | Commercial Food Prep Other | E6 | Utility - Value of Sales | 0 | 0 | 0 | 0 | 0 | 0 | 0 | 0 | 0 | 0 | 0 | 0 | 0 | 0 | 0 | 0 | 0 | 0 | 0 | 0 | 0 | 0 | 0 | 0 | 0 | 0 | 0
F6_Commercial_Warehouse_Existing_Food Preparation_Natural Gas_Commercial Food Prep Other_E7 | F6 | Commercial | Warehouse | Existing | Food Preparation | Natural Gas | Commercial Food Prep Other | E7 | Utility - Value of Sales | 0 | 0 | 0 | 0 | 0 | 0 | 0 | 0 | 0 | 0 | 0 | 0 | 0 | 0 | 0 | 0 | 0 | 0 | 0 | 0 | 0 | 0 | 0 | 0 | 0 | 0 | 0
F6_Commercial_Warehouse_Existing_Food Preparation_Natural Gas_Commercial Food Prep Other_E8 | F6 | Commercial | Warehouse | Existing | Food Preparation | Natural Gas | Commercial Food Prep Other | E8 | Utility - Value of Sales | 0 | 0 | 0 | 0 | 0 | 0 | 0 | 0 | 0 | 0 | 0 | 0 | 0 | 0 | 0 | 0 | 0 | 0 | 0 | 0 | 0 | 0 | 0 | 0 | 0 | 0 | 0
F6_Commercial_Warehouse_Existing_Food Preparation_Natural Gas_Commercial Food Prep Other_E9 | F6 | Commercial | Warehouse | Existing | Food Preparation | Natural Gas | Commercial Food Prep Other | E9 | Utility - Value of Sales | 0 | 0 | 0 | 0 | 0 | 0 | 0 | 0 | 0 | 0 | 0 | 0 | 0 | 0 | 0 | 0 | 0 | 0 | 0 | 0 | 0 | 0 | 0 | 0 | 0 | 0 | 0
F6_Commercial_Warehouse_Existing_Food Preparation_Natural Gas_Commercial Food Prep Other_E10 | F6 | Commercial | Warehouse | Existing | Food Preparation | Natural Gas | Commercial Food Prep Other | E10 | Utility - Value of Sales | 0 | 0 | 0 | 0 | 0 | 0 | 0 | 0 | 0 | 0 | 0 | 0 | 0 | 0 | 0 | 0 | 0 | 0 | 0 | 0 | 0 | 0 | 0 | 0 | 0 | 0 | 0
F1_Commercial_Warehouse_Existing_Miscellaneous_Natural Gas_Pool Heater_E1 | F1 | Commercial | Warehouse | Existing | Miscellaneous | Natural Gas | Pool Heater | E1 | RVT - Cost of Equipment | 0.002803 | 0.002803 | 0.002803 | 0.002803 | 0.002803 | 0.002803 | 0.002803 | 0.002803 | 0.002803 | 0.002803 | 0.002803 | 0.002803 | 0.002803 | 0.002803 | 0.002803 | 0.002803 | 0.002803 | 0.002803 | 0.002803 | 0.002803 | 0.002803 | 0.002803 | 0.002803 | 0.002803 | 0.002803 | 0.002803 | 0.002803
F1_Commercial_Warehouse_Existing_Miscellaneous_Natural Gas_Pool Heater_E2 | F1 | Commercial | Warehouse | Existing | Miscellaneous | Natural Gas | Pool Heater | E2 | RVT - Cost of Equipment | 0.0045896 | 0.0045896 | 0.0045896 | 0.0045896 | 0.0045896 | 0.0045896 | 0.0045896 | 0.0045896 | 0.0045896 | 0.0045896 | 0.0045896 | 0.0045896 | 0.0045896 | 0.0045896 | 0.0045896 | 0.0045896 | 0.0045896 | 0.0045896 | 0.0045896 | 0.0045896 | 0.0045896 | 0.0045896 | 0.0045896 | 0.0045896 | 0.0045896 | 0.0045896 | 0.0045896
F1_Commercial_Warehouse_Existing_Miscellaneous_Natural Gas_Pool Heater_E3 | F1 | Commercial | Warehouse | Existing | Miscellaneous | Natural Gas | Pool Heater | E3 | RVT - Cost of Equipment | 0 | 0 | 0 | 0 | 0 | 0 | 0 | 0 | 0 | 0 | 0 | 0 | 0 | 0 | 0 | 0 | 0 | 0 | 0 | 0 | 0 | 0 | 0 | 0 | 0 | 0 | 0
F1_Commercial_Warehouse_Existing_Miscellaneous_Natural Gas_Pool Heater_E4 | F1 | Commercial | Warehouse | Existing | Miscellaneous | Natural Gas | Pool Heater | E4 | RVT - Cost of Equipment | 0 | 0 | 0 | 0 | 0 | 0 | 0 | 0 | 0 | 0 | 0 | 0 | 0 | 0 | 0 | 0 | 0 | 0 | 0 | 0 | 0 | 0 | 0 | 0 | 0 | 0 | 0
F1_Commercial_Warehouse_Existing_Miscellaneous_Natural Gas_Pool Heater_E5 | F1 | Commercial | Warehouse | Existing | Miscellaneous | Natural Gas | Pool Heater | E5 | RVT - Cost of Equipment | 0 | 0 | 0 | 0 | 0 | 0 | 0 | 0 | 0 | 0 | 0 | 0 | 0 | 0 | 0 | 0 | 0 | 0 | 0 | 0 | 0 | 0 | 0 | 0 | 0 | 0 | 0
F1_Commercial_Warehouse_Existing_Miscellaneous_Natural Gas_Pool Heater_E6 | F1 | Commercial | Warehouse | Existing | Miscellaneous | Natural Gas | Pool Heater | E6 | RVT - Cost of Equipment | 0 | 0 | 0 | 0 | 0 | 0 | 0 | 0 | 0 | 0 | 0 | 0 | 0 | 0 | 0 | 0 | 0 | 0 | 0 | 0 | 0 | 0 | 0 | 0 | 0 | 0 | 0
F1_Commercial_Warehouse_Existing_Miscellaneous_Natural Gas_Pool Heater_E7 | F1 | Commercial | Warehouse | Existing | Miscellaneous | Natural Gas | Pool Heater | E7 | RVT - Cost of Equipment | 0 | 0 | 0 | 0 | 0 | 0 | 0 | 0 | 0 | 0 | 0 | 0 | 0 | 0 | 0 | 0 | 0 | 0 | 0 | 0 | 0 | 0 | 0 | 0 | 0 | 0 | 0
F1_Commercial_Warehouse_Existing_Miscellaneous_Natural Gas_Pool Heater_E8 | F1 | Commercial | Warehouse | Existing | Miscellaneous | Natural Gas | Pool Heater | E8 | RVT - Cost of Equipment | 0 | 0 | 0 | 0 | 0 | 0 | 0 | 0 | 0 | 0 | 0 | 0 | 0 | 0 | 0 | 0 | 0 | 0 | 0 | 0 | 0 | 0 | 0 | 0 | 0 | 0 | 0
F1_Commercial_Warehouse_Existing_Miscellaneous_Natural Gas_Pool Heater_E9 | F1 | Commercial | Warehouse | Existing | Miscellaneous | Natural Gas | Pool Heater | E9 | RVT - Cost of Equipment | 0 | 0 | 0 | 0 | 0 | 0 | 0 | 0 | 0 | 0 | 0 | 0 | 0 | 0 | 0 | 0 | 0 | 0 | 0 | 0 | 0 | 0 | 0 | 0 | 0 | 0 | 0
F1_Commercial_Warehouse_Existing_Miscellaneous_Natural Gas_Pool Heater_E10 | F1 | Commercial | Warehouse | Existing | Miscellaneous | Natural Gas | Pool Heater | E10 | RVT - Cost of Equipment | 0 | 0 | 0 | 0 | 0 | 0 | 0 | 0 | 0 | 0 | 0 | 0 | 0 | 0 | 0 | 0 | 0 | 0 | 0 | 0 | 0 | 0 | 0 | 0 | 0 | 0 | 0
F2_Commercial_Warehouse_Existing_Miscellaneous_Natural Gas_Pool Heater_E1 | F2 | Commercial | Warehouse | Existing | Miscellaneous | Natural Gas | Pool Heater | E1 | RVT - Cost of Operation | 0 | 0 | 0 | 0 | 0 | 0 | 0 | 0 | 0 | 0 | 0 | 0 | 0 | 0 | 0 | 0 | 0 | 0 | 0 | 0 | 0 | 0 | 0 | 0 | 0 | 0 | 0
F2_Commercial_Warehouse_Existing_Miscellaneous_Natural Gas_Pool Heater_E2 | F2 | Commercial | Warehouse | Existing | Miscellaneous | Natural Gas | Pool Heater | E2 | RVT - Cost of Operation | 0 | 0 | 0 | 0 | 0 | 0 | 0 | 0 | 0 | 0 | 0 | 0 | 0 | 0 | 0 | 0 | 0 | 0 | 0 | 0 | 0 | 0 | 0 | 0 | 0 | 0 | 0
F2_Commercial_Warehouse_Existing_Miscellaneous_Natural Gas_Pool Heater_E3 | F2 | Commercial | Warehouse | Existing | Miscellaneous | Natural Gas | Pool Heater | E3 | RVT - Cost of Operation | 0 | 0 | 0 | 0 | 0 | 0 | 0 | 0 | 0 | 0 | 0 | 0 | 0 | 0 | 0 | 0 | 0 | 0 | 0 | 0 | 0 | 0 | 0 | 0 | 0 | 0 | 0
F2_Commercial_Warehouse_Existing_Miscellaneous_Natural Gas_Pool Heater_E4 | F2 | Commercial | Warehouse | Existing | Miscellaneous | Natural Gas | Pool Heater | E4 | RVT - Cost of Operation | 0 | 0 | 0 | 0 | 0 | 0 | 0 | 0 | 0 | 0 | 0 | 0 | 0 | 0 | 0 | 0 | 0 | 0 | 0 | 0 | 0 | 0 | 0 | 0 | 0 | 0 | 0
F2_Commercial_Warehouse_Existing_Miscellaneous_Natural Gas_Pool Heater_E5 | F2 | Commercial | Warehouse | Existing | Miscellaneous | Natural Gas | Pool Heater | E5 | RVT - Cost of Operation | 0 | 0 | 0 | 0 | 0 | 0 | 0 | 0 | 0 | 0 | 0 | 0 | 0 | 0 | 0 | 0 | 0 | 0 | 0 | 0 | 0 | 0 | 0 | 0 | 0 | 0 | 0
F2_Commercial_Warehouse_Existing_Miscellaneous_Natural Gas_Pool Heater_E6 | F2 | Commercial | Warehouse | Existing | Miscellaneous | Natural Gas | Pool Heater | E6 | RVT - Cost of Operation | 0 | 0 | 0 | 0 | 0 | 0 | 0 | 0 | 0 | 0 | 0 | 0 | 0 | 0 | 0 | 0 | 0 | 0 | 0 | 0 | 0 | 0 | 0 | 0 | 0 | 0 | 0
F2_Commercial_Warehouse_Existing_Miscellaneous_Natural Gas_Pool Heater_E7 | F2 | Commercial | Warehouse | Existing | Miscellaneous | Natural Gas | Pool Heater | E7 | RVT - Cost of Operation | 0 | 0 | 0 | 0 | 0 | 0 | 0 | 0 | 0 | 0 | 0 | 0 | 0 | 0 | 0 | 0 | 0 | 0 | 0 | 0 | 0 | 0 | 0 | 0 | 0 | 0 | 0
F2_Commercial_Warehouse_Existing_Miscellaneous_Natural Gas_Pool Heater_E8 | F2 | Commercial | Warehouse | Existing | Miscellaneous | Natural Gas | Pool Heater | E8 | RVT - Cost of Operation | 0 | 0 | 0 | 0 | 0 | 0 | 0 | 0 | 0 | 0 | 0 | 0 | 0 | 0 | 0 | 0 | 0 | 0 | 0 | 0 | 0 | 0 | 0 | 0 | 0 | 0 | 0
F2_Commercial_Warehouse_Existing_Miscellaneous_Natural Gas_Pool Heater_E9 | F2 | Commercial | Warehouse | Existing | Miscellaneous | Natural Gas | Pool Heater | E9 | RVT - Cost of Operation | 0 | 0 | 0 | 0 | 0 | 0 | 0 | 0 | 0 | 0 | 0 | 0 | 0 | 0 | 0 | 0 | 0 | 0 | 0 | 0 | 0 | 0 | 0 | 0 | 0 | 0 | 0
F2_Commercial_Warehouse_Existing_Miscellaneous_Natural Gas_Pool Heater_E10 | F2 | Commercial | Warehouse | Existing | Miscellaneous | Natural Gas | Pool Heater | E10 | RVT - Cost of Operation | 0 | 0 | 0 | 0 | 0 | 0 | 0 | 0 | 0 | 0 | 0 | 0 | 0 | 0 | 0 | 0 | 0 | 0 | 0 | 0 | 0 | 0 | 0 | 0 | 0 | 0 | 0
F3_Commercial_Warehouse_Existing_Miscellaneous_Natural Gas_Pool Heater_E1 | F3 | Commercial | Warehouse | Existing | Miscellaneous | Natural Gas | Pool Heater | E1 | System - kBTUs of Consumption | bar: 2021 to 2047
F3_Commercial_Warehouse_Existing_Miscellaneous_Natural Gas_Pool Heater_E2 | F3 | Commercial | Warehouse | Existing | Miscellaneous | Natural Gas | Pool Heater | E2 | System - kBTUs of Consumption | 0.85 | 0.85 | 0.85 | 0.85 | 0.85 | 0.85 | 0.85 | 0.85 | 0.85 | 0.85 | 0.85 | 0.85 | 0.85 | 0.85 | 0.85 | 0.85 | 0.85 | 0.85 | 0.85 | 0.85 | 0.85 | 0.85 | 0.85 | 0.85 | 0.85 | 0.85 | 0.85
F3_Commercial_Warehouse_Existing_Miscellaneous_Natural Gas_Pool Heater_E3 | F3 | Commercial | Warehouse | Existing | Miscellaneous | Natural Gas | Pool Heater | E3 | System - kBTUs of Consumption | 0 | 0 | 0 | 0 | 0 | 0 | 0 | 0 | 0 | 0 | 0 | 0 | 0 | 0 | 0 | 0 | 0 | 0 | 0 | 0 | 0 | 0 | 0 | 0 | 0 | 0 | 0
F3_Commercial_Warehouse_Existing_Miscellaneous_Natural Gas_Pool Heater_E4 | F3 | Commercial | Warehouse | Existing | Miscellaneous | Natural Gas | Pool Heater | E4 | System - kBTUs of Consumption | 0 | 0 | 0 | 0 | 0 | 0 | 0 | 0 | 0 | 0 | 0 | 0 | 0 | 0 | 0 | 0 | 0 | 0 | 0 | 0 | 0 | 0 | 0 | 0 | 0 | 0 | 0
F3_Commercial_Warehouse_Existing_Miscellaneous_Natural Gas_Pool Heater_E5 | F3 | Commercial | Warehouse | Existing | Miscellaneous | Natural Gas | Pool Heater | E5 | System - kBTUs of Consumption | 0 | 0 | 0 | 0 | 0 | 0 | 0 | 0 | 0 | 0 | 0 | 0 | 0 | 0 | 0 | 0 | 0 | 0 | 0 | 0 | 0 | 0 | 0 | 0 | 0 | 0 | 0
F3_Commercial_Warehouse_Existing_Miscellaneous_Natural Gas_Pool Heater_E6 | F3 | Commercial | Warehouse | Existing | Miscellaneous | Natural Gas | Pool Heater | E6 | System - kBTUs of Consumption | 0 | 0 | 0 | 0 | 0 | 0 | 0 | 0 | 0 | 0 | 0 | 0 | 0 | 0 | 0 | 0 | 0 | 0 | 0 | 0 | 0 | 0 | 0 | 0 | 0 | 0 | 0
F3_Commercial_Warehouse_Existing_Miscellaneous_Natural Gas_Pool Heater_E7 | F3 | Commercial | Warehouse | Existing | Miscellaneous | Natural Gas | Pool Heater | E7 | System - kBTUs of Consumption | 0 | 0 | 0 | 0 | 0 | 0 | 0 | 0 | 0 | 0 | 0 | 0 | 0 | 0 | 0 | 0 | 0 | 0 | 0 | 0 | 0 | 0 | 0 | 0 | 0 | 0 | 0
F3_Commercial_Warehouse_Existing_Miscellaneous_Natural Gas_Pool Heater_E8 | F3 | Commercial | Warehouse | Existing | Miscellaneous | Natural Gas | Pool Heater | E8 | System - kBTUs of Consumption | 0 | 0 | 0 | 0 | 0 | 0 | 0 | 0 | 0 | 0 | 0 | 0 | 0 | 0 | 0 | 0 | 0 | 0 | 0 | 0 | 0 | 0 | 0 | 0 | 0 | 0 | 0
F3_Commercial_Warehouse_Existing_Miscellaneous_Natural Gas_Pool Heater_E9 | F3 | Commercial | Warehouse | Existing | Miscellaneous | Natural Gas | Pool Heater | E9 | System - kBTUs of Consumption | 0 | 0 | 0 | 0 | 0 | 0 | 0 | 0 | 0 | 0 | 0 | 0 | 0 | 0 | 0 | 0 | 0 | 0 | 0 | 0 | 0 | 0 | 0 | 0 | 0 | 0 | 0
F3_Commercial_Warehouse_Existing_Miscellaneous_Natural Gas_Pool Heater_E10 | F3 | Commercial | Warehouse | Existing | Miscellaneous | Natural Gas | Pool Heater | E10 | System - kBTUs of Consumption | 0 | 0 | 0 | 0 | 0 | 0 | 0 | 0 | 0 | 0 | 0 | 0 | 0 | 0 | 0 | 0 | 0 | 0 | 0 | 0 | 0 | 0 | 0 | 0 | 0 | 0 | 0
F4_Commercial_Warehouse_Existing_Miscellaneous_Natural Gas_Pool Heater_E1 | F4 | Commercial | Warehouse | Existing | Miscellaneous | Natural Gas | Pool Heater | E1 | Utility - Cost of Equipment | 0.002803 | 0.002803 | 0.002803 | 0.002803 | 0.002803 | 0.002803 | 0.002803 | 0.002803 | 0.002803 | 0.002803 | 0.002803 | 0.002803 | 0.002803 | 0.002803 | 0.002803 | 0.002803 | 0.002803 | 0.002803 | 0.002803 | 0.002803 | 0.002803 | 0.002803 | 0.002803 | 0.002803 | 0.002803 | 0.002803 | 0.002803
F4_Commercial_Warehouse_Existing_Miscellaneous_Natural Gas_Pool Heater_E2 | F4 | Commercial | Warehouse | Existing | Miscellaneous | Natural Gas | Pool Heater | E2 | Utility - Cost of Equipment | 0.0045896 | 0.0045896 | 0.0045896 | 0.0045896 | 0.0045896 | 0.0045896 | 0.0045896 | 0.0045896 | 0.0045896 | 0.0045896 | 0.0045896 | 0.0045896 | 0.0045896 | 0.0045896 | 0.0045896 | 0.0045896 | 0.0045896 | 0.0045896 | 0.0045896 | 0.0045896 | 0.0045896 | 0.0045896 | 0.0045896 | 0.0045896 | 0.0045896 | 0.0045896 | 0.0045896
F4_Commercial_Warehouse_Existing_Miscellaneous_Natural Gas_Pool Heater_E3 | F4 | Commercial | Warehouse | Existing | Miscellaneous | Natural Gas | Pool Heater | E3 | Utility - Cost of Equipment | 0 | 0 | 0 | 0 | 0 | 0 | 0 | 0 | 0 | 0 | 0 | 0 | 0 | 0 | 0 | 0 | 0 | 0 | 0 | 0 | 0 | 0 | 0 | 0 | 0 | 0 | 0
F4_Commercial_Warehouse_Existing_Miscellaneous_Natural Gas_Pool Heater_E4 | F4 | Commercial | Warehouse | Existing | Miscellaneous | Natural Gas | Pool Heater | E4 | Utility - Cost of Equipment | 0 | 0 | 0 | 0 | 0 | 0 | 0 | 0 | 0 | 0 | 0 | 0 | 0 | 0 | 0 | 0 | 0 | 0 | 0 | 0 | 0 | 0 | 0 | 0 | 0 | 0 | 0
F4_Commercial_Warehouse_Existing_Miscellaneous_Natural Gas_Pool Heater_E5 | F4 | Commercial | Warehouse | Existing | Miscellaneous | Natural Gas | Pool Heater | E5 | Utility - Cost of Equipment | 0 | 0 | 0 | 0 | 0 | 0 | 0 | 0 | 0 | 0 | 0 | 0 | 0 | 0 | 0 | 0 | 0 | 0 | 0 | 0 | 0 | 0 | 0 | 0 | 0 | 0 | 0
F4_Commercial_Warehouse_Existing_Miscellaneous_Natural Gas_Pool Heater_E6 | F4 | Commercial | Warehouse | Existing | Miscellaneous | Natural Gas | Pool Heater | E6 | Utility - Cost of Equipment | 0 | 0 | 0 | 0 | 0 | 0 | 0 | 0 | 0 | 0 | 0 | 0 | 0 | 0 | 0 | 0 | 0 | 0 | 0 | 0 | 0 | 0 | 0 | 0 | 0 | 0 | 0
F4_Commercial_Warehouse_Existing_Miscellaneous_Natural Gas_Pool Heater_E7 | F4 | Commercial | Warehouse | Existing | Miscellaneous | Natural Gas | Pool Heater | E7 | Utility - Cost of Equipment | 0 | 0 | 0 | 0 | 0 | 0 | 0 | 0 | 0 | 0 | 0 | 0 | 0 | 0 | 0 | 0 | 0 | 0 | 0 | 0 | 0 | 0 | 0 | 0 | 0 | 0 | 0
F4_Commercial_Warehouse_Existing_Miscellaneous_Natural Gas_Pool Heater_E8 | F4 | Commercial | Warehouse | Existing | Miscellaneous | Natural Gas | Pool Heater | E8 | Utility - Cost of Equipment | 0 | 0 | 0 | 0 | 0 | 0 | 0 | 0 | 0 | 0 | 0 | 0 | 0 | 0 | 0 | 0 | 0 | 0 | 0 | 0 | 0 | 0 | 0 | 0 | 0 | 0 | 0
F4_Commercial_Warehouse_Existing_Miscellaneous_Natural Gas_Pool Heater_E9 | F4 | Commercial | Warehouse | Existing | Miscellaneous | Natural Gas | Pool Heater | E9 | Utility - Cost of Equipment | 0 | 0 | 0 | 0 | 0 | 0 | 0 | 0 | 0 | 0 | 0 | 0 | 0 | 0 | 0 | 0 | 0 | 0 | 0 | 0 | 0 | 0 | 0 | 0 | 0 | 0 | 0
F4_Commercial_Warehouse_Existing_Miscellaneous_Natural Gas_Pool Heater_E10 | F4 | Commercial | Warehouse | Existing | Miscellaneous | Natural Gas | Pool Heater | E10 | Utility - Cost of Equipment | 0 | 0 | 0 | 0 | 0 | 0 | 0 | 0 | 0 | 0 | 0 | 0 | 0 | 0 | 0 | 0 | 0 | 0 | 0 | 0 | 0 | 0 | 0 | 0 | 0 | 0 | 0
F5_Commercial_Warehouse_Existing_Miscellaneous_Natural Gas_Pool Heater_E1 | F5 | Commercial | Warehouse | Existing | Miscellaneous | Natural Gas | Pool Heater | E1 | Utility - Cost of Operation | 0.014079 | 0.013712 | 0.013323 | 0.012929 | 0.012807 | 0.012863 | 0.01303 | 0.013256 | 0.013507 | 0.013763 | 0.014029 | 0.014303 | 0.014594 | 0.014882 | 0.015153 | 0.01536 | 0.015438 | 0.015331 | 0.014999 | 0.014435 | 0.013667 | 0.012733 | 0.011901 | 0.011353 | 0.011101 | 0.011155 | 0.01121
F5_Commercial_Warehouse_Existing_Miscellaneous_Natural Gas_Pool Heater_E2 | F5 | Commercial | Warehouse | Existing | Miscellaneous | Natural Gas | Pool Heater | E2 | Utility - Cost of Operation | 0.011967 | 0.011655 | 0.011325 | 0.01099 | 0.010886 | 0.010933 | 0.011075 | 0.011267 | 0.011481 | 0.011698 | 0.011924 | 0.012158 | 0.012405 | 0.012649 | 0.01288 | 0.013056 | 0.013122 | 0.013032 | 0.012749 | 0.01227 | 0.011617 | 0.010823 | 0.010116 | 0.0096497 | 0.0094355 | 0.0094817 | 0.0095282
F5_Commercial_Warehouse_Existing_Miscellaneous_Natural Gas_Pool Heater_E3 | F5 | Commercial | Warehouse | Existing | Miscellaneous | Natural Gas | Pool Heater | E3 | Utility - Cost of Operation | 0 | 0 | 0 | 0 | 0 | 0 | 0 | 0 | 0 | 0 | 0 | 0 | 0 | 0 | 0 | 0 | 0 | 0 | 0 | 0 | 0 | 0 | 0 | 0 | 0 | 0 | 0
F5_Commercial_Warehouse_Existing_Miscellaneous_Natural Gas_Pool Heater_E4 | F5 | Commercial | Warehouse | Existing | Miscellaneous | Natural Gas | Pool Heater | E4 | Utility - Cost of Operation | 0 | 0 | 0 | 0 | 0 | 0 | 0 | 0 | 0 | 0 | 0 | 0 | 0 | 0 | 0 | 0 | 0 | 0 | 0 | 0 | 0 | 0 | 0 | 0 | 0 | 0 | 0
F5_Commercial_Warehouse_Existing_Miscellaneous_Natural Gas_Pool Heater_E5 | F5 | Commercial | Warehouse | Existing | Miscellaneous | Natural Gas | Pool Heater | E5 | Utility - Cost of Operation | 0 | 0 | 0 | 0 | 0 | 0 | 0 | 0 | 0 | 0 | 0 | 0 | 0 | 0 | 0 | 0 | 0 | 0 | 0 | 0 | 0 | 0 | 0 | 0 | 0 | 0 | 0
F5_Commercial_Warehouse_Existing_Miscellaneous_Natural Gas_Pool Heater_E6 | F5 | Commercial | Warehouse | Existing | Miscellaneous | Natural Gas | Pool Heater | E6 | Utility - Cost of Operation | 0 | 0 | 0 | 0 | 0 | 0 | 0 | 0 | 0 | 0 | 0 | 0 | 0 | 0 | 0 | 0 | 0 | 0 | 0 | 0 | 0 | 0 | 0 | 0 | 0 | 0 | 0
F5_Commercial_Warehouse_Existing_Miscellaneous_Natural Gas_Pool Heater_E7 | F5 | Commercial | Warehouse | Existing | Miscellaneous | Natural Gas | Pool Heater | E7 | Utility - Cost of Operation | 0 | 0 | 0 | 0 | 0 | 0 | 0 | 0 | 0 | 0 | 0 | 0 | 0 | 0 | 0 | 0 | 0 | 0 | 0 | 0 | 0 | 0 | 0 | 0 | 0 | 0 | 0
F5_Commercial_Warehouse_Existing_Miscellaneous_Natural Gas_Pool Heater_E8 | F5 | Commercial | Warehouse | Existing | Miscellaneous | Natural Gas | Pool Heater | E8 | Utility - Cost of Operation | 0 | 0 | 0 | 0 | 0 | 0 | 0 | 0 | 0 | 0 | 0 | 0 | 0 | 0 | 0 | 0 | 0 | 0 | 0 | 0 | 0 | 0 | 0 | 0 | 0 | 0 | 0
F5_Commercial_Warehouse_Existing_Miscellaneous_Natural Gas_Pool Heater_E9 | F5 | Commercial | Warehouse | Existing | Miscellaneous | Natural Gas | Pool Heater | E9 | Utility - Cost of Operation | 0 | 0 | 0 | 0 | 0 | 0 | 0 | 0 | 0 | 0 | 0 | 0 | 0 | 0 | 0 | 0 | 0 | 0 | 0 | 0 | 0 | 0 | 0 | 0 | 0 | 0 | 0
F5_Commercial_Warehouse_Existing_Miscellaneous_Natural Gas_Pool Heater_E10 | F5 | Commercial | Warehouse | Existing | Miscellaneous | Natural Gas | Pool Heater | E10 | Utility - Cost of Operation | 0 | 0 | 0 | 0 | 0 | 0 | 0 | 0 | 0 | 0 | 0 | 0 | 0 | 0 | 0 | 0 | 0 | 0 | 0 | 0 | 0 | 0 | 0 | 0 | 0 | 0 | 0
F6_Commercial_Warehouse_Existing_Miscellaneous_Natural Gas_Pool Heater_E1 | F6 | Commercial | Warehouse | Existing | Miscellaneous | Natural Gas | Pool Heater | E1 | Utility - Value of Sales | 0 | 0 | 0 | 0 | 0 | 0 | 0 | 0 | 0 | 0 | 0 | 0 | 0 | 0 | 0 | 0 | 0 | 0 | 0 | 0 | 0 | 0 | 0 | 0 | 0 | 0 | 0
F6_Commercial_Warehouse_Existing_Miscellaneous_Natural Gas_Pool Heater_E2 | F6 | Commercial | Warehouse | Existing | Miscellaneous | Natural Gas | Pool Heater | E2 | Utility - Value of Sales | 0 | 0 | 0 | 0 | 0 | 0 | 0 | 0 | 0 | 0 | 0 | 0 | 0 | 0 | 0 | 0 | 0 | 0 | 0 | 0 | 0 | 0 | 0 | 0 | 0 | 0 | 0
F6_Commercial_Warehouse_Existing_Miscellaneous_Natural Gas_Pool Heater_E3 | F6 | Commercial | Warehouse | Existing | Miscellaneous | Natural Gas | Pool Heater | E3 | Utility - Value of Sales | 0 | 0 | 0 | 0 | 0 | 0 | 0 | 0 | 0 | 0 | 0 | 0 | 0 | 0 | 0 | 0 | 0 | 0 | 0 | 0 | 0 | 0 | 0 | 0 | 0 | 0 | 0
F6_Commercial_Warehouse_Existing_Miscellaneous_Natural Gas_Pool Heater_E4 | F6 | Commercial | Warehouse | Existing | Miscellaneous | Natural Gas | Pool Heater | E4 | Utility - Value of Sales | 0 | 0 | 0 | 0 | 0 | 0 | 0 | 0 | 0 | 0 | 0 | 0 | 0 | 0 | 0 | 0 | 0 | 0 | 0 | 0 | 0 | 0 | 0 | 0 | 0 | 0 | 0
F6_Commercial_Warehouse_Existing_Miscellaneous_Natural Gas_Pool Heater_E5 | F6 | Commercial | Warehouse | Existing | Miscellaneous | Natural Gas | Pool Heater | E5 | Utility - Value of Sales | 0 | 0 | 0 | 0 | 0 | 0 | 0 | 0 | 0 | 0 | 0 | 0 | 0 | 0 | 0 | 0 | 0 | 0 | 0 | 0 | 0 | 0 | 0 | 0 | 0 | 0 | 0
F6_Commercial_Warehouse_Existing_Miscellaneous_Natural Gas_Pool Heater_E6 | F6 | Commercial | Warehouse | Existing | Miscellaneous | Natural Gas | Pool Heater | E6 | Utility - Value of Sales | 0 | 0 | 0 | 0 | 0 | 0 | 0 | 0 | 0 | 0 | 0 | 0 | 0 | 0 | 0 | 0 | 0 | 0 | 0 | 0 | 0 | 0 | 0 | 0 | 0 | 0 | 0
F6_Commercial_Warehouse_Existing_Miscellaneous_Natural Gas_Pool Heater_E7 | F6 | Commercial | Warehouse | Existing | Miscellaneous | Natural Gas | Pool Heater | E7 | Utility - Value of Sales | 0 | 0 | 0 | 0 | 0 | 0 | 0 | 0 | 0 | 0 | 0 | 0 | 0 | 0 | 0 | 0 | 0 | 0 | 0 | 0 | 0 | 0 | 0 | 0 | 0 | 0 | 0
F6_Commercial_Warehouse_Existing_Miscellaneous_Natural Gas_Pool Heater_E8 | F6 | Commercial | Warehouse | Existing | Miscellaneous | Natural Gas | Pool Heater | E8 | Utility - Value of Sales | 0 | 0 | 0 | 0 | 0 | 0 | 0 | 0 | 0 | 0 | 0 | 0 | 0 | 0 | 0 | 0 | 0 | 0 | 0 | 0 | 0 | 0 | 0 | 0 | 0 | 0 | 0
F6_Commercial_Warehouse_Existing_Miscellaneous_Natural Gas_Pool Heater_E9 | F6 | Commercial | Warehouse | Existing | Miscellaneous | Natural Gas | Pool Heater | E9 | Utility - Value of Sales | 0 | 0 | 0 | 0 | 0 | 0 | 0 | 0 | 0 | 0 | 0 | 0 | 0 | 0 | 0 | 0 | 0 | 0 | 0 | 0 | 0 | 0 | 0 | 0 | 0 | 0 | 0
F6_Commercial_Warehouse_Existing_Miscellaneous_Natural Gas_Pool Heater_E10 | F6 | Commercial | Warehouse | Existing | Miscellaneous | Natural Gas | Pool Heater | E10 | Utility - Value of Sales | 0 | 0 | 0 | 0 | 0 | 0 | 0 | 0 | 0 | 0 | 0 | 0 | 0 | 0 | 0 | 0 | 0 | 0 | 0 | 0 | 0 | 0 | 0 | 0 | 0 | 0 | 0
F1_Commercial_Warehouse_Existing_Miscellaneous_Natural Gas_Miscellaneous_E1 | F1 | Commercial | Warehouse | Existing | Miscellaneous | Natural Gas | Miscellaneous | E1 | RVT - Cost of Equipment | 0.001576 | 0.001576 | 0.001576 | 0.001576 | 0.001576 | 0.001576 | 0.001576 | 0.001576 | 0.001576 | 0.001576 | 0.001576 | 0.001576 | 0.001576 | 0.001576 | 0.001576 | 0.001576 | 0.001576 | 0.001576 | 0.001576 | 0.001576 | 0.001576 | 0.001576 | 0.001576 | 0.001576 | 0.001576 | 0.001576 | 0.001576
F1_Commercial_Warehouse_Existing_Miscellaneous_Natural Gas_Miscellaneous_E2 | F1 | Commercial | Warehouse | Existing | Miscellaneous | Natural Gas | Miscellaneous | E2 | RVT - Cost of Equipment | 0 | 0 | 0 | 0 | 0 | 0 | 0 | 0 | 0 | 0 | 0 | 0 | 0 | 0 | 0 | 0 | 0 | 0 | 0 | 0 | 0 | 0 | 0 | 0 | 0 | 0 | 0
F1_Commercial_Warehouse_Existing_Miscellaneous_Natural Gas_Miscellaneous_E3 | F1 | Commercial | Warehouse | Existing | Miscellaneous | Natural Gas | Miscellaneous | E3 | RVT - Cost of Equipment | 0 | 0 | 0 | 0 | 0 | 0 | 0 | 0 | 0 | 0 | 0 | 0 | 0 | 0 | 0 | 0 | 0 | 0 | 0 | 0 | 0 | 0 | 0 | 0 | 0 | 0 | 0
F1_Commercial_Warehouse_Existing_Miscellaneous_Natural Gas_Miscellaneous_E4 | F1 | Commercial | Warehouse | Existing | Miscellaneous | Natural Gas | Miscellaneous | E4 | RVT - Cost of Equipment | 0 | 0 | 0 | 0 | 0 | 0 | 0 | 0 | 0 | 0 | 0 | 0 | 0 | 0 | 0 | 0 | 0 | 0 | 0 | 0 | 0 | 0 | 0 | 0 | 0 | 0 | 0
F1_Commercial_Warehouse_Existing_Miscellaneous_Natural Gas_Miscellaneous_E5 | F1 | Commercial | Warehouse | Existing | Miscellaneous | Natural Gas | Miscellaneous | E5 | RVT - Cost of Equipment | 0 | 0 | 0 | 0 | 0 | 0 | 0 | 0 | 0 | 0 | 0 | 0 | 0 | 0 | 0 | 0 | 0 | 0 | 0 | 0 | 0 | 0 | 0 | 0 | 0 | 0 | 0
F1_Commercial_Warehouse_Existing_Miscellaneous_Natural Gas_Miscellaneous_E6 | F1 | Commercial | Warehouse | Existing | Miscellaneous | Natural Gas | Miscellaneous | E6 | RVT - Cost of Equipment | 0 | 0 | 0 | 0 | 0 | 0 | 0 | 0 | 0 | 0 | 0 | 0 | 0 | 0 | 0 | 0 | 0 | 0 | 0 | 0 | 0 | 0 | 0 | 0 | 0 | 0 | 0
F1_Commercial_Warehouse_Existing_Miscellaneous_Natural Gas_Miscellaneous_E7 | F1 | Commercial | Warehouse | Existing | Miscellaneous | Natural Gas | Miscellaneous | E7 | RVT - Cost of Equipment | 0 | 0 | 0 | 0 | 0 | 0 | 0 | 0 | 0 | 0 | 0 | 0 | 0 | 0 | 0 | 0 | 0 | 0 | 0 | 0 | 0 | 0 | 0 | 0 | 0 | 0 | 0
F1_Commercial_Warehouse_Existing_Miscellaneous_Natural Gas_Miscellaneous_E8 | F1 | Commercial | Warehouse | Existing | Miscellaneous | Natural Gas | Miscellaneous | E8 | RVT - Cost of Equipment | 0 | 0 | 0 | 0 | 0 | 0 | 0 | 0 | 0 | 0 | 0 | 0 | 0 | 0 | 0 | 0 | 0 | 0 | 0 | 0 | 0 | 0 | 0 | 0 | 0 | 0 | 0
F1_Commercial_Warehouse_Existing_Miscellaneous_Natural Gas_Miscellaneous_E9 | F1 | Commercial | Warehouse | Existing | Miscellaneous | Natural Gas | Miscellaneous | E9 | RVT - Cost of Equipment | 0 | 0 | 0 | 0 | 0 | 0 | 0 | 0 | 0 | 0 | 0 | 0 | 0 | 0 | 0 | 0 | 0 | 0 | 0 | 0 | 0 | 0 | 0 | 0 | 0 | 0 | 0
F1_Commercial_Warehouse_Existing_Miscellaneous_Natural Gas_Miscellaneous_E10 | F1 | Commercial | Warehouse | Existing | Miscellaneous | Natural Gas | Miscellaneous | E10 | RVT - Cost of Equipment | 0 | 0 | 0 | 0 | 0 | 0 | 0 | 0 | 0 | 0 | 0 | 0 | 0 | 0 | 0 | 0 | 0 | 0 | 0 | 0 | 0 | 0 | 0 | 0 | 0 | 0 | 0
F2_Commercial_Warehouse_Existing_Miscellaneous_Natural Gas_Miscellaneous_E1 | F2 | Commercial | Warehouse | Existing | Miscellaneous | Natural Gas | Miscellaneous | E1 | RVT - Cost of Operation | 0 | 0 | 0 | 0 | 0 | 0 | 0 | 0 | 0 | 0 | 0 | 0 | 0 | 0 | 0 | 0 | 0 | 0 | 0 | 0 | 0 | 0 | 0 | 0 | 0 | 0 | 0
F2_Commercial_Warehouse_Existing_Miscellaneous_Natural Gas_Miscellaneous_E2 | F2 | Commercial | Warehouse | Existing | Miscellaneous | Natural Gas | Miscellaneous | E2 | RVT - Cost of Operation | 0 | 0 | 0 | 0 | 0 | 0 | 0 | 0 | 0 | 0 | 0 | 0 | 0 | 0 | 0 | 0 | 0 | 0 | 0 | 0 | 0 | 0 | 0 | 0 | 0 | 0 | 0
F2_Commercial_Warehouse_Existing_Miscellaneous_Natural Gas_Miscellaneous_E3 | F2 | Commercial | Warehouse | Existing | Miscellaneous | Natural Gas | Miscellaneous | E3 | RVT - Cost of Operation | 0 | 0 | 0 | 0 | 0 | 0 | 0 | 0 | 0 | 0 | 0 | 0 | 0 | 0 | 0 | 0 | 0 | 0 | 0 | 0 | 0 | 0 | 0 | 0 | 0 | 0 | 0
F2_Commercial_Warehouse_Existing_Miscellaneous_Natural Gas_Miscellaneous_E4 | F2 | Commercial | Warehouse | Existing | Miscellaneous | Natural Gas | Miscellaneous | E4 | RVT - Cost of Operation | 0 | 0 | 0 | 0 | 0 | 0 | 0 | 0 | 0 | 0 | 0 | 0 | 0 | 0 | 0 | 0 | 0 | 0 | 0 | 0 | 0 | 0 | 0 | 0 | 0 | 0 | 0
F2_Commercial_Warehouse_Existing_Miscellaneous_Natural Gas_Miscellaneous_E5 | F2 | Commercial | Warehouse | Existing | Miscellaneous | Natural Gas | Miscellaneous | E5 | RVT - Cost of Operation | 0 | 0 | 0 | 0 | 0 | 0 | 0 | 0 | 0 | 0 | 0 | 0 | 0 | 0 | 0 | 0 | 0 | 0 | 0 | 0 | 0 | 0 | 0 | 0 | 0 | 0 | 0
F2_Commercial_Warehouse_Existing_Miscellaneous_Natural Gas_Miscellaneous_E6 | F2 | Commercial | Warehouse | Existing | Miscellaneous | Natural Gas | Miscellaneous | E6 | RVT - Cost of Operation | 0 | 0 | 0 | 0 | 0 | 0 | 0 | 0 | 0 | 0 | 0 | 0 | 0 | 0 | 0 | 0 | 0 | 0 | 0 | 0 | 0 | 0 | 0 | 0 | 0 | 0 | 0
F2_Commercial_Warehouse_Existing_Miscellaneous_Natural Gas_Miscellaneous_E7 | F2 | Commercial | Warehouse | Existing | Miscellaneous | Natural Gas | Miscellaneous | E7 | RVT - Cost of Operation | 0 | 0 | 0 | 0 | 0 | 0 | 0 | 0 | 0 | 0 | 0 | 0 | 0 | 0 | 0 | 0 | 0 | 0 | 0 | 0 | 0 | 0 | 0 | 0 | 0 | 0 | 0
F2_Commercial_Warehouse_Existing_Miscellaneous_Natural Gas_Miscellaneous_E8 | F2 | Commercial | Warehouse | Existing | Miscellaneous | Natural Gas | Miscellaneous | E8 | RVT - Cost of Operation | 0 | 0 | 0 | 0 | 0 | 0 | 0 | 0 | 0 | 0 | 0 | 0 | 0 | 0 | 0 | 0 | 0 | 0 | 0 | 0 | 0 | 0 | 0 | 0 | 0 | 0 | 0
F2_Commercial_Warehouse_Existing_Miscellaneous_Natural Gas_Miscellaneous_E9 | F2 | Commercial | Warehouse | Existing | Miscellaneous | Natural Gas | Miscellaneous | E9 | RVT - Cost of Operation | 0 | 0 | 0 | 0 | 0 | 0 | 0 | 0 | 0 | 0 | 0 | 0 | 0 | 0 | 0 | 0 | 0 | 0 | 0 | 0 | 0 | 0 | 0 | 0 | 0 | 0 | 0
F2_Commercial_Warehouse_Existing_Miscellaneous_Natural Gas_Miscellaneous_E10 | F2 | Commercial | Warehouse | Existing | Miscellaneous | Natural Gas | Miscellaneous | E10 | RVT - Cost of Operation | 0 | 0 | 0 | 0 | 0 | 0 | 0 | 0 | 0 | 0 | 0 | 0 | 0 | 0 | 0 | 0 | 0 | 0 | 0 | 0 | 0 | 0 | 0 | 0 | 0 | 0 | 0
F3_Commercial_Warehouse_Existing_Miscellaneous_Natural Gas_Miscellaneous_E1 | F3 | Commercial | Warehouse | Existing | Miscellaneous | Natural Gas | Miscellaneous | E1 | System - kBTUs of Consumption | 0.60298 | 0.60298 | 0.60298 | 0.60298 | 0.60298 | 0.60298 | 0.60298 | 0.60298 | 0.60298 | 0.60298 | 0.60298 | 0.60298 | 0.60298 | 0.60298 | 0.60298 | 0.60298 | 0.60298 | 0.60298 | 0.60298 | 0.60298 | 0.60298 | 0.60298 | 0.60298 | 0.60298 | 0.60298 | 0.60298 | 0.60298
F3_Commercial_Warehouse_Existing_Miscellaneous_Natural Gas_Miscellaneous_E2 | F3 | Commercial | Warehouse | Existing | Miscellaneous | Natural Gas | Miscellaneous | E2 | System - kBTUs of Consumption | 0 | 0 | 0 | 0 | 0 | 0 | 0 | 0 | 0 | 0 | 0 | 0 | 0 | 0 | 0 | 0 | 0 | 0 | 0 | 0 | 0 | 0 | 0 | 0 | 0 | 0 | 0
F3_Commercial_Warehouse_Existing_Miscellaneous_Natural Gas_Miscellaneous_E3 | F3 | Commercial | Warehouse | Existing | Miscellaneous | Natural Gas | Miscellaneous | E3 | System - kBTUs of Consumption | 0 | 0 | 0 | 0 | 0 | 0 | 0 | 0 | 0 | 0 | 0 | 0 | 0 | 0 | 0 | 0 | 0 | 0 | 0 | 0 | 0 | 0 | 0 | 0 | 0 | 0 | 0
F3_Commercial_Warehouse_Existing_Miscellaneous_Natural Gas_Miscellaneous_E4 | F3 | Commercial | Warehouse | Existing | Miscellaneous | Natural Gas | Miscellaneous | E4 | System - kBTUs of Consumption | 0 | 0 | 0 | 0 | 0 | 0 | 0 | 0 | 0 | 0 | 0 | 0 | 0 | 0 | 0 | 0 | 0 | 0 | 0 | 0 | 0 | 0 | 0 | 0 | 0 | 0 | 0
F3_Commercial_Warehouse_Existing_Miscellaneous_Natural Gas_Miscellaneous_E5 | F3 | Commercial | Warehouse | Existing | Miscellaneous | Natural Gas | Miscellaneous | E5 | System - kBTUs of Consumption | 0 | 0 | 0 | 0 | 0 | 0 | 0 | 0 | 0 | 0 | 0 | 0 | 0 | 0 | 0 | 0 | 0 | 0 | 0 | 0 | 0 | 0 | 0 | 0 | 0 | 0 | 0
F3_Commercial_Warehouse_Existing_Miscellaneous_Natural Gas_Miscellaneous_E6 | F3 | Commercial | Warehouse | Existing | Miscellaneous | Natural Gas | Miscellaneous | E6 | System - kBTUs of Consumption | 0 | 0 | 0 | 0 | 0 | 0 | 0 | 0 | 0 | 0 | 0 | 0 | 0 | 0 | 0 | 0 | 0 | 0 | 0 | 0 | 0 | 0 | 0 | 0 | 0 | 0 | 0
F3_Commercial_Warehouse_Existing_Miscellaneous_Natural Gas_Miscellaneous_E7 | F3 | Commercial | Warehouse | Existing | Miscellaneous | Natural Gas | Miscellaneous | E7 | System - kBTUs of Consumption | 0 | 0 | 0 | 0 | 0 | 0 | 0 | 0 | 0 | 0 | 0 | 0 | 0 | 0 | 0 | 0 | 0 | 0 | 0 | 0 | 0 | 0 | 0 | 0 | 0 | 0 | 0
F3_Commercial_Warehouse_Existing_Miscellaneous_Natural Gas_Miscellaneous_E8 | F3 | Commercial | Warehouse | Existing | Miscellaneous | Natural Gas | Miscellaneous | E8 | System - kBTUs of Consumption | 0 | 0 | 0 | 0 | 0 | 0 | 0 | 0 | 0 | 0 | 0 | 0 | 0 | 0 | 0 | 0 | 0 | 0 | 0 | 0 | 0 | 0 | 0 | 0 | 0 | 0 | 0
F3_Commercial_Warehouse_Existing_Miscellaneous_Natural Gas_Miscellaneous_E9 | F3 | Commercial | Warehouse | Existing | Miscellaneous | Natural Gas | Miscellaneous | E9 | System - kBTUs of Consumption | 0 | 0 | 0 | 0 | 0 | 0 | 0 | 0 | 0 | 0 | 0 | 0 | 0 | 0 | 0 | 0 | 0 | 0 | 0 | 0 | 0 | 0 | 0 | 0 | 0 | 0 | 0
F3_Commercial_Warehouse_Existing_Miscellaneous_Natural Gas_Miscellaneous_E10 | F3 | Commercial | Warehouse | Existing | Miscellaneous | Natural Gas | Miscellaneous | E10 | System - kBTUs of Consumption | 0 | 0 | 0 | 0 | 0 | 0 | 0 | 0 | 0 | 0 | 0 | 0 | 0 | 0 | 0 | 0 | 0 | 0 | 0 | 0 | 0 | 0 | 0 | 0 | 0 | 0 | 0
F4_Commercial_Warehouse_Existing_Miscellaneous_Natural Gas_Miscellaneous_E1 | F4 | Commercial | Warehouse | Existing | Miscellaneous | Natural Gas | Miscellaneous | E1 | Utility - Cost of Equipment | 0.001576 | 0.001576 | 0.001576 | 0.001576 | 0.001576 | 0.001576 | 0.001576 | 0.001576 | 0.001576 | 0.001576 | 0.001576 | 0.001576 | 0.001576 | 0.001576 | 0.001576 | 0.001576 | 0.001576 | 0.001576 | 0.001576 | 0.001576 | 0.001576 | 0.001576 | 0.001576 | 0.001576 | 0.001576 | 0.001576 | 0.001576
F4_Commercial_Warehouse_Existing_Miscellaneous_Natural Gas_Miscellaneous_E2 | F4 | Commercial | Warehouse | Existing | Miscellaneous | Natural Gas | Miscellaneous | E2 | Utility - Cost of Equipment | 0 | 0 | 0 | 0 | 0 | 0 | 0 | 0 | 0 | 0 | 0 | 0 | 0 | 0 | 0 | 0 | 0 | 0 | 0 | 0 | 0 | 0 | 0 | 0 | 0 | 0 | 0
F4_Commercial_Warehouse_Existing_Miscellaneous_Natural Gas_Miscellaneous_E3 | F4 | Commercial | Warehouse | Existing | Miscellaneous | Natural Gas | Miscellaneous | E3 | Utility - Cost of Equipment | 0 | 0 | 0 | 0 | 0 | 0 | 0 | 0 | 0 | 0 | 0 | 0 | 0 | 0 | 0 | 0 | 0 | 0 | 0 | 0 | 0 | 0 | 0 | 0 | 0 | 0 | 0
F4_Commercial_Warehouse_Existing_Miscellaneous_Natural Gas_Miscellaneous_E4 | F4 | Commercial | Warehouse | Existing | Miscellaneous | Natural Gas | Miscellaneous | E4 | Utility - Cost of Equipment | 0 | 0 | 0 | 0 | 0 | 0 | 0 | 0 | 0 | 0 | 0 | 0 | 0 | 0 | 0 | 0 | 0 | 0 | 0 | 0 | 0 | 0 | 0 | 0 | 0 | 0 | 0
F4_Commercial_Warehouse_Existing_Miscellaneous_Natural Gas_Miscellaneous_E5 | F4 | Commercial | Warehouse | Existing | Miscellaneous | Natural Gas | Miscellaneous | E5 | Utility - Cost of Equipment | 0 | 0 | 0 | 0 | 0 | 0 | 0 | 0 | 0 | 0 | 0 | 0 | 0 | 0 | 0 | 0 | 0 | 0 | 0 | 0 | 0 | 0 | 0 | 0 | 0 | 0 | 0
F4_Commercial_Warehouse_Existing_Miscellaneous_Natural Gas_Miscellaneous_E6 | F4 | Commercial | Warehouse | Existing | Miscellaneous | Natural Gas | Miscellaneous | E6 | Utility - Cost of Equipment | 0 | 0 | 0 | 0 | 0 | 0 | 0 | 0 | 0 | 0 | 0 | 0 | 0 | 0 | 0 | 0 | 0 | 0 | 0 | 0 | 0 | 0 | 0 | 0 | 0 | 0 | 0
F4_Commercial_Warehouse_Existing_Miscellaneous_Natural Gas_Miscellaneous_E7 | F4 | Commercial | Warehouse | Existing | Miscellaneous | Natural Gas | Miscellaneous | E7 | Utility - Cost of Equipment | 0 | 0 | 0 | 0 | 0 | 0 | 0 | 0 | 0 | 0 | 0 | 0 | 0 | 0 | 0 | 0 | 0 | 0 | 0 | 0 | 0 | 0 | 0 | 0 | 0 | 0 | 0
F4_Commercial_Warehouse_Existing_Miscellaneous_Natural Gas_Miscellaneous_E8 | F4 | Commercial | Warehouse | Existing | Miscellaneous | Natural Gas | Miscellaneous | E8 | Utility - Cost of Equipment | 0 | 0 | 0 | 0 | 0 | 0 | 0 | 0 | 0 | 0 | 0 | 0 | 0 | 0 | 0 | 0 | 0 | 0 | 0 | 0 | 0 | 0 | 0 | 0 | 0 | 0 | 0
F4_Commercial_Warehouse_Existing_Miscellaneous_Natural Gas_Miscellaneous_E9 | F4 | Commercial | Warehouse | Existing | Miscellaneous | Natural Gas | Miscellaneous | E9 | Utility - Cost of Equipment | 0 | 0 | 0 | 0 | 0 | 0 | 0 | 0 | 0 | 0 | 0 | 0 | 0 | 0 | 0 | 0 | 0 | 0 | 0 | 0 | 0 | 0 | 0 | 0 | 0 | 0 | 0
F4_Commercial_Warehouse_Existing_Miscellaneous_Natural Gas_Miscellaneous_E10 | F4 | Commercial | Warehouse | Existing | Miscellaneous | Natural Gas | Miscellaneous | E10 | Utility - Cost of Equipment | 0 | 0 | 0 | 0 | 0 | 0 | 0 | 0 | 0 | 0 | 0 | 0 | 0 | 0 | 0 | 0 | 0 | 0 | 0 | 0 | 0 | 0 | 0 | 0 | 0 | 0 | 0
F5_Commercial_Warehouse_Existing_Miscellaneous_Natural Gas_Miscellaneous_E1 | F5 | Commercial | Warehouse | Existing | Miscellaneous | Natural Gas | Miscellaneous | E1 | Utility - Cost of Operation | 0.0084507 | 0.008245 | 0.0079909 | 0.0077111 | 0.0076083 | 0.0076232 | 0.0077142 | 0.0078462 | 0.0079942 | 0.0081441 | 0.0083006 | 0.0084632 | 0.0086364 | 0.0088057 | 0.0089679 | 0.0090982 | 0.0091646 | 0.0091419 | 0.0090079 | 0.0087385 | 0.0083119 | 0.0077291 | 0.0071665 | 0.0067763 | 0.0065937 | 0.0066261 | 0.0066585
F5_Commercial_Warehouse_Existing_Miscellaneous_Natural Gas_Miscellaneous_E2 | F5 | Commercial | Warehouse | Existing | Miscellaneous | Natural Gas | Miscellaneous | E2 | Utility - Cost of Operation | 0 | 0 | 0 | 0 | 0 | 0 | 0 | 0 | 0 | 0 | 0 | 0 | 0 | 0 | 0 | 0 | 0 | 0 | 0 | 0 | 0 | 0 | 0 | 0 | 0 | 0 | 0
F5_Commercial_Warehouse_Existing_Miscellaneous_Natural Gas_Miscellaneous_E3 | F5 | Commercial | Warehouse | Existing | Miscellaneous | Natural Gas | Miscellaneous | E3 | Utility - Cost of Operation | 0 | 0 | 0 | 0 | 0 | 0 | 0 | 0 | 0 | 0 | 0 | 0 | 0 | 0 | 0 | 0 | 0 | 0 | 0 | 0 | 0 | 0 | 0 | 0 | 0 | 0 | 0
F5_Commercial_Warehouse_Existing_Miscellaneous_Natural Gas_Miscellaneous_E4 | F5 | Commercial | Warehouse | Existing | Miscellaneous | Natural Gas | Miscellaneous | E4 | Utility - Cost of Operation | 0 | 0 | 0 | 0 | 0 | 0 | 0 | 0 | 0 | 0 | 0 | 0 | 0 | 0 | 0 | 0 | 0 | 0 | 0 | 0 | 0 | 0 | 0 | 0 | 0 | 0 | 0
F5_Commercial_Warehouse_Existing_Miscellaneous_Natural Gas_Miscellaneous_E5 | F5 | Commercial | Warehouse | Existing | Miscellaneous | Natural Gas | Miscellaneous | E5 | Utility - Cost of Operation | 0 | 0 | 0 | 0 | 0 | 0 | 0 | 0 | 0 | 0 | 0 | 0 | 0 | 0 | 0 | 0 | 0 | 0 | 0 | 0 | 0 | 0 | 0 | 0 | 0 | 0 | 0
F5_Commercial_Warehouse_Existing_Miscellaneous_Natural Gas_Miscellaneous_E6 | F5 | Commercial | Warehouse | Existing | Miscellaneous | Natural Gas | Miscellaneous | E6 | Utility - Cost of Operation | 0 | 0 | 0 | 0 | 0 | 0 | 0 | 0 | 0 | 0 | 0 | 0 | 0 | 0 | 0 | 0 | 0 | 0 | 0 | 0 | 0 | 0 | 0 | 0 | 0 | 0 | 0
F5_Commercial_Warehouse_Existing_Miscellaneous_Natural Gas_Miscellaneous_E7 | F5 | Commercial | Warehouse | Existing | Miscellaneous | Natural Gas | Miscellaneous | E7 | Utility - Cost of Operation | 0 | 0 | 0 | 0 | 0 | 0 | 0 | 0 | 0 | 0 | 0 | 0 | 0 | 0 | 0 | 0 | 0 | 0 | 0 | 0 | 0 | 0 | 0 | 0 | 0 | 0 | 0
F5_Commercial_Warehouse_Existing_Miscellaneous_Natural Gas_Miscellaneous_E8 | F5 | Commercial | Warehouse | Existing | Miscellaneous | Natural Gas | Miscellaneous | E8 | Utility - Cost of Operation | 0 | 0 | 0 | 0 | 0 | 0 | 0 | 0 | 0 | 0 | 0 | 0 | 0 | 0 | 0 | 0 | 0 | 0 | 0 | 0 | 0 | 0 | 0 | 0 | 0 | 0 | 0
F5_Commercial_Warehouse_Existing_Miscellaneous_Natural Gas_Miscellaneous_E9 | F5 | Commercial | Warehouse | Existing | Miscellaneous | Natural Gas | Miscellaneous | E9 | Utility - Cost of Operation | 0 | 0 | 0 | 0 | 0 | 0 | 0 | 0 | 0 | 0 | 0 | 0 | 0 | 0 | 0 | 0 | 0 | 0 | 0 | 0 | 0 | 0 | 0 | 0 | 0 | 0 | 0
F5_Commercial_Warehouse_Existing_Miscellaneous_Natural Gas_Miscellaneous_E10 | F5 | Commercial | Warehouse | Existing | Miscellaneous | Natural Gas | Miscellaneous | E10 | Utility - Cost of Operation | 0 | 0 | 0 | 0 | 0 | 0 | 0 | 0 | 0 | 0 | 0 | 0 | 0 | 0 | 0 | 0 | 0 | 0 | 0 | 0 | 0 | 0 | 0 | 0 | 0 | 0 | 0
F6_Commercial_Warehouse_Existing_Miscellaneous_Natural Gas_Miscellaneous_E1 | F6 | Commercial | Warehouse | Existing | Miscellaneous | Natural Gas | Miscellaneous | E1 | Utility - Value of Sales | 0 | 0 | 0 | 0 | 0 | 0 | 0 | 0 | 0 | 0 | 0 | 0 | 0 | 0 | 0 | 0 | 0 | 0 | 0 | 0 | 0 | 0 | 0 | 0 | 0 | 0 | 0
F6_Commercial_Warehouse_Existing_Miscellaneous_Natural Gas_Miscellaneous_E2 | F6 | Commercial | Warehouse | Existing | Miscellaneous | Natural Gas | Miscellaneous | E2 | Utility - Value of Sales | 0 | 0 | 0 | 0 | 0 | 0 | 0 | 0 | 0 | 0 | 0 | 0 | 0 | 0 | 0 | 0 | 0 | 0 | 0 | 0 | 0 | 0 | 0 | 0 | 0 | 0 | 0
F6_Commercial_Warehouse_Existing_Miscellaneous_Natural Gas_Miscellaneous_E3 | F6 | Commercial | Warehouse | Existing | Miscellaneous | Natural Gas | Miscellaneous | E3 | Utility - Value of Sales | 0 | 0 | 0 | 0 | 0 | 0 | 0 | 0 | 0 | 0 | 0 | 0 | 0 | 0 | 0 | 0 | 0 | 0 | 0 | 0 | 0 | 0 | 0 | 0 | 0 | 0 | 0
F6_Commercial_Warehouse_Existing_Miscellaneous_Natural Gas_Miscellaneous_E4 | F6 | Commercial | Warehouse | Existing | Miscellaneous | Natural Gas | Miscellaneous | E4 | Utility - Value of Sales | 0 | 0 | 0 | 0 | 0 | 0 | 0 | 0 | 0 | 0 | 0 | 0 | 0 | 0 | 0 | 0 | 0 | 0 | 0 | 0 | 0 | 0 | 0 | 0 | 0 | 0 | 0
F6_Commercial_Warehouse_Existing_Miscellaneous_Natural Gas_Miscellaneous_E5 | F6 | Commercial | Warehouse | Existing | Miscellaneous | Natural Gas | Miscellaneous | E5 | Utility - Value of Sales | 0 | 0 | 0 | 0 | 0 | 0 | 0 | 0 | 0 | 0 | 0 | 0 | 0 | 0 | 0 | 0 | 0 | 0 | 0 | 0 | 0 | 0 | 0 | 0 | 0 | 0 | 0
F6_Commercial_Warehouse_Existing_Miscellaneous_Natural Gas_Miscellaneous_E6 | F6 | Commercial | Warehouse | Existing | Miscellaneous | Natural Gas | Miscellaneous | E6 | Utility - Value of Sales | 0 | 0 | 0 | 0 | 0 | 0 | 0 | 0 | 0 | 0 | 0 | 0 | 0 | 0 | 0 | 0 | 0 | 0 | 0 | 0 | 0 | 0 | 0 | 0 | 0 | 0 | 0
F6_Commercial_Warehouse_Existing_Miscellaneous_Natural Gas_Miscellaneous_E7 | F6 | Commercial | Warehouse | Existing | Miscellaneous | Natural Gas | Miscellaneous | E7 | Utility - Value of Sales | 0 | 0 | 0 | 0 | 0 | 0 | 0 | 0 | 0 | 0 | 0 | 0 | 0 | 0 | 0 | 0 | 0 | 0 | 0 | 0 | 0 | 0 | 0 | 0 | 0 | 0 | 0
F6_Commercial_Warehouse_Existing_Miscellaneous_Natural Gas_Miscellaneous_E8 | F6 | Commercial | Warehouse | Existing | Miscellaneous | Natural Gas | Miscellaneous | E8 | Utility - Value of Sales | 0 | 0 | 0 | 0 | 0 | 0 | 0 | 0 | 0 | 0 | 0 | 0 | 0 | 0 | 0 | 0 | 0 | 0 | 0 | 0 | 0 | 0 | 0 | 0 | 0 | 0 | 0
F6_Commercial_Warehouse_Existing_Miscellaneous_Natural Gas_Miscellaneous_E9 | F6 | Commercial | Warehouse | Existing | Miscellaneous | Natural Gas | Miscellaneous | E9 | Utility - Value of Sales | 0 | 0 | 0 | 0 | 0 | 0 | 0 | 0 | 0 | 0 | 0 | 0 | 0 | 0 | 0 | 0 | 0 | 0 | 0 | 0 | 0 | 0 | 0 | 0 | 0 | 0 | 0
F6_Commercial_Warehouse_Existing_Miscellaneous_Natural Gas_Miscellaneous_E10 | F6 | Commercial | Warehouse | Existing | Miscellaneous | Natural Gas | Miscellaneous | E10 | Utility - Value of Sales | 0 | 0 | 0 | 0 | 0 | 0 | 0 | 0 | 0 | 0 | 0 | 0 | 0 | 0 | 0 | 0 | 0 | 0 | 0 | 0 | 0 | 0 | 0 | 0 | 0 | 0 | 0
F1_Commercial_Warehouse_New_Space Heating_Natural Gas_Furnace_E1 | F1 | Commercial | Warehouse | New | Space Heating | Natural Gas | Furnace | E1 | RVT - Cost of Equipment | 0.031814 | 0.031814 | 0.031814 | 0 | 0 | 0 | 0 | 0 | 0 | 0 | 0 | 0 | 0 | 0 | 0 | 0 | 0 | 0 | 0 | 0 | 0 | 0 | 0 | 0 | 0 | 0 | 0
F1_Commercial_Warehouse_New_Space Heating_Natural Gas_Furnace_E2 | F1 | Commercial | Warehouse | New | Space Heating | Natural Gas | Furnace | E2 | RVT - Cost of Equipment | 0.039092 | 0.039092 | 0.039092 | 0.039092 | 0.039092 | 0.039092 | 0.039092 | 0.039092 | 0.039092 | 0.039092 | 0.039092 | 0.039092 | 0.039092 | 0.039092 | 0.039092 | 0.039092 | 0.039092 | 0.039092 | 0.039092 | 0.039092 | 0.039092 | 0.039092 | 0.039092 | 0.039092 | 0.039092 | 0.039092 | 0.039092
F1_Commercial_Warehouse_New_Space Heating_Natural Gas_Furnace_E3 | F1 | Commercial | Warehouse | New | Space Heating | Natural Gas | Furnace | E3 | RVT - Cost of Equipment | 0.046371 | 0.046371 | 0.046371 | 0.046371 | 0.046371 | 0.046371 | 0.046371 | 0.046371 | 0.046371 | 0.046371 | 0.046371 | 0.046371 | 0.046371 | 0.046371 | 0.046371 | 0.046371 | 0.046371 | 0.046371 | 0.046371 | 0.046371 | 0.046371 | 0.046371 | 0.046371 | 0.046371 | 0.046371 | 0.046371 | 0.046371
F1_Commercial_Warehouse_New_Space Heating_Natural Gas_Furnace_E4 | F1 | Commercial | Warehouse | New | Space Heating | Natural Gas | Furnace | E4 | RVT - Cost of Equipment | 0 | 0 | 0 | 0 | 0 | 0 | 0 | 0 | 0 | 0 | 0 | 0 | 0 | 0 | 0 | 0 | 0 | 0 | 0 | 0 | 0 | 0 | 0 | 0 | 0 | 0 | 0
F1_Commercial_Warehouse_New_Space Heating_Natural Gas_Furnace_E5 | F1 | Commercial | Warehouse | New | Space Heating | Natural Gas | Furnace | E5 | RVT - Cost of Equipment | 0 | 0 | 0 | 0 | 0 | 0 | 0 | 0 | 0 | 0 | 0 | 0 | 0 | 0 | 0 | 0 | 0 | 0 | 0 | 0 | 0 | 0 | 0 | 0 | 0 | 0 | 0
F1_Commercial_Warehouse_New_Space Heating_Natural Gas_Furnace_E6 | F1 | Commercial | Warehouse | New | Space Heating | Natural Gas | Furnace | E6 | RVT - Cost of Equipment | 0 | 0 | 0 | 0 | 0 | 0 | 0 | 0 | 0 | 0 | 0 | 0 | 0 | 0 | 0 | 0 | 0 | 0 | 0 | 0 | 0 | 0 | 0 | 0 | 0 | 0 | 0
F1_Commercial_Warehouse_New_Space Heating_Natural Gas_Furnace_E7 | F1 | Commercial | Warehouse | New | Space Heating | Natural Gas | Furnace | E7 | RVT - Cost of Equipment | 0 | 0 | 0 | 0 | 0 | 0 | 0 | 0 | 0 | 0 | 0 | 0 | 0 | 0 | 0 | 0 | 0 | 0 | 0 | 0 | 0 | 0 | 0 | 0 | 0 | 0 | 0
F1_Commercial_Warehouse_New_Space Heating_Natural Gas_Furnace_E8 | F1 | Commercial | Warehouse | New | Space Heating | Natural Gas | Furnace | E8 | RVT - Cost of Equipment | 0 | 0 | 0 | 0 | 0 | 0 | 0 | 0 | 0 | 0 | 0 | 0 | 0 | 0 | 0 | 0 | 0 | 0 | 0 | 0 | 0 | 0 | 0 | 0 | 0 | 0 | 0
F1_Commercial_Warehouse_New_Space Heating_Natural Gas_Furnace_E9 | F1 | Commercial | Warehouse | New | Space Heating | Natural Gas | Furnace | E9 | RVT - Cost of Equipment | 0 | 0 | 0 | 0 | 0 | 0 | 0 | 0 | 0 | 0 | 0 | 0 | 0 | 0 | 0 | 0 | 0 | 0 | 0 | 0 | 0 | 0 | 0 | 0 | 0 | 0 | 0
F1_Commercial_Warehouse_New_Space Heating_Natural Gas_Furnace_E10 | F1 | Commercial | Warehouse | New | Space Heating | Natural Gas | Furnace | E10 | RVT - Cost of Equipment | 0 | 0 | 0 | 0 | 0 | 0 | 0 | 0 | 0 | 0 | 0 | 0 | 0 | 0 | 0 | 0 | 0 | 0 | 0 | 0 | 0 | 0 | 0 | 0 | 0 | 0 | 0
F2_Commercial_Warehouse_New_Space Heating_Natural Gas_Furnace_E1 | F2 | Commercial | Warehouse | New | Space Heating | Natural Gas | Furnace | E1 | RVT - Cost of Operation | 0 | 0 | 0 | 0 | 0 | 0 | 0 | 0 | 0 | 0 | 0 | 0 | 0 | 0 | 0 | 0 | 0 | 0 | 0 | 0 | 0 | 0 | 0 | 0 | 0 | 0 | 0
F2_Commercial_Warehouse_New_Space Heating_Natural Gas_Furnace_E2 | F2 | Commercial | Warehouse | New | Space Heating | Natural Gas | Furnace | E2 | RVT - Cost of Operation | 0 | 0 | 0 | 0 | 0 | 0 | 0 | 0 | 0 | 0 | 0 | 0 | 0 | 0 | 0 | 0 | 0 | 0 | 0 | 0 | 0 | 0 | 0 | 0 | 0 | 0 | 0
F2_Commercial_Warehouse_New_Space Heating_Natural Gas_Furnace_E3 | F2 | Commercial | Warehouse | New | Space Heating | Natural Gas | Furnace | E3 | RVT - Cost of Operation | 0 | 0 | 0 | 0 | 0 | 0 | 0 | 0 | 0 | 0 | 0 | 0 | 0 | 0 | 0 | 0 | 0 | 0 | 0 | 0 | 0 | 0 | 0 | 0 | 0 | 0 | 0
F2_Commercial_Warehouse_New_Space Heating_Natural Gas_Furnace_E4 | F2 | Commercial | Warehouse | New | Space Heating | Natural Gas | Furnace | E4 | RVT - Cost of Operation | 0 | 0 | 0 | 0 | 0 | 0 | 0 | 0 | 0 | 0 | 0 | 0 | 0 | 0 | 0 | 0 | 0 | 0 | 0 | 0 | 0 | 0 | 0 | 0 | 0 | 0 | 0
F2_Commercial_Warehouse_New_Space Heating_Natural Gas_Furnace_E5 | F2 | Commercial | Warehouse | New | Space Heating | Natural Gas | Furnace | E5 | RVT - Cost of Operation | 0 | 0 | 0 | 0 | 0 | 0 | 0 | 0 | 0 | 0 | 0 | 0 | 0 | 0 | 0 | 0 | 0 | 0 | 0 | 0 | 0 | 0 | 0 | 0 | 0 | 0 | 0
F2_Commercial_Warehouse_New_Space Heating_Natural Gas_Furnace_E6 | F2 | Commercial | Warehouse | New | Space Heating | Natural Gas | Furnace | E6 | RVT - Cost of Operation | 0 | 0 | 0 | 0 | 0 | 0 | 0 | 0 | 0 | 0 | 0 | 0 | 0 | 0 | 0 | 0 | 0 | 0 | 0 | 0 | 0 | 0 | 0 | 0 | 0 | 0 | 0
F2_Commercial_Warehouse_New_Space Heating_Natural Gas_Furnace_E7 | F2 | Commercial | Warehouse | New | Space Heating | Natural Gas | Furnace | E7 | RVT - Cost of Operation | 0 | 0 | 0 | 0 | 0 | 0 | 0 | 0 | 0 | 0 | 0 | 0 | 0 | 0 | 0 | 0 | 0 | 0 | 0 | 0 | 0 | 0 | 0 | 0 | 0 | 0 | 0
F2_Commercial_Warehouse_New_Space Heating_Natural Gas_Furnace_E8 | F2 | Commercial | Warehouse | New | Space Heating | Natural Gas | Furnace | E8 | RVT - Cost of Operation | 0 | 0 | 0 | 0 | 0 | 0 | 0 | 0 | 0 | 0 | 0 | 0 | 0 | 0 | 0 | 0 | 0 | 0 | 0 | 0 | 0 | 0 | 0 | 0 | 0 | 0 | 0
F2_Commercial_Warehouse_New_Space Heating_Natural Gas_Furnace_E9 | F2 | Commercial | Warehouse | New | Space Heating | Natural Gas | Furnace | E9 | RVT - Cost of Operation | 0 | 0 | 0 | 0 | 0 | 0 | 0 | 0 | 0 | 0 | 0 | 0 | 0 | 0 | 0 | 0 | 0 | 0 | 0 | 0 | 0 | 0 | 0 | 0 | 0 | 0 | 0
F2_Commercial_Warehouse_New_Space Heating_Natural Gas_Furnace_E10 | F2 | Commercial | Warehouse | New | Space Heating | Natural Gas | Furnace | E10 | RVT - Cost of Operation | 0 | 0 | 0 | 0 | 0 | 0 | 0 | 0 | 0 | 0 | 0 | 0 | 0 | 0 | 0 | 0 | 0 | 0 | 0 | 0 | 0 | 0 | 0 | 0 | 0 | 0 | 0
F3_Commercial_Warehouse_New_Space Heating_Natural Gas_Furnace_E1 | F3 | Commercial | Warehouse | New | Space Heating | Natural Gas | Furnace | E1 | System - kBTUs of Consumption | 76.877 | 77.1011 | 77.088 | 0 | 0 | 0 | 0 | 0 | 0 | 0 | 0 | 0 | 0 | 0 | 0 | 0 | 0 | 0 | 0 | 0 | 0 | 0 | 0 | 0 | 0 | 0 | 0
F3_Commercial_Warehouse_New_Space Heating_Natural Gas_Furnace_E2 | F3 | Commercial | Warehouse | New | Space Heating | Natural Gas | Furnace | E2 | System - kBTUs of Consumption | 68.3351 | 68.5343 | 68.5227 | 68.5227 | 68.5227 | 68.5227 | 68.5227 | 68.5227 | 68.5227 | 68.5227 | 68.5227 | 68.5227 | 68.5227 | 68.5227 | 68.5227 | 68.5227 | 68.5227 | 68.5227 | 68.5227 | 68.5227 | 68.5227 | 68.5227 | 68.5227 | 68.5227 | 68.5227 | 68.5227 | 68.5227
F3_Commercial_Warehouse_New_Space Heating_Natural Gas_Furnace_E3 | F3 | Commercial | Warehouse | New | Space Heating | Natural Gas | Furnace | E3 | System - kBTUs of Consumption | 64.0642 | 64.2509 | 64.24 | 64.24 | 64.24 | 64.24 | 64.24 | 64.24 | 64.24 | 64.24 | 64.24 | 64.24 | 64.24 | 64.24 | 64.24 | 64.24 | 64.24 | 64.24 | 64.24 | 64.24 | 64.24 | 64.24 | 64.24 | 64.24 | 64.24 | 64.24 | 64.24
F3_Commercial_Warehouse_New_Space Heating_Natural Gas_Furnace_E4 | F3 | Commercial | Warehouse | New | Space Heating | Natural Gas | Furnace | E4 | System - kBTUs of Consumption | 0 | 0 | 0 | 0 | 0 | 0 | 0 | 0 | 0 | 0 | 0 | 0 | 0 | 0 | 0 | 0 | 0 | 0 | 0 | 0 | 0 | 0 | 0 | 0 | 0 | 0 | 0
F3_Commercial_Warehouse_New_Space Heating_Natural Gas_Furnace_E5 | F3 | Commercial | Warehouse | New | Space Heating | Natural Gas | Furnace | E5 | System - kBTUs of Consumption | 0 | 0 | 0 | 0 | 0 | 0 | 0 | 0 | 0 | 0 | 0 | 0 | 0 | 0 | 0 | 0 | 0 | 0 | 0 | 0 | 0 | 0 | 0 | 0 | 0 | 0 | 0
F3_Commercial_Warehouse_New_Space Heating_Natural Gas_Furnace_E6 | F3 | Commercial | Warehouse | New | Space Heating | Natural Gas | Furnace | E6 | System - kBTUs of Consumption | 0 | 0 | 0 | 0 | 0 | 0 | 0 | 0 | 0 | 0 | 0 | 0 | 0 | 0 | 0 | 0 | 0 | 0 | 0 | 0 | 0 | 0 | 0 | 0 | 0 | 0 | 0
F3_Commercial_Warehouse_New_Space Heating_Natural Gas_Furnace_E7 | F3 | Commercial | Warehouse | New | Space Heating | Natural Gas | Furnace | E7 | System - kBTUs of Consumption | 0 | 0 | 0 | 0 | 0 | 0 | 0 | 0 | 0 | 0 | 0 | 0 | 0 | 0 | 0 | 0 | 0 | 0 | 0 | 0 | 0 | 0 | 0 | 0 | 0 | 0 | 0
F3_Commercial_Warehouse_New_Space Heating_Natural Gas_Furnace_E8 | F3 | Commercial | Warehouse | New | Space Heating | Natural Gas | Furnace | E8 | System - kBTUs of Consumption | 0 | 0 | 0 | 0 | 0 | 0 | 0 | 0 | 0 | 0 | 0 | 0 | 0 | 0 | 0 | 0 | 0 | 0 | 0 | 0 | 0 | 0 | 0 | 0 | 0 | 0 | 0
F3_Commercial_Warehouse_New_Space Heating_Natural Gas_Furnace_E9 | F3 | Commercial | Warehouse | New | Space Heating | Natural Gas | Furnace | E9 | System - kBTUs of Consumption | 0 | 0 | 0 | 0 | 0 | 0 | 0 | 0 | 0 | 0 | 0 | 0 | 0 | 0 | 0 | 0 | 0 | 0 | 0 | 0 | 0 | 0 | 0 | 0 | 0 | 0 | 0
F3_Commercial_Warehouse_New_Space Heating_Natural Gas_Furnace_E10 | F3 | Commercial | Warehouse | New | Space Heating | Natural Gas | Furnace | E10 | System - kBTUs of Consumption | 0 | 0 | 0 | 0 | 0 | 0 | 0 | 0 | 0 | 0 | 0 | 0 | 0 | 0 | 0 | 0 | 0 | 0 | 0 | 0 | 0 | 0 | 0 | 0 | 0 | 0 | 0
F4_Commercial_Warehouse_New_Space Heating_Natural Gas_Furnace_E1 | F4 | Commercial | Warehouse | New | Space Heating | Natural Gas | Furnace | E1 | Utility - Cost of Equipment | 0.031814 | 0.031814 | 0.031814 | 0 | 0 | 0 | 0 | 0 | 0 | 0 | 0 | 0 | 0 | 0 | 0 | 0 | 0 | 0 | 0 | 0 | 0 | 0 | 0 | 0 | 0 | 0 | 0
F4_Commercial_Warehouse_New_Space Heating_Natural Gas_Furnace_E2 | F4 | Commercial | Warehouse | New | Space Heating | Natural Gas | Furnace | E2 | Utility - Cost of Equipment | 0.039092 | 0.039092 | 0.039092 | 0.039092 | 0.039092 | 0.039092 | 0.039092 | 0.039092 | 0.039092 | 0.039092 | 0.039092 | 0.039092 | 0.039092 | 0.039092 | 0.039092 | 0.039092 | 0.039092 | 0.039092 | 0.039092 | 0.039092 | 0.039092 | 0.039092 | 0.039092 | 0.039092 | 0.039092 | 0.039092 | 0.039092
F4_Commercial_Warehouse_New_Space Heating_Natural Gas_Furnace_E3 | F4 | Commercial | Warehouse | New | Space Heating | Natural Gas | Furnace | E3 | Utility - Cost of Equipment | 0.046371 | 0.046371 | 0.046371 | 0.046371 | 0.046371 | 0.046371 | 0.046371 | 0.046371 | 0.046371 | 0.046371 | 0.046371 | 0.046371 | 0.046371 | 0.046371 | 0.046371 | 0.046371 | 0.046371 | 0.046371 | 0.046371 | 0.046371 | 0.046371 | 0.046371 | 0.046371 | 0.046371 | 0.046371 | 0.046371 | 0.046371
F4_Commercial_Warehouse_New_Space Heating_Natural Gas_Furnace_E4 | F4 | Commercial | Warehouse | New | Space Heating | Natural Gas | Furnace | E4 | Utility - Cost of Equipment | 0 | 0 | 0 | 0 | 0 | 0 | 0 | 0 | 0 | 0 | 0 | 0 | 0 | 0 | 0 | 0 | 0 | 0 | 0 | 0 | 0 | 0 | 0 | 0 | 0 | 0 | 0
F4_Commercial_Warehouse_New_Space Heating_Natural Gas_Furnace_E5 | F4 | Commercial | Warehouse | New | Space Heating | Natural Gas | Furnace | E5 | Utility - Cost of Equipment | 0 | 0 | 0 | 0 | 0 | 0 | 0 | 0 | 0 | 0 | 0 | 0 | 0 | 0 | 0 | 0 | 0 | 0 | 0 | 0 | 0 | 0 | 0 | 0 | 0 | 0 | 0
F4_Commercial_Warehouse_New_Space Heating_Natural Gas_Furnace_E6 | F4 | Commercial | Warehouse | New | Space Heating | Natural Gas | Furnace | E6 | Utility - Cost of Equipment | 0 | 0 | 0 | 0 | 0 | 0 | 0 | 0 | 0 | 0 | 0 | 0 | 0 | 0 | 0 | 0 | 0 | 0 | 0 | 0 | 0 | 0 | 0 | 0 | 0 | 0 | 0
F4_Commercial_Warehouse_New_Space Heating_Natural Gas_Furnace_E7 | F4 | Commercial | Warehouse | New | Space Heating | Natural Gas | Furnace | E7 | Utility - Cost of Equipment | 0 | 0 | 0 | 0 | 0 | 0 | 0 | 0 | 0 | 0 | 0 | 0 | 0 | 0 | 0 | 0 | 0 | 0 | 0 | 0 | 0 | 0 | 0 | 0 | 0 | 0 | 0
F4_Commercial_Warehouse_New_Space Heating_Natural Gas_Furnace_E8 | F4 | Commercial | Warehouse | New | Space Heating | Natural Gas | Furnace | E8 | Utility - Cost of Equipment | 0 | 0 | 0 | 0 | 0 | 0 | 0 | 0 | 0 | 0 | 0 | 0 | 0 | 0 | 0 | 0 | 0 | 0 | 0 | 0 | 0 | 0 | 0 | 0 | 0 | 0 | 0
F4_Commercial_Warehouse_New_Space Heating_Natural Gas_Furnace_E9 | F4 | Commercial | Warehouse | New | Space Heating | Natural Gas | Furnace | E9 | Utility - Cost of Equipment | 0 | 0 | 0 | 0 | 0 | 0 | 0 | 0 | 0 | 0 | 0 | 0 | 0 | 0 | 0 | 0 | 0 | 0 | 0 | 0 | 0 | 0 | 0 | 0 | 0 | 0 | 0
F4_Commercial_Warehouse_New_Space Heating_Natural Gas_Furnace_E10 | F4 | Commercial | Warehouse | New | Space Heating | Natural Gas | Furnace | E10 | Utility - Cost of Equipment | 0 | 0 | 0 | 0 | 0 | 0 | 0 | 0 | 0 | 0 | 0 | 0 | 0 | 0 | 0 | 0 | 0 | 0 | 0 | 0 | 0 | 0 | 0 | 0 | 0 | 0 | 0
F5_Commercial_Warehouse_New_Space Heating_Natural Gas_Furnace_E1 | F5 | Commercial | Warehouse | New | Space Heating | Natural Gas | Furnace | E1 | Utility - Cost of Operation | 1.1172 | 1.1106 | 1.0951 | 0 | 0 | 0 | 0 | 0 | 0 | 0 | 0 | 0 | 0 | 0 | 0 | 0 | 0 | 0 | 0 | 0 | 0 | 0 | 0 | 0 | 0 | 0 | 0
F5_Commercial_Warehouse_New_Space Heating_Natural Gas_Furnace_E2 | F5 | Commercial | Warehouse | New | Space Heating | Natural Gas | Furnace | E2 | Utility - Cost of Operation | 0.99307 | 0.98723 | 0.97346 | 0.95859 | 0.95448 | 0.95387 | 0.95576 | 0.95831 | 0.9603 | 0.96127 | 0.96118 | 0.95992 | 0.95714 | 0.9521 | 0.94484 | 0.93576 | 0.92404 | 0.9102 | 0.89372 | 0.87405 | 0.85064 | 0.82404 | 0.80207 | 0.78827 | 0.78307 | 0.78691 | 0.79077
F5_Commercial_Warehouse_New_Space Heating_Natural Gas_Furnace_E3 | F5 | Commercial | Warehouse | New | Space Heating | Natural Gas | Furnace | E3 | Utility - Cost of Operation | 0.931 | 0.92553 | 0.91262 | 0.89868 | 0.89482 | 0.89426 | 0.89602 | 0.89842 | 0.90028 | 0.90119 | 0.90111 | 0.89992 | 0.89732 | 0.8926 | 0.88579 | 0.87727 | 0.86628 | 0.85331 | 0.83786 | 0.81942 | 0.79747 | 0.77254 | 0.75194 | 0.73901 | 0.73413 | 0.73773 | 0.74135
F5_Commercial_Warehouse_New_Space Heating_Natural Gas_Furnace_E4 | F5 | Commercial | Warehouse | New | Space Heating | Natural Gas | Furnace | E4 | Utility - Cost of Operation | 0 | 0 | 0 | 0 | 0 | 0 | 0 | 0 | 0 | 0 | 0 | 0 | 0 | 0 | 0 | 0 | 0 | 0 | 0 | 0 | 0 | 0 | 0 | 0 | 0 | 0 | 0
F5_Commercial_Warehouse_New_Space Heating_Natural Gas_Furnace_E5 | F5 | Commercial | Warehouse | New | Space Heating | Natural Gas | Furnace | E5 | Utility - Cost of Operation | 0 | 0 | 0 | 0 | 0 | 0 | 0 | 0 | 0 | 0 | 0 | 0 | 0 | 0 | 0 | 0 | 0 | 0 | 0 | 0 | 0 | 0 | 0 | 0 | 0 | 0 | 0
F5_Commercial_Warehouse_New_Space Heating_Natural Gas_Furnace_E6 | F5 | Commercial | Warehouse | New | Space Heating | Natural Gas | Furnace | E6 | Utility - Cost of Operation | 0 | 0 | 0 | 0 | 0 | 0 | 0 | 0 | 0 | 0 | 0 | 0 | 0 | 0 | 0 | 0 | 0 | 0 | 0 | 0 | 0 | 0 | 0 | 0 | 0 | 0 | 0
F5_Commercial_Warehouse_New_Space Heating_Natural Gas_Furnace_E7 | F5 | Commercial | Warehouse | New | Space Heating | Natural Gas | Furnace | E7 | Utility - Cost of Operation | 0 | 0 | 0 | 0 | 0 | 0 | 0 | 0 | 0 | 0 | 0 | 0 | 0 | 0 | 0 | 0 | 0 | 0 | 0 | 0 | 0 | 0 | 0 | 0 | 0 | 0 | 0
F5_Commercial_Warehouse_New_Space Heating_Natural Gas_Furnace_E8 | F5 | Commercial | Warehouse | New | Space Heating | Natural Gas | Furnace | E8 | Utility - Cost of Operation | 0 | 0 | 0 | 0 | 0 | 0 | 0 | 0 | 0 | 0 | 0 | 0 | 0 | 0 | 0 | 0 | 0 | 0 | 0 | 0 | 0 | 0 | 0 | 0 | 0 | 0 | 0
F5_Commercial_Warehouse_New_Space Heating_Natural Gas_Furnace_E9 | F5 | Commercial | Warehouse | New | Space Heating | Natural Gas | Furnace | E9 | Utility - Cost of Operation | 0 | 0 | 0 | 0 | 0 | 0 | 0 | 0 | 0 | 0 | 0 | 0 | 0 | 0 | 0 | 0 | 0 | 0 | 0 | 0 | 0 | 0 | 0 | 0 | 0 | 0 | 0
F5_Commercial_Warehouse_New_Space Heating_Natural Gas_Furnace_E10 | F5 | Commercial | Warehouse | New | Space Heating | Natural Gas | Furnace | E10 | Utility - Cost of Operation | 0 | 0 | 0 | 0 | 0 | 0 | 0 | 0 | 0 | 0 | 0 | 0 | 0 | 0 | 0 | 0 | 0 | 0 | 0 | 0 | 0 | 0 | 0 | 0 | 0 | 0 | 0
F6_Commercial_Warehouse_New_Space Heating_Natural Gas_Furnace_E1 | F6 | Commercial | Warehouse | New | Space Heating | Natural Gas | Furnace | E1 | Utility - Value of Sales | 0 | 0 | 0 | 0 | 0 | 0 | 0 | 0 | 0 | 0 | 0 | 0 | 0 | 0 | 0 | 0 | 0 | 0 | 0 | 0 | 0 | 0 | 0 | 0 | 0 | 0 | 0
F6_Commercial_Warehouse_New_Space Heating_Natural Gas_Furnace_E2 | F6 | Commercial | Warehouse | New | Space Heating | Natural Gas | Furnace | E2 | Utility - Value of Sales | 0 | 0 | 0 | 0 | 0 | 0 | 0 | 0 | 0 | 0 | 0 | 0 | 0 | 0 | 0 | 0 | 0 | 0 | 0 | 0 | 0 | 0 | 0 | 0 | 0 | 0 | 0
F6_Commercial_Warehouse_New_Space Heating_Natural Gas_Furnace_E3 | F6 | Commercial | Warehouse | New | Space Heating | Natural Gas | Furnace | E3 | Utility - Value of Sales | 0 | 0 | 0 | 0 | 0 | 0 | 0 | 0 | 0 | 0 | 0 | 0 | 0 | 0 | 0 | 0 | 0 | 0 | 0 | 0 | 0 | 0 | 0 | 0 | 0 | 0 | 0
F6_Commercial_Warehouse_New_Space Heating_Natural Gas_Furnace_E4 | F6 | Commercial | Warehouse | New | Space Heating | Natural Gas | Furnace | E4 | Utility - Value of Sales | 0 | 0 | 0 | 0 | 0 | 0 | 0 | 0 | 0 | 0 | 0 | 0 | 0 | 0 | 0 | 0 | 0 | 0 | 0 | 0 | 0 | 0 | 0 | 0 | 0 | 0 | 0
F6_Commercial_Warehouse_New_Space Heating_Natural Gas_Furnace_E5 | F6 | Commercial | Warehouse | New | Space Heating | Natural Gas | Furnace | E5 | Utility - Value of Sales | 0 | 0 | 0 | 0 | 0 | 0 | 0 | 0 | 0 | 0 | 0 | 0 | 0 | 0 | 0 | 0 | 0 | 0 | 0 | 0 | 0 | 0 | 0 | 0 | 0 | 0 | 0
F6_Commercial_Warehouse_New_Space Heating_Natural Gas_Furnace_E6 | F6 | Commercial | Warehouse | New | Space Heating | Natural Gas | Furnace | E6 | Utility - Value of Sales | 0 | 0 | 0 | 0 | 0 | 0 | 0 | 0 | 0 | 0 | 0 | 0 | 0 | 0 | 0 | 0 | 0 | 0 | 0 | 0 | 0 | 0 | 0 | 0 | 0 | 0 | 0
F6_Commercial_Warehouse_New_Space Heating_Natural Gas_Furnace_E7 | F6 | Commercial | Warehouse | New | Space Heating | Natural Gas | Furnace | E7 | Utility - Value of Sales | 0 | 0 | 0 | 0 | 0 | 0 | 0 | 0 | 0 | 0 | 0 | 0 | 0 | 0 | 0 | 0 | 0 | 0 | 0 | 0 | 0 | 0 | 0 | 0 | 0 | 0 | 0
F6_Commercial_Warehouse_New_Space Heating_Natural Gas_Furnace_E8 | F6 | Commercial | Warehouse | New | Space Heating | Natural Gas | Furnace | E8 | Utility - Value of Sales | 0 | 0 | 0 | 0 | 0 | 0 | 0 | 0 | 0 | 0 | 0 | 0 | 0 | 0 | 0 | 0 | 0 | 0 | 0 | 0 | 0 | 0 | 0 | 0 | 0 | 0 | 0
F6_Commercial_Warehouse_New_Space Heating_Natural Gas_Furnace_E9 | F6 | Commercial | Warehouse | New | Space Heating | Natural Gas | Furnace | E9 | Utility - Value of Sales | 0 | 0 | 0 | 0 | 0 | 0 | 0 | 0 | 0 | 0 | 0 | 0 | 0 | 0 | 0 | 0 | 0 | 0 | 0 | 0 | 0 | 0 | 0 | 0 | 0 | 0 | 0
F6_Commercial_Warehouse_New_Space Heating_Natural Gas_Furnace_E10 | F6 | Commercial | Warehouse | New | Space Heating | Natural Gas | Furnace | E10 | Utility - Value of Sales | 0 | 0 | 0 | 0 | 0 | 0 | 0 | 0 | 0 | 0 | 0 | 0 | 0 | 0 | 0 | 0 | 0 | 0 | 0 | 0 | 0 | 0 | 0 | 0 | 0 | 0 | 0
F1_Commercial_Warehouse_New_Space Heating_Natural Gas_Boiler_E1 | F1 | Commercial | Warehouse | New | Space Heating | Natural Gas | Boiler | E1 | RVT - Cost of Equipment | 0.1748 | 0.1748 | 0.1748 | 0.1748 | 0.1748 | 0.1748 | 0.1748 | 0.1748 | 0.1748 | 0.1748 | 0.1748 | 0.1748 | 0.1748 | 0.1748 | 0.1748 | 0.1748 | 0.1748 | 0.1748 | 0.1748 | 0.1748 | 0.1748 | 0.1748 | 0.1748 | 0.1748 | 0.1748 | 0.1748 | 0.1748
F1_Commercial_Warehouse_New_Space Heating_Natural Gas_Boiler_E2 | F1 | Commercial | Warehouse | New | Space Heating | Natural Gas | Boiler | E2 | RVT - Cost of Equipment | 0.19887 | 0.19887 | 0.19887 | 0.19887 | 0.19887 | 0.19887 | 0.19887 | 0.19887 | 0.19887 | 0.19887 | 0.19887 | 0.19887 | 0.19887 | 0.19887 | 0.19887 | 0.19887 | 0.19887 | 0.19887 | 0.19887 | 0.19887 | 0.19887 | 0.19887 | 0.19887 | 0.19887 | 0.19887 | 0.19887 | 0.19887
F1_Commercial_Warehouse_New_Space Heating_Natural Gas_Boiler_E3 | F1 | Commercial | Warehouse | New | Space Heating | Natural Gas | Boiler | E3 | RVT - Cost of Equipment | 0.24721 | 0.24721 | 0.24721 | 0.24721 | 0.24721 | 0.24721 | 0.24721 | 0.24721 | 0.24721 | 0.24721 | 0.24721 | 0.24721 | 0.24721 | 0.24721 | 0.24721 | 0.24721 | 0.24721 | 0.24721 | 0.24721 | 0.24721 | 0.24721 | 0.24721 | 0.24721 | 0.24721 | 0.24721 | 0.24721 | 0.24721
F1_Commercial_Warehouse_New_Space Heating_Natural Gas_Boiler_E4 | F1 | Commercial | Warehouse | New | Space Heating | Natural Gas | Boiler | E4 | RVT - Cost of Equipment | 0.922 | 0.922 | 0.922 | 0.922 | 0.922 | 0.922 | 0.922 | 0.922 | 0.922 | 0.922 | 0.922 | 0.922 | 0.922 | 0.922 | 0.922 | 0.922 | 0.922 | 0.922 | 0.922 | 0.922 | 0.922 | 0.922 | 0.922 | 0.922 | 0.922 | 0.922 | 0.922
F1_Commercial_Warehouse_New_Space Heating_Natural Gas_Boiler_E5 | F1 | Commercial | Warehouse | New | Space Heating | Natural Gas | Boiler | E5 | RVT - Cost of Equipment | 0 | 0 | 0 | 0 | 0 | 0 | 0 | 0 | 0 | 0 | 0 | 0 | 0 | 0 | 0 | 0 | 0 | 0 | 0 | 0 | 0 | 0 | 0 | 0 | 0 | 0 | 0
F1_Commercial_Warehouse_New_Space Heating_Natural Gas_Boiler_E6 | F1 | Commercial | Warehouse | New | Space Heating | Natural Gas | Boiler | E6 | RVT - Cost of Equipment | 0 | 0 | 0 | 0 | 0 | 0 | 0 | 0 | 0 | 0 | 0 | 0 | 0 | 0 | 0 | 0 | 0 | 0 | 0 | 0 | 0 | 0 | 0 | 0 | 0 | 0 | 0
F1_Commercial_Warehouse_New_Space Heating_Natural Gas_Boiler_E7 | F1 | Commercial | Warehouse | New | Space Heating | Natural Gas | Boiler | E7 | RVT - Cost of Equipment | 0 | 0 | 0 | 0 | 0 | 0 | 0 | 0 | 0 | 0 | 0 | 0 | 0 | 0 | 0 | 0 | 0 | 0 | 0 | 0 | 0 | 0 | 0 | 0 | 0 | 0 | 0
F1_Commercial_Warehouse_New_Space Heating_Natural Gas_Boiler_E8 | F1 | Commercial | Warehouse | New | Space Heating | Natural Gas | Boiler | E8 | RVT - Cost of Equipment | 0 | 0 | 0 | 0 | 0 | 0 | 0 | 0 | 0 | 0 | 0 | 0 | 0 | 0 | 0 | 0 | 0 | 0 | 0 | 0 | 0 | 0 | 0 | 0 | 0 | 0 | 0
F1_Commercial_Warehouse_New_Space Heating_Natural Gas_Boiler_E9 | F1 | Commercial | Warehouse | New | Space Heating | Natural Gas | Boiler | E9 | RVT - Cost of Equipment | 0 | 0 | 0 | 0 | 0 | 0 | 0 | 0 | 0 | 0 | 0 | 0 | 0 | 0 | 0 | 0 | 0 | 0 | 0 | 0 | 0 | 0 | 0 | 0 | 0 | 0 | 0
F1_Commercial_Warehouse_New_Space Heating_Natural Gas_Boiler_E10 | F1 | Commercial | Warehouse | New | Space Heating | Natural Gas | Boiler | E10 | RVT - Cost of Equipment | 0 | 0 | 0 | 0 | 0 | 0 | 0 | 0 | 0 | 0 | 0 | 0 | 0 | 0 | 0 | 0 | 0 | 0 | 0 | 0 | 0 | 0 | 0 | 0 | 0 | 0 | 0
F2_Commercial_Warehouse_New_Space Heating_Natural Gas_Boiler_E1 | F2 | Commercial | Warehouse | New | Space Heating | Natural Gas | Boiler | E1 | RVT - Cost of Operation | 0 | 0 | 0 | 0 | 0 | 0 | 0 | 0 | 0 | 0 | 0 | 0 | 0 | 0 | 0 | 0 | 0 | 0 | 0 | 0 | 0 | 0 | 0 | 0 | 0 | 0 | 0
F2_Commercial_Warehouse_New_Space Heating_Natural Gas_Boiler_E2 | F2 | Commercial | Warehouse | New | Space Heating | Natural Gas | Boiler | E2 | RVT - Cost of Operation | 0 | 0 | 0 | 0 | 0 | 0 | 0 | 0 | 0 | 0 | 0 | 0 | 0 | 0 | 0 | 0 | 0 | 0 | 0 | 0 | 0 | 0 | 0 | 0 | 0 | 0 | 0
F2_Commercial_Warehouse_New_Space Heating_Natural Gas_Boiler_E3 | F2 | Commercial | Warehouse | New | Space Heating | Natural Gas | Boiler | E3 | RVT - Cost of Operation | 0 | 0 | 0 | 0 | 0 | 0 | 0 | 0 | 0 | 0 | 0 | 0 | 0 | 0 | 0 | 0 | 0 | 0 | 0 | 0 | 0 | 0 | 0 | 0 | 0 | 0 | 0
F2_Commercial_Warehouse_New_Space Heating_Natural Gas_Boiler_E4 | F2 | Commercial | Warehouse | New | Space Heating | Natural Gas | Boiler | E4 | RVT - Cost of Operation | 0 | 0 | 0 | 0 | 0 | 0 | 0 | 0 | 0 | 0 | 0 | 0 | 0 | 0 | 0 | 0 | 0 | 0 | 0 | 0 | 0 | 0 | 0 | 0 | 0 | 0 | 0
F2_Commercial_Warehouse_New_Space Heating_Natural Gas_Boiler_E5 | F2 | Commercial | Warehouse | New | Space Heating | Natural Gas | Boiler | E5 | RVT - Cost of Operation | 0 | 0 | 0 | 0 | 0 | 0 | 0 | 0 | 0 | 0 | 0 | 0 | 0 | 0 | 0 | 0 | 0 | 0 | 0 | 0 | 0 | 0 | 0 | 0 | 0 | 0 | 0
F2_Commercial_Warehouse_New_Space Heating_Natural Gas_Boiler_E6 | F2 | Commercial | Warehouse | New | Space Heating | Natural Gas | Boiler | E6 | RVT - Cost of Operation | 0 | 0 | 0 | 0 | 0 | 0 | 0 | 0 | 0 | 0 | 0 | 0 | 0 | 0 | 0 | 0 | 0 | 0 | 0 | 0 | 0 | 0 | 0 | 0 | 0 | 0 | 0
F2_Commercial_Warehouse_New_Space Heating_Natural Gas_Boiler_E7 | F2 | Commercial | Warehouse | New | Space Heating | Natural Gas | Boiler | E7 | RVT - Cost of Operation | 0 | 0 | 0 | 0 | 0 | 0 | 0 | 0 | 0 | 0 | 0 | 0 | 0 | 0 | 0 | 0 | 0 | 0 | 0 | 0 | 0 | 0 | 0 | 0 | 0 | 0 | 0
F2_Commercial_Warehouse_New_Space Heating_Natural Gas_Boiler_E8 | F2 | Commercial | Warehouse | New | Space Heating | Natural Gas | Boiler | E8 | RVT - Cost of Operation | 0 | 0 | 0 | 0 | 0 | 0 | 0 | 0 | 0 | 0 | 0 | 0 | 0 | 0 | 0 | 0 | 0 | 0 | 0 | 0 | 0 | 0 | 0 | 0 | 0 | 0 | 0
F2_Commercial_Warehouse_New_Space Heating_Natural Gas_Boiler_E9 | F2 | Commercial | Warehouse | New | Space Heating | Natural Gas | Boiler | E9 | RVT - Cost of Operation | 0 | 0 | 0 | 0 | 0 | 0 | 0 | 0 | 0 | 0 | 0 | 0 | 0 | 0 | 0 | 0 | 0 | 0 | 0 | 0 | 0 | 0 | 0 | 0 | 0 | 0 | 0
F2_Commercial_Warehouse_New_Space Heating_Natural Gas_Boiler_E10 | F2 | Commercial | Warehouse | New | Space Heating | Natural Gas | Boiler | E10 | RVT - Cost of Operation | 0 | 0 | 0 | 0 | 0 | 0 | 0 | 0 | 0 | 0 | 0 | 0 | 0 | 0 | 0 | 0 | 0 | 0 | 0 | 0 | 0 | 0 | 0 | 0 | 0 | 0 | 0
F3_Commercial_Warehouse_New_Space Heating_Natural Gas_Boiler_E1 | F3 | Commercial | Warehouse | New | Space Heating | Natural Gas | Boiler | E1 | System - kBTUs of Consumption | 119.5672 | 119.8877 | 119.869 | 119.869 | 119.869 | 119.869 | 119.869 | 119.869 | 119.869 | 119.869 | 119.869 | 119.869 | 119.869 | 119.869 | 119.869 | 119.869 | 119.869 | 119.869 | 119.869 | 119.869 | 119.869 | 119.869 | 119.869 | 119.869 | 119.869 | 119.869 | 119.869
F3_Commercial_Warehouse_New_Space Heating_Natural Gas_Boiler_E2 | F3 | Commercial | Warehouse | New | Space Heating | Natural Gas | Boiler | E2 | System - kBTUs of Consumption | 112.5338 | 112.8355 | 112.8179 | 112.8179 | 112.8179 | 112.8179 | 112.8179 | 112.8179 | 112.8179 | 112.8179 | 112.8179 | 112.8179 | 112.8179 | 112.8179 | 112.8179 | 112.8179 | 112.8179 | 112.8179 | 112.8179 | 112.8179 | 112.8179 | 112.8179 | 112.8179 | 112.8179 | 112.8179 | 112.8179 | 112.8179
F3_Commercial_Warehouse_New_Space Heating_Natural Gas_Boiler_E3 | F3 | Commercial | Warehouse | New | Space Heating | Natural Gas | Boiler | E3 | System - kBTUs of Consumption | 98.6121 | 98.8764 | 98.861 | 98.861 | 98.861 | 98.861 | 98.861 | 98.861 | 98.861 | 98.861 | 98.861 | 98.861 | 98.861 | 98.861 | 98.861 | 98.861 | 98.861 | 98.861 | 98.861 | 98.861 | 98.861 | 98.861 | 98.861 | 98.861 | 98.861 | 98.861 | 98.861
F3_Commercial_Warehouse_New_Space Heating_Natural Gas_Boiler_E4 | F3 | Commercial | Warehouse | New | Space Heating | Natural Gas | Boiler | E4 | System - kBTUs of Consumption | 68.2091 | 68.5144 | 68.4966 | 68.4966 | 68.4966 | 68.4966 | 68.4966 | 68.4966 | 68.4966 | 68.4966 | 68.4966 | 68.4966 | 68.4966 | 68.4966 | 68.4966 | 68.4966 | 68.4966 | 68.4966 | 68.4966 | 68.4966 | 68.4966 | 68.4966 | 68.4966 | 68.4966 | 68.4966 | 68.4966 | 68.4966
F3_Commercial_Warehouse_New_Space Heating_Natural Gas_Boiler_E5 | F3 | Commercial | Warehouse | New | Space Heating | Natural Gas | Boiler | E5 | System - kBTUs of Consumption | 0 | 0 | 0 | 0 | 0 | 0 | 0 | 0 | 0 | 0 | 0 | 0 | 0 | 0 | 0 | 0 | 0 | 0 | 0 | 0 | 0 | 0 | 0 | 0 | 0 | 0 | 0
F3_Commercial_Warehouse_New_Space Heating_Natural Gas_Boiler_E6 | F3 | Commercial | Warehouse | New | Space Heating | Natural Gas | Boiler | E6 | System - kBTUs of Consumption | 0 | 0 | 0 | 0 | 0 | 0 | 0 | 0 | 0 | 0 | 0 | 0 | 0 | 0 | 0 | 0 | 0 | 0 | 0 | 0 | 0 | 0 | 0 | 0 | 0 | 0 | 0
F3_Commercial_Warehouse_New_Space Heating_Natural Gas_Boiler_E7 | F3 | Commercial | Warehouse | New | Space Heating | Natural Gas | Boiler | E7 | System - kBTUs of Consumption | 0 | 0 | 0 | 0 | 0 | 0 | 0 | 0 | 0 | 0 | 0 | 0 | 0 | 0 | 0 | 0 | 0 | 0 | 0 | 0 | 0 | 0 | 0 | 0 | 0 | 0 | 0
F3_Commercial_Warehouse_New_Space Heating_Natural Gas_Boiler_E8 | F3 | Commercial | Warehouse | New | Space Heating | Natural Gas | Boiler | E8 | System - kBTUs of Consumption | 0 | 0 | 0 | 0 | 0 | 0 | 0 | 0 | 0 | 0 | 0 | 0 | 0 | 0 | 0 | 0 | 0 | 0 | 0 | 0 | 0 | 0 | 0 | 0 | 0 | 0 | 0
F3_Commercial_Warehouse_New_Space Heating_Natural Gas_Boiler_E9 | F3 | Commercial | Warehouse | New | Space Heating | Natural Gas | Boiler | E9 | System - kBTUs of Consumption | 0 | 0 | 0 | 0 | 0 | 0 | 0 | 0 | 0 | 0 | 0 | 0 | 0 | 0 | 0 | 0 | 0 | 0 | 0 | 0 | 0 | 0 | 0 | 0 | 0 | 0 | 0
F3_Commercial_Warehouse_New_Space Heating_Natural Gas_Boiler_E10 | F3 | Commercial | Warehouse | New | Space Heating | Natural Gas | Boiler | E10 | System - kBTUs of Consumption | 0 | 0 | 0 | 0 | 0 | 0 | 0 | 0 | 0 | 0 | 0 | 0 | 0 | 0 | 0 | 0 | 0 | 0 | 0 | 0 | 0 | 0 | 0 | 0 | 0 | 0 | 0
F4_Commercial_Warehouse_New_Space Heating_Natural Gas_Boiler_E1 | F4 | Commercial | Warehouse | New | Space Heating | Natural Gas | Boiler | E1 | Utility - Cost of Equipment | 0.1748 | 0.1748 | 0.1748 | 0.1748 | 0.1748 | 0.1748 | 0.1748 | 0.1748 | 0.1748 | 0.1748 | 0.1748 | 0.1748 | 0.1748 | 0.1748 | 0.1748 | 0.1748 | 0.1748 | 0.1748 | 0.1748 | 0.1748 | 0.1748 | 0.1748 | 0.1748 | 0.1748 | 0.1748 | 0.1748 | 0.1748
F4_Commercial_Warehouse_New_Space Heating_Natural Gas_Boiler_E2 | F4 | Commercial | Warehouse | New | Space Heating | Natural Gas | Boiler | E2 | Utility - Cost of Equipment | 0.19887 | 0.19887 | 0.19887 | 0.19887 | 0.19887 | 0.19887 | 0.19887 | 0.19887 | 0.19887 | 0.19887 | 0.19887 | 0.19887 | 0.19887 | 0.19887 | 0.19887 | 0.19887 | 0.19887 | 0.19887 | 0.19887 | 0.19887 | 0.19887 | 0.19887 | 0.19887 | 0.19887 | 0.19887 | 0.19887 | 0.19887
F4_Commercial_Warehouse_New_Space Heating_Natural Gas_Boiler_E3 | F4 | Commercial | Warehouse | New | Space Heating | Natural Gas | Boiler | E3 | Utility - Cost of Equipment | 0.24721 | 0.24721 | 0.24721 | 0.24721 | 0.24721 | 0.24721 | 0.24721 | 0.24721 | 0.24721 | 0.24721 | 0.24721 | 0.24721 | 0.24721 | 0.24721 | 0.24721 | 0.24721 | 0.24721 | 0.24721 | 0.24721 | 0.24721 | 0.24721 | 0.24721 | 0.24721 | 0.24721 | 0.24721 | 0.24721 | 0.24721
F4_Commercial_Warehouse_New_Space Heating_Natural Gas_Boiler_E4 | F4 | Commercial | Warehouse | New | Space Heating | Natural Gas | Boiler | E4 | Utility - Cost of Equipment | 0.922 | 0.922 | 0.922 | 0.922 | 0.922 | 0.922 | 0.922 | 0.922 | 0.922 | 0.922 | 0.922 | 0.922 | 0.922 | 0.922 | 0.922 | 0.922 | 0.922 | 0.922 | 0.922 | 0.922 | 0.922 | 0.922 | 0.922 | 0.922 | 0.922 | 0.922 | 0.922
F4_Commercial_Warehouse_New_Space Heating_Natural Gas_Boiler_E5 | F4 | Commercial | Warehouse | New | Space Heating | Natural Gas | Boiler | E5 | Utility - Cost of Equipment | 0 | 0 | 0 | 0 | 0 | 0 | 0 | 0 | 0 | 0 | 0 | 0 | 0 | 0 | 0 | 0 | 0 | 0 | 0 | 0 | 0 | 0 | 0 | 0 | 0 | 0 | 0
F4_Commercial_Warehouse_New_Space Heating_Natural Gas_Boiler_E6 | F4 | Commercial | Warehouse | New | Space Heating | Natural Gas | Boiler | E6 | Utility - Cost of Equipment | 0 | 0 | 0 | 0 | 0 | 0 | 0 | 0 | 0 | 0 | 0 | 0 | 0 | 0 | 0 | 0 | 0 | 0 | 0 | 0 | 0 | 0 | 0 | 0 | 0 | 0 | 0
F4_Commercial_Warehouse_New_Space Heating_Natural Gas_Boiler_E7 | F4 | Commercial | Warehouse | New | Space Heating | Natural Gas | Boiler | E7 | Utility - Cost of Equipment | 0 | 0 | 0 | 0 | 0 | 0 | 0 | 0 | 0 | 0 | 0 | 0 | 0 | 0 | 0 | 0 | 0 | 0 | 0 | 0 | 0 | 0 | 0 | 0 | 0 | 0 | 0
F4_Commercial_Warehouse_New_Space Heating_Natural Gas_Boiler_E8 | F4 | Commercial | Warehouse | New | Space Heating | Natural Gas | Boiler | E8 | Utility - Cost of Equipment | 0 | 0 | 0 | 0 | 0 | 0 | 0 | 0 | 0 | 0 | 0 | 0 | 0 | 0 | 0 | 0 | 0 | 0 | 0 | 0 | 0 | 0 | 0 | 0 | 0 | 0 | 0
F4_Commercial_Warehouse_New_Space Heating_Natural Gas_Boiler_E9 | F4 | Commercial | Warehouse | New | Space Heating | Natural Gas | Boiler | E9 | Utility - Cost of Equipment | 0 | 0 | 0 | 0 | 0 | 0 | 0 | 0 | 0 | 0 | 0 | 0 | 0 | 0 | 0 | 0 | 0 | 0 | 0 | 0 | 0 | 0 | 0 | 0 | 0 | 0 | 0
F4_Commercial_Warehouse_New_Space Heating_Natural Gas_Boiler_E10 | F4 | Commercial | Warehouse | New | Space Heating | Natural Gas | Boiler | E10 | Utility - Cost of Equipment | 0 | 0 | 0 | 0 | 0 | 0 | 0 | 0 | 0 | 0 | 0 | 0 | 0 | 0 | 0 | 0 | 0 | 0 | 0 | 0 | 0 | 0 | 0 | 0 | 0 | 0 | 0
F5_Commercial_Warehouse_New_Space Heating_Natural Gas_Boiler_E1 | F5 | Commercial | Warehouse | New | Space Heating | Natural Gas | Boiler | E1 | Utility - Cost of Operation | 1.7419 | 1.73 | 1.7041 | 1.6761 | 1.6665 | 1.6636 | 1.666 | 1.6702 | 1.6738 | 1.6756 | 1.6757 | 1.6738 | 1.6694 | 1.6611 | 1.6491 | 1.634 | 1.6144 | 1.5912 | 1.5636 | 1.5306 | 1.4913 | 1.4465 | 1.4096 | 1.3866 | 1.378 | 1.3848 | 1.3916
F5_Commercial_Warehouse_New_Space Heating_Natural Gas_Boiler_E2 | F5 | Commercial | Warehouse | New | Space Heating | Natural Gas | Boiler | E2 | Utility - Cost of Operation | 1.6394 | 1.6282 | 1.6039 | 1.5775 | 1.5685 | 1.5658 | 1.568 | 1.5719 | 1.5753 | 1.5771 | 1.5772 | 1.5754 | 1.5712 | 1.5634 | 1.5521 | 1.5378 | 1.5194 | 1.4976 | 1.4716 | 1.4406 | 1.4035 | 1.3614 | 1.3267 | 1.305 | 1.297 | 1.3033 | 1.3097
F5_Commercial_Warehouse_New_Space Heating_Natural Gas_Boiler_E3 | F5 | Commercial | Warehouse | New | Space Heating | Natural Gas | Boiler | E3 | Utility - Cost of Operation | 1.4366 | 1.4268 | 1.4054 | 1.3823 | 1.3744 | 1.3721 | 1.374 | 1.3774 | 1.3804 | 1.382 | 1.382 | 1.3805 | 1.3768 | 1.37 | 1.3601 | 1.3476 | 1.3315 | 1.3124 | 1.2896 | 1.2624 | 1.2299 | 1.193 | 1.1626 | 1.1436 | 1.1365 | 1.1421 | 1.1477
F5_Commercial_Warehouse_New_Space Heating_Natural Gas_Boiler_E4 | F5 | Commercial | Warehouse | New | Space Heating | Natural Gas | Boiler | E4 | Utility - Cost of Operation | 0.98281 | 0.97748 | 0.96364 | 0.9496 | 0.94988 | 0.95526 | 0.96427 | 0.97424 | 0.98326 | 0.99028 | 0.995 | 0.99697 | 0.9955 | 0.98983 | 0.98043 | 0.96822 | 0.95276 | 0.93466 | 0.91328 | 0.88794 | 0.85796 | 0.82403 | 0.79582 | 0.77775 | 0.77032 | 0.7741 | 0.77789
F5_Commercial_Warehouse_New_Space Heating_Natural Gas_Boiler_E5 | F5 | Commercial | Warehouse | New | Space Heating | Natural Gas | Boiler | E5 | Utility - Cost of Operation | 0 | 0 | 0 | 0 | 0 | 0 | 0 | 0 | 0 | 0 | 0 | 0 | 0 | 0 | 0 | 0 | 0 | 0 | 0 | 0 | 0 | 0 | 0 | 0 | 0 | 0 | 0
F5_Commercial_Warehouse_New_Space Heating_Natural Gas_Boiler_E6 | F5 | Commercial | Warehouse | New | Space Heating | Natural Gas | Boiler | E6 | Utility - Cost of Operation | 0 | 0 | 0 | 0 | 0 | 0 | 0 | 0 | 0 | 0 | 0 | 0 | 0 | 0 | 0 | 0 | 0 | 0 | 0 | 0 | 0 | 0 | 0 | 0 | 0 | 0 | 0
F5_Commercial_Warehouse_New_Space Heating_Natural Gas_Boiler_E7 | F5 | Commercial | Warehouse | New | Space Heating | Natural Gas | Boiler | E7 | Utility - Cost of Operation | 0 | 0 | 0 | 0 | 0 | 0 | 0 | 0 | 0 | 0 | 0 | 0 | 0 | 0 | 0 | 0 | 0 | 0 | 0 | 0 | 0 | 0 | 0 | 0 | 0 | 0 | 0
F5_Commercial_Warehouse_New_Space Heating_Natural Gas_Boiler_E8 | F5 | Commercial | Warehouse | New | Space Heating | Natural Gas | Boiler | E8 | Utility - Cost of Operation | 0 | 0 | 0 | 0 | 0 | 0 | 0 | 0 | 0 | 0 | 0 | 0 | 0 | 0 | 0 | 0 | 0 | 0 | 0 | 0 | 0 | 0 | 0 | 0 | 0 | 0 | 0
F5_Commercial_Warehouse_New_Space Heating_Natural Gas_Boiler_E9 | F5 | Commercial | Warehouse | New | Space Heating | Natural Gas | Boiler | E9 | Utility - Cost of Operation | 0 | 0 | 0 | 0 | 0 | 0 | 0 | 0 | 0 | 0 | 0 | 0 | 0 | 0 | 0 | 0 | 0 | 0 | 0 | 0 | 0 | 0 | 0 | 0 | 0 | 0 | 0
F5_Commercial_Warehouse_New_Space Heating_Natural Gas_Boiler_E10 | F5 | Commercial | Warehouse | New | Space Heating | Natural Gas | Boiler | E10 | Utility - Cost of Operation | 0 | 0 | 0 | 0 | 0 | 0 | 0 | 0 | 0 | 0 | 0 | 0 | 0 | 0 | 0 | 0 | 0 | 0 | 0 | 0 | 0 | 0 | 0 | 0 | 0 | 0 | 0
F6_Commercial_Warehouse_New_Space Heating_Natural Gas_Boiler_E1 | F6 | Commercial | Warehouse | New | Space Heating | Natural Gas | Boiler | E1 | Utility - Value of Sales | 0 | 0 | 0 | 0 | 0 | 0 | 0 | 0 | 0 | 0 | 0 | 0 | 0 | 0 | 0 | 0 | 0 | 0 | 0 | 0 | 0 | 0 | 0 | 0 | 0 | 0 | 0
F6_Commercial_Warehouse_New_Space Heating_Natural Gas_Boiler_E2 | F6 | Commercial | Warehouse | New | Space Heating | Natural Gas | Boiler | E2 | Utility - Value of Sales | 0 | 0 | 0 | 0 | 0 | 0 | 0 | 0 | 0 | 0 | 0 | 0 | 0 | 0 | 0 | 0 | 0 | 0 | 0 | 0 | 0 | 0 | 0 | 0 | 0 | 0 | 0
F6_Commercial_Warehouse_New_Space Heating_Natural Gas_Boiler_E3 | F6 | Commercial | Warehouse | New | Space Heating | Natural Gas | Boiler | E3 | Utility - Value of Sales | 0 | 0 | 0 | 0 | 0 | 0 | 0 | 0 | 0 | 0 | 0 | 0 | 0 | 0 | 0 | 0 | 0 | 0 | 0 | 0 | 0 | 0 | 0 | 0 | 0 | 0 | 0
F6_Commercial_Warehouse_New_Space Heating_Natural Gas_Boiler_E4 | F6 | Commercial | Warehouse | New | Space Heating | Natural Gas | Boiler | E4 | Utility - Value of Sales | 0 | 0 | 0 | 0 | 0 | 0 | 0 | 0 | 0 | 0 | 0 | 0 | 0 | 0 | 0 | 0 | 0 | 0 | 0 | 0 | 0 | 0 | 0 | 0 | 0 | 0 | 0
F6_Commercial_Warehouse_New_Space Heating_Natural Gas_Boiler_E5 | F6 | Commercial | Warehouse | New | Space Heating | Natural Gas | Boiler | E5 | Utility - Value of Sales | 0 | 0 | 0 | 0 | 0 | 0 | 0 | 0 | 0 | 0 | 0 | 0 | 0 | 0 | 0 | 0 | 0 | 0 | 0 | 0 | 0 | 0 | 0 | 0 | 0 | 0 | 0
F6_Commercial_Warehouse_New_Space Heating_Natural Gas_Boiler_E6 | F6 | Commercial | Warehouse | New | Space Heating | Natural Gas | Boiler | E6 | Utility - Value of Sales | 0 | 0 | 0 | 0 | 0 | 0 | 0 | 0 | 0 | 0 | 0 | 0 | 0 | 0 | 0 | 0 | 0 | 0 | 0 | 0 | 0 | 0 | 0 | 0 | 0 | 0 | 0
F6_Commercial_Warehouse_New_Space Heating_Natural Gas_Boiler_E7 | F6 | Commercial | Warehouse | New | Space Heating | Natural Gas | Boiler | E7 | Utility - Value of Sales | 0 | 0 | 0 | 0 | 0 | 0 | 0 | 0 | 0 | 0 | 0 | 0 | 0 | 0 | 0 | 0 | 0 | 0 | 0 | 0 | 0 | 0 | 0 | 0 | 0 | 0 | 0
F6_Commercial_Warehouse_New_Space Heating_Natural Gas_Boiler_E8 | F6 | Commercial | Warehouse | New | Space Heating | Natural Gas | Boiler | E8 | Utility - Value of Sales | 0 | 0 | 0 | 0 | 0 | 0 | 0 | 0 | 0 | 0 | 0 | 0 | 0 | 0 | 0 | 0 | 0 | 0 | 0 | 0 | 0 | 0 | 0 | 0 | 0 | 0 | 0
F6_Commercial_Warehouse_New_Space Heating_Natural Gas_Boiler_E9 | F6 | Commercial | Warehouse | New | Space Heating | Natural Gas | Boiler | E9 | Utility - Value of Sales | 0 | 0 | 0 | 0 | 0 | 0 | 0 | 0 | 0 | 0 | 0 | 0 | 0 | 0 | 0 | 0 | 0 | 0 | 0 | 0 | 0 | 0 | 0 | 0 | 0 | 0 | 0
F6_Commercial_Warehouse_New_Space Heating_Natural Gas_Boiler_E10 | F6 | Commercial | Warehouse | New | Space Heating | Natural Gas | Boiler | E10 | Utility - Value of Sales | 0 | 0 | 0 | 0 | 0 | 0 | 0 | 0 | 0 | 0 | 0 | 0 | 0 | 0 | 0 | 0 | 0 | 0 | 0 | 0 | 0 | 0 | 0 | 0 | 0 | 0 | 0
F1_Commercial_Warehouse_New_Space Heating_Natural Gas_Unit Heater_E1 | F1 | Commercial | Warehouse | New | Space Heating | Natural Gas | Unit Heater | E1 | RVT - Cost of Equipment | 0.018264 | 0.018264 | 0.018264 | 0.018264 | 0.018264 | 0.018264 | 0.018264 | 0.018264 | 0.018264 | 0.018264 | 0.018264 | 0.018264 | 0.018264 | 0.018264 | 0.018264 | 0.018264 | 0.018264 | 0.018264 | 0.018264 | 0.018264 | 0.018264 | 0.018264 | 0.018264 | 0.018264 | 0.018264 | 0.018264 | 0.018264
F1_Commercial_Warehouse_New_Space Heating_Natural Gas_Unit Heater_E2 | F1 | Commercial | Warehouse | New | Space Heating | Natural Gas | Unit Heater | E2 | RVT - Cost of Equipment | 0.021778 | 0.021778 | 0.021778 | 0.021778 | 0.021778 | 0.021778 | 0.021778 | 0.021778 | 0.021778 | 0.021778 | 0.021778 | 0.021778 | 0.021778 | 0.021778 | 0.021778 | 0.021778 | 0.021778 | 0.021778 | 0.021778 | 0.021778 | 0.021778 | 0.021778 | 0.021778 | 0.021778 | 0.021778 | 0.021778 | 0.021778
F1_Commercial_Warehouse_New_Space Heating_Natural Gas_Unit Heater_E3 | F1 | Commercial | Warehouse | New | Space Heating | Natural Gas | Unit Heater | E3 | RVT - Cost of Equipment | 0.023874 | 0.023874 | 0.023874 | 0.023874 | 0.023874 | 0.023874 | 0.023874 | 0.023874 | 0.023874 | 0.023874 | 0.023874 | 0.023874 | 0.023874 | 0.023874 | 0.023874 | 0.023874 | 0.023874 | 0.023874 | 0.023874 | 0.023874 | 0.023874 | 0.023874 | 0.023874 | 0.023874 | 0.023874 | 0.023874 | 0.023874
F1_Commercial_Warehouse_New_Space Heating_Natural Gas_Unit Heater_E4 | F1 | Commercial | Warehouse | New | Space Heating | Natural Gas | Unit Heater | E4 | RVT - Cost of Equipment | 0 | 0 | 0 | 0 | 0 | 0 | 0 | 0 | 0 | 0 | 0 | 0 | 0 | 0 | 0 | 0 | 0 | 0 | 0 | 0 | 0 | 0 | 0 | 0 | 0 | 0 | 0
F1_Commercial_Warehouse_New_Space Heating_Natural Gas_Unit Heater_E5 | F1 | Commercial | Warehouse | New | Space Heating | Natural Gas | Unit Heater | E5 | RVT - Cost of Equipment | 0 | 0 | 0 | 0 | 0 | 0 | 0 | 0 | 0 | 0 | 0 | 0 | 0 | 0 | 0 | 0 | 0 | 0 | 0 | 0 | 0 | 0 | 0 | 0 | 0 | 0 | 0
F1_Commercial_Warehouse_New_Space Heating_Natural Gas_Unit Heater_E6 | F1 | Commercial | Warehouse | New | Space Heating | Natural Gas | Unit Heater | E6 | RVT - Cost of Equipment | 0 | 0 | 0 | 0 | 0 | 0 | 0 | 0 | 0 | 0 | 0 | 0 | 0 | 0 | 0 | 0 | 0 | 0 | 0 | 0 | 0 | 0 | 0 | 0 | 0 | 0 | 0
F1_Commercial_Warehouse_New_Space Heating_Natural Gas_Unit Heater_E7 | F1 | Commercial | Warehouse | New | Space Heating | Natural Gas | Unit Heater | E7 | RVT - Cost of Equipment | 0 | 0 | 0 | 0 | 0 | 0 | 0 | 0 | 0 | 0 | 0 | 0 | 0 | 0 | 0 | 0 | 0 | 0 | 0 | 0 | 0 | 0 | 0 | 0 | 0 | 0 | 0
F1_Commercial_Warehouse_New_Space Heating_Natural Gas_Unit Heater_E8 | F1 | Commercial | Warehouse | New | Space Heating | Natural Gas | Unit Heater | E8 | RVT - Cost of Equipment | 0 | 0 | 0 | 0 | 0 | 0 | 0 | 0 | 0 | 0 | 0 | 0 | 0 | 0 | 0 | 0 | 0 | 0 | 0 | 0 | 0 | 0 | 0 | 0 | 0 | 0 | 0
F1_Commercial_Warehouse_New_Space Heating_Natural Gas_Unit Heater_E9 | F1 | Commercial | Warehouse | New | Space Heating | Natural Gas | Unit Heater | E9 | RVT - Cost of Equipment | 0 | 0 | 0 | 0 | 0 | 0 | 0 | 0 | 0 | 0 | 0 | 0 | 0 | 0 | 0 | 0 | 0 | 0 | 0 | 0 | 0 | 0 | 0 | 0 | 0 | 0 | 0
F1_Commercial_Warehouse_New_Space Heating_Natural Gas_Unit Heater_E10 | F1 | Commercial | Warehouse | New | Space Heating | Natural Gas | Unit Heater | E10 | RVT - Cost of Equipment | 0 | 0 | 0 | 0 | 0 | 0 | 0 | 0 | 0 | 0 | 0 | 0 | 0 | 0 | 0 | 0 | 0 | 0 | 0 | 0 | 0 | 0 | 0 | 0 | 0 | 0 | 0
F2_Commercial_Warehouse_New_Space Heating_Natural Gas_Unit Heater_E1 | F2 | Commercial | Warehouse | New | Space Heating | Natural Gas | Unit Heater | E1 | RVT - Cost of Operation | 0 | 0 | 0 | 0 | 0 | 0 | 0 | 0 | 0 | 0 | 0 | 0 | 0 | 0 | 0 | 0 | 0 | 0 | 0 | 0 | 0 | 0 | 0 | 0 | 0 | 0 | 0
F2_Commercial_Warehouse_New_Space Heating_Natural Gas_Unit Heater_E2 | F2 | Commercial | Warehouse | New | Space Heating | Natural Gas | Unit Heater | E2 | RVT - Cost of Operation | 0 | 0 | 0 | 0 | 0 | 0 | 0 | 0 | 0 | 0 | 0 | 0 | 0 | 0 | 0 | 0 | 0 | 0 | 0 | 0 | 0 | 0 | 0 | 0 | 0 | 0 | 0
F2_Commercial_Warehouse_New_Space Heating_Natural Gas_Unit Heater_E3 | F2 | Commercial | Warehouse | New | Space Heating | Natural Gas | Unit Heater | E3 | RVT - Cost of Operation | 0 | 0 | 0 | 0 | 0 | 0 | 0 | 0 | 0 | 0 | 0 | 0 | 0 | 0 | 0 | 0 | 0 | 0 | 0 | 0 | 0 | 0 | 0 | 0 | 0 | 0 | 0
F2_Commercial_Warehouse_New_Space Heating_Natural Gas_Unit Heater_E4 | F2 | Commercial | Warehouse | New | Space Heating | Natural Gas | Unit Heater | E4 | RVT - Cost of Operation | 0 | 0 | 0 | 0 | 0 | 0 | 0 | 0 | 0 | 0 | 0 | 0 | 0 | 0 | 0 | 0 | 0 | 0 | 0 | 0 | 0 | 0 | 0 | 0 | 0 | 0 | 0
F2_Commercial_Warehouse_New_Space Heating_Natural Gas_Unit Heater_E5 | F2 | Commercial | Warehouse | New | Space Heating | Natural Gas | Unit Heater | E5 | RVT - Cost of Operation | 0 | 0 | 0 | 0 | 0 | 0 | 0 | 0 | 0 | 0 | 0 | 0 | 0 | 0 | 0 | 0 | 0 | 0 | 0 | 0 | 0 | 0 | 0 | 0 | 0 | 0 | 0
F2_Commercial_Warehouse_New_Space Heating_Natural Gas_Unit Heater_E6 | F2 | Commercial | Warehouse | New | Space Heating | Natural Gas | Unit Heater | E6 | RVT - Cost of Operation | 0 | 0 | 0 | 0 | 0 | 0 | 0 | 0 | 0 | 0 | 0 | 0 | 0 | 0 | 0 | 0 | 0 | 0 | 0 | 0 | 0 | 0 | 0 | 0 | 0 | 0 | 0
F2_Commercial_Warehouse_New_Space Heating_Natural Gas_Unit Heater_E7 | F2 | Commercial | Warehouse | New | Space Heating | Natural Gas | Unit Heater | E7 | RVT - Cost of Operation | 0 | 0 | 0 | 0 | 0 | 0 | 0 | 0 | 0 | 0 | 0 | 0 | 0 | 0 | 0 | 0 | 0 | 0 | 0 | 0 | 0 | 0 | 0 | 0 | 0 | 0 | 0
F2_Commercial_Warehouse_New_Space Heating_Natural Gas_Unit Heater_E8 | F2 | Commercial | Warehouse | New | Space Heating | Natural Gas | Unit Heater | E8 | RVT - Cost of Operation | 0 | 0 | 0 | 0 | 0 | 0 | 0 | 0 | 0 | 0 | 0 | 0 | 0 | 0 | 0 | 0 | 0 | 0 | 0 | 0 | 0 | 0 | 0 | 0 | 0 | 0 | 0
F2_Commercial_Warehouse_New_Space Heating_Natural Gas_Unit Heater_E9 | F2 | Commercial | Warehouse | New | Space Heating | Natural Gas | Unit Heater | E9 | RVT - Cost of Operation | 0 | 0 | 0 | 0 | 0 | 0 | 0 | 0 | 0 | 0 | 0 | 0 | 0 | 0 | 0 | 0 | 0 | 0 | 0 | 0 | 0 | 0 | 0 | 0 | 0 | 0 | 0
F2_Commercial_Warehouse_New_Space Heating_Natural Gas_Unit Heater_E10 | F2 | Commercial | Warehouse | New | Space Heating | Natural Gas | Unit Heater | E10 | RVT - Cost of Operation | 0 | 0 | 0 | 0 | 0 | 0 | 0 | 0 | 0 | 0 | 0 | 0 | 0 | 0 | 0 | 0 | 0 | 0 | 0 | 0 | 0 | 0 | 0 | 0 | 0 | 0 | 0
F3_Commercial_Warehouse_New_Space Heating_Natural Gas_Unit Heater_E1 | F3 | Commercial | Warehouse | New | Space Heating | Natural Gas | Unit Heater | E1 | System - kBTUs of Consumption | 39.4079 | 39.54 | 39.5323 | 39.5323 | 39.5323 | 39.5323 | 39.5323 | 39.5323 | 39.5323 | 39.5323 | 39.5323 | 39.5323 | 39.5323 | 39.5323 | 39.5323 | 39.5323 | 39.5323 | 39.5323 | 39.5323 | 39.5323 | 39.5323 | 39.5323 | 39.5323 | 39.5323 | 39.5323 | 39.5323 | 39.5323
F3_Commercial_Warehouse_New_Space Heating_Natural Gas_Unit Heater_E2 | F3 | Commercial | Warehouse | New | Space Heating | Natural Gas | Unit Heater | E2 | System - kBTUs of Consumption | 35.0503 | 35.1678 | 35.161 | 35.161 | 35.161 | 35.161 | 35.161 | 35.161 | 35.161 | 35.161 | 35.161 | 35.161 | 35.161 | 35.161 | 35.161 | 35.161 | 35.161 | 35.161 | 35.161 | 35.161 | 35.161 | 35.161 | 35.161 | 35.161 | 35.161 | 35.161 | 35.161
F3_Commercial_Warehouse_New_Space Heating_Natural Gas_Unit Heater_E3 | F3 | Commercial | Warehouse | New | Space Heating | Natural Gas | Unit Heater | E3 | System - kBTUs of Consumption | 34.8241 | 34.98 | 34.9709 | 34.9709 | 34.9709 | 34.9709 | 34.9709 | 34.9709 | 34.9709 | 34.9709 | 34.9709 | 34.9709 | 34.9709 | 34.9709 | 34.9709 | 34.9709 | 34.9709 | 34.9709 | 34.9709 | 34.9709 | 34.9709 | 34.9709 | 34.9709 | 34.9709 | 34.9709 | 34.9709 | 34.9709
F3_Commercial_Warehouse_New_Space Heating_Natural Gas_Unit Heater_E4 | F3 | Commercial | Warehouse | New | Space Heating | Natural Gas | Unit Heater | E4 | System - kBTUs of Consumption | 0 | 0 | 0 | 0 | 0 | 0 | 0 | 0 | 0 | 0 | 0 | 0 | 0 | 0 | 0 | 0 | 0 | 0 | 0 | 0 | 0 | 0 | 0 | 0 | 0 | 0 | 0
F3_Commercial_Warehouse_New_Space Heating_Natural Gas_Unit Heater_E5 | F3 | Commercial | Warehouse | New | Space Heating | Natural Gas | Unit Heater | E5 | System - kBTUs of Consumption | 0 | 0 | 0 | 0 | 0 | 0 | 0 | 0 | 0 | 0 | 0 | 0 | 0 | 0 | 0 | 0 | 0 | 0 | 0 | 0 | 0 | 0 | 0 | 0 | 0 | 0 | 0
F3_Commercial_Warehouse_New_Space Heating_Natural Gas_Unit Heater_E6 | F3 | Commercial | Warehouse | New | Space Heating | Natural Gas | Unit Heater | E6 | System - kBTUs of Consumption | 0 | 0 | 0 | 0 | 0 | 0 | 0 | 0 | 0 | 0 | 0 | 0 | 0 | 0 | 0 | 0 | 0 | 0 | 0 | 0 | 0 | 0 | 0 | 0 | 0 | 0 | 0
F3_Commercial_Warehouse_New_Space Heating_Natural Gas_Unit Heater_E7 | F3 | Commercial | Warehouse | New | Space Heating | Natural Gas | Unit Heater | E7 | System - kBTUs of Consumption | 0 | 0 | 0 | 0 | 0 | 0 | 0 | 0 | 0 | 0 | 0 | 0 | 0 | 0 | 0 | 0 | 0 | 0 | 0 | 0 | 0 | 0 | 0 | 0 | 0 | 0 | 0
F3_Commercial_Warehouse_New_Space Heating_Natural Gas_Unit Heater_E8 | F3 | Commercial | Warehouse | New | Space Heating | Natural Gas | Unit Heater | E8 | System - kBTUs of Consumption | 0 | 0 | 0 | 0 | 0 | 0 | 0 | 0 | 0 | 0 | 0 | 0 | 0 | 0 | 0 | 0 | 0 | 0 | 0 | 0 | 0 | 0 | 0 | 0 | 0 | 0 | 0
F3_Commercial_Warehouse_New_Space Heating_Natural Gas_Unit Heater_E9 | F3 | Commercial | Warehouse | New | Space Heating | Natural Gas | Unit Heater | E9 | System - kBTUs of Consumption | 0 | 0 | 0 | 0 | 0 | 0 | 0 | 0 | 0 | 0 | 0 | 0 | 0 | 0 | 0 | 0 | 0 | 0 | 0 | 0 | 0 | 0 | 0 | 0 | 0 | 0 | 0
F3_Commercial_Warehouse_New_Space Heating_Natural Gas_Unit Heater_E10 | F3 | Commercial | Warehouse | New | Space Heating | Natural Gas | Unit Heater | E10 | System - kBTUs of Consumption | 0 | 0 | 0 | 0 | 0 | 0 | 0 | 0 | 0 | 0 | 0 | 0 | 0 | 0 | 0 | 0 | 0 | 0 | 0 | 0 | 0 | 0 | 0 | 0 | 0 | 0 | 0
F4_Commercial_Warehouse_New_Space Heating_Natural Gas_Unit Heater_E1 | F4 | Commercial | Warehouse | New | Space Heating | Natural Gas | Unit Heater | E1 | Utility - Cost of Equipment | 0.018264 | 0.018264 | 0.018264 | 0.018264 | 0.018264 | 0.018264 | 0.018264 | 0.018264 | 0.018264 | 0.018264 | 0.018264 | 0.018264 | 0.018264 | 0.018264 | 0.018264 | 0.018264 | 0.018264 | 0.018264 | 0.018264 | 0.018264 | 0.018264 | 0.018264 | 0.018264 | 0.018264 | 0.018264 | 0.018264 | 0.018264
F4_Commercial_Warehouse_New_Space Heating_Natural Gas_Unit Heater_E2 | F4 | Commercial | Warehouse | New | Space Heating | Natural Gas | Unit Heater | E2 | Utility - Cost of Equipment | 0.021778 | 0.021778 | 0.021778 | 0.021778 | 0.021778 | 0.021778 | 0.021778 | 0.021778 | 0.021778 | 0.021778 | 0.021778 | 0.021778 | 0.021778 | 0.021778 | 0.021778 | 0.021778 | 0.021778 | 0.021778 | 0.021778 | 0.021778 | 0.021778 | 0.021778 | 0.021778 | 0.021778 | 0.021778 | 0.021778 | 0.021778
F4_Commercial_Warehouse_New_Space Heating_Natural Gas_Unit Heater_E3 | F4 | Commercial | Warehouse | New | Space Heating | Natural Gas | Unit Heater | E3 | Utility - Cost of Equipment | 0.023874 | 0.023874 | 0.023874 | 0.023874 | 0.023874 | 0.023874 | 0.023874 | 0.023874 | 0.023874 | 0.023874 | 0.023874 | 0.023874 | 0.023874 | 0.023874 | 0.023874 | 0.023874 | 0.023874 | 0.023874 | 0.023874 | 0.023874 | 0.023874 | 0.023874 | 0.023874 | 0.023874 | 0.023874 | 0.023874 | 0.023874
F4_Commercial_Warehouse_New_Space Heating_Natural Gas_Unit Heater_E4 | F4 | Commercial | Warehouse | New | Space Heating | Natural Gas | Unit Heater | E4 | Utility - Cost of Equipment | 0 | 0 | 0 | 0 | 0 | 0 | 0 | 0 | 0 | 0 | 0 | 0 | 0 | 0 | 0 | 0 | 0 | 0 | 0 | 0 | 0 | 0 | 0 | 0 | 0 | 0 | 0
F4_Commercial_Warehouse_New_Space Heating_Natural Gas_Unit Heater_E5 | F4 | Commercial | Warehouse | New | Space Heating | Natural Gas | Unit Heater | E5 | Utility - Cost of Equipment | 0 | 0 | 0 | 0 | 0 | 0 | 0 | 0 | 0 | 0 | 0 | 0 | 0 | 0 | 0 | 0 | 0 | 0 | 0 | 0 | 0 | 0 | 0 | 0 | 0 | 0 | 0
F4_Commercial_Warehouse_New_Space Heating_Natural Gas_Unit Heater_E6 | F4 | Commercial | Warehouse | New | Space Heating | Natural Gas | Unit Heater | E6 | Utility - Cost of Equipment | 0 | 0 | 0 | 0 | 0 | 0 | 0 | 0 | 0 | 0 | 0 | 0 | 0 | 0 | 0 | 0 | 0 | 0 | 0 | 0 | 0 | 0 | 0 | 0 | 0 | 0 | 0
F4_Commercial_Warehouse_New_Space Heating_Natural Gas_Unit Heater_E7 | F4 | Commercial | Warehouse | New | Space Heating | Natural Gas | Unit Heater | E7 | Utility - Cost of Equipment | 0 | 0 | 0 | 0 | 0 | 0 | 0 | 0 | 0 | 0 | 0 | 0 | 0 | 0 | 0 | 0 | 0 | 0 | 0 | 0 | 0 | 0 | 0 | 0 | 0 | 0 | 0
F4_Commercial_Warehouse_New_Space Heating_Natural Gas_Unit Heater_E8 | F4 | Commercial | Warehouse | New | Space Heating | Natural Gas | Unit Heater | E8 | Utility - Cost of Equipment | 0 | 0 | 0 | 0 | 0 | 0 | 0 | 0 | 0 | 0 | 0 | 0 | 0 | 0 | 0 | 0 | 0 | 0 | 0 | 0 | 0 | 0 | 0 | 0 | 0 | 0 | 0
F4_Commercial_Warehouse_New_Space Heating_Natural Gas_Unit Heater_E9 | F4 | Commercial | Warehouse | New | Space Heating | Natural Gas | Unit Heater | E9 | Utility - Cost of Equipment | 0 | 0 | 0 | 0 | 0 | 0 | 0 | 0 | 0 | 0 | 0 | 0 | 0 | 0 | 0 | 0 | 0 | 0 | 0 | 0 | 0 | 0 | 0 | 0 | 0 | 0 | 0
F4_Commercial_Warehouse_New_Space Heating_Natural Gas_Unit Heater_E10 | F4 | Commercial | Warehouse | New | Space Heating | Natural Gas | Unit Heater | E10 | Utility - Cost of Equipment | 0 | 0 | 0 | 0 | 0 | 0 | 0 | 0 | 0 | 0 | 0 | 0 | 0 | 0 | 0 | 0 | 0 | 0 | 0 | 0 | 0 | 0 | 0 | 0 | 0 | 0 | 0
F5_Commercial_Warehouse_New_Space Heating_Natural Gas_Unit Heater_E1 | F5 | Commercial | Warehouse | New | Space Heating | Natural Gas | Unit Heater | E1 | Utility - Cost of Operation | 0.57413 | 0.57142 | 0.56389 | 0.55576 | 0.55431 | 0.55508 | 0.55728 | 0.55961 | 0.56122 | 0.56186 | 0.56167 | 0.56075 | 0.5589 | 0.55567 | 0.55106 | 0.54534 | 0.53799 | 0.52935 | 0.51908 | 0.50685 | 0.49232 | 0.47583 | 0.46219 | 0.45357 | 0.45022 | 0.45243 | 0.45465
F5_Commercial_Warehouse_New_Space Heating_Natural Gas_Unit Heater_E2 | F5 | Commercial | Warehouse | New | Space Heating | Natural Gas | Unit Heater | E2 | Utility - Cost of Operation | 0.51064 | 0.50823 | 0.50154 | 0.4943 | 0.49301 | 0.4937 | 0.49566 | 0.49773 | 0.49916 | 0.49973 | 0.49956 | 0.49874 | 0.4971 | 0.49422 | 0.49013 | 0.48504 | 0.4785 | 0.47082 | 0.46168 | 0.4508 | 0.43788 | 0.42322 | 0.41108 | 0.40341 | 0.40044 | 0.4024 | 0.40437
F5_Commercial_Warehouse_New_Space Heating_Natural Gas_Unit Heater_E3 | F5 | Commercial | Warehouse | New | Space Heating | Natural Gas | Unit Heater | E3 | Utility - Cost of Operation | 0.50177 | 0.49905 | 0.49199 | 0.48482 | 0.48496 | 0.48771 | 0.49231 | 0.4974 | 0.502 | 0.50559 | 0.50799 | 0.509 | 0.50825 | 0.50536 | 0.50056 | 0.49433 | 0.48643 | 0.47719 | 0.46628 | 0.45334 | 0.43803 | 0.42071 | 0.40631 | 0.39708 | 0.39329 | 0.39522 | 0.39715
F5_Commercial_Warehouse_New_Space Heating_Natural Gas_Unit Heater_E4 | F5 | Commercial | Warehouse | New | Space Heating | Natural Gas | Unit Heater | E4 | Utility - Cost of Operation | 0 | 0 | 0 | 0 | 0 | 0 | 0 | 0 | 0 | 0 | 0 | 0 | 0 | 0 | 0 | 0 | 0 | 0 | 0 | 0 | 0 | 0 | 0 | 0 | 0 | 0 | 0
F5_Commercial_Warehouse_New_Space Heating_Natural Gas_Unit Heater_E5 | F5 | Commercial | Warehouse | New | Space Heating | Natural Gas | Unit Heater | E5 | Utility - Cost of Operation | 0 | 0 | 0 | 0 | 0 | 0 | 0 | 0 | 0 | 0 | 0 | 0 | 0 | 0 | 0 | 0 | 0 | 0 | 0 | 0 | 0 | 0 | 0 | 0 | 0 | 0 | 0
F5_Commercial_Warehouse_New_Space Heating_Natural Gas_Unit Heater_E6 | F5 | Commercial | Warehouse | New | Space Heating | Natural Gas | Unit Heater | E6 | Utility - Cost of Operation | 0 | 0 | 0 | 0 | 0 | 0 | 0 | 0 | 0 | 0 | 0 | 0 | 0 | 0 | 0 | 0 | 0 | 0 | 0 | 0 | 0 | 0 | 0 | 0 | 0 | 0 | 0
F5_Commercial_Warehouse_New_Space Heating_Natural Gas_Unit Heater_E7 | F5 | Commercial | Warehouse | New | Space Heating | Natural Gas | Unit Heater | E7 | Utility - Cost of Operation | 0 | 0 | 0 | 0 | 0 | 0 | 0 | 0 | 0 | 0 | 0 | 0 | 0 | 0 | 0 | 0 | 0 | 0 | 0 | 0 | 0 | 0 | 0 | 0 | 0 | 0 | 0
F5_Commercial_Warehouse_New_Space Heating_Natural Gas_Unit Heater_E8 | F5 | Commercial | Warehouse | New | Space Heating | Natural Gas | Unit Heater | E8 | Utility - Cost of Operation | 0 | 0 | 0 | 0 | 0 | 0 | 0 | 0 | 0 | 0 | 0 | 0 | 0 | 0 | 0 | 0 | 0 | 0 | 0 | 0 | 0 | 0 | 0 | 0 | 0 | 0 | 0
F5_Commercial_Warehouse_New_Space Heating_Natural Gas_Unit Heater_E9 | F5 | Commercial | Warehouse | New | Space Heating | Natural Gas | Unit Heater | E9 | Utility - Cost of Operation | 0 | 0 | 0 | 0 | 0 | 0 | 0 | 0 | 0 | 0 | 0 | 0 | 0 | 0 | 0 | 0 | 0 | 0 | 0 | 0 | 0 | 0 | 0 | 0 | 0 | 0 | 0
F5_Commercial_Warehouse_New_Space Heating_Natural Gas_Unit Heater_E10 | F5 | Commercial | Warehouse | New | Space Heating | Natural Gas | Unit Heater | E10 | Utility - Cost of Operation | 0 | 0 | 0 | 0 | 0 | 0 | 0 | 0 | 0 | 0 | 0 | 0 | 0 | 0 | 0 | 0 | 0 | 0 | 0 | 0 | 0 | 0 | 0 | 0 | 0 | 0 | 0
F6_Commercial_Warehouse_New_Space Heating_Natural Gas_Unit Heater_E1 | F6 | Commercial | Warehouse | New | Space Heating | Natural Gas | Unit Heater | E1 | Utility - Value of Sales | 0 | 0 | 0 | 0 | 0 | 0 | 0 | 0 | 0 | 0 | 0 | 0 | 0 | 0 | 0 | 0 | 0 | 0 | 0 | 0 | 0 | 0 | 0 | 0 | 0 | 0 | 0
F6_Commercial_Warehouse_New_Space Heating_Natural Gas_Unit Heater_E2 | F6 | Commercial | Warehouse | New | Space Heating | Natural Gas | Unit Heater | E2 | Utility - Value of Sales | 0 | 0 | 0 | 0 | 0 | 0 | 0 | 0 | 0 | 0 | 0 | 0 | 0 | 0 | 0 | 0 | 0 | 0 | 0 | 0 | 0 | 0 | 0 | 0 | 0 | 0 | 0
F6_Commercial_Warehouse_New_Space Heating_Natural Gas_Unit Heater_E3 | F6 | Commercial | Warehouse | New | Space Heating | Natural Gas | Unit Heater | E3 | Utility - Value of Sales | 0 | 0 | 0 | 0 | 0 | 0 | 0 | 0 | 0 | 0 | 0 | 0 | 0 | 0 | 0 | 0 | 0 | 0 | 0 | 0 | 0 | 0 | 0 | 0 | 0 | 0 | 0
F6_Commercial_Warehouse_New_Space Heating_Natural Gas_Unit Heater_E4 | F6 | Commercial | Warehouse | New | Space Heating | Natural Gas | Unit Heater | E4 | Utility - Value of Sales | 0 | 0 | 0 | 0 | 0 | 0 | 0 | 0 | 0 | 0 | 0 | 0 | 0 | 0 | 0 | 0 | 0 | 0 | 0 | 0 | 0 | 0 | 0 | 0 | 0 | 0 | 0
F6_Commercial_Warehouse_New_Space Heating_Natural Gas_Unit Heater_E5 | F6 | Commercial | Warehouse | New | Space Heating | Natural Gas | Unit Heater | E5 | Utility - Value of Sales | 0 | 0 | 0 | 0 | 0 | 0 | 0 | 0 | 0 | 0 | 0 | 0 | 0 | 0 | 0 | 0 | 0 | 0 | 0 | 0 | 0 | 0 | 0 | 0 | 0 | 0 | 0
F6_Commercial_Warehouse_New_Space Heating_Natural Gas_Unit Heater_E6 | F6 | Commercial | Warehouse | New | Space Heating | Natural Gas | Unit Heater | E6 | Utility - Value of Sales | 0 | 0 | 0 | 0 | 0 | 0 | 0 | 0 | 0 | 0 | 0 | 0 | 0 | 0 | 0 | 0 | 0 | 0 | 0 | 0 | 0 | 0 | 0 | 0 | 0 | 0 | 0
F6_Commercial_Warehouse_New_Space Heating_Natural Gas_Unit Heater_E7 | F6 | Commercial | Warehouse | New | Space Heating | Natural Gas | Unit Heater | E7 | Utility - Value of Sales | 0 | 0 | 0 | 0 | 0 | 0 | 0 | 0 | 0 | 0 | 0 | 0 | 0 | 0 | 0 | 0 | 0 | 0 | 0 | 0 | 0 | 0 | 0 | 0 | 0 | 0 | 0
F6_Commercial_Warehouse_New_Space Heating_Natural Gas_Unit Heater_E8 | F6 | Commercial | Warehouse | New | Space Heating | Natural Gas | Unit Heater | E8 | Utility - Value of Sales | 0 | 0 | 0 | 0 | 0 | 0 | 0 | 0 | 0 | 0 | 0 | 0 | 0 | 0 | 0 | 0 | 0 | 0 | 0 | 0 | 0 | 0 | 0 | 0 | 0 | 0 | 0
F6_Commercial_Warehouse_New_Space Heating_Natural Gas_Unit Heater_E9 | F6 | Commercial | Warehouse | New | Space Heating | Natural Gas | Unit Heater | E9 | Utility - Value of Sales | 0 | 0 | 0 | 0 | 0 | 0 | 0 | 0 | 0 | 0 | 0 | 0 | 0 | 0 | 0 | 0 | 0 | 0 | 0 | 0 | 0 | 0 | 0 | 0 | 0 | 0 | 0
F6_Commercial_Warehouse_New_Space Heating_Natural Gas_Unit Heater_E10 | F6 | Commercial | Warehouse | New | Space Heating | Natural Gas | Unit Heater | E10 | Utility - Value of Sales | 0 | 0 | 0 | 0 | 0 | 0 | 0 | 0 | 0 | 0 | 0 | 0 | 0 | 0 | 0 | 0 | 0 | 0 | 0 | 0 | 0 | 0 | 0 | 0 | 0 | 0 | 0
F1_Commercial_Warehouse_New_Water Heating_Natural Gas_Water Heater_E1 | F1 | Commercial | Warehouse | New | Water Heating | Natural Gas | Water Heater | E1 | RVT - Cost of Equipment | 0.010311 | 0.010311 | 0.010311 | 0.010311 | 0.010311 | 0.010311 | 0.010311 | 0.010311 | 0.010311 | 0.010311 | 0.010311 | 0.010311 | 0.010311 | 0.010311 | 0.010311 | 0.010311 | 0.010311 | 0.010311 | 0.010311 | 0.010311 | 0.010311 | 0.010311 | 0.010311 | 0.010311 | 0.010311 | 0.010311 | 0.010311
F1_Commercial_Warehouse_New_Water Heating_Natural Gas_Water Heater_E2 | F1 | Commercial | Warehouse | New | Water Heating | Natural Gas | Water Heater | E2 | RVT - Cost of Equipment | 0.011551 | 0.011551 | 0.011551 | 0.011551 | 0.011551 | 0.011551 | 0.011551 | 0.011551 | 0.011551 | 0.011551 | 0.011551 | 0.011551 | 0.011551 | 0.011551 | 0.011551 | 0.011551 | 0.011551 | 0.011551 | 0.011551 | 0.011551 | 0.011551 | 0.011551 | 0.011551 | 0.011551 | 0.011551 | 0.011551 | 0.011551
F1_Commercial_Warehouse_New_Water Heating_Natural Gas_Water Heater_E3 | F1 | Commercial | Warehouse | New | Water Heating | Natural Gas | Water Heater | E3 | RVT - Cost of Equipment | 0.0091119 | 0.0091119 | 0.0091119 | 0.0091119 | 0.0091119 | 0.0091119 | 0.0091119 | 0.0091119 | 0.0091119 | 0.0091119 | 0.0091119 | 0.0091119 | 0.0091119 | 0.0091119 | 0.0091119 | 0.0091119 | 0.0091119 | 0.0091119 | 0.0091119 | 0.0091119 | 0.0091119 | 0.0091119 | 0.0091119 | 0.0091119 | 0.0091119 | 0.0091119 | 0.0091119
F1_Commercial_Warehouse_New_Water Heating_Natural Gas_Water Heater_E4 | F1 | Commercial | Warehouse | New | Water Heating | Natural Gas | Water Heater | E4 | RVT - Cost of Equipment | 0 | 0 | 0.036829 | 0.036829 | 0.036829 | 0.036829 | 0.036829 | 0.036829 | 0.036829 | 0.036829 | 0.036829 | 0.036829 | 0.036829 | 0.036829 | 0.036829 | 0.036829 | 0.036829 | 0.036829 | 0.036829 | 0.036829 | 0.036829 | 0.036829 | 0.036829 | 0.036829 | 0.036829 | 0.036829 | 0.036829
F1_Commercial_Warehouse_New_Water Heating_Natural Gas_Water Heater_E5 | F1 | Commercial | Warehouse | New | Water Heating | Natural Gas | Water Heater | E5 | RVT - Cost of Equipment | 0 | 0 | 0 | 0 | 0 | 0 | 0 | 0 | 0 | 0 | 0 | 0 | 0 | 0 | 0 | 0 | 0 | 0 | 0 | 0 | 0 | 0 | 0 | 0 | 0 | 0 | 0
F1_Commercial_Warehouse_New_Water Heating_Natural Gas_Water Heater_E6 | F1 | Commercial | Warehouse | New | Water Heating | Natural Gas | Water Heater | E6 | RVT - Cost of Equipment | 0 | 0 | 0 | 0 | 0 | 0 | 0 | 0 | 0 | 0 | 0 | 0 | 0 | 0 | 0 | 0 | 0 | 0 | 0 | 0 | 0 | 0 | 0 | 0 | 0 | 0 | 0
F1_Commercial_Warehouse_New_Water Heating_Natural Gas_Water Heater_E7 | F1 | Commercial | Warehouse | New | Water Heating | Natural Gas | Water Heater | E7 | RVT - Cost of Equipment | 0 | 0 | 0 | 0 | 0 | 0 | 0 | 0 | 0 | 0 | 0 | 0 | 0 | 0 | 0 | 0 | 0 | 0 | 0 | 0 | 0 | 0 | 0 | 0 | 0 | 0 | 0
F1_Commercial_Warehouse_New_Water Heating_Natural Gas_Water Heater_E8 | F1 | Commercial | Warehouse | New | Water Heating | Natural Gas | Water Heater | E8 | RVT - Cost of Equipment | 0 | 0 | 0 | 0 | 0 | 0 | 0 | 0 | 0 | 0 | 0 | 0 | 0 | 0 | 0 | 0 | 0 | 0 | 0 | 0 | 0 | 0 | 0 | 0 | 0 | 0 | 0
F1_Commercial_Warehouse_New_Water Heating_Natural Gas_Water Heater_E9 | F1 | Commercial | Warehouse | New | Water Heating | Natural Gas | Water Heater | E9 | RVT - Cost of Equipment | 0 | 0 | 0 | 0 | 0 | 0 | 0 | 0 | 0 | 0 | 0 | 0 | 0 | 0 | 0 | 0 | 0 | 0 | 0 | 0 | 0 | 0 | 0 | 0 | 0 | 0 | 0
F1_Commercial_Warehouse_New_Water Heating_Natural Gas_Water Heater_E10 | F1 | Commercial | Warehouse | New | Water Heating | Natural Gas | Water Heater | E10 | RVT - Cost of Equipment | 0 | 0 | 0 | 0 | 0 | 0 | 0 | 0 | 0 | 0 | 0 | 0 | 0 | 0 | 0 | 0 | 0 | 0 | 0 | 0 | 0 | 0 | 0 | 0 | 0 | 0 | 0
F2_Commercial_Warehouse_New_Water Heating_Natural Gas_Water Heater_E1 | F2 | Commercial | Warehouse | New | Water Heating | Natural Gas | Water Heater | E1 | RVT - Cost of Operation | 0 | 0 | 0 | 0 | 0 | 0 | 0 | 0 | 0 | 0 | 0 | 0 | 0 | 0 | 0 | 0 | 0 | 0 | 0 | 0 | 0 | 0 | 0 | 0 | 0 | 0 | 0
F2_Commercial_Warehouse_New_Water Heating_Natural Gas_Water Heater_E2 | F2 | Commercial | Warehouse | New | Water Heating | Natural Gas | Water Heater | E2 | RVT - Cost of Operation | 0 | 0 | 0 | 0 | 0 | 0 | 0 | 0 | 0 | 0 | 0 | 0 | 0 | 0 | 0 | 0 | 0 | 0 | 0 | 0 | 0 | 0 | 0 | 0 | 0 | 0 | 0
F2_Commercial_Warehouse_New_Water Heating_Natural Gas_Water Heater_E3 | F2 | Commercial | Warehouse | New | Water Heating | Natural Gas | Water Heater | E3 | RVT - Cost of Operation | 0 | 0 | 0 | 0 | 0 | 0 | 0 | 0 | 0 | 0 | 0 | 0 | 0 | 0 | 0 | 0 | 0 | 0 | 0 | 0 | 0 | 0 | 0 | 0 | 0 | 0 | 0
F2_Commercial_Warehouse_New_Water Heating_Natural Gas_Water Heater_E4 | F2 | Commercial | Warehouse | New | Water Heating | Natural Gas | Water Heater | E4 | RVT - Cost of Operation | 0 | 0 | 0 | 0 | 0 | 0 | 0 | 0 | 0 | 0 | 0 | 0 | 0 | 0 | 0 | 0 | 0 | 0 | 0 | 0 | 0 | 0 | 0 | 0 | 0 | 0 | 0
F2_Commercial_Warehouse_New_Water Heating_Natural Gas_Water Heater_E5 | F2 | Commercial | Warehouse | New | Water Heating | Natural Gas | Water Heater | E5 | RVT - Cost of Operation | 0 | 0 | 0 | 0 | 0 | 0 | 0 | 0 | 0 | 0 | 0 | 0 | 0 | 0 | 0 | 0 | 0 | 0 | 0 | 0 | 0 | 0 | 0 | 0 | 0 | 0 | 0
F2_Commercial_Warehouse_New_Water Heating_Natural Gas_Water Heater_E6 | F2 | Commercial | Warehouse | New | Water Heating | Natural Gas | Water Heater | E6 | RVT - Cost of Operation | 0 | 0 | 0 | 0 | 0 | 0 | 0 | 0 | 0 | 0 | 0 | 0 | 0 | 0 | 0 | 0 | 0 | 0 | 0 | 0 | 0 | 0 | 0 | 0 | 0 | 0 | 0
F2_Commercial_Warehouse_New_Water Heating_Natural Gas_Water Heater_E7 | F2 | Commercial | Warehouse | New | Water Heating | Natural Gas | Water Heater | E7 | RVT - Cost of Operation | 0 | 0 | 0 | 0 | 0 | 0 | 0 | 0 | 0 | 0 | 0 | 0 | 0 | 0 | 0 | 0 | 0 | 0 | 0 | 0 | 0 | 0 | 0 | 0 | 0 | 0 | 0
F2_Commercial_Warehouse_New_Water Heating_Natural Gas_Water Heater_E8 | F2 | Commercial | Warehouse | New | Water Heating | Natural Gas | Water Heater | E8 | RVT - Cost of Operation | 0 | 0 | 0 | 0 | 0 | 0 | 0 | 0 | 0 | 0 | 0 | 0 | 0 | 0 | 0 | 0 | 0 | 0 | 0 | 0 | 0 | 0 | 0 | 0 | 0 | 0 | 0
F2_Commercial_Warehouse_New_Water Heating_Natural Gas_Water Heater_E9 | F2 | Commercial | Warehouse | New | Water Heating | Natural Gas | Water Heater | E9 | RVT - Cost of Operation | 0 | 0 | 0 | 0 | 0 | 0 | 0 | 0 | 0 | 0 | 0 | 0 | 0 | 0 | 0 | 0 | 0 | 0 | 0 | 0 | 0 | 0 | 0 | 0 | 0 | 0 | 0
F2_Commercial_Warehouse_New_Water Heating_Natural Gas_Water Heater_E10 | F2 | Commercial | Warehouse | New | Water Heating | Natural Gas | Water Heater | E10 | RVT - Cost of Operation | 0 | 0 | 0 | 0 | 0 | 0 | 0 | 0 | 0 | 0 | 0 | 0 | 0 | 0 | 0 | 0 | 0 | 0 | 0 | 0 | 0 | 0 | 0 | 0 | 0 | 0 | 0
F3_Commercial_Warehouse_New_Water Heating_Natural Gas_Water Heater_E1 | F3 | Commercial | Warehouse | New | Water Heating | Natural Gas | Water Heater | E1 | System - kBTUs of Consumption | 8.2907 | 8.2907 | 8.2907 | 8.2907 | 8.2907 | 8.2907 | 8.2907 | 8.2907 | 8.2907 | 8.2907 | 8.2907 | 8.2907 | 8.2907 | 8.2907 | 8.2907 | 8.2907 | 8.2907 | 8.2907 | 8.2907 | 8.2907 | 8.2907 | 8.2907 | 8.2907 | 8.2907 | 8.2907 | 8.2907 | 8.2907
F3_Commercial_Warehouse_New_Water Heating_Natural Gas_Water Heater_E2 | F3 | Commercial | Warehouse | New | Water Heating | Natural Gas | Water Heater | E2 | System - kBTUs of Consumption | 7.5998 | 7.5998 | 7.5998 | 7.5998 | 7.5998 | 7.5998 | 7.5998 | 7.5998 | 7.5998 | 7.5998 | 7.5998 | 7.5998 | 7.5998 | 7.5998 | 7.5998 | 7.5998 | 7.5998 | 7.5998 | 7.5998 | 7.5998 | 7.5998 | 7.5998 | 7.5998 | 7.5998 | 7.5998 | 7.5998 | 7.5998
F3_Commercial_Warehouse_New_Water Heating_Natural Gas_Water Heater_E3 | F3 | Commercial | Warehouse | New | Water Heating | Natural Gas | Water Heater | E3 | System - kBTUs of Consumption | 7.4447 | 7.4447 | 7.4447 | 7.4447 | 7.4447 | 7.4447 | 7.4447 | 7.4447 | 7.4447 | 7.4447 | 7.4447 | 7.4447 | 7.4447 | 7.4447 | 7.4447 | 7.4447 | 7.4447 | 7.4447 | 7.4447 | 7.4447 | 7.4447 | 7.4447 | 7.4447 | 7.4447 | 7.4447 | 7.4447 | 7.4447
F3_Commercial_Warehouse_New_Water Heating_Natural Gas_Water Heater_E4 | F3 | Commercial | Warehouse | New | Water Heating | Natural Gas | Water Heater | E4 | System - kBTUs of Consumption | 0 | 0 | 6.8828 | 6.8828 | 6.8828 | 6.8828 | 6.8828 | 6.8828 | 6.8828 | 6.8828 | 6.8828 | 6.8828 | 6.8828 | 6.8828 | 6.8828 | 6.8828 | 6.8828 | 6.8828 | 6.8828 | 6.8828 | 6.8828 | 6.8828 | 6.8828 | 6.8828 | 6.8828 | 6.8828 | 6.8828
F3_Commercial_Warehouse_New_Water Heating_Natural Gas_Water Heater_E5 | F3 | Commercial | Warehouse | New | Water Heating | Natural Gas | Water Heater | E5 | System - kBTUs of Consumption | 0 | 0 | 0 | 0 | 0 | 0 | 0 | 0 | 0 | 0 | 0 | 0 | 0 | 0 | 0 | 0 | 0 | 0 | 0 | 0 | 0 | 0 | 0 | 0 | 0 | 0 | 0
F3_Commercial_Warehouse_New_Water Heating_Natural Gas_Water Heater_E6 | F3 | Commercial | Warehouse | New | Water Heating | Natural Gas | Water Heater | E6 | System - kBTUs of Consumption | 0 | 0 | 0 | 0 | 0 | 0 | 0 | 0 | 0 | 0 | 0 | 0 | 0 | 0 | 0 | 0 | 0 | 0 | 0 | 0 | 0 | 0 | 0 | 0 | 0 | 0 | 0
F3_Commercial_Warehouse_New_Water Heating_Natural Gas_Water Heater_E7 | F3 | Commercial | Warehouse | New | Water Heating | Natural Gas | Water Heater | E7 | System - kBTUs of Consumption | 0 | 0 | 0 | 0 | 0 | 0 | 0 | 0 | 0 | 0 | 0 | 0 | 0 | 0 | 0 | 0 | 0 | 0 | 0 | 0 | 0 | 0 | 0 | 0 | 0 | 0 | 0
F3_Commercial_Warehouse_New_Water Heating_Natural Gas_Water Heater_E8 | F3 | Commercial | Warehouse | New | Water Heating | Natural Gas | Water Heater | E8 | System - kBTUs of Consumption | 0 | 0 | 0 | 0 | 0 | 0 | 0 | 0 | 0 | 0 | 0 | 0 | 0 | 0 | 0 | 0 | 0 | 0 | 0 | 0 | 0 | 0 | 0 | 0 | 0 | 0 | 0
F3_Commercial_Warehouse_New_Water Heating_Natural Gas_Water Heater_E9 | F3 | Commercial | Warehouse | New | Water Heating | Natural Gas | Water Heater | E9 | System - kBTUs of Consumption | 0 | 0 | 0 | 0 | 0 | 0 | 0 | 0 | 0 | 0 | 0 | 0 | 0 | 0 | 0 | 0 | 0 | 0 | 0 | 0 | 0 | 0 | 0 | 0 | 0 | 0 | 0
F3_Commercial_Warehouse_New_Water Heating_Natural Gas_Water Heater_E10 | F3 | Commercial | Warehouse | New | Water Heating | Natural Gas | Water Heater | E10 | System - kBTUs of Consumption | 0 | 0 | 0 | 0 | 0 | 0 | 0 | 0 | 0 | 0 | 0 | 0 | 0 | 0 | 0 | 0 | 0 | 0 | 0 | 0 | 0 | 0 | 0 | 0 | 0 | 0 | 0
F4_Commercial_Warehouse_New_Water Heating_Natural Gas_Water Heater_E1 | F4 | Commercial | Warehouse | New | Water Heating | Natural Gas | Water Heater | E1 | Utility - Cost of Equipment | 0.010311 | 0.010311 | 0.010311 | 0.010311 | 0.010311 | 0.010311 | 0.010311 | 0.010311 | 0.010311 | 0.010311 | 0.010311 | 0.010311 | 0.010311 | 0.010311 | 0.010311 | 0.010311 | 0.010311 | 0.010311 | 0.010311 | 0.010311 | 0.010311 | 0.010311 | 0.010311 | 0.010311 | 0.010311 | 0.010311 | 0.010311
F4_Commercial_Warehouse_New_Water Heating_Natural Gas_Water Heater_E2 | F4 | Commercial | Warehouse | New | Water Heating | Natural Gas | Water Heater | E2 | Utility - Cost of Equipment | 0.011551 | 0.011551 | 0.011551 | 0.011551 | 0.011551 | 0.011551 | 0.011551 | 0.011551 | 0.011551 | 0.011551 | 0.011551 | 0.011551 | 0.011551 | 0.011551 | 0.011551 | 0.011551 | 0.011551 | 0.011551 | 0.011551 | 0.011551 | 0.011551 | 0.011551 | 0.011551 | 0.011551 | 0.011551 | 0.011551 | 0.011551
F4_Commercial_Warehouse_New_Water Heating_Natural Gas_Water Heater_E3 | F4 | Commercial | Warehouse | New | Water Heating | Natural Gas | Water Heater | E3 | Utility - Cost of Equipment | 0.0091119 | 0.0091119 | 0.0091119 | 0.0091119 | 0.0091119 | 0.0091119 | 0.0091119 | 0.0091119 | 0.0091119 | 0.0091119 | 0.0091119 | 0.0091119 | 0.0091119 | 0.0091119 | 0.0091119 | 0.0091119 | 0.0091119 | 0.0091119 | 0.0091119 | 0.0091119 | 0.0091119 | 0.0091119 | 0.0091119 | 0.0091119 | 0.0091119 | 0.0091119 | 0.0091119
F4_Commercial_Warehouse_New_Water Heating_Natural Gas_Water Heater_E4 | F4 | Commercial | Warehouse | New | Water Heating | Natural Gas | Water Heater | E4 | Utility - Cost of Equipment | 0 | 0 | 0.036829 | 0.036829 | 0.036829 | 0.036829 | 0.036829 | 0.036829 | 0.036829 | 0.036829 | 0.036829 | 0.036829 | 0.036829 | 0.036829 | 0.036829 | 0.036829 | 0.036829 | 0.036829 | 0.036829 | 0.036829 | 0.036829 | 0.036829 | 0.036829 | 0.036829 | 0.036829 | 0.036829 | 0.036829
F4_Commercial_Warehouse_New_Water Heating_Natural Gas_Water Heater_E5 | F4 | Commercial | Warehouse | New | Water Heating | Natural Gas | Water Heater | E5 | Utility - Cost of Equipment | 0 | 0 | 0 | 0 | 0 | 0 | 0 | 0 | 0 | 0 | 0 | 0 | 0 | 0 | 0 | 0 | 0 | 0 | 0 | 0 | 0 | 0 | 0 | 0 | 0 | 0 | 0
F4_Commercial_Warehouse_New_Water Heating_Natural Gas_Water Heater_E6 | F4 | Commercial | Warehouse | New | Water Heating | Natural Gas | Water Heater | E6 | Utility - Cost of Equipment | 0 | 0 | 0 | 0 | 0 | 0 | 0 | 0 | 0 | 0 | 0 | 0 | 0 | 0 | 0 | 0 | 0 | 0 | 0 | 0 | 0 | 0 | 0 | 0 | 0 | 0 | 0
F4_Commercial_Warehouse_New_Water Heating_Natural Gas_Water Heater_E7 | F4 | Commercial | Warehouse | New | Water Heating | Natural Gas | Water Heater | E7 | Utility - Cost of Equipment | 0 | 0 | 0 | 0 | 0 | 0 | 0 | 0 | 0 | 0 | 0 | 0 | 0 | 0 | 0 | 0 | 0 | 0 | 0 | 0 | 0 | 0 | 0 | 0 | 0 | 0 | 0
F4_Commercial_Warehouse_New_Water Heating_Natural Gas_Water Heater_E8 | F4 | Commercial | Warehouse | New | Water Heating | Natural Gas | Water Heater | E8 | Utility - Cost of Equipment | 0 | 0 | 0 | 0 | 0 | 0 | 0 | 0 | 0 | 0 | 0 | 0 | 0 | 0 | 0 | 0 | 0 | 0 | 0 | 0 | 0 | 0 | 0 | 0 | 0 | 0 | 0
F4_Commercial_Warehouse_New_Water Heating_Natural Gas_Water Heater_E9 | F4 | Commercial | Warehouse | New | Water Heating | Natural Gas | Water Heater | E9 | Utility - Cost of Equipment | 0 | 0 | 0 | 0 | 0 | 0 | 0 | 0 | 0 | 0 | 0 | 0 | 0 | 0 | 0 | 0 | 0 | 0 | 0 | 0 | 0 | 0 | 0 | 0 | 0 | 0 | 0
F4_Commercial_Warehouse_New_Water Heating_Natural Gas_Water Heater_E10 | F4 | Commercial | Warehouse | New | Water Heating | Natural Gas | Water Heater | E10 | Utility - Cost of Equipment | 0 | 0 | 0 | 0 | 0 | 0 | 0 | 0 | 0 | 0 | 0 | 0 | 0 | 0 | 0 | 0 | 0 | 0 | 0 | 0 | 0 | 0 | 0 | 0 | 0 | 0 | 0
F5_Commercial_Warehouse_New_Water Heating_Natural Gas_Water Heater_E1 | F5 | Commercial | Warehouse | New | Water Heating | Natural Gas | Water Heater | E1 | Utility - Cost of Operation | 0.11393 | 0.11228 | 0.11068 | 0.10913 | 0.10914 | 0.11018 | 0.11185 | 0.11389 | 0.11608 | 0.11833 | 0.12055 | 0.12251 | 0.12401 | 0.12465 | 0.12435 | 0.12313 | 0.12108 | 0.1184 | 0.1152 | 0.11142 | 0.10698 | 0.10188 | 0.097357 | 0.094426 | 0.09316 | 0.093617 | 0.094076
F5_Commercial_Warehouse_New_Water Heating_Natural Gas_Water Heater_E2 | F5 | Commercial | Warehouse | New | Water Heating | Natural Gas | Water Heater | E2 | Utility - Cost of Operation | 0.10443 | 0.10293 | 0.10146 | 0.10003 | 0.10005 | 0.101 | 0.10253 | 0.1044 | 0.10641 | 0.10847 | 0.1105 | 0.1123 | 0.11368 | 0.11426 | 0.11399 | 0.11287 | 0.11099 | 0.10853 | 0.1056 | 0.10213 | 0.098069 | 0.093395 | 0.089244 | 0.086558 | 0.085397 | 0.085816 | 0.086236
F5_Commercial_Warehouse_New_Water Heating_Natural Gas_Water Heater_E3 | F5 | Commercial | Warehouse | New | Water Heating | Natural Gas | Water Heater | E3 | Utility - Cost of Operation | 0.1023 | 0.10083 | 0.099387 | 0.097991 | 0.098005 | 0.098934 | 0.10044 | 0.10227 | 0.10424 | 0.10625 | 0.10825 | 0.11001 | 0.11136 | 0.11193 | 0.11166 | 0.11057 | 0.10873 | 0.10632 | 0.10345 | 0.10005 | 0.096068 | 0.091489 | 0.087423 | 0.084791 | 0.083654 | 0.084064 | 0.084476
F5_Commercial_Warehouse_New_Water Heating_Natural Gas_Water Heater_E4 | F5 | Commercial | Warehouse | New | Water Heating | Natural Gas | Water Heater | E4 | Utility - Cost of Operation | 0 | 0 | 0.092737 | 0.091963 | 0.09229 | 0.093335 | 0.0948 | 0.096395 | 0.09789 | 0.099103 | 0.1 | 0.10051 | 0.1006 | 0.10017 | 0.09932 | 0.098122 | 0.096612 | 0.094801 | 0.092633 | 0.090054 | 0.087026 | 0.083532 | 0.080437 | 0.078456 | 0.077636 | 0.078016 | 0.078399
F5_Commercial_Warehouse_New_Water Heating_Natural Gas_Water Heater_E5 | F5 | Commercial | Warehouse | New | Water Heating | Natural Gas | Water Heater | E5 | Utility - Cost of Operation | 0 | 0 | 0 | 0 | 0 | 0 | 0 | 0 | 0 | 0 | 0 | 0 | 0 | 0 | 0 | 0 | 0 | 0 | 0 | 0 | 0 | 0 | 0 | 0 | 0 | 0 | 0
F5_Commercial_Warehouse_New_Water Heating_Natural Gas_Water Heater_E6 | F5 | Commercial | Warehouse | New | Water Heating | Natural Gas | Water Heater | E6 | Utility - Cost of Operation | 0 | 0 | 0 | 0 | 0 | 0 | 0 | 0 | 0 | 0 | 0 | 0 | 0 | 0 | 0 | 0 | 0 | 0 | 0 | 0 | 0 | 0 | 0 | 0 | 0 | 0 | 0
F5_Commercial_Warehouse_New_Water Heating_Natural Gas_Water Heater_E7 | F5 | Commercial | Warehouse | New | Water Heating | Natural Gas | Water Heater | E7 | Utility - Cost of Operation | 0 | 0 | 0 | 0 | 0 | 0 | 0 | 0 | 0 | 0 | 0 | 0 | 0 | 0 | 0 | 0 | 0 | 0 | 0 | 0 | 0 | 0 | 0 | 0 | 0 | 0 | 0
F5_Commercial_Warehouse_New_Water Heating_Natural Gas_Water Heater_E8 | F5 | Commercial | Warehouse | New | Water Heating | Natural Gas | Water Heater | E8 | Utility - Cost of Operation | 0 | 0 | 0 | 0 | 0 | 0 | 0 | 0 | 0 | 0 | 0 | 0 | 0 | 0 | 0 | 0 | 0 | 0 | 0 | 0 | 0 | 0 | 0 | 0 | 0 | 0 | 0
F5_Commercial_Warehouse_New_Water Heating_Natural Gas_Water Heater_E9 | F5 | Commercial | Warehouse | New | Water Heating | Natural Gas | Water Heater | E9 | Utility - Cost of Operation | 0 | 0 | 0 | 0 | 0 | 0 | 0 | 0 | 0 | 0 | 0 | 0 | 0 | 0 | 0 | 0 | 0 | 0 | 0 | 0 | 0 | 0 | 0 | 0 | 0 | 0 | 0
F5_Commercial_Warehouse_New_Water Heating_Natural Gas_Water Heater_E10 | F5 | Commercial | Warehouse | New | Water Heating | Natural Gas | Water Heater | E10 | Utility - Cost of Operation | 0 | 0 | 0 | 0 | 0 | 0 | 0 | 0 | 0 | 0 | 0 | 0 | 0 | 0 | 0 | 0 | 0 | 0 | 0 | 0 | 0 | 0 | 0 | 0 | 0 | 0 | 0
F6_Commercial_Warehouse_New_Water Heating_Natural Gas_Water Heater_E1 | F6 | Commercial | Warehouse | New | Water Heating | Natural Gas | Water Heater | E1 | Utility - Value of Sales | 0 | 0 | 0 | 0 | 0 | 0 | 0 | 0 | 0 | 0 | 0 | 0 | 0 | 0 | 0 | 0 | 0 | 0 | 0 | 0 | 0 | 0 | 0 | 0 | 0 | 0 | 0
F6_Commercial_Warehouse_New_Water Heating_Natural Gas_Water Heater_E2 | F6 | Commercial | Warehouse | New | Water Heating | Natural Gas | Water Heater | E2 | Utility - Value of Sales | 0 | 0 | 0 | 0 | 0 | 0 | 0 | 0 | 0 | 0 | 0 | 0 | 0 | 0 | 0 | 0 | 0 | 0 | 0 | 0 | 0 | 0 | 0 | 0 | 0 | 0 | 0
F6_Commercial_Warehouse_New_Water Heating_Natural Gas_Water Heater_E3 | F6 | Commercial | Warehouse | New | Water Heating | Natural Gas | Water Heater | E3 | Utility - Value of Sales | 0 | 0 | 0 | 0 | 0 | 0 | 0 | 0 | 0 | 0 | 0 | 0 | 0 | 0 | 0 | 0 | 0 | 0 | 0 | 0 | 0 | 0 | 0 | 0 | 0 | 0 | 0
F6_Commercial_Warehouse_New_Water Heating_Natural Gas_Water Heater_E4 | F6 | Commercial | Warehouse | New | Water Heating | Natural Gas | Water Heater | E4 | Utility - Value of Sales | 0 | 0 | 0 | 0 | 0 | 0 | 0 | 0 | 0 | 0 | 0 | 0 | 0 | 0 | 0 | 0 | 0 | 0 | 0 | 0 | 0 | 0 | 0 | 0 | 0 | 0 | 0
F6_Commercial_Warehouse_New_Water Heating_Natural Gas_Water Heater_E5 | F6 | Commercial | Warehouse | New | Water Heating | Natural Gas | Water Heater | E5 | Utility - Value of Sales | 0 | 0 | 0 | 0 | 0 | 0 | 0 | 0 | 0 | 0 | 0 | 0 | 0 | 0 | 0 | 0 | 0 | 0 | 0 | 0 | 0 | 0 | 0 | 0 | 0 | 0 | 0
F6_Commercial_Warehouse_New_Water Heating_Natural Gas_Water Heater_E6 | F6 | Commercial | Warehouse | New | Water Heating | Natural Gas | Water Heater | E6 | Utility - Value of Sales | 0 | 0 | 0 | 0 | 0 | 0 | 0 | 0 | 0 | 0 | 0 | 0 | 0 | 0 | 0 | 0 | 0 | 0 | 0 | 0 | 0 | 0 | 0 | 0 | 0 | 0 | 0
F6_Commercial_Warehouse_New_Water Heating_Natural Gas_Water Heater_E7 | F6 | Commercial | Warehouse | New | Water Heating | Natural Gas | Water Heater | E7 | Utility - Value of Sales | 0 | 0 | 0 | 0 | 0 | 0 | 0 | 0 | 0 | 0 | 0 | 0 | 0 | 0 | 0 | 0 | 0 | 0 | 0 | 0 | 0 | 0 | 0 | 0 | 0 | 0 | 0
F6_Commercial_Warehouse_New_Water Heating_Natural Gas_Water Heater_E8 | F6 | Commercial | Warehouse | New | Water Heating | Natural Gas | Water Heater | E8 | Utility - Value of Sales | 0 | 0 | 0 | 0 | 0 | 0 | 0 | 0 | 0 | 0 | 0 | 0 | 0 | 0 | 0 | 0 | 0 | 0 | 0 | 0 | 0 | 0 | 0 | 0 | 0 | 0 | 0
F6_Commercial_Warehouse_New_Water Heating_Natural Gas_Water Heater_E9 | F6 | Commercial | Warehouse | New | Water Heating | Natural Gas | Water Heater | E9 | Utility - Value of Sales | 0 | 0 | 0 | 0 | 0 | 0 | 0 | 0 | 0 | 0 | 0 | 0 | 0 | 0 | 0 | 0 | 0 | 0 | 0 | 0 | 0 | 0 | 0 | 0 | 0 | 0 | 0
F6_Commercial_Warehouse_New_Water Heating_Natural Gas_Water Heater_E10 | F6 | Commercial | Warehouse | New | Water Heating | Natural Gas | Water Heater | E10 | Utility - Value of Sales | 0 | 0 | 0 | 0 | 0 | 0 | 0 | 0 | 0 | 0 | 0 | 0 | 0 | 0 | 0 | 0 | 0 | 0 | 0 | 0 | 0 | 0 | 0 | 0 | 0 | 0 | 0
F1_Commercial_Warehouse_New_Food Preparation_Natural Gas_Oven_E1 | F1 | Commercial | Warehouse | New | Food Preparation | Natural Gas | Oven | E1 | RVT - Cost of Equipment | 0.0059459 | 0.0059459 | 0.0059459 | 0.0059459 | 0.0059459 | 0.0059459 | 0.0059459 | 0.0059459 | 0.0059459 | 0.0059459 | 0.0059459 | 0.0059459 | 0.0059459 | 0.0059459 | 0.0059459 | 0.0059459 | 0.0059459 | 0.0059459 | 0.0059459 | 0.0059459 | 0.0059459 | 0.0059459 | 0.0059459 | 0.0059459 | 0.0059459 | 0.0059459 | 0.0059459
F1_Commercial_Warehouse_New_Food Preparation_Natural Gas_Oven_E2 | F1 | Commercial | Warehouse | New | Food Preparation | Natural Gas | Oven | E2 | RVT - Cost of Equipment | 0.0062636 | 0.0062636 | 0.0062636 | 0.0062636 | 0.0062636 | 0.0062636 | 0.0062636 | 0.0062636 | 0.0062636 | 0.0062636 | 0.0062636 | 0.0062636 | 0.0062636 | 0.0062636 | 0.0062636 | 0.0062636 | 0.0062636 | 0.0062636 | 0.0062636 | 0.0062636 | 0.0062636 | 0.0062636 | 0.0062636 | 0.0062636 | 0.0062636 | 0.0062636 | 0.0062636
F1_Commercial_Warehouse_New_Food Preparation_Natural Gas_Oven_E3 | F1 | Commercial | Warehouse | New | Food Preparation | Natural Gas | Oven | E3 | RVT - Cost of Equipment | 0 | 0 | 0 | 0 | 0 | 0 | 0 | 0 | 0 | 0 | 0 | 0 | 0 | 0 | 0 | 0 | 0 | 0 | 0 | 0 | 0 | 0 | 0 | 0 | 0 | 0 | 0
F1_Commercial_Warehouse_New_Food Preparation_Natural Gas_Oven_E4 | F1 | Commercial | Warehouse | New | Food Preparation | Natural Gas | Oven | E4 | RVT - Cost of Equipment | 0 | 0 | 0 | 0 | 0 | 0 | 0 | 0 | 0 | 0 | 0 | 0 | 0 | 0 | 0 | 0 | 0 | 0 | 0 | 0 | 0 | 0 | 0 | 0 | 0 | 0 | 0
F1_Commercial_Warehouse_New_Food Preparation_Natural Gas_Oven_E5 | F1 | Commercial | Warehouse | New | Food Preparation | Natural Gas | Oven | E5 | RVT - Cost of Equipment | 0 | 0 | 0 | 0 | 0 | 0 | 0 | 0 | 0 | 0 | 0 | 0 | 0 | 0 | 0 | 0 | 0 | 0 | 0 | 0 | 0 | 0 | 0 | 0 | 0 | 0 | 0
F1_Commercial_Warehouse_New_Food Preparation_Natural Gas_Oven_E6 | F1 | Commercial | Warehouse | New | Food Preparation | Natural Gas | Oven | E6 | RVT - Cost of Equipment | 0 | 0 | 0 | 0 | 0 | 0 | 0 | 0 | 0 | 0 | 0 | 0 | 0 | 0 | 0 | 0 | 0 | 0 | 0 | 0 | 0 | 0 | 0 | 0 | 0 | 0 | 0
F1_Commercial_Warehouse_New_Food Preparation_Natural Gas_Oven_E7 | F1 | Commercial | Warehouse | New | Food Preparation | Natural Gas | Oven | E7 | RVT - Cost of Equipment | 0 | 0 | 0 | 0 | 0 | 0 | 0 | 0 | 0 | 0 | 0 | 0 | 0 | 0 | 0 | 0 | 0 | 0 | 0 | 0 | 0 | 0 | 0 | 0 | 0 | 0 | 0
F1_Commercial_Warehouse_New_Food Preparation_Natural Gas_Oven_E8 | F1 | Commercial | Warehouse | New | Food Preparation | Natural Gas | Oven | E8 | RVT - Cost of Equipment | 0 | 0 | 0 | 0 | 0 | 0 | 0 | 0 | 0 | 0 | 0 | 0 | 0 | 0 | 0 | 0 | 0 | 0 | 0 | 0 | 0 | 0 | 0 | 0 | 0 | 0 | 0
F1_Commercial_Warehouse_New_Food Preparation_Natural Gas_Oven_E9 | F1 | Commercial | Warehouse | New | Food Preparation | Natural Gas | Oven | E9 | RVT - Cost of Equipment | 0 | 0 | 0 | 0 | 0 | 0 | 0 | 0 | 0 | 0 | 0 | 0 | 0 | 0 | 0 | 0 | 0 | 0 | 0 | 0 | 0 | 0 | 0 | 0 | 0 | 0 | 0
F1_Commercial_Warehouse_New_Food Preparation_Natural Gas_Oven_E10 | F1 | Commercial | Warehouse | New | Food Preparation | Natural Gas | Oven | E10 | RVT - Cost of Equipment | 0 | 0 | 0 | 0 | 0 | 0 | 0 | 0 | 0 | 0 | 0 | 0 | 0 | 0 | 0 | 0 | 0 | 0 | 0 | 0 | 0 | 0 | 0 | 0 | 0 | 0 | 0
F2_Commercial_Warehouse_New_Food Preparation_Natural Gas_Oven_E1 | F2 | Commercial | Warehouse | New | Food Preparation | Natural Gas | Oven | E1 | RVT - Cost of Operation | 0 | 0 | 0 | 0 | 0 | 0 | 0 | 0 | 0 | 0 | 0 | 0 | 0 | 0 | 0 | 0 | 0 | 0 | 0 | 0 | 0 | 0 | 0 | 0 | 0 | 0 | 0
F2_Commercial_Warehouse_New_Food Preparation_Natural Gas_Oven_E2 | F2 | Commercial | Warehouse | New | Food Preparation | Natural Gas | Oven | E2 | RVT - Cost of Operation | 0 | 0 | 0 | 0 | 0 | 0 | 0 | 0 | 0 | 0 | 0 | 0 | 0 | 0 | 0 | 0 | 0 | 0 | 0 | 0 | 0 | 0 | 0 | 0 | 0 | 0 | 0
F2_Commercial_Warehouse_New_Food Preparation_Natural Gas_Oven_E3 | F2 | Commercial | Warehouse | New | Food Preparation | Natural Gas | Oven | E3 | RVT - Cost of Operation | 0 | 0 | 0 | 0 | 0 | 0 | 0 | 0 | 0 | 0 | 0 | 0 | 0 | 0 | 0 | 0 | 0 | 0 | 0 | 0 | 0 | 0 | 0 | 0 | 0 | 0 | 0
F2_Commercial_Warehouse_New_Food Preparation_Natural Gas_Oven_E4 | F2 | Commercial | Warehouse | New | Food Preparation | Natural Gas | Oven | E4 | RVT - Cost of Operation | 0 | 0 | 0 | 0 | 0 | 0 | 0 | 0 | 0 | 0 | 0 | 0 | 0 | 0 | 0 | 0 | 0 | 0 | 0 | 0 | 0 | 0 | 0 | 0 | 0 | 0 | 0
F2_Commercial_Warehouse_New_Food Preparation_Natural Gas_Oven_E5 | F2 | Commercial | Warehouse | New | Food Preparation | Natural Gas | Oven | E5 | RVT - Cost of Operation | 0 | 0 | 0 | 0 | 0 | 0 | 0 | 0 | 0 | 0 | 0 | 0 | 0 | 0 | 0 | 0 | 0 | 0 | 0 | 0 | 0 | 0 | 0 | 0 | 0 | 0 | 0
F2_Commercial_Warehouse_New_Food Preparation_Natural Gas_Oven_E6 | F2 | Commercial | Warehouse | New | Food Preparation | Natural Gas | Oven | E6 | RVT - Cost of Operation | 0 | 0 | 0 | 0 | 0 | 0 | 0 | 0 | 0 | 0 | 0 | 0 | 0 | 0 | 0 | 0 | 0 | 0 | 0 | 0 | 0 | 0 | 0 | 0 | 0 | 0 | 0
F2_Commercial_Warehouse_New_Food Preparation_Natural Gas_Oven_E7 | F2 | Commercial | Warehouse | New | Food Preparation | Natural Gas | Oven | E7 | RVT - Cost of Operation | 0 | 0 | 0 | 0 | 0 | 0 | 0 | 0 | 0 | 0 | 0 | 0 | 0 | 0 | 0 | 0 | 0 | 0 | 0 | 0 | 0 | 0 | 0 | 0 | 0 | 0 | 0
F2_Commercial_Warehouse_New_Food Preparation_Natural Gas_Oven_E8 | F2 | Commercial | Warehouse | New | Food Preparation | Natural Gas | Oven | E8 | RVT - Cost of Operation | 0 | 0 | 0 | 0 | 0 | 0 | 0 | 0 | 0 | 0 | 0 | 0 | 0 | 0 | 0 | 0 | 0 | 0 | 0 | 0 | 0 | 0 | 0 | 0 | 0 | 0 | 0
F2_Commercial_Warehouse_New_Food Preparation_Natural Gas_Oven_E9 | F2 | Commercial | Warehouse | New | Food Preparation | Natural Gas | Oven | E9 | RVT - Cost of Operation | 0 | 0 | 0 | 0 | 0 | 0 | 0 | 0 | 0 | 0 | 0 | 0 | 0 | 0 | 0 | 0 | 0 | 0 | 0 | 0 | 0 | 0 | 0 | 0 | 0 | 0 | 0
F2_Commercial_Warehouse_New_Food Preparation_Natural Gas_Oven_E10 | F2 | Commercial | Warehouse | New | Food Preparation | Natural Gas | Oven | E10 | RVT - Cost of Operation | 0 | 0 | 0 | 0 | 0 | 0 | 0 | 0 | 0 | 0 | 0 | 0 | 0 | 0 | 0 | 0 | 0 | 0 | 0 | 0 | 0 | 0 | 0 | 0 | 0 | 0 | 0
F3_Commercial_Warehouse_New_Food Preparation_Natural Gas_Oven_E1 | F3 | Commercial | Warehouse | New | Food Preparation | Natural Gas | Oven | E1 | System - kBTUs of Consumption | 0.47261 | 0.47261 | 0.47261 | 0.47261 | 0.47261 | 0.47261 | 0.47261 | 0.47261 | 0.47261 | 0.47261 | 0.47261 | 0.47261 | 0.47261 | 0.47261 | 0.47261 | 0.47261 | 0.47261 | 0.47261 | 0.47261 | 0.47261 | 0.47261 | 0.47261 | 0.47261 | 0.47261 | 0.47261 | 0.47261 | 0.47261
F3_Commercial_Warehouse_New_Food Preparation_Natural Gas_Oven_E2 | F3 | Commercial | Warehouse | New | Food Preparation | Natural Gas | Oven | E2 | System - kBTUs of Consumption | 0.41063 | 0.41063 | 0.41063 | 0.41063 | 0.41063 | 0.41063 | 0.41063 | 0.41063 | 0.41063 | 0.41063 | 0.41063 | 0.41063 | 0.41063 | 0.41063 | 0.41063 | 0.41063 | 0.41063 | 0.41063 | 0.41063 | 0.41063 | 0.41063 | 0.41063 | 0.41063 | 0.41063 | 0.41063 | 0.41063 | 0.41063
F3_Commercial_Warehouse_New_Food Preparation_Natural Gas_Oven_E3 | F3 | Commercial | Warehouse | New | Food Preparation | Natural Gas | Oven | E3 | System - kBTUs of Consumption | 0 | 0 | 0 | 0 | 0 | 0 | 0 | 0 | 0 | 0 | 0 | 0 | 0 | 0 | 0 | 0 | 0 | 0 | 0 | 0 | 0 | 0 | 0 | 0 | 0 | 0 | 0
F3_Commercial_Warehouse_New_Food Preparation_Natural Gas_Oven_E4 | F3 | Commercial | Warehouse | New | Food Preparation | Natural Gas | Oven | E4 | System - kBTUs of Consumption | 0 | 0 | 0 | 0 | 0 | 0 | 0 | 0 | 0 | 0 | 0 | 0 | 0 | 0 | 0 | 0 | 0 | 0 | 0 | 0 | 0 | 0 | 0 | 0 | 0 | 0 | 0
F3_Commercial_Warehouse_New_Food Preparation_Natural Gas_Oven_E5 | F3 | Commercial | Warehouse | New | Food Preparation | Natural Gas | Oven | E5 | System - kBTUs of Consumption | 0 | 0 | 0 | 0 | 0 | 0 | 0 | 0 | 0 | 0 | 0 | 0 | 0 | 0 | 0 | 0 | 0 | 0 | 0 | 0 | 0 | 0 | 0 | 0 | 0 | 0 | 0
F3_Commercial_Warehouse_New_Food Preparation_Natural Gas_Oven_E6 | F3 | Commercial | Warehouse | New | Food Preparation | Natural Gas | Oven | E6 | System - kBTUs of Consumption | 0 | 0 | 0 | 0 | 0 | 0 | 0 | 0 | 0 | 0 | 0 | 0 | 0 | 0 | 0 | 0 | 0 | 0 | 0 | 0 | 0 | 0 | 0 | 0 | 0 | 0 | 0
F3_Commercial_Warehouse_New_Food Preparation_Natural Gas_Oven_E7 | F3 | Commercial | Warehouse | New | Food Preparation | Natural Gas | Oven | E7 | System - kBTUs of Consumption | 0 | 0 | 0 | 0 | 0 | 0 | 0 | 0 | 0 | 0 | 0 | 0 | 0 | 0 | 0 | 0 | 0 | 0 | 0 | 0 | 0 | 0 | 0 | 0 | 0 | 0 | 0
F3_Commercial_Warehouse_New_Food Preparation_Natural Gas_Oven_E8 | F3 | Commercial | Warehouse | New | Food Preparation | Natural Gas | Oven | E8 | System - kBTUs of Consumption | 0 | 0 | 0 | 0 | 0 | 0 | 0 | 0 | 0 | 0 | 0 | 0 | 0 | 0 | 0 | 0 | 0 | 0 | 0 | 0 | 0 | 0 | 0 | 0 | 0 | 0 | 0
F3_Commercial_Warehouse_New_Food Preparation_Natural Gas_Oven_E9 | F3 | Commercial | Warehouse | New | Food Preparation | Natural Gas | Oven | E9 | System - kBTUs of Consumption | 0 | 0 | 0 | 0 | 0 | 0 | 0 | 0 | 0 | 0 | 0 | 0 | 0 | 0 | 0 | 0 | 0 | 0 | 0 | 0 | 0 | 0 | 0 | 0 | 0 | 0 | 0
F3_Commercial_Warehouse_New_Food Preparation_Natural Gas_Oven_E10 | F3 | Commercial | Warehouse | New | Food Preparation | Natural Gas | Oven | E10 | System - kBTUs of Consumption | 0 | 0 | 0 | 0 | 0 | 0 | 0 | 0 | 0 | 0 | 0 | 0 | 0 | 0 | 0 | 0 | 0 | 0 | 0 | 0 | 0 | 0 | 0 | 0 | 0 | 0 | 0
F4_Commercial_Warehouse_New_Food Preparation_Natural Gas_Oven_E1 | F4 | Commercial | Warehouse | New | Food Preparation | Natural Gas | Oven | E1 | Utility - Cost of Equipment | 0.0059459 | 0.0059459 | 0.0059459 | 0.0059459 | 0.0059459 | 0.0059459 | 0.0059459 | 0.0059459 | 0.0059459 | 0.0059459 | 0.0059459 | 0.0059459 | 0.0059459 | 0.0059459 | 0.0059459 | 0.0059459 | 0.0059459 | 0.0059459 | 0.0059459 | 0.0059459 | 0.0059459 | 0.0059459 | 0.0059459 | 0.0059459 | 0.0059459 | 0.0059459 | 0.0059459
F4_Commercial_Warehouse_New_Food Preparation_Natural Gas_Oven_E2 | F4 | Commercial | Warehouse | New | Food Preparation | Natural Gas | Oven | E2 | Utility - Cost of Equipment | 0.0062636 | 0.0062636 | 0.0062636 | 0.0062636 | 0.0062636 | 0.0062636 | 0.0062636 | 0.0062636 | 0.0062636 | 0.0062636 | 0.0062636 | 0.0062636 | 0.0062636 | 0.0062636 | 0.0062636 | 0.0062636 | 0.0062636 | 0.0062636 | 0.0062636 | 0.0062636 | 0.0062636 | 0.0062636 | 0.0062636 | 0.0062636 | 0.0062636 | 0.0062636 | 0.0062636
F4_Commercial_Warehouse_New_Food Preparation_Natural Gas_Oven_E3 | F4 | Commercial | Warehouse | New | Food Preparation | Natural Gas | Oven | E3 | Utility - Cost of Equipment | 0 | 0 | 0 | 0 | 0 | 0 | 0 | 0 | 0 | 0 | 0 | 0 | 0 | 0 | 0 | 0 | 0 | 0 | 0 | 0 | 0 | 0 | 0 | 0 | 0 | 0 | 0
F4_Commercial_Warehouse_New_Food Preparation_Natural Gas_Oven_E4 | F4 | Commercial | Warehouse | New | Food Preparation | Natural Gas | Oven | E4 | Utility - Cost of Equipment | 0 | 0 | 0 | 0 | 0 | 0 | 0 | 0 | 0 | 0 | 0 | 0 | 0 | 0 | 0 | 0 | 0 | 0 | 0 | 0 | 0 | 0 | 0 | 0 | 0 | 0 | 0
F4_Commercial_Warehouse_New_Food Preparation_Natural Gas_Oven_E5 | F4 | Commercial | Warehouse | New | Food Preparation | Natural Gas | Oven | E5 | Utility - Cost of Equipment | 0 | 0 | 0 | 0 | 0 | 0 | 0 | 0 | 0 | 0 | 0 | 0 | 0 | 0 | 0 | 0 | 0 | 0 | 0 | 0 | 0 | 0 | 0 | 0 | 0 | 0 | 0
F4_Commercial_Warehouse_New_Food Preparation_Natural Gas_Oven_E6 | F4 | Commercial | Warehouse | New | Food Preparation | Natural Gas | Oven | E6 | Utility - Cost of Equipment | 0 | 0 | 0 | 0 | 0 | 0 | 0 | 0 | 0 | 0 | 0 | 0 | 0 | 0 | 0 | 0 | 0 | 0 | 0 | 0 | 0 | 0 | 0 | 0 | 0 | 0 | 0
F4_Commercial_Warehouse_New_Food Preparation_Natural Gas_Oven_E7 | F4 | Commercial | Warehouse | New | Food Preparation | Natural Gas | Oven | E7 | Utility - Cost of Equipment | 0 | 0 | 0 | 0 | 0 | 0 | 0 | 0 | 0 | 0 | 0 | 0 | 0 | 0 | 0 | 0 | 0 | 0 | 0 | 0 | 0 | 0 | 0 | 0 | 0 | 0 | 0
F4_Commercial_Warehouse_New_Food Preparation_Natural Gas_Oven_E8 | F4 | Commercial | Warehouse | New | Food Preparation | Natural Gas | Oven | E8 | Utility - Cost of Equipment | 0 | 0 | 0 | 0 | 0 | 0 | 0 | 0 | 0 | 0 | 0 | 0 | 0 | 0 | 0 | 0 | 0 | 0 | 0 | 0 | 0 | 0 | 0 | 0 | 0 | 0 | 0
F4_Commercial_Warehouse_New_Food Preparation_Natural Gas_Oven_E9 | F4 | Commercial | Warehouse | New | Food Preparation | Natural Gas | Oven | E9 | Utility - Cost of Equipment | 0 | 0 | 0 | 0 | 0 | 0 | 0 | 0 | 0 | 0 | 0 | 0 | 0 | 0 | 0 | 0 | 0 | 0 | 0 | 0 | 0 | 0 | 0 | 0 | 0 | 0 | 0
F4_Commercial_Warehouse_New_Food Preparation_Natural Gas_Oven_E10 | F4 | Commercial | Warehouse | New | Food Preparation | Natural Gas | Oven | E10 | Utility - Cost of Equipment | 0 | 0 | 0 | 0 | 0 | 0 | 0 | 0 | 0 | 0 | 0 | 0 | 0 | 0 | 0 | 0 | 0 | 0 | 0 | 0 | 0 | 0 | 0 | 0 | 0 | 0 | 0
F5_Commercial_Warehouse_New_Food Preparation_Natural Gas_Oven_E1 | F5 | Commercial | Warehouse | New | Food Preparation | Natural Gas | Oven | E1 | Utility - Cost of Operation | 0.0064905 | 0.006422 | 0.0063561 | 0.0062933 | 0.0063097 | 0.0063776 | 0.0064789 | 0.0065987 | 0.0067221 | 0.006834 | 0.006925 | 0.0069823 | 0.0070014 | 0.0069762 | 0.0069163 | 0.0068284 | 0.006718 | 0.0065858 | 0.0064279 | 0.0062401 | 0.0060199 | 0.0057661 | 0.0055411 | 0.0053966 | 0.005336 | 0.0053621 | 0.0053884
F5_Commercial_Warehouse_New_Food Preparation_Natural Gas_Oven_E2 | F5 | Commercial | Warehouse | New | Food Preparation | Natural Gas | Oven | E2 | Utility - Cost of Operation | 0.0056393 | 0.0055798 | 0.0055225 | 0.0054679 | 0.0054822 | 0.0055413 | 0.0056292 | 0.0057333 | 0.0058405 | 0.0059377 | 0.0060168 | 0.0060666 | 0.0060832 | 0.0060613 | 0.0060093 | 0.0059329 | 0.005837 | 0.0057221 | 0.0055849 | 0.0054217 | 0.0052304 | 0.0050099 | 0.0048144 | 0.0046889 | 0.0046362 | 0.0046589 | 0.0046817
F5_Commercial_Warehouse_New_Food Preparation_Natural Gas_Oven_E3 | F5 | Commercial | Warehouse | New | Food Preparation | Natural Gas | Oven | E3 | Utility - Cost of Operation | 0 | 0 | 0 | 0 | 0 | 0 | 0 | 0 | 0 | 0 | 0 | 0 | 0 | 0 | 0 | 0 | 0 | 0 | 0 | 0 | 0 | 0 | 0 | 0 | 0 | 0 | 0
F5_Commercial_Warehouse_New_Food Preparation_Natural Gas_Oven_E4 | F5 | Commercial | Warehouse | New | Food Preparation | Natural Gas | Oven | E4 | Utility - Cost of Operation | 0 | 0 | 0 | 0 | 0 | 0 | 0 | 0 | 0 | 0 | 0 | 0 | 0 | 0 | 0 | 0 | 0 | 0 | 0 | 0 | 0 | 0 | 0 | 0 | 0 | 0 | 0
F5_Commercial_Warehouse_New_Food Preparation_Natural Gas_Oven_E5 | F5 | Commercial | Warehouse | New | Food Preparation | Natural Gas | Oven | E5 | Utility - Cost of Operation | 0 | 0 | 0 | 0 | 0 | 0 | 0 | 0 | 0 | 0 | 0 | 0 | 0 | 0 | 0 | 0 | 0 | 0 | 0 | 0 | 0 | 0 | 0 | 0 | 0 | 0 | 0
F5_Commercial_Warehouse_New_Food Preparation_Natural Gas_Oven_E6 | F5 | Commercial | Warehouse | New | Food Preparation | Natural Gas | Oven | E6 | Utility - Cost of Operation | 0 | 0 | 0 | 0 | 0 | 0 | 0 | 0 | 0 | 0 | 0 | 0 | 0 | 0 | 0 | 0 | 0 | 0 | 0 | 0 | 0 | 0 | 0 | 0 | 0 | 0 | 0
F5_Commercial_Warehouse_New_Food Preparation_Natural Gas_Oven_E7 | F5 | Commercial | Warehouse | New | Food Preparation | Natural Gas | Oven | E7 | Utility - Cost of Operation | 0 | 0 | 0 | 0 | 0 | 0 | 0 | 0 | 0 | 0 | 0 | 0 | 0 | 0 | 0 | 0 | 0 | 0 | 0 | 0 | 0 | 0 | 0 | 0 | 0 | 0 | 0
F5_Commercial_Warehouse_New_Food Preparation_Natural Gas_Oven_E8 | F5 | Commercial | Warehouse | New | Food Preparation | Natural Gas | Oven | E8 | Utility - Cost of Operation | 0 | 0 | 0 | 0 | 0 | 0 | 0 | 0 | 0 | 0 | 0 | 0 | 0 | 0 | 0 | 0 | 0 | 0 | 0 | 0 | 0 | 0 | 0 | 0 | 0 | 0 | 0
F5_Commercial_Warehouse_New_Food Preparation_Natural Gas_Oven_E9 | F5 | Commercial | Warehouse | New | Food Preparation | Natural Gas | Oven | E9 | Utility - Cost of Operation | 0 | 0 | 0 | 0 | 0 | 0 | 0 | 0 | 0 | 0 | 0 | 0 | 0 | 0 | 0 | 0 | 0 | 0 | 0 | 0 | 0 | 0 | 0 | 0 | 0 | 0 | 0
F5_Commercial_Warehouse_New_Food Preparation_Natural Gas_Oven_E10 | F5 | Commercial | Warehouse | New | Food Preparation | Natural Gas | Oven | E10 | Utility - Cost of Operation | 0 | 0 | 0 | 0 | 0 | 0 | 0 | 0 | 0 | 0 | 0 | 0 | 0 | 0 | 0 | 0 | 0 | 0 | 0 | 0 | 0 | 0 | 0 | 0 | 0 | 0 | 0
F6_Commercial_Warehouse_New_Food Preparation_Natural Gas_Oven_E1 | F6 | Commercial | Warehouse | New | Food Preparation | Natural Gas | Oven | E1 | Utility - Value of Sales | 0 | 0 | 0 | 0 | 0 | 0 | 0 | 0 | 0 | 0 | 0 | 0 | 0 | 0 | 0 | 0 | 0 | 0 | 0 | 0 | 0 | 0 | 0 | 0 | 0 | 0 | 0
F6_Commercial_Warehouse_New_Food Preparation_Natural Gas_Oven_E2 | F6 | Commercial | Warehouse | New | Food Preparation | Natural Gas | Oven | E2 | Utility - Value of Sales | 0 | 0 | 0 | 0 | 0 | 0 | 0 | 0 | 0 | 0 | 0 | 0 | 0 | 0 | 0 | 0 | 0 | 0 | 0 | 0 | 0 | 0 | 0 | 0 | 0 | 0 | 0
F6_Commercial_Warehouse_New_Food Preparation_Natural Gas_Oven_E3 | F6 | Commercial | Warehouse | New | Food Preparation | Natural Gas | Oven | E3 | Utility - Value of Sales | 0 | 0 | 0 | 0 | 0 | 0 | 0 | 0 | 0 | 0 | 0 | 0 | 0 | 0 | 0 | 0 | 0 | 0 | 0 | 0 | 0 | 0 | 0 | 0 | 0 | 0 | 0
F6_Commercial_Warehouse_New_Food Preparation_Natural Gas_Oven_E4 | F6 | Commercial | Warehouse | New | Food Preparation | Natural Gas | Oven | E4 | Utility - Value of Sales | 0 | 0 | 0 | 0 | 0 | 0 | 0 | 0 | 0 | 0 | 0 | 0 | 0 | 0 | 0 | 0 | 0 | 0 | 0 | 0 | 0 | 0 | 0 | 0 | 0 | 0 | 0
F6_Commercial_Warehouse_New_Food Preparation_Natural Gas_Oven_E5 | F6 | Commercial | Warehouse | New | Food Preparation | Natural Gas | Oven | E5 | Utility - Value of Sales | 0 | 0 | 0 | 0 | 0 | 0 | 0 | 0 | 0 | 0 | 0 | 0 | 0 | 0 | 0 | 0 | 0 | 0 | 0 | 0 | 0 | 0 | 0 | 0 | 0 | 0 | 0
F6_Commercial_Warehouse_New_Food Preparation_Natural Gas_Oven_E6 | F6 | Commercial | Warehouse | New | Food Preparation | Natural Gas | Oven | E6 | Utility - Value of Sales | 0 | 0 | 0 | 0 | 0 | 0 | 0 | 0 | 0 | 0 | 0 | 0 | 0 | 0 | 0 | 0 | 0 | 0 | 0 | 0 | 0 | 0 | 0 | 0 | 0 | 0 | 0
F6_Commercial_Warehouse_New_Food Preparation_Natural Gas_Oven_E7 | F6 | Commercial | Warehouse | New | Food Preparation | Natural Gas | Oven | E7 | Utility - Value of Sales | 0 | 0 | 0 | 0 | 0 | 0 | 0 | 0 | 0 | 0 | 0 | 0 | 0 | 0 | 0 | 0 | 0 | 0 | 0 | 0 | 0 | 0 | 0 | 0 | 0 | 0 | 0
F6_Commercial_Warehouse_New_Food Preparation_Natural Gas_Oven_E8 | F6 | Commercial | Warehouse | New | Food Preparation | Natural Gas | Oven | E8 | Utility - Value of Sales | 0 | 0 | 0 | 0 | 0 | 0 | 0 | 0 | 0 | 0 | 0 | 0 | 0 | 0 | 0 | 0 | 0 | 0 | 0 | 0 | 0 | 0 | 0 | 0 | 0 | 0 | 0
F6_Commercial_Warehouse_New_Food Preparation_Natural Gas_Oven_E9 | F6 | Commercial | Warehouse | New | Food Preparation | Natural Gas | Oven | E9 | Utility - Value of Sales | 0 | 0 | 0 | 0 | 0 | 0 | 0 | 0 | 0 | 0 | 0 | 0 | 0 | 0 | 0 | 0 | 0 | 0 | 0 | 0 | 0 | 0 | 0 | 0 | 0 | 0 | 0
F6_Commercial_Warehouse_New_Food Preparation_Natural Gas_Oven_E10 | F6 | Commercial | Warehouse | New | Food Preparation | Natural Gas | Oven | E10 | Utility - Value of Sales | 0 | 0 | 0 | 0 | 0 | 0 | 0 | 0 | 0 | 0 | 0 | 0 | 0 | 0 | 0 | 0 | 0 | 0 | 0 | 0 | 0 | 0 | 0 | 0 | 0 | 0 | 0
F1_Commercial_Warehouse_New_Food Preparation_Natural Gas_Conveyor Oven_E1 | F1 | Commercial | Warehouse | New | Food Preparation | Natural Gas | Conveyor Oven | E1 | RVT - Cost of Equipment | 0.0033696 | 0.0033696 | 0.0033696 | 0.0033696 | 0.0033696 | 0.0033696 | 0.0033696 | 0.0033696 | 0.0033696 | 0.0033696 | 0.0033696 | 0.0033696 | 0.0033696 | 0.0033696 | 0.0033696 | 0.0033696 | 0.0033696 | 0.0033696 | 0.0033696 | 0.0033696 | 0.0033696 | 0.0033696 | 0.0033696 | 0.0033696 | 0.0033696 | 0.0033696 | 0.0033696
F1_Commercial_Warehouse_New_Food Preparation_Natural Gas_Conveyor Oven_E2 | F1 | Commercial | Warehouse | New | Food Preparation | Natural Gas | Conveyor Oven | E2 | RVT - Cost of Equipment | 0.0041079 | 0.0041079 | 0.0041079 | 0.0041079 | 0.0041079 | 0.0041079 | 0.0041079 | 0.0041079 | 0.0041079 | 0.0041079 | 0.0041079 | 0.0041079 | 0.0041079 | 0.0041079 | 0.0041079 | 0.0041079 | 0.0041079 | 0.0041079 | 0.0041079 | 0.0041079 | 0.0041079 | 0.0041079 | 0.0041079 | 0.0041079 | 0.0041079 | 0.0041079 | 0.0041079
F1_Commercial_Warehouse_New_Food Preparation_Natural Gas_Conveyor Oven_E3 | F1 | Commercial | Warehouse | New | Food Preparation | Natural Gas | Conveyor Oven | E3 | RVT - Cost of Equipment | 0 | 0 | 0 | 0 | 0 | 0 | 0 | 0 | 0 | 0 | 0 | 0 | 0 | 0 | 0 | 0 | 0 | 0 | 0 | 0 | 0 | 0 | 0 | 0 | 0 | 0 | 0
F1_Commercial_Warehouse_New_Food Preparation_Natural Gas_Conveyor Oven_E4 | F1 | Commercial | Warehouse | New | Food Preparation | Natural Gas | Conveyor Oven | E4 | RVT - Cost of Equipment | 0 | 0 | 0 | 0 | 0 | 0 | 0 | 0 | 0 | 0 | 0 | 0 | 0 | 0 | 0 | 0 | 0 | 0 | 0 | 0 | 0 | 0 | 0 | 0 | 0 | 0 | 0
F1_Commercial_Warehouse_New_Food Preparation_Natural Gas_Conveyor Oven_E5 | F1 | Commercial | Warehouse | New | Food Preparation | Natural Gas | Conveyor Oven | E5 | RVT - Cost of Equipment | 0 | 0 | 0 | 0 | 0 | 0 | 0 | 0 | 0 | 0 | 0 | 0 | 0 | 0 | 0 | 0 | 0 | 0 | 0 | 0 | 0 | 0 | 0 | 0 | 0 | 0 | 0
F1_Commercial_Warehouse_New_Food Preparation_Natural Gas_Conveyor Oven_E6 | F1 | Commercial | Warehouse | New | Food Preparation | Natural Gas | Conveyor Oven | E6 | RVT - Cost of Equipment | 0 | 0 | 0 | 0 | 0 | 0 | 0 | 0 | 0 | 0 | 0 | 0 | 0 | 0 | 0 | 0 | 0 | 0 | 0 | 0 | 0 | 0 | 0 | 0 | 0 | 0 | 0
F1_Commercial_Warehouse_New_Food Preparation_Natural Gas_Conveyor Oven_E7 | F1 | Commercial | Warehouse | New | Food Preparation | Natural Gas | Conveyor Oven | E7 | RVT - Cost of Equipment | 0 | 0 | 0 | 0 | 0 | 0 | 0 | 0 | 0 | 0 | 0 | 0 | 0 | 0 | 0 | 0 | 0 | 0 | 0 | 0 | 0 | 0 | 0 | 0 | 0 | 0 | 0
F1_Commercial_Warehouse_New_Food Preparation_Natural Gas_Conveyor Oven_E8 | F1 | Commercial | Warehouse | New | Food Preparation | Natural Gas | Conveyor Oven | E8 | RVT - Cost of Equipment | 0 | 0 | 0 | 0 | 0 | 0 | 0 | 0 | 0 | 0 | 0 | 0 | 0 | 0 | 0 | 0 | 0 | 0 | 0 | 0 | 0 | 0 | 0 | 0 | 0 | 0 | 0
F1_Commercial_Warehouse_New_Food Preparation_Natural Gas_Conveyor Oven_E9 | F1 | Commercial | Warehouse | New | Food Preparation | Natural Gas | Conveyor Oven | E9 | RVT - Cost of Equipment | 0 | 0 | 0 | 0 | 0 | 0 | 0 | 0 | 0 | 0 | 0 | 0 | 0 | 0 | 0 | 0 | 0 | 0 | 0 | 0 | 0 | 0 | 0 | 0 | 0 | 0 | 0
F1_Commercial_Warehouse_New_Food Preparation_Natural Gas_Conveyor Oven_E10 | F1 | Commercial | Warehouse | New | Food Preparation | Natural Gas | Conveyor Oven | E10 | RVT - Cost of Equipment | 0 | 0 | 0 | 0 | 0 | 0 | 0 | 0 | 0 | 0 | 0 | 0 | 0 | 0 | 0 | 0 | 0 | 0 | 0 | 0 | 0 | 0 | 0 | 0 | 0 | 0 | 0
F2_Commercial_Warehouse_New_Food Preparation_Natural Gas_Conveyor Oven_E1 | F2 | Commercial | Warehouse | New | Food Preparation | Natural Gas | Conveyor Oven | E1 | RVT - Cost of Operation | 0 | 0 | 0 | 0 | 0 | 0 | 0 | 0 | 0 | 0 | 0 | 0 | 0 | 0 | 0 | 0 | 0 | 0 | 0 | 0 | 0 | 0 | 0 | 0 | 0 | 0 | 0
F2_Commercial_Warehouse_New_Food Preparation_Natural Gas_Conveyor Oven_E2 | F2 | Commercial | Warehouse | New | Food Preparation | Natural Gas | Conveyor Oven | E2 | RVT - Cost of Operation | 0 | 0 | 0 | 0 | 0 | 0 | 0 | 0 | 0 | 0 | 0 | 0 | 0 | 0 | 0 | 0 | 0 | 0 | 0 | 0 | 0 | 0 | 0 | 0 | 0 | 0 | 0
F2_Commercial_Warehouse_New_Food Preparation_Natural Gas_Conveyor Oven_E3 | F2 | Commercial | Warehouse | New | Food Preparation | Natural Gas | Conveyor Oven | E3 | RVT - Cost of Operation | 0 | 0 | 0 | 0 | 0 | 0 | 0 | 0 | 0 | 0 | 0 | 0 | 0 | 0 | 0 | 0 | 0 | 0 | 0 | 0 | 0 | 0 | 0 | 0 | 0 | 0 | 0
F2_Commercial_Warehouse_New_Food Preparation_Natural Gas_Conveyor Oven_E4 | F2 | Commercial | Warehouse | New | Food Preparation | Natural Gas | Conveyor Oven | E4 | RVT - Cost of Operation | 0 | 0 | 0 | 0 | 0 | 0 | 0 | 0 | 0 | 0 | 0 | 0 | 0 | 0 | 0 | 0 | 0 | 0 | 0 | 0 | 0 | 0 | 0 | 0 | 0 | 0 | 0
F2_Commercial_Warehouse_New_Food Preparation_Natural Gas_Conveyor Oven_E5 | F2 | Commercial | Warehouse | New | Food Preparation | Natural Gas | Conveyor Oven | E5 | RVT - Cost of Operation | 0 | 0 | 0 | 0 | 0 | 0 | 0 | 0 | 0 | 0 | 0 | 0 | 0 | 0 | 0 | 0 | 0 | 0 | 0 | 0 | 0 | 0 | 0 | 0 | 0 | 0 | 0
F2_Commercial_Warehouse_New_Food Preparation_Natural Gas_Conveyor Oven_E6 | F2 | Commercial | Warehouse | New | Food Preparation | Natural Gas | Conveyor Oven | E6 | RVT - Cost of Operation | 0 | 0 | 0 | 0 | 0 | 0 | 0 | 0 | 0 | 0 | 0 | 0 | 0 | 0 | 0 | 0 | 0 | 0 | 0 | 0 | 0 | 0 | 0 | 0 | 0 | 0 | 0
F2_Commercial_Warehouse_New_Food Preparation_Natural Gas_Conveyor Oven_E7 | F2 | Commercial | Warehouse | New | Food Preparation | Natural Gas | Conveyor Oven | E7 | RVT - Cost of Operation | 0 | 0 | 0 | 0 | 0 | 0 | 0 | 0 | 0 | 0 | 0 | 0 | 0 | 0 | 0 | 0 | 0 | 0 | 0 | 0 | 0 | 0 | 0 | 0 | 0 | 0 | 0
F2_Commercial_Warehouse_New_Food Preparation_Natural Gas_Conveyor Oven_E8 | F2 | Commercial | Warehouse | New | Food Preparation | Natural Gas | Conveyor Oven | E8 | RVT - Cost of Operation | 0 | 0 | 0 | 0 | 0 | 0 | 0 | 0 | 0 | 0 | 0 | 0 | 0 | 0 | 0 | 0 | 0 | 0 | 0 | 0 | 0 | 0 | 0 | 0 | 0 | 0 | 0
F2_Commercial_Warehouse_New_Food Preparation_Natural Gas_Conveyor Oven_E9 | F2 | Commercial | Warehouse | New | Food Preparation | Natural Gas | Conveyor Oven | E9 | RVT - Cost of Operation | 0 | 0 | 0 | 0 | 0 | 0 | 0 | 0 | 0 | 0 | 0 | 0 | 0 | 0 | 0 | 0 | 0 | 0 | 0 | 0 | 0 | 0 | 0 | 0 | 0 | 0 | 0
F2_Commercial_Warehouse_New_Food Preparation_Natural Gas_Conveyor Oven_E10 | F2 | Commercial | Warehouse | New | Food Preparation | Natural Gas | Conveyor Oven | E10 | RVT - Cost of Operation | 0 | 0 | 0 | 0 | 0 | 0 | 0 | 0 | 0 | 0 | 0 | 0 | 0 | 0 | 0 | 0 | 0 | 0 | 0 | 0 | 0 | 0 | 0 | 0 | 0 | 0 | 0
F3_Commercial_Warehouse_New_Food Preparation_Natural Gas_Conveyor Oven_E1 | F3 | Commercial | Warehouse | New | Food Preparation | Natural Gas | Conveyor Oven | E1 | System - kBTUs of Consumption | 0.8632 | 0.8632 | 0.8632 | 0.8632 | 0.8632 | 0.8632 | 0.8632 | 0.8632 | 0.8632 | 0.8632 | 0.8632 | 0.8632 | 0.8632 | 0.8632 | 0.8632 | 0.8632 | 0.8632 | 0.8632 | 0.8632 | 0.8632 | 0.8632 | 0.8632 | 0.8632 | 0.8632 | 0.8632 | 0.8632 | 0.8632
F3_Commercial_Warehouse_New_Food Preparation_Natural Gas_Conveyor Oven_E2 | F3 | Commercial | Warehouse | New | Food Preparation | Natural Gas | Conveyor Oven | E2 | System - kBTUs of Consumption | 0.65617 | 0.65617 | 0.65617 | 0.65617 | 0.65617 | 0.65617 | 0.65617 | 0.65617 | 0.65617 | 0.65617 | 0.65617 | 0.65617 | 0.65617 | 0.65617 | 0.65617 | 0.65617 | 0.65617 | 0.65617 | 0.65617 | 0.65617 | 0.65617 | 0.65617 | 0.65617 | 0.65617 | 0.65617 | 0.65617 | 0.65617
F3_Commercial_Warehouse_New_Food Preparation_Natural Gas_Conveyor Oven_E3 | F3 | Commercial | Warehouse | New | Food Preparation | Natural Gas | Conveyor Oven | E3 | System - kBTUs of Consumption | 0 | 0 | 0 | 0 | 0 | 0 | 0 | 0 | 0 | 0 | 0 | 0 | 0 | 0 | 0 | 0 | 0 | 0 | 0 | 0 | 0 | 0 | 0 | 0 | 0 | 0 | 0
F3_Commercial_Warehouse_New_Food Preparation_Natural Gas_Conveyor Oven_E4 | F3 | Commercial | Warehouse | New | Food Preparation | Natural Gas | Conveyor Oven | E4 | System - kBTUs of Consumption | 0 | 0 | 0 | 0 | 0 | 0 | 0 | 0 | 0 | 0 | 0 | 0 | 0 | 0 | 0 | 0 | 0 | 0 | 0 | 0 | 0 | 0 | 0 | 0 | 0 | 0 | 0
F3_Commercial_Warehouse_New_Food Preparation_Natural Gas_Conveyor Oven_E5 | F3 | Commercial | Warehouse | New | Food Preparation | Natural Gas | Conveyor Oven | E5 | System - kBTUs of Consumption | 0 | 0 | 0 | 0 | 0 | 0 | 0 | 0 | 0 | 0 | 0 | 0 | 0 | 0 | 0 | 0 | 0 | 0 | 0 | 0 | 0 | 0 | 0 | 0 | 0 | 0 | 0
F3_Commercial_Warehouse_New_Food Preparation_Natural Gas_Conveyor Oven_E6 | F3 | Commercial | Warehouse | New | Food Preparation | Natural Gas | Conveyor Oven | E6 | System - kBTUs of Consumption | 0 | 0 | 0 | 0 | 0 | 0 | 0 | 0 | 0 | 0 | 0 | 0 | 0 | 0 | 0 | 0 | 0 | 0 | 0 | 0 | 0 | 0 | 0 | 0 | 0 | 0 | 0
F3_Commercial_Warehouse_New_Food Preparation_Natural Gas_Conveyor Oven_E7 | F3 | Commercial | Warehouse | New | Food Preparation | Natural Gas | Conveyor Oven | E7 | System - kBTUs of Consumption | 0 | 0 | 0 | 0 | 0 | 0 | 0 | 0 | 0 | 0 | 0 | 0 | 0 | 0 | 0 | 0 | 0 | 0 | 0 | 0 | 0 | 0 | 0 | 0 | 0 | 0 | 0
F3_Commercial_Warehouse_New_Food Preparation_Natural Gas_Conveyor Oven_E8 | F3 | Commercial | Warehouse | New | Food Preparation | Natural Gas | Conveyor Oven | E8 | System - kBTUs of Consumption | 0 | 0 | 0 | 0 | 0 | 0 | 0 | 0 | 0 | 0 | 0 | 0 | 0 | 0 | 0 | 0 | 0 | 0 | 0 | 0 | 0 | 0 | 0 | 0 | 0 | 0 | 0
F3_Commercial_Warehouse_New_Food Preparation_Natural Gas_Conveyor Oven_E9 | F3 | Commercial | Warehouse | New | Food Preparation | Natural Gas | Conveyor Oven | E9 | System - kBTUs of Consumption | 0 | 0 | 0 | 0 | 0 | 0 | 0 | 0 | 0 | 0 | 0 | 0 | 0 | 0 | 0 | 0 | 0 | 0 | 0 | 0 | 0 | 0 | 0 | 0 | 0 | 0 | 0
F3_Commercial_Warehouse_New_Food Preparation_Natural Gas_Conveyor Oven_E10 | F3 | Commercial | Warehouse | New | Food Preparation | Natural Gas | Conveyor Oven | E10 | System - kBTUs of Consumption | 0 | 0 | 0 | 0 | 0 | 0 | 0 | 0 | 0 | 0 | 0 | 0 | 0 | 0 | 0 | 0 | 0 | 0 | 0 | 0 | 0 | 0 | 0 | 0 | 0 | 0 | 0
F4_Commercial_Warehouse_New_Food Preparation_Natural Gas_Conveyor Oven_E1 | F4 | Commercial | Warehouse | New | Food Preparation | Natural Gas | Conveyor Oven | E1 | Utility - Cost of Equipment | 0.0033696 | 0.0033696 | 0.0033696 | 0.0033696 | 0.0033696 | 0.0033696 | 0.0033696 | 0.0033696 | 0.0033696 | 0.0033696 | 0.0033696 | 0.0033696 | 0.0033696 | 0.0033696 | 0.0033696 | 0.0033696 | 0.0033696 | 0.0033696 | 0.0033696 | 0.0033696 | 0.0033696 | 0.0033696 | 0.0033696 | 0.0033696 | 0.0033696 | 0.0033696 | 0.0033696
F4_Commercial_Warehouse_New_Food Preparation_Natural Gas_Conveyor Oven_E2 | F4 | Commercial | Warehouse | New | Food Preparation | Natural Gas | Conveyor Oven | E2 | Utility - Cost of Equipment | 0.0041079 | 0.0041079 | 0.0041079 | 0.0041079 | 0.0041079 | 0.0041079 | 0.0041079 | 0.0041079 | 0.0041079 | 0.0041079 | 0.0041079 | 0.0041079 | 0.0041079 | 0.0041079 | 0.0041079 | 0.0041079 | 0.0041079 | 0.0041079 | 0.0041079 | 0.0041079 | 0.0041079 | 0.0041079 | 0.0041079 | 0.0041079 | 0.0041079 | 0.0041079 | 0.0041079
F4_Commercial_Warehouse_New_Food Preparation_Natural Gas_Conveyor Oven_E3 | F4 | Commercial | Warehouse | New | Food Preparation | Natural Gas | Conveyor Oven | E3 | Utility - Cost of Equipment | 0 | 0 | 0 | 0 | 0 | 0 | 0 | 0 | 0 | 0 | 0 | 0 | 0 | 0 | 0 | 0 | 0 | 0 | 0 | 0 | 0 | 0 | 0 | 0 | 0 | 0 | 0
F4_Commercial_Warehouse_New_Food Preparation_Natural Gas_Conveyor Oven_E4 | F4 | Commercial | Warehouse | New | Food Preparation | Natural Gas | Conveyor Oven | E4 | Utility - Cost of Equipment | 0 | 0 | 0 | 0 | 0 | 0 | 0 | 0 | 0 | 0 | 0 | 0 | 0 | 0 | 0 | 0 | 0 | 0 | 0 | 0 | 0 | 0 | 0 | 0 | 0 | 0 | 0
F4_Commercial_Warehouse_New_Food Preparation_Natural Gas_Conveyor Oven_E5 | F4 | Commercial | Warehouse | New | Food Preparation | Natural Gas | Conveyor Oven | E5 | Utility - Cost of Equipment | 0 | 0 | 0 | 0 | 0 | 0 | 0 | 0 | 0 | 0 | 0 | 0 | 0 | 0 | 0 | 0 | 0 | 0 | 0 | 0 | 0 | 0 | 0 | 0 | 0 | 0 | 0
F4_Commercial_Warehouse_New_Food Preparation_Natural Gas_Conveyor Oven_E6 | F4 | Commercial | Warehouse | New | Food Preparation | Natural Gas | Conveyor Oven | E6 | Utility - Cost of Equipment | 0 | 0 | 0 | 0 | 0 | 0 | 0 | 0 | 0 | 0 | 0 | 0 | 0 | 0 | 0 | 0 | 0 | 0 | 0 | 0 | 0 | 0 | 0 | 0 | 0 | 0 | 0
F4_Commercial_Warehouse_New_Food Preparation_Natural Gas_Conveyor Oven_E7 | F4 | Commercial | Warehouse | New | Food Preparation | Natural Gas | Conveyor Oven | E7 | Utility - Cost of Equipment | 0 | 0 | 0 | 0 | 0 | 0 | 0 | 0 | 0 | 0 | 0 | 0 | 0 | 0 | 0 | 0 | 0 | 0 | 0 | 0 | 0 | 0 | 0 | 0 | 0 | 0 | 0
F4_Commercial_Warehouse_New_Food Preparation_Natural Gas_Conveyor Oven_E8 | F4 | Commercial | Warehouse | New | Food Preparation | Natural Gas | Conveyor Oven | E8 | Utility - Cost of Equipment | 0 | 0 | 0 | 0 | 0 | 0 | 0 | 0 | 0 | 0 | 0 | 0 | 0 | 0 | 0 | 0 | 0 | 0 | 0 | 0 | 0 | 0 | 0 | 0 | 0 | 0 | 0
F4_Commercial_Warehouse_New_Food Preparation_Natural Gas_Conveyor Oven_E9 | F4 | Commercial | Warehouse | New | Food Preparation | Natural Gas | Conveyor Oven | E9 | Utility - Cost of Equipment | 0 | 0 | 0 | 0 | 0 | 0 | 0 | 0 | 0 | 0 | 0 | 0 | 0 | 0 | 0 | 0 | 0 | 0 | 0 | 0 | 0 | 0 | 0 | 0 | 0 | 0 | 0
F4_Commercial_Warehouse_New_Food Preparation_Natural Gas_Conveyor Oven_E10 | F4 | Commercial | Warehouse | New | Food Preparation | Natural Gas | Conveyor Oven | E10 | Utility - Cost of Equipment | 0 | 0 | 0 | 0 | 0 | 0 | 0 | 0 | 0 | 0 | 0 | 0 | 0 | 0 | 0 | 0 | 0 | 0 | 0 | 0 | 0 | 0 | 0 | 0 | 0 | 0 | 0
F5_Commercial_Warehouse_New_Food Preparation_Natural Gas_Conveyor Oven_E1 | F5 | Commercial | Warehouse | New | Food Preparation | Natural Gas | Conveyor Oven | E1 | Utility - Cost of Operation | 0.011994 | 0.011939 | 0.01189 | 0.011841 | 0.011896 | 0.012002 | 0.012118 | 0.012216 | 0.01228 | 0.012309 | 0.012311 | 0.012293 | 0.012256 | 0.012189 | 0.012096 | 0.011975 | 0.01182 | 0.011633 | 0.011408 | 0.011138 | 0.010821 | 0.010454 | 0.010129 | 0.009924 | 0.0098434 | 0.0098916 | 0.0099401
F5_Commercial_Warehouse_New_Food Preparation_Natural Gas_Conveyor Oven_E2 | F5 | Commercial | Warehouse | New | Food Preparation | Natural Gas | Conveyor Oven | E2 | Utility - Cost of Operation | 0.0091171 | 0.0090755 | 0.0090379 | 0.0090008 | 0.0090427 | 0.0091232 | 0.0092116 | 0.0092859 | 0.0093349 | 0.0093565 | 0.0093581 | 0.0093445 | 0.0093165 | 0.0092659 | 0.009195 | 0.0091028 | 0.0089851 | 0.0088429 | 0.0086717 | 0.0084669 | 0.0082256 | 0.0079463 | 0.0076996 | 0.0075438 | 0.0074825 | 0.0075192 | 0.007556
F5_Commercial_Warehouse_New_Food Preparation_Natural Gas_Conveyor Oven_E3 | F5 | Commercial | Warehouse | New | Food Preparation | Natural Gas | Conveyor Oven | E3 | Utility - Cost of Operation | 0 | 0 | 0 | 0 | 0 | 0 | 0 | 0 | 0 | 0 | 0 | 0 | 0 | 0 | 0 | 0 | 0 | 0 | 0 | 0 | 0 | 0 | 0 | 0 | 0 | 0 | 0
F5_Commercial_Warehouse_New_Food Preparation_Natural Gas_Conveyor Oven_E4 | F5 | Commercial | Warehouse | New | Food Preparation | Natural Gas | Conveyor Oven | E4 | Utility - Cost of Operation | 0 | 0 | 0 | 0 | 0 | 0 | 0 | 0 | 0 | 0 | 0 | 0 | 0 | 0 | 0 | 0 | 0 | 0 | 0 | 0 | 0 | 0 | 0 | 0 | 0 | 0 | 0
F5_Commercial_Warehouse_New_Food Preparation_Natural Gas_Conveyor Oven_E5 | F5 | Commercial | Warehouse | New | Food Preparation | Natural Gas | Conveyor Oven | E5 | Utility - Cost of Operation | 0 | 0 | 0 | 0 | 0 | 0 | 0 | 0 | 0 | 0 | 0 | 0 | 0 | 0 | 0 | 0 | 0 | 0 | 0 | 0 | 0 | 0 | 0 | 0 | 0 | 0 | 0
F5_Commercial_Warehouse_New_Food Preparation_Natural Gas_Conveyor Oven_E6 | F5 | Commercial | Warehouse | New | Food Preparation | Natural Gas | Conveyor Oven | E6 | Utility - Cost of Operation | 0 | 0 | 0 | 0 | 0 | 0 | 0 | 0 | 0 | 0 | 0 | 0 | 0 | 0 | 0 | 0 | 0 | 0 | 0 | 0 | 0 | 0 | 0 | 0 | 0 | 0 | 0
F5_Commercial_Warehouse_New_Food Preparation_Natural Gas_Conveyor Oven_E7 | F5 | Commercial | Warehouse | New | Food Preparation | Natural Gas | Conveyor Oven | E7 | Utility - Cost of Operation | 0 | 0 | 0 | 0 | 0 | 0 | 0 | 0 | 0 | 0 | 0 | 0 | 0 | 0 | 0 | 0 | 0 | 0 | 0 | 0 | 0 | 0 | 0 | 0 | 0 | 0 | 0
F5_Commercial_Warehouse_New_Food Preparation_Natural Gas_Conveyor Oven_E8 | F5 | Commercial | Warehouse | New | Food Preparation | Natural Gas | Conveyor Oven | E8 | Utility - Cost of Operation | 0 | 0 | 0 | 0 | 0 | 0 | 0 | 0 | 0 | 0 | 0 | 0 | 0 | 0 | 0 | 0 | 0 | 0 | 0 | 0 | 0 | 0 | 0 | 0 | 0 | 0 | 0
F5_Commercial_Warehouse_New_Food Preparation_Natural Gas_Conveyor Oven_E9 | F5 | Commercial | Warehouse | New | Food Preparation | Natural Gas | Conveyor Oven | E9 | Utility - Cost of Operation | 0 | 0 | 0 | 0 | 0 | 0 | 0 | 0 | 0 | 0 | 0 | 0 | 0 | 0 | 0 | 0 | 0 | 0 | 0 | 0 | 0 | 0 | 0 | 0 | 0 | 0 | 0
F5_Commercial_Warehouse_New_Food Preparation_Natural Gas_Conveyor Oven_E10 | F5 | Commercial | Warehouse | New | Food Preparation | Natural Gas | Conveyor Oven | E10 | Utility - Cost of Operation | 0 | 0 | 0 | 0 | 0 | 0 | 0 | 0 | 0 | 0 | 0 | 0 | 0 | 0 | 0 | 0 | 0 | 0 | 0 | 0 | 0 | 0 | 0 | 0 | 0 | 0 | 0
F6_Commercial_Warehouse_New_Food Preparation_Natural Gas_Conveyor Oven_E1 | F6 | Commercial | Warehouse | New | Food Preparation | Natural Gas | Conveyor Oven | E1 | Utility - Value of Sales | 0 | 0 | 0 | 0 | 0 | 0 | 0 | 0 | 0 | 0 | 0 | 0 | 0 | 0 | 0 | 0 | 0 | 0 | 0 | 0 | 0 | 0 | 0 | 0 | 0 | 0 | 0
F6_Commercial_Warehouse_New_Food Preparation_Natural Gas_Conveyor Oven_E2 | F6 | Commercial | Warehouse | New | Food Preparation | Natural Gas | Conveyor Oven | E2 | Utility - Value of Sales | 0 | 0 | 0 | 0 | 0 | 0 | 0 | 0 | 0 | 0 | 0 | 0 | 0 | 0 | 0 | 0 | 0 | 0 | 0 | 0 | 0 | 0 | 0 | 0 | 0 | 0 | 0
F6_Commercial_Warehouse_New_Food Preparation_Natural Gas_Conveyor Oven_E3 | F6 | Commercial | Warehouse | New | Food Preparation | Natural Gas | Conveyor Oven | E3 | Utility - Value of Sales | 0 | 0 | 0 | 0 | 0 | 0 | 0 | 0 | 0 | 0 | 0 | 0 | 0 | 0 | 0 | 0 | 0 | 0 | 0 | 0 | 0 | 0 | 0 | 0 | 0 | 0 | 0
F6_Commercial_Warehouse_New_Food Preparation_Natural Gas_Conveyor Oven_E4 | F6 | Commercial | Warehouse | New | Food Preparation | Natural Gas | Conveyor Oven | E4 | Utility - Value of Sales | 0 | 0 | 0 | 0 | 0 | 0 | 0 | 0 | 0 | 0 | 0 | 0 | 0 | 0 | 0 | 0 | 0 | 0 | 0 | 0 | 0 | 0 | 0 | 0 | 0 | 0 | 0
F6_Commercial_Warehouse_New_Food Preparation_Natural Gas_Conveyor Oven_E5 | F6 | Commercial | Warehouse | New | Food Preparation | Natural Gas | Conveyor Oven | E5 | Utility - Value of Sales | 0 | 0 | 0 | 0 | 0 | 0 | 0 | 0 | 0 | 0 | 0 | 0 | 0 | 0 | 0 | 0 | 0 | 0 | 0 | 0 | 0 | 0 | 0 | 0 | 0 | 0 | 0
F6_Commercial_Warehouse_New_Food Preparation_Natural Gas_Conveyor Oven_E6 | F6 | Commercial | Warehouse | New | Food Preparation | Natural Gas | Conveyor Oven | E6 | Utility - Value of Sales | 0 | 0 | 0 | 0 | 0 | 0 | 0 | 0 | 0 | 0 | 0 | 0 | 0 | 0 | 0 | 0 | 0 | 0 | 0 | 0 | 0 | 0 | 0 | 0 | 0 | 0 | 0
F6_Commercial_Warehouse_New_Food Preparation_Natural Gas_Conveyor Oven_E7 | F6 | Commercial | Warehouse | New | Food Preparation | Natural Gas | Conveyor Oven | E7 | Utility - Value of Sales | 0 | 0 | 0 | 0 | 0 | 0 | 0 | 0 | 0 | 0 | 0 | 0 | 0 | 0 | 0 | 0 | 0 | 0 | 0 | 0 | 0 | 0 | 0 | 0 | 0 | 0 | 0
F6_Commercial_Warehouse_New_Food Preparation_Natural Gas_Conveyor Oven_E8 | F6 | Commercial | Warehouse | New | Food Preparation | Natural Gas | Conveyor Oven | E8 | Utility - Value of Sales | 0 | 0 | 0 | 0 | 0 | 0 | 0 | 0 | 0 | 0 | 0 | 0 | 0 | 0 | 0 | 0 | 0 | 0 | 0 | 0 | 0 | 0 | 0 | 0 | 0 | 0 | 0
F6_Commercial_Warehouse_New_Food Preparation_Natural Gas_Conveyor Oven_E9 | F6 | Commercial | Warehouse | New | Food Preparation | Natural Gas | Conveyor Oven | E9 | Utility - Value of Sales | 0 | 0 | 0 | 0 | 0 | 0 | 0 | 0 | 0 | 0 | 0 | 0 | 0 | 0 | 0 | 0 | 0 | 0 | 0 | 0 | 0 | 0 | 0 | 0 | 0 | 0 | 0
F6_Commercial_Warehouse_New_Food Preparation_Natural Gas_Conveyor Oven_E10 | F6 | Commercial | Warehouse | New | Food Preparation | Natural Gas | Conveyor Oven | E10 | Utility - Value of Sales | 0 | 0 | 0 | 0 | 0 | 0 | 0 | 0 | 0 | 0 | 0 | 0 | 0 | 0 | 0 | 0 | 0 | 0 | 0 | 0 | 0 | 0 | 0 | 0 | 0 | 0 | 0
F1_Commercial_Warehouse_New_Food Preparation_Natural Gas_Double Rack Oven_E1 | F1 | Commercial | Warehouse | New | Food Preparation | Natural Gas | Double Rack Oven | E1 | RVT - Cost of Equipment | 0.0065725 | 0.0065725 | 0.0065725 | 0.0065725 | 0.0065725 | 0.0065725 | 0.0065725 | 0.0065725 | 0.0065725 | 0.0065725 | 0.0065725 | 0.0065725 | 0.0065725 | 0.0065725 | 0.0065725 | 0.0065725 | 0.0065725 | 0.0065725 | 0.0065725 | 0.0065725 | 0.0065725 | 0.0065725 | 0.0065725 | 0.0065725 | 0.0065725 | 0.0065725 | 0.0065725
F1_Commercial_Warehouse_New_Food Preparation_Natural Gas_Double Rack Oven_E2 | F1 | Commercial | Warehouse | New | Food Preparation | Natural Gas | Double Rack Oven | E2 | RVT - Cost of Equipment | 0.0090676 | 0.0090676 | 0.0090676 | 0.0090676 | 0.0090676 | 0.0090676 | 0.0090676 | 0.0090676 | 0.0090676 | 0.0090676 | 0.0090676 | 0.0090676 | 0.0090676 | 0.0090676 | 0.0090676 | 0.0090676 | 0.0090676 | 0.0090676 | 0.0090676 | 0.0090676 | 0.0090676 | 0.0090676 | 0.0090676 | 0.0090676 | 0.0090676 | 0.0090676 | 0.0090676
F1_Commercial_Warehouse_New_Food Preparation_Natural Gas_Double Rack Oven_E3 | F1 | Commercial | Warehouse | New | Food Preparation | Natural Gas | Double Rack Oven | E3 | RVT - Cost of Equipment | 0 | 0 | 0 | 0 | 0 | 0 | 0 | 0 | 0 | 0 | 0 | 0 | 0 | 0 | 0 | 0 | 0 | 0 | 0 | 0 | 0 | 0 | 0 | 0 | 0 | 0 | 0
F1_Commercial_Warehouse_New_Food Preparation_Natural Gas_Double Rack Oven_E4 | F1 | Commercial | Warehouse | New | Food Preparation | Natural Gas | Double Rack Oven | E4 | RVT - Cost of Equipment | 0 | 0 | 0 | 0 | 0 | 0 | 0 | 0 | 0 | 0 | 0 | 0 | 0 | 0 | 0 | 0 | 0 | 0 | 0 | 0 | 0 | 0 | 0 | 0 | 0 | 0 | 0
F1_Commercial_Warehouse_New_Food Preparation_Natural Gas_Double Rack Oven_E5 | F1 | Commercial | Warehouse | New | Food Preparation | Natural Gas | Double Rack Oven | E5 | RVT - Cost of Equipment | 0 | 0 | 0 | 0 | 0 | 0 | 0 | 0 | 0 | 0 | 0 | 0 | 0 | 0 | 0 | 0 | 0 | 0 | 0 | 0 | 0 | 0 | 0 | 0 | 0 | 0 | 0
F1_Commercial_Warehouse_New_Food Preparation_Natural Gas_Double Rack Oven_E6 | F1 | Commercial | Warehouse | New | Food Preparation | Natural Gas | Double Rack Oven | E6 | RVT - Cost of Equipment | 0 | 0 | 0 | 0 | 0 | 0 | 0 | 0 | 0 | 0 | 0 | 0 | 0 | 0 | 0 | 0 | 0 | 0 | 0 | 0 | 0 | 0 | 0 | 0 | 0 | 0 | 0
F1_Commercial_Warehouse_New_Food Preparation_Natural Gas_Double Rack Oven_E7 | F1 | Commercial | Warehouse | New | Food Preparation | Natural Gas | Double Rack Oven | E7 | RVT - Cost of Equipment | 0 | 0 | 0 | 0 | 0 | 0 | 0 | 0 | 0 | 0 | 0 | 0 | 0 | 0 | 0 | 0 | 0 | 0 | 0 | 0 | 0 | 0 | 0 | 0 | 0 | 0 | 0
F1_Commercial_Warehouse_New_Food Preparation_Natural Gas_Double Rack Oven_E8 | F1 | Commercial | Warehouse | New | Food Preparation | Natural Gas | Double Rack Oven | E8 | RVT - Cost of Equipment | 0 | 0 | 0 | 0 | 0 | 0 | 0 | 0 | 0 | 0 | 0 | 0 | 0 | 0 | 0 | 0 | 0 | 0 | 0 | 0 | 0 | 0 | 0 | 0 | 0 | 0 | 0
F1_Commercial_Warehouse_New_Food Preparation_Natural Gas_Double Rack Oven_E9 | F1 | Commercial | Warehouse | New | Food Preparation | Natural Gas | Double Rack Oven | E9 | RVT - Cost of Equipment | 0 | 0 | 0 | 0 | 0 | 0 | 0 | 0 | 0 | 0 | 0 | 0 | 0 | 0 | 0 | 0 | 0 | 0 | 0 | 0 | 0 | 0 | 0 | 0 | 0 | 0 | 0
F1_Commercial_Warehouse_New_Food Preparation_Natural Gas_Double Rack Oven_E10 | F1 | Commercial | Warehouse | New | Food Preparation | Natural Gas | Double Rack Oven | E10 | RVT - Cost of Equipment | 0 | 0 | 0 | 0 | 0 | 0 | 0 | 0 | 0 | 0 | 0 | 0 | 0 | 0 | 0 | 0 | 0 | 0 | 0 | 0 | 0 | 0 | 0 | 0 | 0 | 0 | 0
F2_Commercial_Warehouse_New_Food Preparation_Natural Gas_Double Rack Oven_E1 | F2 | Commercial | Warehouse | New | Food Preparation | Natural Gas | Double Rack Oven | E1 | RVT - Cost of Operation | 0 | 0 | 0 | 0 | 0 | 0 | 0 | 0 | 0 | 0 | 0 | 0 | 0 | 0 | 0 | 0 | 0 | 0 | 0 | 0 | 0 | 0 | 0 | 0 | 0 | 0 | 0
F2_Commercial_Warehouse_New_Food Preparation_Natural Gas_Double Rack Oven_E2 | F2 | Commercial | Warehouse | New | Food Preparation | Natural Gas | Double Rack Oven | E2 | RVT - Cost of Operation | 0 | 0 | 0 | 0 | 0 | 0 | 0 | 0 | 0 | 0 | 0 | 0 | 0 | 0 | 0 | 0 | 0 | 0 | 0 | 0 | 0 | 0 | 0 | 0 | 0 | 0 | 0
F2_Commercial_Warehouse_New_Food Preparation_Natural Gas_Double Rack Oven_E3 | F2 | Commercial | Warehouse | New | Food Preparation | Natural Gas | Double Rack Oven | E3 | RVT - Cost of Operation | 0 | 0 | 0 | 0 | 0 | 0 | 0 | 0 | 0 | 0 | 0 | 0 | 0 | 0 | 0 | 0 | 0 | 0 | 0 | 0 | 0 | 0 | 0 | 0 | 0 | 0 | 0
F2_Commercial_Warehouse_New_Food Preparation_Natural Gas_Double Rack Oven_E4 | F2 | Commercial | Warehouse | New | Food Preparation | Natural Gas | Double Rack Oven | E4 | RVT - Cost of Operation | 0 | 0 | 0 | 0 | 0 | 0 | 0 | 0 | 0 | 0 | 0 | 0 | 0 | 0 | 0 | 0 | 0 | 0 | 0 | 0 | 0 | 0 | 0 | 0 | 0 | 0 | 0
F2_Commercial_Warehouse_New_Food Preparation_Natural Gas_Double Rack Oven_E5 | F2 | Commercial | Warehouse | New | Food Preparation | Natural Gas | Double Rack Oven | E5 | RVT - Cost of Operation | 0 | 0 | 0 | 0 | 0 | 0 | 0 | 0 | 0 | 0 | 0 | 0 | 0 | 0 | 0 | 0 | 0 | 0 | 0 | 0 | 0 | 0 | 0 | 0 | 0 | 0 | 0
F2_Commercial_Warehouse_New_Food Preparation_Natural Gas_Double Rack Oven_E6 | F2 | Commercial | Warehouse | New | Food Preparation | Natural Gas | Double Rack Oven | E6 | RVT - Cost of Operation | 0 | 0 | 0 | 0 | 0 | 0 | 0 | 0 | 0 | 0 | 0 | 0 | 0 | 0 | 0 | 0 | 0 | 0 | 0 | 0 | 0 | 0 | 0 | 0 | 0 | 0 | 0
F2_Commercial_Warehouse_New_Food Preparation_Natural Gas_Double Rack Oven_E7 | F2 | Commercial | Warehouse | New | Food Preparation | Natural Gas | Double Rack Oven | E7 | RVT - Cost of Operation | 0 | 0 | 0 | 0 | 0 | 0 | 0 | 0 | 0 | 0 | 0 | 0 | 0 | 0 | 0 | 0 | 0 | 0 | 0 | 0 | 0 | 0 | 0 | 0 | 0 | 0 | 0
F2_Commercial_Warehouse_New_Food Preparation_Natural Gas_Double Rack Oven_E8 | F2 | Commercial | Warehouse | New | Food Preparation | Natural Gas | Double Rack Oven | E8 | RVT - Cost of Operation | 0 | 0 | 0 | 0 | 0 | 0 | 0 | 0 | 0 | 0 | 0 | 0 | 0 | 0 | 0 | 0 | 0 | 0 | 0 | 0 | 0 | 0 | 0 | 0 | 0 | 0 | 0
F2_Commercial_Warehouse_New_Food Preparation_Natural Gas_Double Rack Oven_E9 | F2 | Commercial | Warehouse | New | Food Preparation | Natural Gas | Double Rack Oven | E9 | RVT - Cost of Operation | 0 | 0 | 0 | 0 | 0 | 0 | 0 | 0 | 0 | 0 | 0 | 0 | 0 | 0 | 0 | 0 | 0 | 0 | 0 | 0 | 0 | 0 | 0 | 0 | 0 | 0 | 0
F2_Commercial_Warehouse_New_Food Preparation_Natural Gas_Double Rack Oven_E10 | F2 | Commercial | Warehouse | New | Food Preparation | Natural Gas | Double Rack Oven | E10 | RVT - Cost of Operation | 0 | 0 | 0 | 0 | 0 | 0 | 0 | 0 | 0 | 0 | 0 | 0 | 0 | 0 | 0 | 0 | 0 | 0 | 0 | 0 | 0 | 0 | 0 | 0 | 0 | 0 | 0
F3_Commercial_Warehouse_New_Food Preparation_Natural Gas_Double Rack Oven_E1 | F3 | Commercial | Warehouse | New | Food Preparation | Natural Gas | Double Rack Oven | E1 | System - kBTUs of Consumption | 1.4679 | 1.4679 | 1.4679 | 1.4679 | 1.4679 | 1.4679 | 1.4679 | 1.4679 | 1.4679 | 1.4679 | 1.4679 | 1.4679 | 1.4679 | 1.4679 | 1.4679 | 1.4679 | 1.4679 | 1.4679 | 1.4679 | 1.4679 | 1.4679 | 1.4679 | 1.4679 | 1.4679 | 1.4679 | 1.4679 | 1.4679
F3_Commercial_Warehouse_New_Food Preparation_Natural Gas_Double Rack Oven_E2 | F3 | Commercial | Warehouse | New | Food Preparation | Natural Gas | Double Rack Oven | E2 | System - kBTUs of Consumption | 0.86348 | 0.86348 | 0.86348 | 0.86348 | 0.86348 | 0.86348 | 0.86348 | 0.86348 | 0.86348 | 0.86348 | 0.86348 | 0.86348 | 0.86348 | 0.86348 | 0.86348 | 0.86348 | 0.86348 | 0.86348 | 0.86348 | 0.86348 | 0.86348 | 0.86348 | 0.86348 | 0.86348 | 0.86348 | 0.86348 | 0.86348
F3_Commercial_Warehouse_New_Food Preparation_Natural Gas_Double Rack Oven_E3 | F3 | Commercial | Warehouse | New | Food Preparation | Natural Gas | Double Rack Oven | E3 | System - kBTUs of Consumption | 0 | 0 | 0 | 0 | 0 | 0 | 0 | 0 | 0 | 0 | 0 | 0 | 0 | 0 | 0 | 0 | 0 | 0 | 0 | 0 | 0 | 0 | 0 | 0 | 0 | 0 | 0
F3_Commercial_Warehouse_New_Food Preparation_Natural Gas_Double Rack Oven_E4 | F3 | Commercial | Warehouse | New | Food Preparation | Natural Gas | Double Rack Oven | E4 | System - kBTUs of Consumption | 0 | 0 | 0 | 0 | 0 | 0 | 0 | 0 | 0 | 0 | 0 | 0 | 0 | 0 | 0 | 0 | 0 | 0 | 0 | 0 | 0 | 0 | 0 | 0 | 0 | 0 | 0
F3_Commercial_Warehouse_New_Food Preparation_Natural Gas_Double Rack Oven_E5 | F3 | Commercial | Warehouse | New | Food Preparation | Natural Gas | Double Rack Oven | E5 | System - kBTUs of Consumption | 0 | 0 | 0 | 0 | 0 | 0 | 0 | 0 | 0 | 0 | 0 | 0 | 0 | 0 | 0 | 0 | 0 | 0 | 0 | 0 | 0 | 0 | 0 | 0 | 0 | 0 | 0
F3_Commercial_Warehouse_New_Food Preparation_Natural Gas_Double Rack Oven_E6 | F3 | Commercial | Warehouse | New | Food Preparation | Natural Gas | Double Rack Oven | E6 | System - kBTUs of Consumption | 0 | 0 | 0 | 0 | 0 | 0 | 0 | 0 | 0 | 0 | 0 | 0 | 0 | 0 | 0 | 0 | 0 | 0 | 0 | 0 | 0 | 0 | 0 | 0 | 0 | 0 | 0
F3_Commercial_Warehouse_New_Food Preparation_Natural Gas_Double Rack Oven_E7 | F3 | Commercial | Warehouse | New | Food Preparation | Natural Gas | Double Rack Oven | E7 | System - kBTUs of Consumption | 0 | 0 | 0 | 0 | 0 | 0 | 0 | 0 | 0 | 0 | 0 | 0 | 0 | 0 | 0 | 0 | 0 | 0 | 0 | 0 | 0 | 0 | 0 | 0 | 0 | 0 | 0
F3_Commercial_Warehouse_New_Food Preparation_Natural Gas_Double Rack Oven_E8 | F3 | Commercial | Warehouse | New | Food Preparation | Natural Gas | Double Rack Oven | E8 | System - kBTUs of Consumption | 0 | 0 | 0 | 0 | 0 | 0 | 0 | 0 | 0 | 0 | 0 | 0 | 0 | 0 | 0 | 0 | 0 | 0 | 0 | 0 | 0 | 0 | 0 | 0 | 0 | 0 | 0
F3_Commercial_Warehouse_New_Food Preparation_Natural Gas_Double Rack Oven_E9 | F3 | Commercial | Warehouse | New | Food Preparation | Natural Gas | Double Rack Oven | E9 | System - kBTUs of Consumption | 0 | 0 | 0 | 0 | 0 | 0 | 0 | 0 | 0 | 0 | 0 | 0 | 0 | 0 | 0 | 0 | 0 | 0 | 0 | 0 | 0 | 0 | 0 | 0 | 0 | 0 | 0
F3_Commercial_Warehouse_New_Food Preparation_Natural Gas_Double Rack Oven_E10 | F3 | Commercial | Warehouse | New | Food Preparation | Natural Gas | Double Rack Oven | E10 | System - kBTUs of Consumption | 0 | 0 | 0 | 0 | 0 | 0 | 0 | 0 | 0 | 0 | 0 | 0 | 0 | 0 | 0 | 0 | 0 | 0 | 0 | 0 | 0 | 0 | 0 | 0 | 0 | 0 | 0
F4_Commercial_Warehouse_New_Food Preparation_Natural Gas_Double Rack Oven_E1 | F4 | Commercial | Warehouse | New | Food Preparation | Natural Gas | Double Rack Oven | E1 | Utility - Cost of Equipment | 0.0065725 | 0.0065725 | 0.0065725 | 0.0065725 | 0.0065725 | 0.0065725 | 0.0065725 | 0.0065725 | 0.0065725 | 0.0065725 | 0.0065725 | 0.0065725 | 0.0065725 | 0.0065725 | 0.0065725 | 0.0065725 | 0.0065725 | 0.0065725 | 0.0065725 | 0.0065725 | 0.0065725 | 0.0065725 | 0.0065725 | 0.0065725 | 0.0065725 | 0.0065725 | 0.0065725
F4_Commercial_Warehouse_New_Food Preparation_Natural Gas_Double Rack Oven_E2 | F4 | Commercial | Warehouse | New | Food Preparation | Natural Gas | Double Rack Oven | E2 | Utility - Cost of Equipment | 0.0090676 | 0.0090676 | 0.0090676 | 0.0090676 | 0.0090676 | 0.0090676 | 0.0090676 | 0.0090676 | 0.0090676 | 0.0090676 | 0.0090676 | 0.0090676 | 0.0090676 | 0.0090676 | 0.0090676 | 0.0090676 | 0.0090676 | 0.0090676 | 0.0090676 | 0.0090676 | 0.0090676 | 0.0090676 | 0.0090676 | 0.0090676 | 0.0090676 | 0.0090676 | 0.0090676
F4_Commercial_Warehouse_New_Food Preparation_Natural Gas_Double Rack Oven_E3 | F4 | Commercial | Warehouse | New | Food Preparation | Natural Gas | Double Rack Oven | E3 | Utility - Cost of Equipment | 0 | 0 | 0 | 0 | 0 | 0 | 0 | 0 | 0 | 0 | 0 | 0 | 0 | 0 | 0 | 0 | 0 | 0 | 0 | 0 | 0 | 0 | 0 | 0 | 0 | 0 | 0
F4_Commercial_Warehouse_New_Food Preparation_Natural Gas_Double Rack Oven_E4 | F4 | Commercial | Warehouse | New | Food Preparation | Natural Gas | Double Rack Oven | E4 | Utility - Cost of Equipment | 0 | 0 | 0 | 0 | 0 | 0 | 0 | 0 | 0 | 0 | 0 | 0 | 0 | 0 | 0 | 0 | 0 | 0 | 0 | 0 | 0 | 0 | 0 | 0 | 0 | 0 | 0
F4_Commercial_Warehouse_New_Food Preparation_Natural Gas_Double Rack Oven_E5 | F4 | Commercial | Warehouse | New | Food Preparation | Natural Gas | Double Rack Oven | E5 | Utility - Cost of Equipment | 0 | 0 | 0 | 0 | 0 | 0 | 0 | 0 | 0 | 0 | 0 | 0 | 0 | 0 | 0 | 0 | 0 | 0 | 0 | 0 | 0 | 0 | 0 | 0 | 0 | 0 | 0
F4_Commercial_Warehouse_New_Food Preparation_Natural Gas_Double Rack Oven_E6 | F4 | Commercial | Warehouse | New | Food Preparation | Natural Gas | Double Rack Oven | E6 | Utility - Cost of Equipment | 0 | 0 | 0 | 0 | 0 | 0 | 0 | 0 | 0 | 0 | 0 | 0 | 0 | 0 | 0 | 0 | 0 | 0 | 0 | 0 | 0 | 0 | 0 | 0 | 0 | 0 | 0
F4_Commercial_Warehouse_New_Food Preparation_Natural Gas_Double Rack Oven_E7 | F4 | Commercial | Warehouse | New | Food Preparation | Natural Gas | Double Rack Oven | E7 | Utility - Cost of Equipment | 0 | 0 | 0 | 0 | 0 | 0 | 0 | 0 | 0 | 0 | 0 | 0 | 0 | 0 | 0 | 0 | 0 | 0 | 0 | 0 | 0 | 0 | 0 | 0 | 0 | 0 | 0
F4_Commercial_Warehouse_New_Food Preparation_Natural Gas_Double Rack Oven_E8 | F4 | Commercial | Warehouse | New | Food Preparation | Natural Gas | Double Rack Oven | E8 | Utility - Cost of Equipment | 0 | 0 | 0 | 0 | 0 | 0 | 0 | 0 | 0 | 0 | 0 | 0 | 0 | 0 | 0 | 0 | 0 | 0 | 0 | 0 | 0 | 0 | 0 | 0 | 0 | 0 | 0
F4_Commercial_Warehouse_New_Food Preparation_Natural Gas_Double Rack Oven_E9 | F4 | Commercial | Warehouse | New | Food Preparation | Natural Gas | Double Rack Oven | E9 | Utility - Cost of Equipment | 0 | 0 | 0 | 0 | 0 | 0 | 0 | 0 | 0 | 0 | 0 | 0 | 0 | 0 | 0 | 0 | 0 | 0 | 0 | 0 | 0 | 0 | 0 | 0 | 0 | 0 | 0
F4_Commercial_Warehouse_New_Food Preparation_Natural Gas_Double Rack Oven_E10 | F4 | Commercial | Warehouse | New | Food Preparation | Natural Gas | Double Rack Oven | E10 | Utility - Cost of Equipment | 0 | 0 | 0 | 0 | 0 | 0 | 0 | 0 | 0 | 0 | 0 | 0 | 0 | 0 | 0 | 0 | 0 | 0 | 0 | 0 | 0 | 0 | 0 | 0 | 0 | 0 | 0
F5_Commercial_Warehouse_New_Food Preparation_Natural Gas_Double Rack Oven_E1 | F5 | Commercial | Warehouse | New | Food Preparation | Natural Gas | Double Rack Oven | E1 | Utility - Cost of Operation | 0.020035 | 0.019821 | 0.019614 | 0.019416 | 0.019465 | 0.019675 | 0.01998 | 0.020321 | 0.020648 | 0.020928 | 0.021155 | 0.021318 | 0.021411 | 0.0214 | 0.021284 | 0.021061 | 0.020735 | 0.020324 | 0.019833 | 0.019249 | 0.018565 | 0.017776 | 0.017076 | 0.016627 | 0.016438 | 0.016518 | 0.016599
F5_Commercial_Warehouse_New_Food Preparation_Natural Gas_Double Rack Oven_E2 | F5 | Commercial | Warehouse | New | Food Preparation | Natural Gas | Double Rack Oven | E2 | Utility - Cost of Operation | 0.011786 | 0.011659 | 0.011538 | 0.011421 | 0.01145 | 0.011574 | 0.011753 | 0.011953 | 0.012146 | 0.01231 | 0.012444 | 0.01254 | 0.012595 | 0.012588 | 0.01252 | 0.012389 | 0.012197 | 0.011955 | 0.011666 | 0.011323 | 0.01092 | 0.010456 | 0.010045 | 0.0097804 | 0.0096692 | 0.0097166 | 0.0097642
F5_Commercial_Warehouse_New_Food Preparation_Natural Gas_Double Rack Oven_E3 | F5 | Commercial | Warehouse | New | Food Preparation | Natural Gas | Double Rack Oven | E3 | Utility - Cost of Operation | 0 | 0 | 0 | 0 | 0 | 0 | 0 | 0 | 0 | 0 | 0 | 0 | 0 | 0 | 0 | 0 | 0 | 0 | 0 | 0 | 0 | 0 | 0 | 0 | 0 | 0 | 0
F5_Commercial_Warehouse_New_Food Preparation_Natural Gas_Double Rack Oven_E4 | F5 | Commercial | Warehouse | New | Food Preparation | Natural Gas | Double Rack Oven | E4 | Utility - Cost of Operation | 0 | 0 | 0 | 0 | 0 | 0 | 0 | 0 | 0 | 0 | 0 | 0 | 0 | 0 | 0 | 0 | 0 | 0 | 0 | 0 | 0 | 0 | 0 | 0 | 0 | 0 | 0
F5_Commercial_Warehouse_New_Food Preparation_Natural Gas_Double Rack Oven_E5 | F5 | Commercial | Warehouse | New | Food Preparation | Natural Gas | Double Rack Oven | E5 | Utility - Cost of Operation | 0 | 0 | 0 | 0 | 0 | 0 | 0 | 0 | 0 | 0 | 0 | 0 | 0 | 0 | 0 | 0 | 0 | 0 | 0 | 0 | 0 | 0 | 0 | 0 | 0 | 0 | 0
F5_Commercial_Warehouse_New_Food Preparation_Natural Gas_Double Rack Oven_E6 | F5 | Commercial | Warehouse | New | Food Preparation | Natural Gas | Double Rack Oven | E6 | Utility - Cost of Operation | 0 | 0 | 0 | 0 | 0 | 0 | 0 | 0 | 0 | 0 | 0 | 0 | 0 | 0 | 0 | 0 | 0 | 0 | 0 | 0 | 0 | 0 | 0 | 0 | 0 | 0 | 0
F5_Commercial_Warehouse_New_Food Preparation_Natural Gas_Double Rack Oven_E7 | F5 | Commercial | Warehouse | New | Food Preparation | Natural Gas | Double Rack Oven | E7 | Utility - Cost of Operation | 0 | 0 | 0 | 0 | 0 | 0 | 0 | 0 | 0 | 0 | 0 | 0 | 0 | 0 | 0 | 0 | 0 | 0 | 0 | 0 | 0 | 0 | 0 | 0 | 0 | 0 | 0
F5_Commercial_Warehouse_New_Food Preparation_Natural Gas_Double Rack Oven_E8 | F5 | Commercial | Warehouse | New | Food Preparation | Natural Gas | Double Rack Oven | E8 | Utility - Cost of Operation | 0 | 0 | 0 | 0 | 0 | 0 | 0 | 0 | 0 | 0 | 0 | 0 | 0 | 0 | 0 | 0 | 0 | 0 | 0 | 0 | 0 | 0 | 0 | 0 | 0 | 0 | 0
F5_Commercial_Warehouse_New_Food Preparation_Natural Gas_Double Rack Oven_E9 | F5 | Commercial | Warehouse | New | Food Preparation | Natural Gas | Double Rack Oven | E9 | Utility - Cost of Operation | 0 | 0 | 0 | 0 | 0 | 0 | 0 | 0 | 0 | 0 | 0 | 0 | 0 | 0 | 0 | 0 | 0 | 0 | 0 | 0 | 0 | 0 | 0 | 0 | 0 | 0 | 0
F5_Commercial_Warehouse_New_Food Preparation_Natural Gas_Double Rack Oven_E10 | F5 | Commercial | Warehouse | New | Food Preparation | Natural Gas | Double Rack Oven | E10 | Utility - Cost of Operation | 0 | 0 | 0 | 0 | 0 | 0 | 0 | 0 | 0 | 0 | 0 | 0 | 0 | 0 | 0 | 0 | 0 | 0 | 0 | 0 | 0 | 0 | 0 | 0 | 0 | 0 | 0
F6_Commercial_Warehouse_New_Food Preparation_Natural Gas_Double Rack Oven_E1 | F6 | Commercial | Warehouse | New | Food Preparation | Natural Gas | Double Rack Oven | E1 | Utility - Value of Sales | 0 | 0 | 0 | 0 | 0 | 0 | 0 | 0 | 0 | 0 | 0 | 0 | 0 | 0 | 0 | 0 | 0 | 0 | 0 | 0 | 0 | 0 | 0 | 0 | 0 | 0 | 0
F6_Commercial_Warehouse_New_Food Preparation_Natural Gas_Double Rack Oven_E2 | F6 | Commercial | Warehouse | New | Food Preparation | Natural Gas | Double Rack Oven | E2 | Utility - Value of Sales | 0 | 0 | 0 | 0 | 0 | 0 | 0 | 0 | 0 | 0 | 0 | 0 | 0 | 0 | 0 | 0 | 0 | 0 | 0 | 0 | 0 | 0 | 0 | 0 | 0 | 0 | 0
F6_Commercial_Warehouse_New_Food Preparation_Natural Gas_Double Rack Oven_E3 | F6 | Commercial | Warehouse | New | Food Preparation | Natural Gas | Double Rack Oven | E3 | Utility - Value of Sales | 0 | 0 | 0 | 0 | 0 | 0 | 0 | 0 | 0 | 0 | 0 | 0 | 0 | 0 | 0 | 0 | 0 | 0 | 0 | 0 | 0 | 0 | 0 | 0 | 0 | 0 | 0
F6_Commercial_Warehouse_New_Food Preparation_Natural Gas_Double Rack Oven_E4 | F6 | Commercial | Warehouse | New | Food Preparation | Natural Gas | Double Rack Oven | E4 | Utility - Value of Sales | 0 | 0 | 0 | 0 | 0 | 0 | 0 | 0 | 0 | 0 | 0 | 0 | 0 | 0 | 0 | 0 | 0 | 0 | 0 | 0 | 0 | 0 | 0 | 0 | 0 | 0 | 0
F6_Commercial_Warehouse_New_Food Preparation_Natural Gas_Double Rack Oven_E5 | F6 | Commercial | Warehouse | New | Food Preparation | Natural Gas | Double Rack Oven | E5 | Utility - Value of Sales | 0 | 0 | 0 | 0 | 0 | 0 | 0 | 0 | 0 | 0 | 0 | 0 | 0 | 0 | 0 | 0 | 0 | 0 | 0 | 0 | 0 | 0 | 0 | 0 | 0 | 0 | 0
F6_Commercial_Warehouse_New_Food Preparation_Natural Gas_Double Rack Oven_E6 | F6 | Commercial | Warehouse | New | Food Preparation | Natural Gas | Double Rack Oven | E6 | Utility - Value of Sales | 0 | 0 | 0 | 0 | 0 | 0 | 0 | 0 | 0 | 0 | 0 | 0 | 0 | 0 | 0 | 0 | 0 | 0 | 0 | 0 | 0 | 0 | 0 | 0 | 0 | 0 | 0
F6_Commercial_Warehouse_New_Food Preparation_Natural Gas_Double Rack Oven_E7 | F6 | Commercial | Warehouse | New | Food Preparation | Natural Gas | Double Rack Oven | E7 | Utility - Value of Sales | 0 | 0 | 0 | 0 | 0 | 0 | 0 | 0 | 0 | 0 | 0 | 0 | 0 | 0 | 0 | 0 | 0 | 0 | 0 | 0 | 0 | 0 | 0 | 0 | 0 | 0 | 0
F6_Commercial_Warehouse_New_Food Preparation_Natural Gas_Double Rack Oven_E8 | F6 | Commercial | Warehouse | New | Food Preparation | Natural Gas | Double Rack Oven | E8 | Utility - Value of Sales | 0 | 0 | 0 | 0 | 0 | 0 | 0 | 0 | 0 | 0 | 0 | 0 | 0 | 0 | 0 | 0 | 0 | 0 | 0 | 0 | 0 | 0 | 0 | 0 | 0 | 0 | 0
F6_Commercial_Warehouse_New_Food Preparation_Natural Gas_Double Rack Oven_E9 | F6 | Commercial | Warehouse | New | Food Preparation | Natural Gas | Double Rack Oven | E9 | Utility - Value of Sales | 0 | 0 | 0 | 0 | 0 | 0 | 0 | 0 | 0 | 0 | 0 | 0 | 0 | 0 | 0 | 0 | 0 | 0 | 0 | 0 | 0 | 0 | 0 | 0 | 0 | 0 | 0
F6_Commercial_Warehouse_New_Food Preparation_Natural Gas_Double Rack Oven_E10 | F6 | Commercial | Warehouse | New | Food Preparation | Natural Gas | Double Rack Oven | E10 | Utility - Value of Sales | 0 | 0 | 0 | 0 | 0 | 0 | 0 | 0 | 0 | 0 | 0 | 0 | 0 | 0 | 0 | 0 | 0 | 0 | 0 | 0 | 0 | 0 | 0 | 0 | 0 | 0 | 0
F1_Commercial_Warehouse_New_Food Preparation_Natural Gas_Fryer_E1 | F1 | Commercial | Warehouse | New | Food Preparation | Natural Gas | Fryer | E1 | RVT - Cost of Equipment | 0.0040345 | 0 | 0 | 0 | 0 | 0 | 0 | 0 | 0 | 0 | 0 | 0 | 0 | 0 | 0 | 0 | 0 | 0 | 0 | 0 | 0 | 0 | 0 | 0 | 0 | 0 | 0
F1_Commercial_Warehouse_New_Food Preparation_Natural Gas_Fryer_E2 | F1 | Commercial | Warehouse | New | Food Preparation | Natural Gas | Fryer | E2 | RVT - Cost of Equipment | 0.0050714 | 0.0050714 | 0.0050714 | 0.0050714 | 0.0050714 | 0.0050714 | 0.0050714 | 0.0050714 | 0.0050714 | 0.0050714 | 0.0050714 | 0.0050714 | 0.0050714 | 0.0050714 | 0.0050714 | 0.0050714 | 0.0050714 | 0.0050714 | 0.0050714 | 0.0050714 | 0.0050714 | 0.0050714 | 0.0050714 | 0.0050714 | 0.0050714 | 0.0050714 | 0.0050714
F1_Commercial_Warehouse_New_Food Preparation_Natural Gas_Fryer_E3 | F1 | Commercial | Warehouse | New | Food Preparation | Natural Gas | Fryer | E3 | RVT - Cost of Equipment | 0 | 0 | 0 | 0 | 0 | 0 | 0 | 0 | 0 | 0 | 0 | 0 | 0 | 0 | 0 | 0 | 0 | 0 | 0 | 0 | 0 | 0 | 0 | 0 | 0 | 0 | 0
F1_Commercial_Warehouse_New_Food Preparation_Natural Gas_Fryer_E4 | F1 | Commercial | Warehouse | New | Food Preparation | Natural Gas | Fryer | E4 | RVT - Cost of Equipment | 0 | 0 | 0 | 0 | 0 | 0 | 0 | 0 | 0 | 0 | 0 | 0 | 0 | 0 | 0 | 0 | 0 | 0 | 0 | 0 | 0 | 0 | 0 | 0 | 0 | 0 | 0
F1_Commercial_Warehouse_New_Food Preparation_Natural Gas_Fryer_E5 | F1 | Commercial | Warehouse | New | Food Preparation | Natural Gas | Fryer | E5 | RVT - Cost of Equipment | 0 | 0 | 0 | 0 | 0 | 0 | 0 | 0 | 0 | 0 | 0 | 0 | 0 | 0 | 0 | 0 | 0 | 0 | 0 | 0 | 0 | 0 | 0 | 0 | 0 | 0 | 0
F1_Commercial_Warehouse_New_Food Preparation_Natural Gas_Fryer_E6 | F1 | Commercial | Warehouse | New | Food Preparation | Natural Gas | Fryer | E6 | RVT - Cost of Equipment | 0 | 0 | 0 | 0 | 0 | 0 | 0 | 0 | 0 | 0 | 0 | 0 | 0 | 0 | 0 | 0 | 0 | 0 | 0 | 0 | 0 | 0 | 0 | 0 | 0 | 0 | 0
F1_Commercial_Warehouse_New_Food Preparation_Natural Gas_Fryer_E7 | F1 | Commercial | Warehouse | New | Food Preparation | Natural Gas | Fryer | E7 | RVT - Cost of Equipment | 0 | 0 | 0 | 0 | 0 | 0 | 0 | 0 | 0 | 0 | 0 | 0 | 0 | 0 | 0 | 0 | 0 | 0 | 0 | 0 | 0 | 0 | 0 | 0 | 0 | 0 | 0
F1_Commercial_Warehouse_New_Food Preparation_Natural Gas_Fryer_E8 | F1 | Commercial | Warehouse | New | Food Preparation | Natural Gas | Fryer | E8 | RVT - Cost of Equipment | 0 | 0 | 0 | 0 | 0 | 0 | 0 | 0 | 0 | 0 | 0 | 0 | 0 | 0 | 0 | 0 | 0 | 0 | 0 | 0 | 0 | 0 | 0 | 0 | 0 | 0 | 0
F1_Commercial_Warehouse_New_Food Preparation_Natural Gas_Fryer_E9 | F1 | Commercial | Warehouse | New | Food Preparation | Natural Gas | Fryer | E9 | RVT - Cost of Equipment | 0 | 0 | 0 | 0 | 0 | 0 | 0 | 0 | 0 | 0 | 0 | 0 | 0 | 0 | 0 | 0 | 0 | 0 | 0 | 0 | 0 | 0 | 0 | 0 | 0 | 0 | 0
F1_Commercial_Warehouse_New_Food Preparation_Natural Gas_Fryer_E10 | F1 | Commercial | Warehouse | New | Food Preparation | Natural Gas | Fryer | E10 | RVT - Cost of Equipment | 0 | 0 | 0 | 0 | 0 | 0 | 0 | 0 | 0 | 0 | 0 | 0 | 0 | 0 | 0 | 0 | 0 | 0 | 0 | 0 | 0 | 0 | 0 | 0 | 0 | 0 | 0
F2_Commercial_Warehouse_New_Food Preparation_Natural Gas_Fryer_E1 | F2 | Commercial | Warehouse | New | Food Preparation | Natural Gas | Fryer | E1 | RVT - Cost of Operation | 0 | 0 | 0 | 0 | 0 | 0 | 0 | 0 | 0 | 0 | 0 | 0 | 0 | 0 | 0 | 0 | 0 | 0 | 0 | 0 | 0 | 0 | 0 | 0 | 0 | 0 | 0
F2_Commercial_Warehouse_New_Food Preparation_Natural Gas_Fryer_E2 | F2 | Commercial | Warehouse | New | Food Preparation | Natural Gas | Fryer | E2 | RVT - Cost of Operation | 0 | 0 | 0 | 0 | 0 | 0 | 0 | 0 | 0 | 0 | 0 | 0 | 0 | 0 | 0 | 0 | 0 | 0 | 0 | 0 | 0 | 0 | 0 | 0 | 0 | 0 | 0
F2_Commercial_Warehouse_New_Food Preparation_Natural Gas_Fryer_E3 | F2 | Commercial | Warehouse | New | Food Preparation | Natural Gas | Fryer | E3 | RVT - Cost of Operation | 0 | 0 | 0 | 0 | 0 | 0 | 0 | 0 | 0 | 0 | 0 | 0 | 0 | 0 | 0 | 0 | 0 | 0 | 0 | 0 | 0 | 0 | 0 | 0 | 0 | 0 | 0
F2_Commercial_Warehouse_New_Food Preparation_Natural Gas_Fryer_E4 | F2 | Commercial | Warehouse | New | Food Preparation | Natural Gas | Fryer | E4 | RVT - Cost of Operation | 0 | 0 | 0 | 0 | 0 | 0 | 0 | 0 | 0 | 0 | 0 | 0 | 0 | 0 | 0 | 0 | 0 | 0 | 0 | 0 | 0 | 0 | 0 | 0 | 0 | 0 | 0
F2_Commercial_Warehouse_New_Food Preparation_Natural Gas_Fryer_E5 | F2 | Commercial | Warehouse | New | Food Preparation | Natural Gas | Fryer | E5 | RVT - Cost of Operation | 0 | 0 | 0 | 0 | 0 | 0 | 0 | 0 | 0 | 0 | 0 | 0 | 0 | 0 | 0 | 0 | 0 | 0 | 0 | 0 | 0 | 0 | 0 | 0 | 0 | 0 | 0
F2_Commercial_Warehouse_New_Food Preparation_Natural Gas_Fryer_E6 | F2 | Commercial | Warehouse | New | Food Preparation | Natural Gas | Fryer | E6 | RVT - Cost of Operation | 0 | 0 | 0 | 0 | 0 | 0 | 0 | 0 | 0 | 0 | 0 | 0 | 0 | 0 | 0 | 0 | 0 | 0 | 0 | 0 | 0 | 0 | 0 | 0 | 0 | 0 | 0
F2_Commercial_Warehouse_New_Food Preparation_Natural Gas_Fryer_E7 | F2 | Commercial | Warehouse | New | Food Preparation | Natural Gas | Fryer | E7 | RVT - Cost of Operation | 0 | 0 | 0 | 0 | 0 | 0 | 0 | 0 | 0 | 0 | 0 | 0 | 0 | 0 | 0 | 0 | 0 | 0 | 0 | 0 | 0 | 0 | 0 | 0 | 0 | 0 | 0
F2_Commercial_Warehouse_New_Food Preparation_Natural Gas_Fryer_E8 | F2 | Commercial | Warehouse | New | Food Preparation | Natural Gas | Fryer | E8 | RVT - Cost of Operation | 0 | 0 | 0 | 0 | 0 | 0 | 0 | 0 | 0 | 0 | 0 | 0 | 0 | 0 | 0 | 0 | 0 | 0 | 0 | 0 | 0 | 0 | 0 | 0 | 0 | 0 | 0
F2_Commercial_Warehouse_New_Food Preparation_Natural Gas_Fryer_E9 | F2 | Commercial | Warehouse | New | Food Preparation | Natural Gas | Fryer | E9 | RVT - Cost of Operation | 0 | 0 | 0 | 0 | 0 | 0 | 0 | 0 | 0 | 0 | 0 | 0 | 0 | 0 | 0 | 0 | 0 | 0 | 0 | 0 | 0 | 0 | 0 | 0 | 0 | 0 | 0
F2_Commercial_Warehouse_New_Food Preparation_Natural Gas_Fryer_E10 | F2 | Commercial | Warehouse | New | Food Preparation | Natural Gas | Fryer | E10 | RVT - Cost of Operation | 0 | 0 | 0 | 0 | 0 | 0 | 0 | 0 | 0 | 0 | 0 | 0 | 0 | 0 | 0 | 0 | 0 | 0 | 0 | 0 | 0 | 0 | 0 | 0 | 0 | 0 | 0
F3_Commercial_Warehouse_New_Food Preparation_Natural Gas_Fryer_E1 | F3 | Commercial | Warehouse | New | Food Preparation | Natural Gas | Fryer | E1 | System - kBTUs of Consumption | 0.75218 | 0 | 0 | 0 | 0 | 0 | 0 | 0 | 0 | 0 | 0 | 0 | 0 | 0 | 0 | 0 | 0 | 0 | 0 | 0 | 0 | 0 | 0 | 0 | 0 | 0 | 0
F3_Commercial_Warehouse_New_Food Preparation_Natural Gas_Fryer_E2 | F3 | Commercial | Warehouse | New | Food Preparation | Natural Gas | Fryer | E2 | System - kBTUs of Consumption | 0.46492 | 0.46492 | 0.46492 | 0.46492 | 0.46492 | 0.46492 | 0.46492 | 0.46492 | 0.46492 | 0.46492 | 0.46492 | 0.46492 | 0.46492 | 0.46492 | 0.46492 | 0.46492 | 0.46492 | 0.46492 | 0.46492 | 0.46492 | 0.46492 | 0.46492 | 0.46492 | 0.46492 | 0.46492 | 0.46492 | 0.46492
F3_Commercial_Warehouse_New_Food Preparation_Natural Gas_Fryer_E3 | F3 | Commercial | Warehouse | New | Food Preparation | Natural Gas | Fryer | E3 | System - kBTUs of Consumption | 0 | 0 | 0 | 0 | 0 | 0 | 0 | 0 | 0 | 0 | 0 | 0 | 0 | 0 | 0 | 0 | 0 | 0 | 0 | 0 | 0 | 0 | 0 | 0 | 0 | 0 | 0
F3_Commercial_Warehouse_New_Food Preparation_Natural Gas_Fryer_E4 | F3 | Commercial | Warehouse | New | Food Preparation | Natural Gas | Fryer | E4 | System - kBTUs of Consumption | 0 | 0 | 0 | 0 | 0 | 0 | 0 | 0 | 0 | 0 | 0 | 0 | 0 | 0 | 0 | 0 | 0 | 0 | 0 | 0 | 0 | 0 | 0 | 0 | 0 | 0 | 0
F3_Commercial_Warehouse_New_Food Preparation_Natural Gas_Fryer_E5 | F3 | Commercial | Warehouse | New | Food Preparation | Natural Gas | Fryer | E5 | System - kBTUs of Consumption | 0 | 0 | 0 | 0 | 0 | 0 | 0 | 0 | 0 | 0 | 0 | 0 | 0 | 0 | 0 | 0 | 0 | 0 | 0 | 0 | 0 | 0 | 0 | 0 | 0 | 0 | 0
F3_Commercial_Warehouse_New_Food Preparation_Natural Gas_Fryer_E6 | F3 | Commercial | Warehouse | New | Food Preparation | Natural Gas | Fryer | E6 | System - kBTUs of Consumption | 0 | 0 | 0 | 0 | 0 | 0 | 0 | 0 | 0 | 0 | 0 | 0 | 0 | 0 | 0 | 0 | 0 | 0 | 0 | 0 | 0 | 0 | 0 | 0 | 0 | 0 | 0
F3_Commercial_Warehouse_New_Food Preparation_Natural Gas_Fryer_E7 | F3 | Commercial | Warehouse | New | Food Preparation | Natural Gas | Fryer | E7 | System - kBTUs of Consumption | 0 | 0 | 0 | 0 | 0 | 0 | 0 | 0 | 0 | 0 | 0 | 0 | 0 | 0 | 0 | 0 | 0 | 0 | 0 | 0 | 0 | 0 | 0 | 0 | 0 | 0 | 0
F3_Commercial_Warehouse_New_Food Preparation_Natural Gas_Fryer_E8 | F3 | Commercial | Warehouse | New | Food Preparation | Natural Gas | Fryer | E8 | System - kBTUs of Consumption | 0 | 0 | 0 | 0 | 0 | 0 | 0 | 0 | 0 | 0 | 0 | 0 | 0 | 0 | 0 | 0 | 0 | 0 | 0 | 0 | 0 | 0 | 0 | 0 | 0 | 0 | 0
F3_Commercial_Warehouse_New_Food Preparation_Natural Gas_Fryer_E9 | F3 | Commercial | Warehouse | New | Food Preparation | Natural Gas | Fryer | E9 | System - kBTUs of Consumption | 0 | 0 | 0 | 0 | 0 | 0 | 0 | 0 | 0 | 0 | 0 | 0 | 0 | 0 | 0 | 0 | 0 | 0 | 0 | 0 | 0 | 0 | 0 | 0 | 0 | 0 | 0
F3_Commercial_Warehouse_New_Food Preparation_Natural Gas_Fryer_E10 | F3 | Commercial | Warehouse | New | Food Preparation | Natural Gas | Fryer | E10 | System - kBTUs of Consumption | 0 | 0 | 0 | 0 | 0 | 0 | 0 | 0 | 0 | 0 | 0 | 0 | 0 | 0 | 0 | 0 | 0 | 0 | 0 | 0 | 0 | 0 | 0 | 0 | 0 | 0 | 0
F4_Commercial_Warehouse_New_Food Preparation_Natural Gas_Fryer_E1 | F4 | Commercial | Warehouse | New | Food Preparation | Natural Gas | Fryer | E1 | Utility - Cost of Equipment | 0.0040345 | 0 | 0 | 0 | 0 | 0 | 0 | 0 | 0 | 0 | 0 | 0 | 0 | 0 | 0 | 0 | 0 | 0 | 0 | 0 | 0 | 0 | 0 | 0 | 0 | 0 | 0
F4_Commercial_Warehouse_New_Food Preparation_Natural Gas_Fryer_E2 | F4 | Commercial | Warehouse | New | Food Preparation | Natural Gas | Fryer | E2 | Utility - Cost of Equipment | 0.0050714 | 0.0050714 | 0.0050714 | 0.0050714 | 0.0050714 | 0.0050714 | 0.0050714 | 0.0050714 | 0.0050714 | 0.0050714 | 0.0050714 | 0.0050714 | 0.0050714 | 0.0050714 | 0.0050714 | 0.0050714 | 0.0050714 | 0.0050714 | 0.0050714 | 0.0050714 | 0.0050714 | 0.0050714 | 0.0050714 | 0.0050714 | 0.0050714 | 0.0050714 | 0.0050714
F4_Commercial_Warehouse_New_Food Preparation_Natural Gas_Fryer_E3 | F4 | Commercial | Warehouse | New | Food Preparation | Natural Gas | Fryer | E3 | Utility - Cost of Equipment | 0 | 0 | 0 | 0 | 0 | 0 | 0 | 0 | 0 | 0 | 0 | 0 | 0 | 0 | 0 | 0 | 0 | 0 | 0 | 0 | 0 | 0 | 0 | 0 | 0 | 0 | 0
F4_Commercial_Warehouse_New_Food Preparation_Natural Gas_Fryer_E4 | F4 | Commercial | Warehouse | New | Food Preparation | Natural Gas | Fryer | E4 | Utility - Cost of Equipment | 0 | 0 | 0 | 0 | 0 | 0 | 0 | 0 | 0 | 0 | 0 | 0 | 0 | 0 | 0 | 0 | 0 | 0 | 0 | 0 | 0 | 0 | 0 | 0 | 0 | 0 | 0
F4_Commercial_Warehouse_New_Food Preparation_Natural Gas_Fryer_E5 | F4 | Commercial | Warehouse | New | Food Preparation | Natural Gas | Fryer | E5 | Utility - Cost of Equipment | 0 | 0 | 0 | 0 | 0 | 0 | 0 | 0 | 0 | 0 | 0 | 0 | 0 | 0 | 0 | 0 | 0 | 0 | 0 | 0 | 0 | 0 | 0 | 0 | 0 | 0 | 0
F4_Commercial_Warehouse_New_Food Preparation_Natural Gas_Fryer_E6 | F4 | Commercial | Warehouse | New | Food Preparation | Natural Gas | Fryer | E6 | Utility - Cost of Equipment | 0 | 0 | 0 | 0 | 0 | 0 | 0 | 0 | 0 | 0 | 0 | 0 | 0 | 0 | 0 | 0 | 0 | 0 | 0 | 0 | 0 | 0 | 0 | 0 | 0 | 0 | 0
F4_Commercial_Warehouse_New_Food Preparation_Natural Gas_Fryer_E7 | F4 | Commercial | Warehouse | New | Food Preparation | Natural Gas | Fryer | E7 | Utility - Cost of Equipment | 0 | 0 | 0 | 0 | 0 | 0 | 0 | 0 | 0 | 0 | 0 | 0 | 0 | 0 | 0 | 0 | 0 | 0 | 0 | 0 | 0 | 0 | 0 | 0 | 0 | 0 | 0
F4_Commercial_Warehouse_New_Food Preparation_Natural Gas_Fryer_E8 | F4 | Commercial | Warehouse | New | Food Preparation | Natural Gas | Fryer | E8 | Utility - Cost of Equipment | 0 | 0 | 0 | 0 | 0 | 0 | 0 | 0 | 0 | 0 | 0 | 0 | 0 | 0 | 0 | 0 | 0 | 0 | 0 | 0 | 0 | 0 | 0 | 0 | 0 | 0 | 0
F4_Commercial_Warehouse_New_Food Preparation_Natural Gas_Fryer_E9 | F4 | Commercial | Warehouse | New | Food Preparation | Natural Gas | Fryer | E9 | Utility - Cost of Equipment | 0 | 0 | 0 | 0 | 0 | 0 | 0 | 0 | 0 | 0 | 0 | 0 | 0 | 0 | 0 | 0 | 0 | 0 | 0 | 0 | 0 | 0 | 0 | 0 | 0 | 0 | 0
F4_Commercial_Warehouse_New_Food Preparation_Natural Gas_Fryer_E10 | F4 | Commercial | Warehouse | New | Food Preparation | Natural Gas | Fryer | E10 | Utility - Cost of Equipment | 0 | 0 | 0 | 0 | 0 | 0 | 0 | 0 | 0 | 0 | 0 | 0 | 0 | 0 | 0 | 0 | 0 | 0 | 0 | 0 | 0 | 0 | 0 | 0 | 0 | 0 | 0
F5_Commercial_Warehouse_New_Food Preparation_Natural Gas_Fryer_E1 | F5 | Commercial | Warehouse | New | Food Preparation | Natural Gas | Fryer | E1 | Utility - Cost of Operation | 0.010363 | 0 | 0 | 0 | 0 | 0 | 0 | 0 | 0 | 0 | 0 | 0 | 0 | 0 | 0 | 0 | 0 | 0 | 0 | 0 | 0 | 0 | 0 | 0 | 0 | 0 | 0
F5_Commercial_Warehouse_New_Food Preparation_Natural Gas_Fryer_E2 | F5 | Commercial | Warehouse | New | Food Preparation | Natural Gas | Fryer | E2 | Utility - Cost of Operation | 0.0064053 | 0.0062967 | 0.0061904 | 0.0060867 | 0.0060775 | 0.0061296 | 0.0062208 | 0.006333 | 0.0064543 | 0.0065783 | 0.0067073 | 0.0068334 | 0.0069449 | 0.0070184 | 0.0070407 | 0.0070027 | 0.0069023 | 0.0067511 | 0.0065558 | 0.0063247 | 0.0060547 | 0.0057443 | 0.0054684 | 0.0052891 | 0.0052105 | 0.0052361 | 0.0052617
F5_Commercial_Warehouse_New_Food Preparation_Natural Gas_Fryer_E3 | F5 | Commercial | Warehouse | New | Food Preparation | Natural Gas | Fryer | E3 | Utility - Cost of Operation | 0 | 0 | 0 | 0 | 0 | 0 | 0 | 0 | 0 | 0 | 0 | 0 | 0 | 0 | 0 | 0 | 0 | 0 | 0 | 0 | 0 | 0 | 0 | 0 | 0 | 0 | 0
F5_Commercial_Warehouse_New_Food Preparation_Natural Gas_Fryer_E4 | F5 | Commercial | Warehouse | New | Food Preparation | Natural Gas | Fryer | E4 | Utility - Cost of Operation | 0 | 0 | 0 | 0 | 0 | 0 | 0 | 0 | 0 | 0 | 0 | 0 | 0 | 0 | 0 | 0 | 0 | 0 | 0 | 0 | 0 | 0 | 0 | 0 | 0 | 0 | 0
F5_Commercial_Warehouse_New_Food Preparation_Natural Gas_Fryer_E5 | F5 | Commercial | Warehouse | New | Food Preparation | Natural Gas | Fryer | E5 | Utility - Cost of Operation | 0 | 0 | 0 | 0 | 0 | 0 | 0 | 0 | 0 | 0 | 0 | 0 | 0 | 0 | 0 | 0 | 0 | 0 | 0 | 0 | 0 | 0 | 0 | 0 | 0 | 0 | 0
F5_Commercial_Warehouse_New_Food Preparation_Natural Gas_Fryer_E6 | F5 | Commercial | Warehouse | New | Food Preparation | Natural Gas | Fryer | E6 | Utility - Cost of Operation | 0 | 0 | 0 | 0 | 0 | 0 | 0 | 0 | 0 | 0 | 0 | 0 | 0 | 0 | 0 | 0 | 0 | 0 | 0 | 0 | 0 | 0 | 0 | 0 | 0 | 0 | 0
F5_Commercial_Warehouse_New_Food Preparation_Natural Gas_Fryer_E7 | F5 | Commercial | Warehouse | New | Food Preparation | Natural Gas | Fryer | E7 | Utility - Cost of Operation | 0 | 0 | 0 | 0 | 0 | 0 | 0 | 0 | 0 | 0 | 0 | 0 | 0 | 0 | 0 | 0 | 0 | 0 | 0 | 0 | 0 | 0 | 0 | 0 | 0 | 0 | 0
F5_Commercial_Warehouse_New_Food Preparation_Natural Gas_Fryer_E8 | F5 | Commercial | Warehouse | New | Food Preparation | Natural Gas | Fryer | E8 | Utility - Cost of Operation | 0 | 0 | 0 | 0 | 0 | 0 | 0 | 0 | 0 | 0 | 0 | 0 | 0 | 0 | 0 | 0 | 0 | 0 | 0 | 0 | 0 | 0 | 0 | 0 | 0 | 0 | 0
F5_Commercial_Warehouse_New_Food Preparation_Natural Gas_Fryer_E9 | F5 | Commercial | Warehouse | New | Food Preparation | Natural Gas | Fryer | E9 | Utility - Cost of Operation | 0 | 0 | 0 | 0 | 0 | 0 | 0 | 0 | 0 | 0 | 0 | 0 | 0 | 0 | 0 | 0 | 0 | 0 | 0 | 0 | 0 | 0 | 0 | 0 | 0 | 0 | 0
F5_Commercial_Warehouse_New_Food Preparation_Natural Gas_Fryer_E10 | F5 | Commercial | Warehouse | New | Food Preparation | Natural Gas | Fryer | E10 | Utility - Cost of Operation | 0 | 0 | 0 | 0 | 0 | 0 | 0 | 0 | 0 | 0 | 0 | 0 | 0 | 0 | 0 | 0 | 0 | 0 | 0 | 0 | 0 | 0 | 0 | 0 | 0 | 0 | 0
F6_Commercial_Warehouse_New_Food Preparation_Natural Gas_Fryer_E1 | F6 | Commercial | Warehouse | New | Food Preparation | Natural Gas | Fryer | E1 | Utility - Value of Sales | 0 | 0 | 0 | 0 | 0 | 0 | 0 | 0 | 0 | 0 | 0 | 0 | 0 | 0 | 0 | 0 | 0 | 0 | 0 | 0 | 0 | 0 | 0 | 0 | 0 | 0 | 0
F6_Commercial_Warehouse_New_Food Preparation_Natural Gas_Fryer_E2 | F6 | Commercial | Warehouse | New | Food Preparation | Natural Gas | Fryer | E2 | Utility - Value of Sales | 0 | 0 | 0 | 0 | 0 | 0 | 0 | 0 | 0 | 0 | 0 | 0 | 0 | 0 | 0 | 0 | 0 | 0 | 0 | 0 | 0 | 0 | 0 | 0 | 0 | 0 | 0
F6_Commercial_Warehouse_New_Food Preparation_Natural Gas_Fryer_E3 | F6 | Commercial | Warehouse | New | Food Preparation | Natural Gas | Fryer | E3 | Utility - Value of Sales | 0 | 0 | 0 | 0 | 0 | 0 | 0 | 0 | 0 | 0 | 0 | 0 | 0 | 0 | 0 | 0 | 0 | 0 | 0 | 0 | 0 | 0 | 0 | 0 | 0 | 0 | 0
F6_Commercial_Warehouse_New_Food Preparation_Natural Gas_Fryer_E4 | F6 | Commercial | Warehouse | New | Food Preparation | Natural Gas | Fryer | E4 | Utility - Value of Sales | 0 | 0 | 0 | 0 | 0 | 0 | 0 | 0 | 0 | 0 | 0 | 0 | 0 | 0 | 0 | 0 | 0 | 0 | 0 | 0 | 0 | 0 | 0 | 0 | 0 | 0 | 0
F6_Commercial_Warehouse_New_Food Preparation_Natural Gas_Fryer_E5 | F6 | Commercial | Warehouse | New | Food Preparation | Natural Gas | Fryer | E5 | Utility - Value of Sales | 0 | 0 | 0 | 0 | 0 | 0 | 0 | 0 | 0 | 0 | 0 | 0 | 0 | 0 | 0 | 0 | 0 | 0 | 0 | 0 | 0 | 0 | 0 | 0 | 0 | 0 | 0
F6_Commercial_Warehouse_New_Food Preparation_Natural Gas_Fryer_E6 | F6 | Commercial | Warehouse | New | Food Preparation | Natural Gas | Fryer | E6 | Utility - Value of Sales | 0 | 0 | 0 | 0 | 0 | 0 | 0 | 0 | 0 | 0 | 0 | 0 | 0 | 0 | 0 | 0 | 0 | 0 | 0 | 0 | 0 | 0 | 0 | 0 | 0 | 0 | 0
F6_Commercial_Warehouse_New_Food Preparation_Natural Gas_Fryer_E7 | F6 | Commercial | Warehouse | New | Food Preparation | Natural Gas | Fryer | E7 | Utility - Value of Sales | 0 | 0 | 0 | 0 | 0 | 0 | 0 | 0 | 0 | 0 | 0 | 0 | 0 | 0 | 0 | 0 | 0 | 0 | 0 | 0 | 0 | 0 | 0 | 0 | 0 | 0 | 0
F6_Commercial_Warehouse_New_Food Preparation_Natural Gas_Fryer_E8 | F6 | Commercial | Warehouse | New | Food Preparation | Natural Gas | Fryer | E8 | Utility - Value of Sales | 0 | 0 | 0 | 0 | 0 | 0 | 0 | 0 | 0 | 0 | 0 | 0 | 0 | 0 | 0 | 0 | 0 | 0 | 0 | 0 | 0 | 0 | 0 | 0 | 0 | 0 | 0
F6_Commercial_Warehouse_New_Food Preparation_Natural Gas_Fryer_E9 | F6 | Commercial | Warehouse | New | Food Preparation | Natural Gas | Fryer | E9 | Utility - Value of Sales | 0 | 0 | 0 | 0 | 0 | 0 | 0 | 0 | 0 | 0 | 0 | 0 | 0 | 0 | 0 | 0 | 0 | 0 | 0 | 0 | 0 | 0 | 0 | 0 | 0 | 0 | 0
F6_Commercial_Warehouse_New_Food Preparation_Natural Gas_Fryer_E10 | F6 | Commercial | Warehouse | New | Food Preparation | Natural Gas | Fryer | E10 | Utility - Value of Sales | 0 | 0 | 0 | 0 | 0 | 0 | 0 | 0 | 0 | 0 | 0 | 0 | 0 | 0 | 0 | 0 | 0 | 0 | 0 | 0 | 0 | 0 | 0 | 0 | 0 | 0 | 0
F1_Commercial_Warehouse_New_Food Preparation_Natural Gas_Broiler_E1 | F1 | Commercial | Warehouse | New | Food Preparation | Natural Gas | Broiler | E1 | RVT - Cost of Equipment | 0.0039503 | 0.0039503 | 0.0039503 | 0.0039503 | 0.0039503 | 0.0039503 | 0.0039503 | 0.0039503 | 0.0039503 | 0.0039503 | 0.0039503 | 0.0039503 | 0.0039503 | 0.0039503 | 0.0039503 | 0.0039503 | 0.0039503 | 0.0039503 | 0.0039503 | 0.0039503 | 0.0039503 | 0.0039503 | 0.0039503 | 0.0039503 | 0.0039503 | 0.0039503 | 0.0039503
F1_Commercial_Warehouse_New_Food Preparation_Natural Gas_Broiler_E2 | F1 | Commercial | Warehouse | New | Food Preparation | Natural Gas | Broiler | E2 | RVT - Cost of Equipment | 0.0055304 | 0.0055304 | 0.0055304 | 0.0055304 | 0.0055304 | 0.0055304 | 0.0055304 | 0.0055304 | 0.0055304 | 0.0055304 | 0.0055304 | 0.0055304 | 0.0055304 | 0.0055304 | 0.0055304 | 0.0055304 | 0.0055304 | 0.0055304 | 0.0055304 | 0.0055304 | 0.0055304 | 0.0055304 | 0.0055304 | 0.0055304 | 0.0055304 | 0.0055304 | 0.0055304
F1_Commercial_Warehouse_New_Food Preparation_Natural Gas_Broiler_E3 | F1 | Commercial | Warehouse | New | Food Preparation | Natural Gas | Broiler | E3 | RVT - Cost of Equipment | 0 | 0 | 0 | 0 | 0 | 0 | 0 | 0 | 0 | 0 | 0 | 0 | 0 | 0 | 0 | 0 | 0 | 0 | 0 | 0 | 0 | 0 | 0 | 0 | 0 | 0 | 0
F1_Commercial_Warehouse_New_Food Preparation_Natural Gas_Broiler_E4 | F1 | Commercial | Warehouse | New | Food Preparation | Natural Gas | Broiler | E4 | RVT - Cost of Equipment | 0 | 0 | 0 | 0 | 0 | 0 | 0 | 0 | 0 | 0 | 0 | 0 | 0 | 0 | 0 | 0 | 0 | 0 | 0 | 0 | 0 | 0 | 0 | 0 | 0 | 0 | 0
F1_Commercial_Warehouse_New_Food Preparation_Natural Gas_Broiler_E5 | F1 | Commercial | Warehouse | New | Food Preparation | Natural Gas | Broiler | E5 | RVT - Cost of Equipment | 0 | 0 | 0 | 0 | 0 | 0 | 0 | 0 | 0 | 0 | 0 | 0 | 0 | 0 | 0 | 0 | 0 | 0 | 0 | 0 | 0 | 0 | 0 | 0 | 0 | 0 | 0
F1_Commercial_Warehouse_New_Food Preparation_Natural Gas_Broiler_E6 | F1 | Commercial | Warehouse | New | Food Preparation | Natural Gas | Broiler | E6 | RVT - Cost of Equipment | 0 | 0 | 0 | 0 | 0 | 0 | 0 | 0 | 0 | 0 | 0 | 0 | 0 | 0 | 0 | 0 | 0 | 0 | 0 | 0 | 0 | 0 | 0 | 0 | 0 | 0 | 0
F1_Commercial_Warehouse_New_Food Preparation_Natural Gas_Broiler_E7 | F1 | Commercial | Warehouse | New | Food Preparation | Natural Gas | Broiler | E7 | RVT - Cost of Equipment | 0 | 0 | 0 | 0 | 0 | 0 | 0 | 0 | 0 | 0 | 0 | 0 | 0 | 0 | 0 | 0 | 0 | 0 | 0 | 0 | 0 | 0 | 0 | 0 | 0 | 0 | 0
F1_Commercial_Warehouse_New_Food Preparation_Natural Gas_Broiler_E8 | F1 | Commercial | Warehouse | New | Food Preparation | Natural Gas | Broiler | E8 | RVT - Cost of Equipment | 0 | 0 | 0 | 0 | 0 | 0 | 0 | 0 | 0 | 0 | 0 | 0 | 0 | 0 | 0 | 0 | 0 | 0 | 0 | 0 | 0 | 0 | 0 | 0 | 0 | 0 | 0
F1_Commercial_Warehouse_New_Food Preparation_Natural Gas_Broiler_E9 | F1 | Commercial | Warehouse | New | Food Preparation | Natural Gas | Broiler | E9 | RVT - Cost of Equipment | 0 | 0 | 0 | 0 | 0 | 0 | 0 | 0 | 0 | 0 | 0 | 0 | 0 | 0 | 0 | 0 | 0 | 0 | 0 | 0 | 0 | 0 | 0 | 0 | 0 | 0 | 0
F1_Commercial_Warehouse_New_Food Preparation_Natural Gas_Broiler_E10 | F1 | Commercial | Warehouse | New | Food Preparation | Natural Gas | Broiler | E10 | RVT - Cost of Equipment | 0 | 0 | 0 | 0 | 0 | 0 | 0 | 0 | 0 | 0 | 0 | 0 | 0 | 0 | 0 | 0 | 0 | 0 | 0 | 0 | 0 | 0 | 0 | 0 | 0 | 0 | 0
F2_Commercial_Warehouse_New_Food Preparation_Natural Gas_Broiler_E1 | F2 | Commercial | Warehouse | New | Food Preparation | Natural Gas | Broiler | E1 | RVT - Cost of Operation | 0 | 0 | 0 | 0 | 0 | 0 | 0 | 0 | 0 | 0 | 0 | 0 | 0 | 0 | 0 | 0 | 0 | 0 | 0 | 0 | 0 | 0 | 0 | 0 | 0 | 0 | 0
F2_Commercial_Warehouse_New_Food Preparation_Natural Gas_Broiler_E2 | F2 | Commercial | Warehouse | New | Food Preparation | Natural Gas | Broiler | E2 | RVT - Cost of Operation | 0 | 0 | 0 | 0 | 0 | 0 | 0 | 0 | 0 | 0 | 0 | 0 | 0 | 0 | 0 | 0 | 0 | 0 | 0 | 0 | 0 | 0 | 0 | 0 | 0 | 0 | 0
F2_Commercial_Warehouse_New_Food Preparation_Natural Gas_Broiler_E3 | F2 | Commercial | Warehouse | New | Food Preparation | Natural Gas | Broiler | E3 | RVT - Cost of Operation | 0 | 0 | 0 | 0 | 0 | 0 | 0 | 0 | 0 | 0 | 0 | 0 | 0 | 0 | 0 | 0 | 0 | 0 | 0 | 0 | 0 | 0 | 0 | 0 | 0 | 0 | 0
F2_Commercial_Warehouse_New_Food Preparation_Natural Gas_Broiler_E4 | F2 | Commercial | Warehouse | New | Food Preparation | Natural Gas | Broiler | E4 | RVT - Cost of Operation | 0 | 0 | 0 | 0 | 0 | 0 | 0 | 0 | 0 | 0 | 0 | 0 | 0 | 0 | 0 | 0 | 0 | 0 | 0 | 0 | 0 | 0 | 0 | 0 | 0 | 0 | 0
F2_Commercial_Warehouse_New_Food Preparation_Natural Gas_Broiler_E5 | F2 | Commercial | Warehouse | New | Food Preparation | Natural Gas | Broiler | E5 | RVT - Cost of Operation | 0 | 0 | 0 | 0 | 0 | 0 | 0 | 0 | 0 | 0 | 0 | 0 | 0 | 0 | 0 | 0 | 0 | 0 | 0 | 0 | 0 | 0 | 0 | 0 | 0 | 0 | 0
F2_Commercial_Warehouse_New_Food Preparation_Natural Gas_Broiler_E6 | F2 | Commercial | Warehouse | New | Food Preparation | Natural Gas | Broiler | E6 | RVT - Cost of Operation | 0 | 0 | 0 | 0 | 0 | 0 | 0 | 0 | 0 | 0 | 0 | 0 | 0 | 0 | 0 | 0 | 0 | 0 | 0 | 0 | 0 | 0 | 0 | 0 | 0 | 0 | 0
F2_Commercial_Warehouse_New_Food Preparation_Natural Gas_Broiler_E7 | F2 | Commercial | Warehouse | New | Food Preparation | Natural Gas | Broiler | E7 | RVT - Cost of Operation | 0 | 0 | 0 | 0 | 0 | 0 | 0 | 0 | 0 | 0 | 0 | 0 | 0 | 0 | 0 | 0 | 0 | 0 | 0 | 0 | 0 | 0 | 0 | 0 | 0 | 0 | 0
F2_Commercial_Warehouse_New_Food Preparation_Natural Gas_Broiler_E8 | F2 | Commercial | Warehouse | New | Food Preparation | Natural Gas | Broiler | E8 | RVT - Cost of Operation | 0 | 0 | 0 | 0 | 0 | 0 | 0 | 0 | 0 | 0 | 0 | 0 | 0 | 0 | 0 | 0 | 0 | 0 | 0 | 0 | 0 | 0 | 0 | 0 | 0 | 0 | 0
F2_Commercial_Warehouse_New_Food Preparation_Natural Gas_Broiler_E9 | F2 | Commercial | Warehouse | New | Food Preparation | Natural Gas | Broiler | E9 | RVT - Cost of Operation | 0 | 0 | 0 | 0 | 0 | 0 | 0 | 0 | 0 | 0 | 0 | 0 | 0 | 0 | 0 | 0 | 0 | 0 | 0 | 0 | 0 | 0 | 0 | 0 | 0 | 0 | 0
F2_Commercial_Warehouse_New_Food Preparation_Natural Gas_Broiler_E10 | F2 | Commercial | Warehouse | New | Food Preparation | Natural Gas | Broiler | E10 | RVT - Cost of Operation | 0 | 0 | 0 | 0 | 0 | 0 | 0 | 0 | 0 | 0 | 0 | 0 | 0 | 0 | 0 | 0 | 0 | 0 | 0 | 0 | 0 | 0 | 0 | 0 | 0 | 0 | 0
F3_Commercial_Warehouse_New_Food Preparation_Natural Gas_Broiler_E1 | F3 | Commercial | Warehouse | New | Food Preparation | Natural Gas | Broiler | E1 | System - kBTUs of Consumption | 0.72707 | 0.72707 | 0.72707 | 0.72707 | 0.72707 | 0.72707 | 0.72707 | 0.72707 | 0.72707 | 0.72707 | 0.72707 | 0.72707 | 0.72707 | 0.72707 | 0.72707 | 0.72707 | 0.72707 | 0.72707 | 0.72707 | 0.72707 | 0.72707 | 0.72707 | 0.72707 | 0.72707 | 0.72707 | 0.72707 | 0.72707
F3_Commercial_Warehouse_New_Food Preparation_Natural Gas_Broiler_E2 | F3 | Commercial | Warehouse | New | Food Preparation | Natural Gas | Broiler | E2 | System - kBTUs of Consumption | 0.4674 | 0.4674 | 0.4674 | 0.4674 | 0.4674 | 0.4674 | 0.4674 | 0.4674 | 0.4674 | 0.4674 | 0.4674 | 0.4674 | 0.4674 | 0.4674 | 0.4674 | 0.4674 | 0.4674 | 0.4674 | 0.4674 | 0.4674 | 0.4674 | 0.4674 | 0.4674 | 0.4674 | 0.4674 | 0.4674 | 0.4674
F3_Commercial_Warehouse_New_Food Preparation_Natural Gas_Broiler_E3 | F3 | Commercial | Warehouse | New | Food Preparation | Natural Gas | Broiler | E3 | System - kBTUs of Consumption | 0 | 0 | 0 | 0 | 0 | 0 | 0 | 0 | 0 | 0 | 0 | 0 | 0 | 0 | 0 | 0 | 0 | 0 | 0 | 0 | 0 | 0 | 0 | 0 | 0 | 0 | 0
F3_Commercial_Warehouse_New_Food Preparation_Natural Gas_Broiler_E4 | F3 | Commercial | Warehouse | New | Food Preparation | Natural Gas | Broiler | E4 | System - kBTUs of Consumption | 0 | 0 | 0 | 0 | 0 | 0 | 0 | 0 | 0 | 0 | 0 | 0 | 0 | 0 | 0 | 0 | 0 | 0 | 0 | 0 | 0 | 0 | 0 | 0 | 0 | 0 | 0
F3_Commercial_Warehouse_New_Food Preparation_Natural Gas_Broiler_E5 | F3 | Commercial | Warehouse | New | Food Preparation | Natural Gas | Broiler | E5 | System - kBTUs of Consumption | 0 | 0 | 0 | 0 | 0 | 0 | 0 | 0 | 0 | 0 | 0 | 0 | 0 | 0 | 0 | 0 | 0 | 0 | 0 | 0 | 0 | 0 | 0 | 0 | 0 | 0 | 0
F3_Commercial_Warehouse_New_Food Preparation_Natural Gas_Broiler_E6 | F3 | Commercial | Warehouse | New | Food Preparation | Natural Gas | Broiler | E6 | System - kBTUs of Consumption | 0 | 0 | 0 | 0 | 0 | 0 | 0 | 0 | 0 | 0 | 0 | 0 | 0 | 0 | 0 | 0 | 0 | 0 | 0 | 0 | 0 | 0 | 0 | 0 | 0 | 0 | 0
F3_Commercial_Warehouse_New_Food Preparation_Natural Gas_Broiler_E7 | F3 | Commercial | Warehouse | New | Food Preparation | Natural Gas | Broiler | E7 | System - kBTUs of Consumption | 0 | 0 | 0 | 0 | 0 | 0 | 0 | 0 | 0 | 0 | 0 | 0 | 0 | 0 | 0 | 0 | 0 | 0 | 0 | 0 | 0 | 0 | 0 | 0 | 0 | 0 | 0
F3_Commercial_Warehouse_New_Food Preparation_Natural Gas_Broiler_E8 | F3 | Commercial | Warehouse | New | Food Preparation | Natural Gas | Broiler | E8 | System - kBTUs of Consumption | 0 | 0 | 0 | 0 | 0 | 0 | 0 | 0 | 0 | 0 | 0 | 0 | 0 | 0 | 0 | 0 | 0 | 0 | 0 | 0 | 0 | 0 | 0 | 0 | 0 | 0 | 0
F3_Commercial_Warehouse_New_Food Preparation_Natural Gas_Broiler_E9 | F3 | Commercial | Warehouse | New | Food Preparation | Natural Gas | Broiler | E9 | System - kBTUs of Consumption | 0 | 0 | 0 | 0 | 0 | 0 | 0 | 0 | 0 | 0 | 0 | 0 | 0 | 0 | 0 | 0 | 0 | 0 | 0 | 0 | 0 | 0 | 0 | 0 | 0 | 0 | 0
F3_Commercial_Warehouse_New_Food Preparation_Natural Gas_Broiler_E10 | F3 | Commercial | Warehouse | New | Food Preparation | Natural Gas | Broiler | E10 | System - kBTUs of Consumption | 0 | 0 | 0 | 0 | 0 | 0 | 0 | 0 | 0 | 0 | 0 | 0 | 0 | 0 | 0 | 0 | 0 | 0 | 0 | 0 | 0 | 0 | 0 | 0 | 0 | 0 | 0
F4_Commercial_Warehouse_New_Food Preparation_Natural Gas_Broiler_E1 | F4 | Commercial | Warehouse | New | Food Preparation | Natural Gas | Broiler | E1 | Utility - Cost of Equipment | 0.0039503 | 0.0039503 | 0.0039503 | 0.0039503 | 0.0039503 | 0.0039503 | 0.0039503 | 0.0039503 | 0.0039503 | 0.0039503 | 0.0039503 | 0.0039503 | 0.0039503 | 0.0039503 | 0.0039503 | 0.0039503 | 0.0039503 | 0.0039503 | 0.0039503 | 0.0039503 | 0.0039503 | 0.0039503 | 0.0039503 | 0.0039503 | 0.0039503 | 0.0039503 | 0.0039503
F4_Commercial_Warehouse_New_Food Preparation_Natural Gas_Broiler_E2 | F4 | Commercial | Warehouse | New | Food Preparation | Natural Gas | Broiler | E2 | Utility - Cost of Equipment | 0.0055304 | 0.0055304 | 0.0055304 | 0.0055304 | 0.0055304 | 0.0055304 | 0.0055304 | 0.0055304 | 0.0055304 | 0.0055304 | 0.0055304 | 0.0055304 | 0.0055304 | 0.0055304 | 0.0055304 | 0.0055304 | 0.0055304 | 0.0055304 | 0.0055304 | 0.0055304 | 0.0055304 | 0.0055304 | 0.0055304 | 0.0055304 | 0.0055304 | 0.0055304 | 0.0055304
F4_Commercial_Warehouse_New_Food Preparation_Natural Gas_Broiler_E3 | F4 | Commercial | Warehouse | New | Food Preparation | Natural Gas | Broiler | E3 | Utility - Cost of Equipment | 0 | 0 | 0 | 0 | 0 | 0 | 0 | 0 | 0 | 0 | 0 | 0 | 0 | 0 | 0 | 0 | 0 | 0 | 0 | 0 | 0 | 0 | 0 | 0 | 0 | 0 | 0
F4_Commercial_Warehouse_New_Food Preparation_Natural Gas_Broiler_E4 | F4 | Commercial | Warehouse | New | Food Preparation | Natural Gas | Broiler | E4 | Utility - Cost of Equipment | 0 | 0 | 0 | 0 | 0 | 0 | 0 | 0 | 0 | 0 | 0 | 0 | 0 | 0 | 0 | 0 | 0 | 0 | 0 | 0 | 0 | 0 | 0 | 0 | 0 | 0 | 0
F4_Commercial_Warehouse_New_Food Preparation_Natural Gas_Broiler_E5 | F4 | Commercial | Warehouse | New | Food Preparation | Natural Gas | Broiler | E5 | Utility - Cost of Equipment | 0 | 0 | 0 | 0 | 0 | 0 | 0 | 0 | 0 | 0 | 0 | 0 | 0 | 0 | 0 | 0 | 0 | 0 | 0 | 0 | 0 | 0 | 0 | 0 | 0 | 0 | 0
F4_Commercial_Warehouse_New_Food Preparation_Natural Gas_Broiler_E6 | F4 | Commercial | Warehouse | New | Food Preparation | Natural Gas | Broiler | E6 | Utility - Cost of Equipment | 0 | 0 | 0 | 0 | 0 | 0 | 0 | 0 | 0 | 0 | 0 | 0 | 0 | 0 | 0 | 0 | 0 | 0 | 0 | 0 | 0 | 0 | 0 | 0 | 0 | 0 | 0
F4_Commercial_Warehouse_New_Food Preparation_Natural Gas_Broiler_E7 | F4 | Commercial | Warehouse | New | Food Preparation | Natural Gas | Broiler | E7 | Utility - Cost of Equipment | 0 | 0 | 0 | 0 | 0 | 0 | 0 | 0 | 0 | 0 | 0 | 0 | 0 | 0 | 0 | 0 | 0 | 0 | 0 | 0 | 0 | 0 | 0 | 0 | 0 | 0 | 0
F4_Commercial_Warehouse_New_Food Preparation_Natural Gas_Broiler_E8 | F4 | Commercial | Warehouse | New | Food Preparation | Natural Gas | Broiler | E8 | Utility - Cost of Equipment | 0 | 0 | 0 | 0 | 0 | 0 | 0 | 0 | 0 | 0 | 0 | 0 | 0 | 0 | 0 | 0 | 0 | 0 | 0 | 0 | 0 | 0 | 0 | 0 | 0 | 0 | 0
F4_Commercial_Warehouse_New_Food Preparation_Natural Gas_Broiler_E9 | F4 | Commercial | Warehouse | New | Food Preparation | Natural Gas | Broiler | E9 | Utility - Cost of Equipment | 0 | 0 | 0 | 0 | 0 | 0 | 0 | 0 | 0 | 0 | 0 | 0 | 0 | 0 | 0 | 0 | 0 | 0 | 0 | 0 | 0 | 0 | 0 | 0 | 0 | 0 | 0
F4_Commercial_Warehouse_New_Food Preparation_Natural Gas_Broiler_E10 | F4 | Commercial | Warehouse | New | Food Preparation | Natural Gas | Broiler | E10 | Utility - Cost of Equipment | 0 | 0 | 0 | 0 | 0 | 0 | 0 | 0 | 0 | 0 | 0 | 0 | 0 | 0 | 0 | 0 | 0 | 0 | 0 | 0 | 0 | 0 | 0 | 0 | 0 | 0 | 0
F5_Commercial_Warehouse_New_Food Preparation_Natural Gas_Broiler_E1 | F5 | Commercial | Warehouse | New | Food Preparation | Natural Gas | Broiler | E1 | Utility - Cost of Operation | 0.0099237 | 0.0098175 | 0.009715 | 0.009617 | 0.0096412 | 0.0097453 | 0.0098964 | 0.010065 | 0.010227 | 0.010366 | 0.010478 | 0.010559 | 0.010605 | 0.0106 | 0.010542 | 0.010432 | 0.01027 | 0.010067 | 0.0098234 | 0.0095342 | 0.0091952 | 0.0088044 | 0.0084579 | 0.0082353 | 0.0081416 | 0.0081816 | 0.0082217
F5_Commercial_Warehouse_New_Food Preparation_Natural Gas_Broiler_E2 | F5 | Commercial | Warehouse | New | Food Preparation | Natural Gas | Broiler | E2 | Utility - Cost of Operation | 0.0063795 | 0.0063113 | 0.0062454 | 0.0061824 | 0.0061979 | 0.0062648 | 0.006362 | 0.0064703 | 0.0065746 | 0.0066636 | 0.0067361 | 0.006788 | 0.0068174 | 0.0068141 | 0.0067771 | 0.0067062 | 0.0066024 | 0.0064714 | 0.006315 | 0.0061291 | 0.0059112 | 0.00566 | 0.0054372 | 0.0052941 | 0.0052339 | 0.0052596 | 0.0052854
F5_Commercial_Warehouse_New_Food Preparation_Natural Gas_Broiler_E3 | F5 | Commercial | Warehouse | New | Food Preparation | Natural Gas | Broiler | E3 | Utility - Cost of Operation | 0 | 0 | 0 | 0 | 0 | 0 | 0 | 0 | 0 | 0 | 0 | 0 | 0 | 0 | 0 | 0 | 0 | 0 | 0 | 0 | 0 | 0 | 0 | 0 | 0 | 0 | 0
F5_Commercial_Warehouse_New_Food Preparation_Natural Gas_Broiler_E4 | F5 | Commercial | Warehouse | New | Food Preparation | Natural Gas | Broiler | E4 | Utility - Cost of Operation | 0 | 0 | 0 | 0 | 0 | 0 | 0 | 0 | 0 | 0 | 0 | 0 | 0 | 0 | 0 | 0 | 0 | 0 | 0 | 0 | 0 | 0 | 0 | 0 | 0 | 0 | 0
F5_Commercial_Warehouse_New_Food Preparation_Natural Gas_Broiler_E5 | F5 | Commercial | Warehouse | New | Food Preparation | Natural Gas | Broiler | E5 | Utility - Cost of Operation | 0 | 0 | 0 | 0 | 0 | 0 | 0 | 0 | 0 | 0 | 0 | 0 | 0 | 0 | 0 | 0 | 0 | 0 | 0 | 0 | 0 | 0 | 0 | 0 | 0 | 0 | 0
F5_Commercial_Warehouse_New_Food Preparation_Natural Gas_Broiler_E6 | F5 | Commercial | Warehouse | New | Food Preparation | Natural Gas | Broiler | E6 | Utility - Cost of Operation | 0 | 0 | 0 | 0 | 0 | 0 | 0 | 0 | 0 | 0 | 0 | 0 | 0 | 0 | 0 | 0 | 0 | 0 | 0 | 0 | 0 | 0 | 0 | 0 | 0 | 0 | 0
F5_Commercial_Warehouse_New_Food Preparation_Natural Gas_Broiler_E7 | F5 | Commercial | Warehouse | New | Food Preparation | Natural Gas | Broiler | E7 | Utility - Cost of Operation | 0 | 0 | 0 | 0 | 0 | 0 | 0 | 0 | 0 | 0 | 0 | 0 | 0 | 0 | 0 | 0 | 0 | 0 | 0 | 0 | 0 | 0 | 0 | 0 | 0 | 0 | 0
F5_Commercial_Warehouse_New_Food Preparation_Natural Gas_Broiler_E8 | F5 | Commercial | Warehouse | New | Food Preparation | Natural Gas | Broiler | E8 | Utility - Cost of Operation | 0 | 0 | 0 | 0 | 0 | 0 | 0 | 0 | 0 | 0 | 0 | 0 | 0 | 0 | 0 | 0 | 0 | 0 | 0 | 0 | 0 | 0 | 0 | 0 | 0 | 0 | 0
F5_Commercial_Warehouse_New_Food Preparation_Natural Gas_Broiler_E9 | F5 | Commercial | Warehouse | New | Food Preparation | Natural Gas | Broiler | E9 | Utility - Cost of Operation | 0 | 0 | 0 | 0 | 0 | 0 | 0 | 0 | 0 | 0 | 0 | 0 | 0 | 0 | 0 | 0 | 0 | 0 | 0 | 0 | 0 | 0 | 0 | 0 | 0 | 0 | 0
F5_Commercial_Warehouse_New_Food Preparation_Natural Gas_Broiler_E10 | F5 | Commercial | Warehouse | New | Food Preparation | Natural Gas | Broiler | E10 | Utility - Cost of Operation | 0 | 0 | 0 | 0 | 0 | 0 | 0 | 0 | 0 | 0 | 0 | 0 | 0 | 0 | 0 | 0 | 0 | 0 | 0 | 0 | 0 | 0 | 0 | 0 | 0 | 0 | 0
F6_Commercial_Warehouse_New_Food Preparation_Natural Gas_Broiler_E1 | F6 | Commercial | Warehouse | New | Food Preparation | Natural Gas | Broiler | E1 | Utility - Value of Sales | 0 | 0 | 0 | 0 | 0 | 0 | 0 | 0 | 0 | 0 | 0 | 0 | 0 | 0 | 0 | 0 | 0 | 0 | 0 | 0 | 0 | 0 | 0 | 0 | 0 | 0 | 0
F6_Commercial_Warehouse_New_Food Preparation_Natural Gas_Broiler_E2 | F6 | Commercial | Warehouse | New | Food Preparation | Natural Gas | Broiler | E2 | Utility - Value of Sales | 0 | 0 | 0 | 0 | 0 | 0 | 0 | 0 | 0 | 0 | 0 | 0 | 0 | 0 | 0 | 0 | 0 | 0 | 0 | 0 | 0 | 0 | 0 | 0 | 0 | 0 | 0
F6_Commercial_Warehouse_New_Food Preparation_Natural Gas_Broiler_E3 | F6 | Commercial | Warehouse | New | Food Preparation | Natural Gas | Broiler | E3 | Utility - Value of Sales | 0 | 0 | 0 | 0 | 0 | 0 | 0 | 0 | 0 | 0 | 0 | 0 | 0 | 0 | 0 | 0 | 0 | 0 | 0 | 0 | 0 | 0 | 0 | 0 | 0 | 0 | 0
F6_Commercial_Warehouse_New_Food Preparation_Natural Gas_Broiler_E4 | F6 | Commercial | Warehouse | New | Food Preparation | Natural Gas | Broiler | E4 | Utility - Value of Sales | 0 | 0 | 0 | 0 | 0 | 0 | 0 | 0 | 0 | 0 | 0 | 0 | 0 | 0 | 0 | 0 | 0 | 0 | 0 | 0 | 0 | 0 | 0 | 0 | 0 | 0 | 0
F6_Commercial_Warehouse_New_Food Preparation_Natural Gas_Broiler_E5 | F6 | Commercial | Warehouse | New | Food Preparation | Natural Gas | Broiler | E5 | Utility - Value of Sales | 0 | 0 | 0 | 0 | 0 | 0 | 0 | 0 | 0 | 0 | 0 | 0 | 0 | 0 | 0 | 0 | 0 | 0 | 0 | 0 | 0 | 0 | 0 | 0 | 0 | 0 | 0
F6_Commercial_Warehouse_New_Food Preparation_Natural Gas_Broiler_E6 | F6 | Commercial | Warehouse | New | Food Preparation | Natural Gas | Broiler | E6 | Utility - Value of Sales | 0 | 0 | 0 | 0 | 0 | 0 | 0 | 0 | 0 | 0 | 0 | 0 | 0 | 0 | 0 | 0 | 0 | 0 | 0 | 0 | 0 | 0 | 0 | 0 | 0 | 0 | 0
F6_Commercial_Warehouse_New_Food Preparation_Natural Gas_Broiler_E7 | F6 | Commercial | Warehouse | New | Food Preparation | Natural Gas | Broiler | E7 | Utility - Value of Sales | 0 | 0 | 0 | 0 | 0 | 0 | 0 | 0 | 0 | 0 | 0 | 0 | 0 | 0 | 0 | 0 | 0 | 0 | 0 | 0 | 0 | 0 | 0 | 0 | 0 | 0 | 0
F6_Commercial_Warehouse_New_Food Preparation_Natural Gas_Broiler_E8 | F6 | Commercial | Warehouse | New | Food Preparation | Natural Gas | Broiler | E8 | Utility - Value of Sales | 0 | 0 | 0 | 0 | 0 | 0 | 0 | 0 | 0 | 0 | 0 | 0 | 0 | 0 | 0 | 0 | 0 | 0 | 0 | 0 | 0 | 0 | 0 | 0 | 0 | 0 | 0
F6_Commercial_Warehouse_New_Food Preparation_Natural Gas_Broiler_E9 | F6 | Commercial | Warehouse | New | Food Preparation | Natural Gas | Broiler | E9 | Utility - Value of Sales | 0 | 0 | 0 | 0 | 0 | 0 | 0 | 0 | 0 | 0 | 0 | 0 | 0 | 0 | 0 | 0 | 0 | 0 | 0 | 0 | 0 | 0 | 0 | 0 | 0 | 0 | 0
F6_Commercial_Warehouse_New_Food Preparation_Natural Gas_Broiler_E10 | F6 | Commercial | Warehouse | New | Food Preparation | Natural Gas | Broiler | E10 | Utility - Value of Sales | 0 | 0 | 0 | 0 | 0 | 0 | 0 | 0 | 0 | 0 | 0 | 0 | 0 | 0 | 0 | 0 | 0 | 0 | 0 | 0 | 0 | 0 | 0 | 0 | 0 | 0 | 0
F1_Commercial_Warehouse_New_Food Preparation_Natural Gas_Griddle_E1 | F1 | Commercial | Warehouse | New | Food Preparation | Natural Gas | Griddle | E1 | RVT - Cost of Equipment | 0.0030604 | 0.0030604 | 0.0030604 | 0.0030604 | 0.0030604 | 0.0030604 | 0.0030604 | 0.0030604 | 0.0030604 | 0.0030604 | 0.0030604 | 0.0030604 | 0.0030604 | 0.0030604 | 0.0030604 | 0.0030604 | 0.0030604 | 0.0030604 | 0.0030604 | 0.0030604 | 0.0030604 | 0.0030604 | 0.0030604 | 0.0030604 | 0.0030604 | 0.0030604 | 0.0030604
F1_Commercial_Warehouse_New_Food Preparation_Natural Gas_Griddle_E2 | F1 | Commercial | Warehouse | New | Food Preparation | Natural Gas | Griddle | E2 | RVT - Cost of Equipment | 0.0038033 | 0.0038033 | 0.0038033 | 0.0038033 | 0.0038033 | 0.0038033 | 0.0038033 | 0.0038033 | 0.0038033 | 0.0038033 | 0.0038033 | 0.0038033 | 0.0038033 | 0.0038033 | 0.0038033 | 0.0038033 | 0.0038033 | 0.0038033 | 0.0038033 | 0.0038033 | 0.0038033 | 0.0038033 | 0.0038033 | 0.0038033 | 0.0038033 | 0.0038033 | 0.0038033
F1_Commercial_Warehouse_New_Food Preparation_Natural Gas_Griddle_E3 | F1 | Commercial | Warehouse | New | Food Preparation | Natural Gas | Griddle | E3 | RVT - Cost of Equipment | 0 | 0 | 0 | 0 | 0 | 0 | 0 | 0 | 0 | 0 | 0 | 0 | 0 | 0 | 0 | 0 | 0 | 0 | 0 | 0 | 0 | 0 | 0 | 0 | 0 | 0 | 0
F1_Commercial_Warehouse_New_Food Preparation_Natural Gas_Griddle_E4 | F1 | Commercial | Warehouse | New | Food Preparation | Natural Gas | Griddle | E4 | RVT - Cost of Equipment | 0 | 0 | 0 | 0 | 0 | 0 | 0 | 0 | 0 | 0 | 0 | 0 | 0 | 0 | 0 | 0 | 0 | 0 | 0 | 0 | 0 | 0 | 0 | 0 | 0 | 0 | 0
F1_Commercial_Warehouse_New_Food Preparation_Natural Gas_Griddle_E5 | F1 | Commercial | Warehouse | New | Food Preparation | Natural Gas | Griddle | E5 | RVT - Cost of Equipment | 0 | 0 | 0 | 0 | 0 | 0 | 0 | 0 | 0 | 0 | 0 | 0 | 0 | 0 | 0 | 0 | 0 | 0 | 0 | 0 | 0 | 0 | 0 | 0 | 0 | 0 | 0
F1_Commercial_Warehouse_New_Food Preparation_Natural Gas_Griddle_E6 | F1 | Commercial | Warehouse | New | Food Preparation | Natural Gas | Griddle | E6 | RVT - Cost of Equipment | 0 | 0 | 0 | 0 | 0 | 0 | 0 | 0 | 0 | 0 | 0 | 0 | 0 | 0 | 0 | 0 | 0 | 0 | 0 | 0 | 0 | 0 | 0 | 0 | 0 | 0 | 0
F1_Commercial_Warehouse_New_Food Preparation_Natural Gas_Griddle_E7 | F1 | Commercial | Warehouse | New | Food Preparation | Natural Gas | Griddle | E7 | RVT - Cost of Equipment | 0 | 0 | 0 | 0 | 0 | 0 | 0 | 0 | 0 | 0 | 0 | 0 | 0 | 0 | 0 | 0 | 0 | 0 | 0 | 0 | 0 | 0 | 0 | 0 | 0 | 0 | 0
F1_Commercial_Warehouse_New_Food Preparation_Natural Gas_Griddle_E8 | F1 | Commercial | Warehouse | New | Food Preparation | Natural Gas | Griddle | E8 | RVT - Cost of Equipment | 0 | 0 | 0 | 0 | 0 | 0 | 0 | 0 | 0 | 0 | 0 | 0 | 0 | 0 | 0 | 0 | 0 | 0 | 0 | 0 | 0 | 0 | 0 | 0 | 0 | 0 | 0
F1_Commercial_Warehouse_New_Food Preparation_Natural Gas_Griddle_E9 | F1 | Commercial | Warehouse | New | Food Preparation | Natural Gas | Griddle | E9 | RVT - Cost of Equipment | 0 | 0 | 0 | 0 | 0 | 0 | 0 | 0 | 0 | 0 | 0 | 0 | 0 | 0 | 0 | 0 | 0 | 0 | 0 | 0 | 0 | 0 | 0 | 0 | 0 | 0 | 0
F1_Commercial_Warehouse_New_Food Preparation_Natural Gas_Griddle_E10 | F1 | Commercial | Warehouse | New | Food Preparation | Natural Gas | Griddle | E10 | RVT - Cost of Equipment | 0 | 0 | 0 | 0 | 0 | 0 | 0 | 0 | 0 | 0 | 0 | 0 | 0 | 0 | 0 | 0 | 0 | 0 | 0 | 0 | 0 | 0 | 0 | 0 | 0 | 0 | 0
F2_Commercial_Warehouse_New_Food Preparation_Natural Gas_Griddle_E1 | F2 | Commercial | Warehouse | New | Food Preparation | Natural Gas | Griddle | E1 | RVT - Cost of Operation | 0 | 0 | 0 | 0 | 0 | 0 | 0 | 0 | 0 | 0 | 0 | 0 | 0 | 0 | 0 | 0 | 0 | 0 | 0 | 0 | 0 | 0 | 0 | 0 | 0 | 0 | 0
F2_Commercial_Warehouse_New_Food Preparation_Natural Gas_Griddle_E2 | F2 | Commercial | Warehouse | New | Food Preparation | Natural Gas | Griddle | E2 | RVT - Cost of Operation | 0 | 0 | 0 | 0 | 0 | 0 | 0 | 0 | 0 | 0 | 0 | 0 | 0 | 0 | 0 | 0 | 0 | 0 | 0 | 0 | 0 | 0 | 0 | 0 | 0 | 0 | 0
F2_Commercial_Warehouse_New_Food Preparation_Natural Gas_Griddle_E3 | F2 | Commercial | Warehouse | New | Food Preparation | Natural Gas | Griddle | E3 | RVT - Cost of Operation | 0 | 0 | 0 | 0 | 0 | 0 | 0 | 0 | 0 | 0 | 0 | 0 | 0 | 0 | 0 | 0 | 0 | 0 | 0 | 0 | 0 | 0 | 0 | 0 | 0 | 0 | 0
F2_Commercial_Warehouse_New_Food Preparation_Natural Gas_Griddle_E4 | F2 | Commercial | Warehouse | New | Food Preparation | Natural Gas | Griddle | E4 | RVT - Cost of Operation | 0 | 0 | 0 | 0 | 0 | 0 | 0 | 0 | 0 | 0 | 0 | 0 | 0 | 0 | 0 | 0 | 0 | 0 | 0 | 0 | 0 | 0 | 0 | 0 | 0 | 0 | 0
F2_Commercial_Warehouse_New_Food Preparation_Natural Gas_Griddle_E5 | F2 | Commercial | Warehouse | New | Food Preparation | Natural Gas | Griddle | E5 | RVT - Cost of Operation | 0 | 0 | 0 | 0 | 0 | 0 | 0 | 0 | 0 | 0 | 0 | 0 | 0 | 0 | 0 | 0 | 0 | 0 | 0 | 0 | 0 | 0 | 0 | 0 | 0 | 0 | 0
F2_Commercial_Warehouse_New_Food Preparation_Natural Gas_Griddle_E6 | F2 | Commercial | Warehouse | New | Food Preparation | Natural Gas | Griddle | E6 | RVT - Cost of Operation | 0 | 0 | 0 | 0 | 0 | 0 | 0 | 0 | 0 | 0 | 0 | 0 | 0 | 0 | 0 | 0 | 0 | 0 | 0 | 0 | 0 | 0 | 0 | 0 | 0 | 0 | 0
F2_Commercial_Warehouse_New_Food Preparation_Natural Gas_Griddle_E7 | F2 | Commercial | Warehouse | New | Food Preparation | Natural Gas | Griddle | E7 | RVT - Cost of Operation | 0 | 0 | 0 | 0 | 0 | 0 | 0 | 0 | 0 | 0 | 0 | 0 | 0 | 0 | 0 | 0 | 0 | 0 | 0 | 0 | 0 | 0 | 0 | 0 | 0 | 0 | 0
F2_Commercial_Warehouse_New_Food Preparation_Natural Gas_Griddle_E8 | F2 | Commercial | Warehouse | New | Food Preparation | Natural Gas | Griddle | E8 | RVT - Cost of Operation | 0 | 0 | 0 | 0 | 0 | 0 | 0 | 0 | 0 | 0 | 0 | 0 | 0 | 0 | 0 | 0 | 0 | 0 | 0 | 0 | 0 | 0 | 0 | 0 | 0 | 0 | 0
F2_Commercial_Warehouse_New_Food Preparation_Natural Gas_Griddle_E9 | F2 | Commercial | Warehouse | New | Food Preparation | Natural Gas | Griddle | E9 | RVT - Cost of Operation | 0 | 0 | 0 | 0 | 0 | 0 | 0 | 0 | 0 | 0 | 0 | 0 | 0 | 0 | 0 | 0 | 0 | 0 | 0 | 0 | 0 | 0 | 0 | 0 | 0 | 0 | 0
F2_Commercial_Warehouse_New_Food Preparation_Natural Gas_Griddle_E10 | F2 | Commercial | Warehouse | New | Food Preparation | Natural Gas | Griddle | E10 | RVT - Cost of Operation | 0 | 0 | 0 | 0 | 0 | 0 | 0 | 0 | 0 | 0 | 0 | 0 | 0 | 0 | 0 | 0 | 0 | 0 | 0 | 0 | 0 | 0 | 0 | 0 | 0 | 0 | 0
F3_Commercial_Warehouse_New_Food Preparation_Natural Gas_Griddle_E1 | F3 | Commercial | Warehouse | New | Food Preparation | Natural Gas | Griddle | E1 | System - kBTUs of Consumption | 0.51949 | 0.51949 | 0.51949 | 0.51949 | 0.51949 | 0.51949 | 0.51949 | 0.51949 | 0.51949 | 0.51949 | 0.51949 | 0.51949 | 0.51949 | 0.51949 | 0.51949 | 0.51949 | 0.51949 | 0.51949 | 0.51949 | 0.51949 | 0.51949 | 0.51949 | 0.51949 | 0.51949 | 0.51949 | 0.51949 | 0.51949
F3_Commercial_Warehouse_New_Food Preparation_Natural Gas_Griddle_E2 | F3 | Commercial | Warehouse | New | Food Preparation | Natural Gas | Griddle | E2 | System - kBTUs of Consumption | 0.44867 | 0.44867 | 0.44867 | 0.44867 | 0.44867 | 0.44867 | 0.44867 | 0.44867 | 0.44867 | 0.44867 | 0.44867 | 0.44867 | 0.44867 | 0.44867 | 0.44867 | 0.44867 | 0.44867 | 0.44867 | 0.44867 | 0.44867 | 0.44867 | 0.44867 | 0.44867 | 0.44867 | 0.44867 | 0.44867 | 0.44867
F3_Commercial_Warehouse_New_Food Preparation_Natural Gas_Griddle_E3 | F3 | Commercial | Warehouse | New | Food Preparation | Natural Gas | Griddle | E3 | System - kBTUs of Consumption | 0 | 0 | 0 | 0 | 0 | 0 | 0 | 0 | 0 | 0 | 0 | 0 | 0 | 0 | 0 | 0 | 0 | 0 | 0 | 0 | 0 | 0 | 0 | 0 | 0 | 0 | 0
F3_Commercial_Warehouse_New_Food Preparation_Natural Gas_Griddle_E4 | F3 | Commercial | Warehouse | New | Food Preparation | Natural Gas | Griddle | E4 | System - kBTUs of Consumption | 0 | 0 | 0 | 0 | 0 | 0 | 0 | 0 | 0 | 0 | 0 | 0 | 0 | 0 | 0 | 0 | 0 | 0 | 0 | 0 | 0 | 0 | 0 | 0 | 0 | 0 | 0
F3_Commercial_Warehouse_New_Food Preparation_Natural Gas_Griddle_E5 | F3 | Commercial | Warehouse | New | Food Preparation | Natural Gas | Griddle | E5 | System - kBTUs of Consumption | 0 | 0 | 0 | 0 | 0 | 0 | 0 | 0 | 0 | 0 | 0 | 0 | 0 | 0 | 0 | 0 | 0 | 0 | 0 | 0 | 0 | 0 | 0 | 0 | 0 | 0 | 0
F3_Commercial_Warehouse_New_Food Preparation_Natural Gas_Griddle_E6 | F3 | Commercial | Warehouse | New | Food Preparation | Natural Gas | Griddle | E6 | System - kBTUs of Consumption | 0 | 0 | 0 | 0 | 0 | 0 | 0 | 0 | 0 | 0 | 0 | 0 | 0 | 0 | 0 | 0 | 0 | 0 | 0 | 0 | 0 | 0 | 0 | 0 | 0 | 0 | 0
F3_Commercial_Warehouse_New_Food Preparation_Natural Gas_Griddle_E7 | F3 | Commercial | Warehouse | New | Food Preparation | Natural Gas | Griddle | E7 | System - kBTUs of Consumption | 0 | 0 | 0 | 0 | 0 | 0 | 0 | 0 | 0 | 0 | 0 | 0 | 0 | 0 | 0 | 0 | 0 | 0 | 0 | 0 | 0 | 0 | 0 | 0 | 0 | 0 | 0
F3_Commercial_Warehouse_New_Food Preparation_Natural Gas_Griddle_E8 | F3 | Commercial | Warehouse | New | Food Preparation | Natural Gas | Griddle | E8 | System - kBTUs of Consumption | 0 | 0 | 0 | 0 | 0 | 0 | 0 | 0 | 0 | 0 | 0 | 0 | 0 | 0 | 0 | 0 | 0 | 0 | 0 | 0 | 0 | 0 | 0 | 0 | 0 | 0 | 0
F3_Commercial_Warehouse_New_Food Preparation_Natural Gas_Griddle_E9 | F3 | Commercial | Warehouse | New | Food Preparation | Natural Gas | Griddle | E9 | System - kBTUs of Consumption | 0 | 0 | 0 | 0 | 0 | 0 | 0 | 0 | 0 | 0 | 0 | 0 | 0 | 0 | 0 | 0 | 0 | 0 | 0 | 0 | 0 | 0 | 0 | 0 | 0 | 0 | 0
F3_Commercial_Warehouse_New_Food Preparation_Natural Gas_Griddle_E10 | F3 | Commercial | Warehouse | New | Food Preparation | Natural Gas | Griddle | E10 | System - kBTUs of Consumption | 0 | 0 | 0 | 0 | 0 | 0 | 0 | 0 | 0 | 0 | 0 | 0 | 0 | 0 | 0 | 0 | 0 | 0 | 0 | 0 | 0 | 0 | 0 | 0 | 0 | 0 | 0
F4_Commercial_Warehouse_New_Food Preparation_Natural Gas_Griddle_E1 | F4 | Commercial | Warehouse | New | Food Preparation | Natural Gas | Griddle | E1 | Utility - Cost of Equipment | 0.0030604 | 0.0030604 | 0.0030604 | 0.0030604 | 0.0030604 | 0.0030604 | 0.0030604 | 0.0030604 | 0.0030604 | 0.0030604 | 0.0030604 | 0.0030604 | 0.0030604 | 0.0030604 | 0.0030604 | 0.0030604 | 0.0030604 | 0.0030604 | 0.0030604 | 0.0030604 | 0.0030604 | 0.0030604 | 0.0030604 | 0.0030604 | 0.0030604 | 0.0030604 | 0.0030604
F4_Commercial_Warehouse_New_Food Preparation_Natural Gas_Griddle_E2 | F4 | Commercial | Warehouse | New | Food Preparation | Natural Gas | Griddle | E2 | Utility - Cost of Equipment | 0.0038033 | 0.0038033 | 0.0038033 | 0.0038033 | 0.0038033 | 0.0038033 | 0.0038033 | 0.0038033 | 0.0038033 | 0.0038033 | 0.0038033 | 0.0038033 | 0.0038033 | 0.0038033 | 0.0038033 | 0.0038033 | 0.0038033 | 0.0038033 | 0.0038033 | 0.0038033 | 0.0038033 | 0.0038033 | 0.0038033 | 0.0038033 | 0.0038033 | 0.0038033 | 0.0038033
F4_Commercial_Warehouse_New_Food Preparation_Natural Gas_Griddle_E3 | F4 | Commercial | Warehouse | New | Food Preparation | Natural Gas | Griddle | E3 | Utility - Cost of Equipment | 0 | 0 | 0 | 0 | 0 | 0 | 0 | 0 | 0 | 0 | 0 | 0 | 0 | 0 | 0 | 0 | 0 | 0 | 0 | 0 | 0 | 0 | 0 | 0 | 0 | 0 | 0
F4_Commercial_Warehouse_New_Food Preparation_Natural Gas_Griddle_E4 | F4 | Commercial | Warehouse | New | Food Preparation | Natural Gas | Griddle | E4 | Utility - Cost of Equipment | 0 | 0 | 0 | 0 | 0 | 0 | 0 | 0 | 0 | 0 | 0 | 0 | 0 | 0 | 0 | 0 | 0 | 0 | 0 | 0 | 0 | 0 | 0 | 0 | 0 | 0 | 0
F4_Commercial_Warehouse_New_Food Preparation_Natural Gas_Griddle_E5 | F4 | Commercial | Warehouse | New | Food Preparation | Natural Gas | Griddle | E5 | Utility - Cost of Equipment | 0 | 0 | 0 | 0 | 0 | 0 | 0 | 0 | 0 | 0 | 0 | 0 | 0 | 0 | 0 | 0 | 0 | 0 | 0 | 0 | 0 | 0 | 0 | 0 | 0 | 0 | 0
F4_Commercial_Warehouse_New_Food Preparation_Natural Gas_Griddle_E6 | F4 | Commercial | Warehouse | New | Food Preparation | Natural Gas | Griddle | E6 | Utility - Cost of Equipment | 0 | 0 | 0 | 0 | 0 | 0 | 0 | 0 | 0 | 0 | 0 | 0 | 0 | 0 | 0 | 0 | 0 | 0 | 0 | 0 | 0 | 0 | 0 | 0 | 0 | 0 | 0
F4_Commercial_Warehouse_New_Food Preparation_Natural Gas_Griddle_E7 | F4 | Commercial | Warehouse | New | Food Preparation | Natural Gas | Griddle | E7 | Utility - Cost of Equipment | 0 | 0 | 0 | 0 | 0 | 0 | 0 | 0 | 0 | 0 | 0 | 0 | 0 | 0 | 0 | 0 | 0 | 0 | 0 | 0 | 0 | 0 | 0 | 0 | 0 | 0 | 0
F4_Commercial_Warehouse_New_Food Preparation_Natural Gas_Griddle_E8 | F4 | Commercial | Warehouse | New | Food Preparation | Natural Gas | Griddle | E8 | Utility - Cost of Equipment | 0 | 0 | 0 | 0 | 0 | 0 | 0 | 0 | 0 | 0 | 0 | 0 | 0 | 0 | 0 | 0 | 0 | 0 | 0 | 0 | 0 | 0 | 0 | 0 | 0 | 0 | 0
F4_Commercial_Warehouse_New_Food Preparation_Natural Gas_Griddle_E9 | F4 | Commercial | Warehouse | New | Food Preparation | Natural Gas | Griddle | E9 | Utility - Cost of Equipment | 0 | 0 | 0 | 0 | 0 | 0 | 0 | 0 | 0 | 0 | 0 | 0 | 0 | 0 | 0 | 0 | 0 | 0 | 0 | 0 | 0 | 0 | 0 | 0 | 0 | 0 | 0
F4_Commercial_Warehouse_New_Food Preparation_Natural Gas_Griddle_E10 | F4 | Commercial | Warehouse | New | Food Preparation | Natural Gas | Griddle | E10 | Utility - Cost of Equipment | 0 | 0 | 0 | 0 | 0 | 0 | 0 | 0 | 0 | 0 | 0 | 0 | 0 | 0 | 0 | 0 | 0 | 0 | 0 | 0 | 0 | 0 | 0 | 0 | 0 | 0 | 0
F5_Commercial_Warehouse_New_Food Preparation_Natural Gas_Griddle_E1 | F5 | Commercial | Warehouse | New | Food Preparation | Natural Gas | Griddle | E1 | Utility - Cost of Operation | 0.0070905 | 0.0070147 | 0.0069414 | 0.0068714 | 0.0068887 | 0.006963 | 0.007071 | 0.0071914 | 0.0073074 | 0.0074063 | 0.0074868 | 0.0075445 | 0.0075772 | 0.0075735 | 0.0075324 | 0.0074536 | 0.0073382 | 0.0071927 | 0.0070189 | 0.0068122 | 0.00657 | 0.0062908 | 0.0060432 | 0.0058841 | 0.0058172 | 0.0058458 | 0.0058744
F5_Commercial_Warehouse_New_Food Preparation_Natural Gas_Griddle_E2 | F5 | Commercial | Warehouse | New | Food Preparation | Natural Gas | Griddle | E2 | Utility - Cost of Operation | 0.0061239 | 0.0060583 | 0.0059951 | 0.0059346 | 0.0059495 | 0.0060137 | 0.006107 | 0.006211 | 0.0063112 | 0.0063966 | 0.0064661 | 0.0065159 | 0.0065442 | 0.006541 | 0.0065055 | 0.0064375 | 0.0063378 | 0.0062121 | 0.006062 | 0.0058835 | 0.0056743 | 0.0054331 | 0.0052193 | 0.0050819 | 0.0050242 | 0.0050488 | 0.0050735
F5_Commercial_Warehouse_New_Food Preparation_Natural Gas_Griddle_E3 | F5 | Commercial | Warehouse | New | Food Preparation | Natural Gas | Griddle | E3 | Utility - Cost of Operation | 0 | 0 | 0 | 0 | 0 | 0 | 0 | 0 | 0 | 0 | 0 | 0 | 0 | 0 | 0 | 0 | 0 | 0 | 0 | 0 | 0 | 0 | 0 | 0 | 0 | 0 | 0
F5_Commercial_Warehouse_New_Food Preparation_Natural Gas_Griddle_E4 | F5 | Commercial | Warehouse | New | Food Preparation | Natural Gas | Griddle | E4 | Utility - Cost of Operation | 0 | 0 | 0 | 0 | 0 | 0 | 0 | 0 | 0 | 0 | 0 | 0 | 0 | 0 | 0 | 0 | 0 | 0 | 0 | 0 | 0 | 0 | 0 | 0 | 0 | 0 | 0
F5_Commercial_Warehouse_New_Food Preparation_Natural Gas_Griddle_E5 | F5 | Commercial | Warehouse | New | Food Preparation | Natural Gas | Griddle | E5 | Utility - Cost of Operation | 0 | 0 | 0 | 0 | 0 | 0 | 0 | 0 | 0 | 0 | 0 | 0 | 0 | 0 | 0 | 0 | 0 | 0 | 0 | 0 | 0 | 0 | 0 | 0 | 0 | 0 | 0
F5_Commercial_Warehouse_New_Food Preparation_Natural Gas_Griddle_E6 | F5 | Commercial | Warehouse | New | Food Preparation | Natural Gas | Griddle | E6 | Utility - Cost of Operation | 0 | 0 | 0 | 0 | 0 | 0 | 0 | 0 | 0 | 0 | 0 | 0 | 0 | 0 | 0 | 0 | 0 | 0 | 0 | 0 | 0 | 0 | 0 | 0 | 0 | 0 | 0
F5_Commercial_Warehouse_New_Food Preparation_Natural Gas_Griddle_E7 | F5 | Commercial | Warehouse | New | Food Preparation | Natural Gas | Griddle | E7 | Utility - Cost of Operation | 0 | 0 | 0 | 0 | 0 | 0 | 0 | 0 | 0 | 0 | 0 | 0 | 0 | 0 | 0 | 0 | 0 | 0 | 0 | 0 | 0 | 0 | 0 | 0 | 0 | 0 | 0
F5_Commercial_Warehouse_New_Food Preparation_Natural Gas_Griddle_E8 | F5 | Commercial | Warehouse | New | Food Preparation | Natural Gas | Griddle | E8 | Utility - Cost of Operation | 0 | 0 | 0 | 0 | 0 | 0 | 0 | 0 | 0 | 0 | 0 | 0 | 0 | 0 | 0 | 0 | 0 | 0 | 0 | 0 | 0 | 0 | 0 | 0 | 0 | 0 | 0
F5_Commercial_Warehouse_New_Food Preparation_Natural Gas_Griddle_E9 | F5 | Commercial | Warehouse | New | Food Preparation | Natural Gas | Griddle | E9 | Utility - Cost of Operation | 0 | 0 | 0 | 0 | 0 | 0 | 0 | 0 | 0 | 0 | 0 | 0 | 0 | 0 | 0 | 0 | 0 | 0 | 0 | 0 | 0 | 0 | 0 | 0 | 0 | 0 | 0
F5_Commercial_Warehouse_New_Food Preparation_Natural Gas_Griddle_E10 | F5 | Commercial | Warehouse | New | Food Preparation | Natural Gas | Griddle | E10 | Utility - Cost of Operation | 0 | 0 | 0 | 0 | 0 | 0 | 0 | 0 | 0 | 0 | 0 | 0 | 0 | 0 | 0 | 0 | 0 | 0 | 0 | 0 | 0 | 0 | 0 | 0 | 0 | 0 | 0
F6_Commercial_Warehouse_New_Food Preparation_Natural Gas_Griddle_E1 | F6 | Commercial | Warehouse | New | Food Preparation | Natural Gas | Griddle | E1 | Utility - Value of Sales | 0 | 0 | 0 | 0 | 0 | 0 | 0 | 0 | 0 | 0 | 0 | 0 | 0 | 0 | 0 | 0 | 0 | 0 | 0 | 0 | 0 | 0 | 0 | 0 | 0 | 0 | 0
F6_Commercial_Warehouse_New_Food Preparation_Natural Gas_Griddle_E2 | F6 | Commercial | Warehouse | New | Food Preparation | Natural Gas | Griddle | E2 | Utility - Value of Sales | 0 | 0 | 0 | 0 | 0 | 0 | 0 | 0 | 0 | 0 | 0 | 0 | 0 | 0 | 0 | 0 | 0 | 0 | 0 | 0 | 0 | 0 | 0 | 0 | 0 | 0 | 0
F6_Commercial_Warehouse_New_Food Preparation_Natural Gas_Griddle_E3 | F6 | Commercial | Warehouse | New | Food Preparation | Natural Gas | Griddle | E3 | Utility - Value of Sales | 0 | 0 | 0 | 0 | 0 | 0 | 0 | 0 | 0 | 0 | 0 | 0 | 0 | 0 | 0 | 0 | 0 | 0 | 0 | 0 | 0 | 0 | 0 | 0 | 0 | 0 | 0
F6_Commercial_Warehouse_New_Food Preparation_Natural Gas_Griddle_E4 | F6 | Commercial | Warehouse | New | Food Preparation | Natural Gas | Griddle | E4 | Utility - Value of Sales | 0 | 0 | 0 | 0 | 0 | 0 | 0 | 0 | 0 | 0 | 0 | 0 | 0 | 0 | 0 | 0 | 0 | 0 | 0 | 0 | 0 | 0 | 0 | 0 | 0 | 0 | 0
F6_Commercial_Warehouse_New_Food Preparation_Natural Gas_Griddle_E5 | F6 | Commercial | Warehouse | New | Food Preparation | Natural Gas | Griddle | E5 | Utility - Value of Sales | 0 | 0 | 0 | 0 | 0 | 0 | 0 | 0 | 0 | 0 | 0 | 0 | 0 | 0 | 0 | 0 | 0 | 0 | 0 | 0 | 0 | 0 | 0 | 0 | 0 | 0 | 0
F6_Commercial_Warehouse_New_Food Preparation_Natural Gas_Griddle_E6 | F6 | Commercial | Warehouse | New | Food Preparation | Natural Gas | Griddle | E6 | Utility - Value of Sales | 0 | 0 | 0 | 0 | 0 | 0 | 0 | 0 | 0 | 0 | 0 | 0 | 0 | 0 | 0 | 0 | 0 | 0 | 0 | 0 | 0 | 0 | 0 | 0 | 0 | 0 | 0
F6_Commercial_Warehouse_New_Food Preparation_Natural Gas_Griddle_E7 | F6 | Commercial | Warehouse | New | Food Preparation | Natural Gas | Griddle | E7 | Utility - Value of Sales | 0 | 0 | 0 | 0 | 0 | 0 | 0 | 0 | 0 | 0 | 0 | 0 | 0 | 0 | 0 | 0 | 0 | 0 | 0 | 0 | 0 | 0 | 0 | 0 | 0 | 0 | 0
F6_Commercial_Warehouse_New_Food Preparation_Natural Gas_Griddle_E8 | F6 | Commercial | Warehouse | New | Food Preparation | Natural Gas | Griddle | E8 | Utility - Value of Sales | 0 | 0 | 0 | 0 | 0 | 0 | 0 | 0 | 0 | 0 | 0 | 0 | 0 | 0 | 0 | 0 | 0 | 0 | 0 | 0 | 0 | 0 | 0 | 0 | 0 | 0 | 0
F6_Commercial_Warehouse_New_Food Preparation_Natural Gas_Griddle_E9 | F6 | Commercial | Warehouse | New | Food Preparation | Natural Gas | Griddle | E9 | Utility - Value of Sales | 0 | 0 | 0 | 0 | 0 | 0 | 0 | 0 | 0 | 0 | 0 | 0 | 0 | 0 | 0 | 0 | 0 | 0 | 0 | 0 | 0 | 0 | 0 | 0 | 0 | 0 | 0
F6_Commercial_Warehouse_New_Food Preparation_Natural Gas_Griddle_E10 | F6 | Commercial | Warehouse | New | Food Preparation | Natural Gas | Griddle | E10 | Utility - Value of Sales | 0 | 0 | 0 | 0 | 0 | 0 | 0 | 0 | 0 | 0 | 0 | 0 | 0 | 0 | 0 | 0 | 0 | 0 | 0 | 0 | 0 | 0 | 0 | 0 | 0 | 0 | 0
F1_Commercial_Warehouse_New_Food Preparation_Natural Gas_Range_E1 | F1 | Commercial | Warehouse | New | Food Preparation | Natural Gas | Range | E1 | RVT - Cost of Equipment | 0.0046848 | 0.0046848 | 0.0046848 | 0.0046848 | 0.0046848 | 0.0046848 | 0.0046848 | 0.0046848 | 0.0046848 | 0.0046848 | 0.0046848 | 0.0046848 | 0.0046848 | 0.0046848 | 0.0046848 | 0.0046848 | 0.0046848 | 0.0046848 | 0.0046848 | 0.0046848 | 0.0046848 | 0.0046848 | 0.0046848 | 0.0046848 | 0.0046848 | 0.0046848 | 0.0046848
F1_Commercial_Warehouse_New_Food Preparation_Natural Gas_Range_E2 | F1 | Commercial | Warehouse | New | Food Preparation | Natural Gas | Range | E2 | RVT - Cost of Equipment | 0.0046848 | 0.0046848 | 0.0046848 | 0.0046848 | 0.0046848 | 0.0046848 | 0.0046848 | 0.0046848 | 0.0046848 | 0.0046848 | 0.0046848 | 0.0046848 | 0.0046848 | 0.0046848 | 0.0046848 | 0.0046848 | 0.0046848 | 0.0046848 | 0.0046848 | 0.0046848 | 0.0046848 | 0.0046848 | 0.0046848 | 0.0046848 | 0.0046848 | 0.0046848 | 0.0046848
F1_Commercial_Warehouse_New_Food Preparation_Natural Gas_Range_E3 | F1 | Commercial | Warehouse | New | Food Preparation | Natural Gas | Range | E3 | RVT - Cost of Equipment | 0 | 0 | 0 | 0 | 0 | 0 | 0 | 0 | 0 | 0 | 0 | 0 | 0 | 0 | 0 | 0 | 0 | 0 | 0 | 0 | 0 | 0 | 0 | 0 | 0 | 0 | 0
F1_Commercial_Warehouse_New_Food Preparation_Natural Gas_Range_E4 | F1 | Commercial | Warehouse | New | Food Preparation | Natural Gas | Range | E4 | RVT - Cost of Equipment | 0 | 0 | 0 | 0 | 0 | 0 | 0 | 0 | 0 | 0 | 0 | 0 | 0 | 0 | 0 | 0 | 0 | 0 | 0 | 0 | 0 | 0 | 0 | 0 | 0 | 0 | 0
F1_Commercial_Warehouse_New_Food Preparation_Natural Gas_Range_E5 | F1 | Commercial | Warehouse | New | Food Preparation | Natural Gas | Range | E5 | RVT - Cost of Equipment | 0 | 0 | 0 | 0 | 0 | 0 | 0 | 0 | 0 | 0 | 0 | 0 | 0 | 0 | 0 | 0 | 0 | 0 | 0 | 0 | 0 | 0 | 0 | 0 | 0 | 0 | 0
F1_Commercial_Warehouse_New_Food Preparation_Natural Gas_Range_E6 | F1 | Commercial | Warehouse | New | Food Preparation | Natural Gas | Range | E6 | RVT - Cost of Equipment | 0 | 0 | 0 | 0 | 0 | 0 | 0 | 0 | 0 | 0 | 0 | 0 | 0 | 0 | 0 | 0 | 0 | 0 | 0 | 0 | 0 | 0 | 0 | 0 | 0 | 0 | 0
F1_Commercial_Warehouse_New_Food Preparation_Natural Gas_Range_E7 | F1 | Commercial | Warehouse | New | Food Preparation | Natural Gas | Range | E7 | RVT - Cost of Equipment | 0 | 0 | 0 | 0 | 0 | 0 | 0 | 0 | 0 | 0 | 0 | 0 | 0 | 0 | 0 | 0 | 0 | 0 | 0 | 0 | 0 | 0 | 0 | 0 | 0 | 0 | 0
F1_Commercial_Warehouse_New_Food Preparation_Natural Gas_Range_E8 | F1 | Commercial | Warehouse | New | Food Preparation | Natural Gas | Range | E8 | RVT - Cost of Equipment | 0 | 0 | 0 | 0 | 0 | 0 | 0 | 0 | 0 | 0 | 0 | 0 | 0 | 0 | 0 | 0 | 0 | 0 | 0 | 0 | 0 | 0 | 0 | 0 | 0 | 0 | 0
F1_Commercial_Warehouse_New_Food Preparation_Natural Gas_Range_E9 | F1 | Commercial | Warehouse | New | Food Preparation | Natural Gas | Range | E9 | RVT - Cost of Equipment | 0 | 0 | 0 | 0 | 0 | 0 | 0 | 0 | 0 | 0 | 0 | 0 | 0 | 0 | 0 | 0 | 0 | 0 | 0 | 0 | 0 | 0 | 0 | 0 | 0 | 0 | 0
F1_Commercial_Warehouse_New_Food Preparation_Natural Gas_Range_E10 | F1 | Commercial | Warehouse | New | Food Preparation | Natural Gas | Range | E10 | RVT - Cost of Equipment | 0 | 0 | 0 | 0 | 0 | 0 | 0 | 0 | 0 | 0 | 0 | 0 | 0 | 0 | 0 | 0 | 0 | 0 | 0 | 0 | 0 | 0 | 0 | 0 | 0 | 0 | 0
F2_Commercial_Warehouse_New_Food Preparation_Natural Gas_Range_E1 | F2 | Commercial | Warehouse | New | Food Preparation | Natural Gas | Range | E1 | RVT - Cost of Operation | 0 | 0 | 0 | 0 | 0 | 0 | 0 | 0 | 0 | 0 | 0 | 0 | 0 | 0 | 0 | 0 | 0 | 0 | 0 | 0 | 0 | 0 | 0 | 0 | 0 | 0 | 0
F2_Commercial_Warehouse_New_Food Preparation_Natural Gas_Range_E2 | F2 | Commercial | Warehouse | New | Food Preparation | Natural Gas | Range | E2 | RVT - Cost of Operation | 0 | 0 | 0 | 0 | 0 | 0 | 0 | 0 | 0 | 0 | 0 | 0 | 0 | 0 | 0 | 0 | 0 | 0 | 0 | 0 | 0 | 0 | 0 | 0 | 0 | 0 | 0
F2_Commercial_Warehouse_New_Food Preparation_Natural Gas_Range_E3 | F2 | Commercial | Warehouse | New | Food Preparation | Natural Gas | Range | E3 | RVT - Cost of Operation | 0 | 0 | 0 | 0 | 0 | 0 | 0 | 0 | 0 | 0 | 0 | 0 | 0 | 0 | 0 | 0 | 0 | 0 | 0 | 0 | 0 | 0 | 0 | 0 | 0 | 0 | 0
F2_Commercial_Warehouse_New_Food Preparation_Natural Gas_Range_E4 | F2 | Commercial | Warehouse | New | Food Preparation | Natural Gas | Range | E4 | RVT - Cost of Operation | 0 | 0 | 0 | 0 | 0 | 0 | 0 | 0 | 0 | 0 | 0 | 0 | 0 | 0 | 0 | 0 | 0 | 0 | 0 | 0 | 0 | 0 | 0 | 0 | 0 | 0 | 0
F2_Commercial_Warehouse_New_Food Preparation_Natural Gas_Range_E5 | F2 | Commercial | Warehouse | New | Food Preparation | Natural Gas | Range | E5 | RVT - Cost of Operation | 0 | 0 | 0 | 0 | 0 | 0 | 0 | 0 | 0 | 0 | 0 | 0 | 0 | 0 | 0 | 0 | 0 | 0 | 0 | 0 | 0 | 0 | 0 | 0 | 0 | 0 | 0
F2_Commercial_Warehouse_New_Food Preparation_Natural Gas_Range_E6 | F2 | Commercial | Warehouse | New | Food Preparation | Natural Gas | Range | E6 | RVT - Cost of Operation | 0 | 0 | 0 | 0 | 0 | 0 | 0 | 0 | 0 | 0 | 0 | 0 | 0 | 0 | 0 | 0 | 0 | 0 | 0 | 0 | 0 | 0 | 0 | 0 | 0 | 0 | 0
F2_Commercial_Warehouse_New_Food Preparation_Natural Gas_Range_E7 | F2 | Commercial | Warehouse | New | Food Preparation | Natural Gas | Range | E7 | RVT - Cost of Operation | 0 | 0 | 0 | 0 | 0 | 0 | 0 | 0 | 0 | 0 | 0 | 0 | 0 | 0 | 0 | 0 | 0 | 0 | 0 | 0 | 0 | 0 | 0 | 0 | 0 | 0 | 0
F2_Commercial_Warehouse_New_Food Preparation_Natural Gas_Range_E8 | F2 | Commercial | Warehouse | New | Food Preparation | Natural Gas | Range | E8 | RVT - Cost of Operation | 0 | 0 | 0 | 0 | 0 | 0 | 0 | 0 | 0 | 0 | 0 | 0 | 0 | 0 | 0 | 0 | 0 | 0 | 0 | 0 | 0 | 0 | 0 | 0 | 0 | 0 | 0
F2_Commercial_Warehouse_New_Food Preparation_Natural Gas_Range_E9 | F2 | Commercial | Warehouse | New | Food Preparation | Natural Gas | Range | E9 | RVT - Cost of Operation | 0 | 0 | 0 | 0 | 0 | 0 | 0 | 0 | 0 | 0 | 0 | 0 | 0 | 0 | 0 | 0 | 0 | 0 | 0 | 0 | 0 | 0 | 0 | 0 | 0 | 0 | 0
F2_Commercial_Warehouse_New_Food Preparation_Natural Gas_Range_E10 | F2 | Commercial | Warehouse | New | Food Preparation | Natural Gas | Range | E10 | RVT - Cost of Operation | 0 | 0 | 0 | 0 | 0 | 0 | 0 | 0 | 0 | 0 | 0 | 0 | 0 | 0 | 0 | 0 | 0 | 0 | 0 | 0 | 0 | 0 | 0 | 0 | 0 | 0 | 0
F3_Commercial_Warehouse_New_Food Preparation_Natural Gas_Range_E1 | F3 | Commercial | Warehouse | New | Food Preparation | Natural Gas | Range | E1 | System - kBTUs of Consumption | 0.50062 | 0.50062 | 0.50062 | 0.50062 | 0.50062 | 0.50062 | 0.50062 | 0.50062 | 0.50062 | 0.50062 | 0.50062 | 0.50062 | 0.50062 | 0.50062 | 0.50062 | 0.50062 | 0.50062 | 0.50062 | 0.50062 | 0.50062 | 0.50062 | 0.50062 | 0.50062 | 0.50062 | 0.50062 | 0.50062 | 0.50062
F3_Commercial_Warehouse_New_Food Preparation_Natural Gas_Range_E2 | F3 | Commercial | Warehouse | New | Food Preparation | Natural Gas | Range | E2 | System - kBTUs of Consumption | 0.42911 | 0.42911 | 0.42911 | 0.42911 | 0.42911 | 0.42911 | 0.42911 | 0.42911 | 0.42911 | 0.42911 | 0.42911 | 0.42911 | 0.42911 | 0.42911 | 0.42911 | 0.42911 | 0.42911 | 0.42911 | 0.42911 | 0.42911 | 0.42911 | 0.42911 | 0.42911 | 0.42911 | 0.42911 | 0.42911 | 0.42911
F3_Commercial_Warehouse_New_Food Preparation_Natural Gas_Range_E3 | F3 | Commercial | Warehouse | New | Food Preparation | Natural Gas | Range | E3 | System - kBTUs of Consumption | 0 | 0 | 0 | 0 | 0 | 0 | 0 | 0 | 0 | 0 | 0 | 0 | 0 | 0 | 0 | 0 | 0 | 0 | 0 | 0 | 0 | 0 | 0 | 0 | 0 | 0 | 0
F3_Commercial_Warehouse_New_Food Preparation_Natural Gas_Range_E4 | F3 | Commercial | Warehouse | New | Food Preparation | Natural Gas | Range | E4 | System - kBTUs of Consumption | 0 | 0 | 0 | 0 | 0 | 0 | 0 | 0 | 0 | 0 | 0 | 0 | 0 | 0 | 0 | 0 | 0 | 0 | 0 | 0 | 0 | 0 | 0 | 0 | 0 | 0 | 0
F3_Commercial_Warehouse_New_Food Preparation_Natural Gas_Range_E5 | F3 | Commercial | Warehouse | New | Food Preparation | Natural Gas | Range | E5 | System - kBTUs of Consumption | 0 | 0 | 0 | 0 | 0 | 0 | 0 | 0 | 0 | 0 | 0 | 0 | 0 | 0 | 0 | 0 | 0 | 0 | 0 | 0 | 0 | 0 | 0 | 0 | 0 | 0 | 0
F3_Commercial_Warehouse_New_Food Preparation_Natural Gas_Range_E6 | F3 | Commercial | Warehouse | New | Food Preparation | Natural Gas | Range | E6 | System - kBTUs of Consumption | 0 | 0 | 0 | 0 | 0 | 0 | 0 | 0 | 0 | 0 | 0 | 0 | 0 | 0 | 0 | 0 | 0 | 0 | 0 | 0 | 0 | 0 | 0 | 0 | 0 | 0 | 0
F3_Commercial_Warehouse_New_Food Preparation_Natural Gas_Range_E7 | F3 | Commercial | Warehouse | New | Food Preparation | Natural Gas | Range | E7 | System - kBTUs of Consumption | 0 | 0 | 0 | 0 | 0 | 0 | 0 | 0 | 0 | 0 | 0 | 0 | 0 | 0 | 0 | 0 | 0 | 0 | 0 | 0 | 0 | 0 | 0 | 0 | 0 | 0 | 0
F3_Commercial_Warehouse_New_Food Preparation_Natural Gas_Range_E8 | F3 | Commercial | Warehouse | New | Food Preparation | Natural Gas | Range | E8 | System - kBTUs of Consumption | 0 | 0 | 0 | 0 | 0 | 0 | 0 | 0 | 0 | 0 | 0 | 0 | 0 | 0 | 0 | 0 | 0 | 0 | 0 | 0 | 0 | 0 | 0 | 0 | 0 | 0 | 0
F3_Commercial_Warehouse_New_Food Preparation_Natural Gas_Range_E9 | F3 | Commercial | Warehouse | New | Food Preparation | Natural Gas | Range | E9 | System - kBTUs of Consumption | 0 | 0 | 0 | 0 | 0 | 0 | 0 | 0 | 0 | 0 | 0 | 0 | 0 | 0 | 0 | 0 | 0 | 0 | 0 | 0 | 0 | 0 | 0 | 0 | 0 | 0 | 0
F3_Commercial_Warehouse_New_Food Preparation_Natural Gas_Range_E10 | F3 | Commercial | Warehouse | New | Food Preparation | Natural Gas | Range | E10 | System - kBTUs of Consumption | 0 | 0 | 0 | 0 | 0 | 0 | 0 | 0 | 0 | 0 | 0 | 0 | 0 | 0 | 0 | 0 | 0 | 0 | 0 | 0 | 0 | 0 | 0 | 0 | 0 | 0 | 0
F4_Commercial_Warehouse_New_Food Preparation_Natural Gas_Range_E1 | F4 | Commercial | Warehouse | New | Food Preparation | Natural Gas | Range | E1 | Utility - Cost of Equipment | 0.0046848 | 0.0046848 | 0.0046848 | 0.0046848 | 0.0046848 | 0.0046848 | 0.0046848 | 0.0046848 | 0.0046848 | 0.0046848 | 0.0046848 | 0.0046848 | 0.0046848 | 0.0046848 | 0.0046848 | 0.0046848 | 0.0046848 | 0.0046848 | 0.0046848 | 0.0046848 | 0.0046848 | 0.0046848 | 0.0046848 | 0.0046848 | 0.0046848 | 0.0046848 | 0.0046848
F4_Commercial_Warehouse_New_Food Preparation_Natural Gas_Range_E2 | F4 | Commercial | Warehouse | New | Food Preparation | Natural Gas | Range | E2 | Utility - Cost of Equipment | 0.0046848 | 0.0046848 | 0.0046848 | 0.0046848 | 0.0046848 | 0.0046848 | 0.0046848 | 0.0046848 | 0.0046848 | 0.0046848 | 0.0046848 | 0.0046848 | 0.0046848 | 0.0046848 | 0.0046848 | 0.0046848 | 0.0046848 | 0.0046848 | 0.0046848 | 0.0046848 | 0.0046848 | 0.0046848 | 0.0046848 | 0.0046848 | 0.0046848 | 0.0046848 | 0.0046848
F4_Commercial_Warehouse_New_Food Preparation_Natural Gas_Range_E3 | F4 | Commercial | Warehouse | New | Food Preparation | Natural Gas | Range | E3 | Utility - Cost of Equipment | 0 | 0 | 0 | 0 | 0 | 0 | 0 | 0 | 0 | 0 | 0 | 0 | 0 | 0 | 0 | 0 | 0 | 0 | 0 | 0 | 0 | 0 | 0 | 0 | 0 | 0 | 0
F4_Commercial_Warehouse_New_Food Preparation_Natural Gas_Range_E4 | F4 | Commercial | Warehouse | New | Food Preparation | Natural Gas | Range | E4 | Utility - Cost of Equipment | 0 | 0 | 0 | 0 | 0 | 0 | 0 | 0 | 0 | 0 | 0 | 0 | 0 | 0 | 0 | 0 | 0 | 0 | 0 | 0 | 0 | 0 | 0 | 0 | 0 | 0 | 0
F4_Commercial_Warehouse_New_Food Preparation_Natural Gas_Range_E5 | F4 | Commercial | Warehouse | New | Food Preparation | Natural Gas | Range | E5 | Utility - Cost of Equipment | 0 | 0 | 0 | 0 | 0 | 0 | 0 | 0 | 0 | 0 | 0 | 0 | 0 | 0 | 0 | 0 | 0 | 0 | 0 | 0 | 0 | 0 | 0 | 0 | 0 | 0 | 0
F4_Commercial_Warehouse_New_Food Preparation_Natural Gas_Range_E6 | F4 | Commercial | Warehouse | New | Food Preparation | Natural Gas | Range | E6 | Utility - Cost of Equipment | 0 | 0 | 0 | 0 | 0 | 0 | 0 | 0 | 0 | 0 | 0 | 0 | 0 | 0 | 0 | 0 | 0 | 0 | 0 | 0 | 0 | 0 | 0 | 0 | 0 | 0 | 0
F4_Commercial_Warehouse_New_Food Preparation_Natural Gas_Range_E7 | F4 | Commercial | Warehouse | New | Food Preparation | Natural Gas | Range | E7 | Utility - Cost of Equipment | 0 | 0 | 0 | 0 | 0 | 0 | 0 | 0 | 0 | 0 | 0 | 0 | 0 | 0 | 0 | 0 | 0 | 0 | 0 | 0 | 0 | 0 | 0 | 0 | 0 | 0 | 0
F4_Commercial_Warehouse_New_Food Preparation_Natural Gas_Range_E8 | F4 | Commercial | Warehouse | New | Food Preparation | Natural Gas | Range | E8 | Utility - Cost of Equipment | 0 | 0 | 0 | 0 | 0 | 0 | 0 | 0 | 0 | 0 | 0 | 0 | 0 | 0 | 0 | 0 | 0 | 0 | 0 | 0 | 0 | 0 | 0 | 0 | 0 | 0 | 0
F4_Commercial_Warehouse_New_Food Preparation_Natural Gas_Range_E9 | F4 | Commercial | Warehouse | New | Food Preparation | Natural Gas | Range | E9 | Utility - Cost of Equipment | 0 | 0 | 0 | 0 | 0 | 0 | 0 | 0 | 0 | 0 | 0 | 0 | 0 | 0 | 0 | 0 | 0 | 0 | 0 | 0 | 0 | 0 | 0 | 0 | 0 | 0 | 0
F4_Commercial_Warehouse_New_Food Preparation_Natural Gas_Range_E10 | F4 | Commercial | Warehouse | New | Food Preparation | Natural Gas | Range | E10 | Utility - Cost of Equipment | 0 | 0 | 0 | 0 | 0 | 0 | 0 | 0 | 0 | 0 | 0 | 0 | 0 | 0 | 0 | 0 | 0 | 0 | 0 | 0 | 0 | 0 | 0 | 0 | 0 | 0 | 0
F5_Commercial_Warehouse_New_Food Preparation_Natural Gas_Range_E1 | F5 | Commercial | Warehouse | New | Food Preparation | Natural Gas | Range | E1 | Utility - Cost of Operation | 0.0068795 | 0.0067802 | 0.0066834 | 0.0065895 | 0.0065904 | 0.0066529 | 0.0067542 | 0.006877 | 0.0070095 | 0.007145 | 0.0072791 | 0.0073977 | 0.0074883 | 0.0075267 | 0.0075089 | 0.0074354 | 0.0073115 | 0.0071495 | 0.0069565 | 0.0067278 | 0.0064602 | 0.0061522 | 0.0058788 | 0.0057019 | 0.0056254 | 0.005653 | 0.0056807
F5_Commercial_Warehouse_New_Food Preparation_Natural Gas_Range_E2 | F5 | Commercial | Warehouse | New | Food Preparation | Natural Gas | Range | E2 | Utility - Cost of Operation | 0.0058967 | 0.0058116 | 0.0057286 | 0.0056482 | 0.0056489 | 0.0057025 | 0.0057893 | 0.0058946 | 0.0060081 | 0.0061243 | 0.0062392 | 0.0063409 | 0.0064185 | 0.0064515 | 0.0064362 | 0.0063732 | 0.006267 | 0.0061281 | 0.0059627 | 0.0057667 | 0.0055373 | 0.0052733 | 0.005039 | 0.0048873 | 0.0048218 | 0.0048454 | 0.0048692
F5_Commercial_Warehouse_New_Food Preparation_Natural Gas_Range_E3 | F5 | Commercial | Warehouse | New | Food Preparation | Natural Gas | Range | E3 | Utility - Cost of Operation | 0 | 0 | 0 | 0 | 0 | 0 | 0 | 0 | 0 | 0 | 0 | 0 | 0 | 0 | 0 | 0 | 0 | 0 | 0 | 0 | 0 | 0 | 0 | 0 | 0 | 0 | 0
F5_Commercial_Warehouse_New_Food Preparation_Natural Gas_Range_E4 | F5 | Commercial | Warehouse | New | Food Preparation | Natural Gas | Range | E4 | Utility - Cost of Operation | 0 | 0 | 0 | 0 | 0 | 0 | 0 | 0 | 0 | 0 | 0 | 0 | 0 | 0 | 0 | 0 | 0 | 0 | 0 | 0 | 0 | 0 | 0 | 0 | 0 | 0 | 0
F5_Commercial_Warehouse_New_Food Preparation_Natural Gas_Range_E5 | F5 | Commercial | Warehouse | New | Food Preparation | Natural Gas | Range | E5 | Utility - Cost of Operation | 0 | 0 | 0 | 0 | 0 | 0 | 0 | 0 | 0 | 0 | 0 | 0 | 0 | 0 | 0 | 0 | 0 | 0 | 0 | 0 | 0 | 0 | 0 | 0 | 0 | 0 | 0
F5_Commercial_Warehouse_New_Food Preparation_Natural Gas_Range_E6 | F5 | Commercial | Warehouse | New | Food Preparation | Natural Gas | Range | E6 | Utility - Cost of Operation | 0 | 0 | 0 | 0 | 0 | 0 | 0 | 0 | 0 | 0 | 0 | 0 | 0 | 0 | 0 | 0 | 0 | 0 | 0 | 0 | 0 | 0 | 0 | 0 | 0 | 0 | 0
F5_Commercial_Warehouse_New_Food Preparation_Natural Gas_Range_E7 | F5 | Commercial | Warehouse | New | Food Preparation | Natural Gas | Range | E7 | Utility - Cost of Operation | 0 | 0 | 0 | 0 | 0 | 0 | 0 | 0 | 0 | 0 | 0 | 0 | 0 | 0 | 0 | 0 | 0 | 0 | 0 | 0 | 0 | 0 | 0 | 0 | 0 | 0 | 0
F5_Commercial_Warehouse_New_Food Preparation_Natural Gas_Range_E8 | F5 | Commercial | Warehouse | New | Food Preparation | Natural Gas | Range | E8 | Utility - Cost of Operation | 0 | 0 | 0 | 0 | 0 | 0 | 0 | 0 | 0 | 0 | 0 | 0 | 0 | 0 | 0 | 0 | 0 | 0 | 0 | 0 | 0 | 0 | 0 | 0 | 0 | 0 | 0
F5_Commercial_Warehouse_New_Food Preparation_Natural Gas_Range_E9 | F5 | Commercial | Warehouse | New | Food Preparation | Natural Gas | Range | E9 | Utility - Cost of Operation | 0 | 0 | 0 | 0 | 0 | 0 | 0 | 0 | 0 | 0 | 0 | 0 | 0 | 0 | 0 | 0 | 0 | 0 | 0 | 0 | 0 | 0 | 0 | 0 | 0 | 0 | 0
F5_Commercial_Warehouse_New_Food Preparation_Natural Gas_Range_E10 | F5 | Commercial | Warehouse | New | Food Preparation | Natural Gas | Range | E10 | Utility - Cost of Operation | 0 | 0 | 0 | 0 | 0 | 0 | 0 | 0 | 0 | 0 | 0 | 0 | 0 | 0 | 0 | 0 | 0 | 0 | 0 | 0 | 0 | 0 | 0 | 0 | 0 | 0 | 0
F6_Commercial_Warehouse_New_Food Preparation_Natural Gas_Range_E1 | F6 | Commercial | Warehouse | New | Food Preparation | Natural Gas | Range | E1 | Utility - Value of Sales | 0 | 0 | 0 | 0 | 0 | 0 | 0 | 0 | 0 | 0 | 0 | 0 | 0 | 0 | 0 | 0 | 0 | 0 | 0 | 0 | 0 | 0 | 0 | 0 | 0 | 0 | 0
F6_Commercial_Warehouse_New_Food Preparation_Natural Gas_Range_E2 | F6 | Commercial | Warehouse | New | Food Preparation | Natural Gas | Range | E2 | Utility - Value of Sales | 0 | 0 | 0 | 0 | 0 | 0 | 0 | 0 | 0 | 0 | 0 | 0 | 0 | 0 | 0 | 0 | 0 | 0 | 0 | 0 | 0 | 0 | 0 | 0 | 0 | 0 | 0
F6_Commercial_Warehouse_New_Food Preparation_Natural Gas_Range_E3 | F6 | Commercial | Warehouse | New | Food Preparation | Natural Gas | Range | E3 | Utility - Value of Sales | 0 | 0 | 0 | 0 | 0 | 0 | 0 | 0 | 0 | 0 | 0 | 0 | 0 | 0 | 0 | 0 | 0 | 0 | 0 | 0 | 0 | 0 | 0 | 0 | 0 | 0 | 0
F6_Commercial_Warehouse_New_Food Preparation_Natural Gas_Range_E4 | F6 | Commercial | Warehouse | New | Food Preparation | Natural Gas | Range | E4 | Utility - Value of Sales | 0 | 0 | 0 | 0 | 0 | 0 | 0 | 0 | 0 | 0 | 0 | 0 | 0 | 0 | 0 | 0 | 0 | 0 | 0 | 0 | 0 | 0 | 0 | 0 | 0 | 0 | 0
F6_Commercial_Warehouse_New_Food Preparation_Natural Gas_Range_E5 | F6 | Commercial | Warehouse | New | Food Preparation | Natural Gas | Range | E5 | Utility - Value of Sales | 0 | 0 | 0 | 0 | 0 | 0 | 0 | 0 | 0 | 0 | 0 | 0 | 0 | 0 | 0 | 0 | 0 | 0 | 0 | 0 | 0 | 0 | 0 | 0 | 0 | 0 | 0
F6_Commercial_Warehouse_New_Food Preparation_Natural Gas_Range_E6 | F6 | Commercial | Warehouse | New | Food Preparation | Natural Gas | Range | E6 | Utility - Value of Sales | 0 | 0 | 0 | 0 | 0 | 0 | 0 | 0 | 0 | 0 | 0 | 0 | 0 | 0 | 0 | 0 | 0 | 0 | 0 | 0 | 0 | 0 | 0 | 0 | 0 | 0 | 0
F6_Commercial_Warehouse_New_Food Preparation_Natural Gas_Range_E7 | F6 | Commercial | Warehouse | New | Food Preparation | Natural Gas | Range | E7 | Utility - Value of Sales | 0 | 0 | 0 | 0 | 0 | 0 | 0 | 0 | 0 | 0 | 0 | 0 | 0 | 0 | 0 | 0 | 0 | 0 | 0 | 0 | 0 | 0 | 0 | 0 | 0 | 0 | 0
F6_Commercial_Warehouse_New_Food Preparation_Natural Gas_Range_E8 | F6 | Commercial | Warehouse | New | Food Preparation | Natural Gas | Range | E8 | Utility - Value of Sales | 0 | 0 | 0 | 0 | 0 | 0 | 0 | 0 | 0 | 0 | 0 | 0 | 0 | 0 | 0 | 0 | 0 | 0 | 0 | 0 | 0 | 0 | 0 | 0 | 0 | 0 | 0
F6_Commercial_Warehouse_New_Food Preparation_Natural Gas_Range_E9 | F6 | Commercial | Warehouse | New | Food Preparation | Natural Gas | Range | E9 | Utility - Value of Sales | 0 | 0 | 0 | 0 | 0 | 0 | 0 | 0 | 0 | 0 | 0 | 0 | 0 | 0 | 0 | 0 | 0 | 0 | 0 | 0 | 0 | 0 | 0 | 0 | 0 | 0 | 0
F6_Commercial_Warehouse_New_Food Preparation_Natural Gas_Range_E10 | F6 | Commercial | Warehouse | New | Food Preparation | Natural Gas | Range | E10 | Utility - Value of Sales | 0 | 0 | 0 | 0 | 0 | 0 | 0 | 0 | 0 | 0 | 0 | 0 | 0 | 0 | 0 | 0 | 0 | 0 | 0 | 0 | 0 | 0 | 0 | 0 | 0 | 0 | 0
F1_Commercial_Warehouse_New_Food Preparation_Natural Gas_Steamer_E1 | F1 | Commercial | Warehouse | New | Food Preparation | Natural Gas | Steamer | E1 | RVT - Cost of Equipment | 0.01183 | 0 | 0 | 0 | 0 | 0 | 0 | 0 | 0 | 0 | 0 | 0 | 0 | 0 | 0 | 0 | 0 | 0 | 0 | 0 | 0 | 0 | 0 | 0 | 0 | 0 | 0
F1_Commercial_Warehouse_New_Food Preparation_Natural Gas_Steamer_E2 | F1 | Commercial | Warehouse | New | Food Preparation | Natural Gas | Steamer | E2 | RVT - Cost of Equipment | 0.006872 | 0.006872 | 0.006872 | 0.006872 | 0.006872 | 0.006872 | 0.006872 | 0.006872 | 0.006872 | 0.006872 | 0.006872 | 0.006872 | 0.006872 | 0.006872 | 0.006872 | 0.006872 | 0.006872 | 0.006872 | 0.006872 | 0.006872 | 0.006872 | 0.006872 | 0.006872 | 0.006872 | 0.006872 | 0.006872 | 0.006872
F1_Commercial_Warehouse_New_Food Preparation_Natural Gas_Steamer_E3 | F1 | Commercial | Warehouse | New | Food Preparation | Natural Gas | Steamer | E3 | RVT - Cost of Equipment | 0 | 0 | 0 | 0 | 0 | 0 | 0 | 0 | 0 | 0 | 0 | 0 | 0 | 0 | 0 | 0 | 0 | 0 | 0 | 0 | 0 | 0 | 0 | 0 | 0 | 0 | 0
F1_Commercial_Warehouse_New_Food Preparation_Natural Gas_Steamer_E4 | F1 | Commercial | Warehouse | New | Food Preparation | Natural Gas | Steamer | E4 | RVT - Cost of Equipment | 0 | 0 | 0 | 0 | 0 | 0 | 0 | 0 | 0 | 0 | 0 | 0 | 0 | 0 | 0 | 0 | 0 | 0 | 0 | 0 | 0 | 0 | 0 | 0 | 0 | 0 | 0
F1_Commercial_Warehouse_New_Food Preparation_Natural Gas_Steamer_E5 | F1 | Commercial | Warehouse | New | Food Preparation | Natural Gas | Steamer | E5 | RVT - Cost of Equipment | 0 | 0 | 0 | 0 | 0 | 0 | 0 | 0 | 0 | 0 | 0 | 0 | 0 | 0 | 0 | 0 | 0 | 0 | 0 | 0 | 0 | 0 | 0 | 0 | 0 | 0 | 0
F1_Commercial_Warehouse_New_Food Preparation_Natural Gas_Steamer_E6 | F1 | Commercial | Warehouse | New | Food Preparation | Natural Gas | Steamer | E6 | RVT - Cost of Equipment | 0 | 0 | 0 | 0 | 0 | 0 | 0 | 0 | 0 | 0 | 0 | 0 | 0 | 0 | 0 | 0 | 0 | 0 | 0 | 0 | 0 | 0 | 0 | 0 | 0 | 0 | 0
F1_Commercial_Warehouse_New_Food Preparation_Natural Gas_Steamer_E7 | F1 | Commercial | Warehouse | New | Food Preparation | Natural Gas | Steamer | E7 | RVT - Cost of Equipment | 0 | 0 | 0 | 0 | 0 | 0 | 0 | 0 | 0 | 0 | 0 | 0 | 0 | 0 | 0 | 0 | 0 | 0 | 0 | 0 | 0 | 0 | 0 | 0 | 0 | 0 | 0
F1_Commercial_Warehouse_New_Food Preparation_Natural Gas_Steamer_E8 | F1 | Commercial | Warehouse | New | Food Preparation | Natural Gas | Steamer | E8 | RVT - Cost of Equipment | 0 | 0 | 0 | 0 | 0 | 0 | 0 | 0 | 0 | 0 | 0 | 0 | 0 | 0 | 0 | 0 | 0 | 0 | 0 | 0 | 0 | 0 | 0 | 0 | 0 | 0 | 0
F1_Commercial_Warehouse_New_Food Preparation_Natural Gas_Steamer_E9 | F1 | Commercial | Warehouse | New | Food Preparation | Natural Gas | Steamer | E9 | RVT - Cost of Equipment | 0 | 0 | 0 | 0 | 0 | 0 | 0 | 0 | 0 | 0 | 0 | 0 | 0 | 0 | 0 | 0 | 0 | 0 | 0 | 0 | 0 | 0 | 0 | 0 | 0 | 0 | 0
F1_Commercial_Warehouse_New_Food Preparation_Natural Gas_Steamer_E10 | F1 | Commercial | Warehouse | New | Food Preparation | Natural Gas | Steamer | E10 | RVT - Cost of Equipment | 0 | 0 | 0 | 0 | 0 | 0 | 0 | 0 | 0 | 0 | 0 | 0 | 0 | 0 | 0 | 0 | 0 | 0 | 0 | 0 | 0 | 0 | 0 | 0 | 0 | 0 | 0
F2_Commercial_Warehouse_New_Food Preparation_Natural Gas_Steamer_E1 | F2 | Commercial | Warehouse | New | Food Preparation | Natural Gas | Steamer | E1 | RVT - Cost of Operation | 0 | 0 | 0 | 0 | 0 | 0 | 0 | 0 | 0 | 0 | 0 | 0 | 0 | 0 | 0 | 0 | 0 | 0 | 0 | 0 | 0 | 0 | 0 | 0 | 0 | 0 | 0
F2_Commercial_Warehouse_New_Food Preparation_Natural Gas_Steamer_E2 | F2 | Commercial | Warehouse | New | Food Preparation | Natural Gas | Steamer | E2 | RVT - Cost of Operation | 0 | 0 | 0 | 0 | 0 | 0 | 0 | 0 | 0 | 0 | 0 | 0 | 0 | 0 | 0 | 0 | 0 | 0 | 0 | 0 | 0 | 0 | 0 | 0 | 0 | 0 | 0
F2_Commercial_Warehouse_New_Food Preparation_Natural Gas_Steamer_E3 | F2 | Commercial | Warehouse | New | Food Preparation | Natural Gas | Steamer | E3 | RVT - Cost of Operation | 0 | 0 | 0 | 0 | 0 | 0 | 0 | 0 | 0 | 0 | 0 | 0 | 0 | 0 | 0 | 0 | 0 | 0 | 0 | 0 | 0 | 0 | 0 | 0 | 0 | 0 | 0
F2_Commercial_Warehouse_New_Food Preparation_Natural Gas_Steamer_E4 | F2 | Commercial | Warehouse | New | Food Preparation | Natural Gas | Steamer | E4 | RVT - Cost of Operation | 0 | 0 | 0 | 0 | 0 | 0 | 0 | 0 | 0 | 0 | 0 | 0 | 0 | 0 | 0 | 0 | 0 | 0 | 0 | 0 | 0 | 0 | 0 | 0 | 0 | 0 | 0
F2_Commercial_Warehouse_New_Food Preparation_Natural Gas_Steamer_E5 | F2 | Commercial | Warehouse | New | Food Preparation | Natural Gas | Steamer | E5 | RVT - Cost of Operation | 0 | 0 | 0 | 0 | 0 | 0 | 0 | 0 | 0 | 0 | 0 | 0 | 0 | 0 | 0 | 0 | 0 | 0 | 0 | 0 | 0 | 0 | 0 | 0 | 0 | 0 | 0
F2_Commercial_Warehouse_New_Food Preparation_Natural Gas_Steamer_E6 | F2 | Commercial | Warehouse | New | Food Preparation | Natural Gas | Steamer | E6 | RVT - Cost of Operation | 0 | 0 | 0 | 0 | 0 | 0 | 0 | 0 | 0 | 0 | 0 | 0 | 0 | 0 | 0 | 0 | 0 | 0 | 0 | 0 | 0 | 0 | 0 | 0 | 0 | 0 | 0
F2_Commercial_Warehouse_New_Food Preparation_Natural Gas_Steamer_E7 | F2 | Commercial | Warehouse | New | Food Preparation | Natural Gas | Steamer | E7 | RVT - Cost of Operation | 0 | 0 | 0 | 0 | 0 | 0 | 0 | 0 | 0 | 0 | 0 | 0 | 0 | 0 | 0 | 0 | 0 | 0 | 0 | 0 | 0 | 0 | 0 | 0 | 0 | 0 | 0
F2_Commercial_Warehouse_New_Food Preparation_Natural Gas_Steamer_E8 | F2 | Commercial | Warehouse | New | Food Preparation | Natural Gas | Steamer | E8 | RVT - Cost of Operation | 0 | 0 | 0 | 0 | 0 | 0 | 0 | 0 | 0 | 0 | 0 | 0 | 0 | 0 | 0 | 0 | 0 | 0 | 0 | 0 | 0 | 0 | 0 | 0 | 0 | 0 | 0
F2_Commercial_Warehouse_New_Food Preparation_Natural Gas_Steamer_E9 | F2 | Commercial | Warehouse | New | Food Preparation | Natural Gas | Steamer | E9 | RVT - Cost of Operation | 0 | 0 | 0 | 0 | 0 | 0 | 0 | 0 | 0 | 0 | 0 | 0 | 0 | 0 | 0 | 0 | 0 | 0 | 0 | 0 | 0 | 0 | 0 | 0 | 0 | 0 | 0
F2_Commercial_Warehouse_New_Food Preparation_Natural Gas_Steamer_E10 | F2 | Commercial | Warehouse | New | Food Preparation | Natural Gas | Steamer | E10 | RVT - Cost of Operation | 0 | 0 | 0 | 0 | 0 | 0 | 0 | 0 | 0 | 0 | 0 | 0 | 0 | 0 | 0 | 0 | 0 | 0 | 0 | 0 | 0 | 0 | 0 | 0 | 0 | 0 | 0
F3_Commercial_Warehouse_New_Food Preparation_Natural Gas_Steamer_E1 | F3 | Commercial | Warehouse | New | Food Preparation | Natural Gas | Steamer | E1 | System - kBTUs of Consumption | 0.9321 | 0 | 0 | 0 | 0 | 0 | 0 | 0 | 0 | 0 | 0 | 0 | 0 | 0 | 0 | 0 | 0 | 0 | 0 | 0 | 0 | 0 | 0 | 0 | 0 | 0 | 0
F3_Commercial_Warehouse_New_Food Preparation_Natural Gas_Steamer_E2 | F3 | Commercial | Warehouse | New | Food Preparation | Natural Gas | Steamer | E2 | System - kBTUs of Consumption | 0.16345 | 0.16345 | 0.16345 | 0.16345 | 0.16345 | 0.16345 | 0.16345 | 0.16345 | 0.16345 | 0.16345 | 0.16345 | 0.16345 | 0.16345 | 0.16345 | 0.16345 | 0.16345 | 0.16345 | 0.16345 | 0.16345 | 0.16345 | 0.16345 | 0.16345 | 0.16345 | 0.16345 | 0.16345 | 0.16345 | 0.16345
F3_Commercial_Warehouse_New_Food Preparation_Natural Gas_Steamer_E3 | F3 | Commercial | Warehouse | New | Food Preparation | Natural Gas | Steamer | E3 | System - kBTUs of Consumption | 0 | 0 | 0 | 0 | 0 | 0 | 0 | 0 | 0 | 0 | 0 | 0 | 0 | 0 | 0 | 0 | 0 | 0 | 0 | 0 | 0 | 0 | 0 | 0 | 0 | 0 | 0
F3_Commercial_Warehouse_New_Food Preparation_Natural Gas_Steamer_E4 | F3 | Commercial | Warehouse | New | Food Preparation | Natural Gas | Steamer | E4 | System - kBTUs of Consumption | 0 | 0 | 0 | 0 | 0 | 0 | 0 | 0 | 0 | 0 | 0 | 0 | 0 | 0 | 0 | 0 | 0 | 0 | 0 | 0 | 0 | 0 | 0 | 0 | 0 | 0 | 0
F3_Commercial_Warehouse_New_Food Preparation_Natural Gas_Steamer_E5 | F3 | Commercial | Warehouse | New | Food Preparation | Natural Gas | Steamer | E5 | System - kBTUs of Consumption | 0 | 0 | 0 | 0 | 0 | 0 | 0 | 0 | 0 | 0 | 0 | 0 | 0 | 0 | 0 | 0 | 0 | 0 | 0 | 0 | 0 | 0 | 0 | 0 | 0 | 0 | 0
F3_Commercial_Warehouse_New_Food Preparation_Natural Gas_Steamer_E6 | F3 | Commercial | Warehouse | New | Food Preparation | Natural Gas | Steamer | E6 | System - kBTUs of Consumption | 0 | 0 | 0 | 0 | 0 | 0 | 0 | 0 | 0 | 0 | 0 | 0 | 0 | 0 | 0 | 0 | 0 | 0 | 0 | 0 | 0 | 0 | 0 | 0 | 0 | 0 | 0
F3_Commercial_Warehouse_New_Food Preparation_Natural Gas_Steamer_E7 | F3 | Commercial | Warehouse | New | Food Preparation | Natural Gas | Steamer | E7 | System - kBTUs of Consumption | 0 | 0 | 0 | 0 | 0 | 0 | 0 | 0 | 0 | 0 | 0 | 0 | 0 | 0 | 0 | 0 | 0 | 0 | 0 | 0 | 0 | 0 | 0 | 0 | 0 | 0 | 0
F3_Commercial_Warehouse_New_Food Preparation_Natural Gas_Steamer_E8 | F3 | Commercial | Warehouse | New | Food Preparation | Natural Gas | Steamer | E8 | System - kBTUs of Consumption | 0 | 0 | 0 | 0 | 0 | 0 | 0 | 0 | 0 | 0 | 0 | 0 | 0 | 0 | 0 | 0 | 0 | 0 | 0 | 0 | 0 | 0 | 0 | 0 | 0 | 0 | 0
F3_Commercial_Warehouse_New_Food Preparation_Natural Gas_Steamer_E9 | F3 | Commercial | Warehouse | New | Food Preparation | Natural Gas | Steamer | E9 | System - kBTUs of Consumption | 0 | 0 | 0 | 0 | 0 | 0 | 0 | 0 | 0 | 0 | 0 | 0 | 0 | 0 | 0 | 0 | 0 | 0 | 0 | 0 | 0 | 0 | 0 | 0 | 0 | 0 | 0
F3_Commercial_Warehouse_New_Food Preparation_Natural Gas_Steamer_E10 | F3 | Commercial | Warehouse | New | Food Preparation | Natural Gas | Steamer | E10 | System - kBTUs of Consumption | 0 | 0 | 0 | 0 | 0 | 0 | 0 | 0 | 0 | 0 | 0 | 0 | 0 | 0 | 0 | 0 | 0 | 0 | 0 | 0 | 0 | 0 | 0 | 0 | 0 | 0 | 0
F4_Commercial_Warehouse_New_Food Preparation_Natural Gas_Steamer_E1 | F4 | Commercial | Warehouse | New | Food Preparation | Natural Gas | Steamer | E1 | Utility - Cost of Equipment | 0.01183 | 0 | 0 | 0 | 0 | 0 | 0 | 0 | 0 | 0 | 0 | 0 | 0 | 0 | 0 | 0 | 0 | 0 | 0 | 0 | 0 | 0 | 0 | 0 | 0 | 0 | 0
F4_Commercial_Warehouse_New_Food Preparation_Natural Gas_Steamer_E2 | F4 | Commercial | Warehouse | New | Food Preparation | Natural Gas | Steamer | E2 | Utility - Cost of Equipment | 0.006872 | 0.006872 | 0.006872 | 0.006872 | 0.006872 | 0.006872 | 0.006872 | 0.006872 | 0.006872 | 0.006872 | 0.006872 | 0.006872 | 0.006872 | 0.006872 | 0.006872 | 0.006872 | 0.006872 | 0.006872 | 0.006872 | 0.006872 | 0.006872 | 0.006872 | 0.006872 | 0.006872 | 0.006872 | 0.006872 | 0.006872
F4_Commercial_Warehouse_New_Food Preparation_Natural Gas_Steamer_E3 | F4 | Commercial | Warehouse | New | Food Preparation | Natural Gas | Steamer | E3 | Utility - Cost of Equipment | 0 | 0 | 0 | 0 | 0 | 0 | 0 | 0 | 0 | 0 | 0 | 0 | 0 | 0 | 0 | 0 | 0 | 0 | 0 | 0 | 0 | 0 | 0 | 0 | 0 | 0 | 0
F4_Commercial_Warehouse_New_Food Preparation_Natural Gas_Steamer_E4 | F4 | Commercial | Warehouse | New | Food Preparation | Natural Gas | Steamer | E4 | Utility - Cost of Equipment | 0 | 0 | 0 | 0 | 0 | 0 | 0 | 0 | 0 | 0 | 0 | 0 | 0 | 0 | 0 | 0 | 0 | 0 | 0 | 0 | 0 | 0 | 0 | 0 | 0 | 0 | 0
F4_Commercial_Warehouse_New_Food Preparation_Natural Gas_Steamer_E5 | F4 | Commercial | Warehouse | New | Food Preparation | Natural Gas | Steamer | E5 | Utility - Cost of Equipment | 0 | 0 | 0 | 0 | 0 | 0 | 0 | 0 | 0 | 0 | 0 | 0 | 0 | 0 | 0 | 0 | 0 | 0 | 0 | 0 | 0 | 0 | 0 | 0 | 0 | 0 | 0
F4_Commercial_Warehouse_New_Food Preparation_Natural Gas_Steamer_E6 | F4 | Commercial | Warehouse | New | Food Preparation | Natural Gas | Steamer | E6 | Utility - Cost of Equipment | 0 | 0 | 0 | 0 | 0 | 0 | 0 | 0 | 0 | 0 | 0 | 0 | 0 | 0 | 0 | 0 | 0 | 0 | 0 | 0 | 0 | 0 | 0 | 0 | 0 | 0 | 0
F4_Commercial_Warehouse_New_Food Preparation_Natural Gas_Steamer_E7 | F4 | Commercial | Warehouse | New | Food Preparation | Natural Gas | Steamer | E7 | Utility - Cost of Equipment | 0 | 0 | 0 | 0 | 0 | 0 | 0 | 0 | 0 | 0 | 0 | 0 | 0 | 0 | 0 | 0 | 0 | 0 | 0 | 0 | 0 | 0 | 0 | 0 | 0 | 0 | 0
F4_Commercial_Warehouse_New_Food Preparation_Natural Gas_Steamer_E8 | F4 | Commercial | Warehouse | New | Food Preparation | Natural Gas | Steamer | E8 | Utility - Cost of Equipment | 0 | 0 | 0 | 0 | 0 | 0 | 0 | 0 | 0 | 0 | 0 | 0 | 0 | 0 | 0 | 0 | 0 | 0 | 0 | 0 | 0 | 0 | 0 | 0 | 0 | 0 | 0
F4_Commercial_Warehouse_New_Food Preparation_Natural Gas_Steamer_E9 | F4 | Commercial | Warehouse | New | Food Preparation | Natural Gas | Steamer | E9 | Utility - Cost of Equipment | 0 | 0 | 0 | 0 | 0 | 0 | 0 | 0 | 0 | 0 | 0 | 0 | 0 | 0 | 0 | 0 | 0 | 0 | 0 | 0 | 0 | 0 | 0 | 0 | 0 | 0 | 0
F4_Commercial_Warehouse_New_Food Preparation_Natural Gas_Steamer_E10 | F4 | Commercial | Warehouse | New | Food Preparation | Natural Gas | Steamer | E10 | Utility - Cost of Equipment | 0 | 0 | 0 | 0 | 0 | 0 | 0 | 0 | 0 | 0 | 0 | 0 | 0 | 0 | 0 | 0 | 0 | 0 | 0 | 0 | 0 | 0 | 0 | 0 | 0 | 0 | 0
F5_Commercial_Warehouse_New_Food Preparation_Natural Gas_Steamer_E1 | F5 | Commercial | Warehouse | New | Food Preparation | Natural Gas | Steamer | E1 | Utility - Cost of Operation | 0.012902 | 0 | 0 | 0 | 0 | 0 | 0 | 0 | 0 | 0 | 0 | 0 | 0 | 0 | 0 | 0 | 0 | 0 | 0 | 0 | 0 | 0 | 0 | 0 | 0 | 0 | 0
F5_Commercial_Warehouse_New_Food Preparation_Natural Gas_Steamer_E2 | F5 | Commercial | Warehouse | New | Food Preparation | Natural Gas | Steamer | E2 | Utility - Cost of Operation | 0.0022624 | 0.0022175 | 0.0021729 | 0.0021293 | 0.0021218 | 0.0021377 | 0.0021684 | 0.0022072 | 0.0022493 | 0.0022923 | 0.002337 | 0.0023832 | 0.002429 | 0.0024657 | 0.0024886 | 0.0024905 | 0.0024666 | 0.0024183 | 0.0023479 | 0.0022584 | 0.0021539 | 0.002034 | 0.0019273 | 0.0018577 | 0.0018266 | 0.0018356 | 0.0018446
F5_Commercial_Warehouse_New_Food Preparation_Natural Gas_Steamer_E3 | F5 | Commercial | Warehouse | New | Food Preparation | Natural Gas | Steamer | E3 | Utility - Cost of Operation | 0 | 0 | 0 | 0 | 0 | 0 | 0 | 0 | 0 | 0 | 0 | 0 | 0 | 0 | 0 | 0 | 0 | 0 | 0 | 0 | 0 | 0 | 0 | 0 | 0 | 0 | 0
F5_Commercial_Warehouse_New_Food Preparation_Natural Gas_Steamer_E4 | F5 | Commercial | Warehouse | New | Food Preparation | Natural Gas | Steamer | E4 | Utility - Cost of Operation | 0 | 0 | 0 | 0 | 0 | 0 | 0 | 0 | 0 | 0 | 0 | 0 | 0 | 0 | 0 | 0 | 0 | 0 | 0 | 0 | 0 | 0 | 0 | 0 | 0 | 0 | 0
F5_Commercial_Warehouse_New_Food Preparation_Natural Gas_Steamer_E5 | F5 | Commercial | Warehouse | New | Food Preparation | Natural Gas | Steamer | E5 | Utility - Cost of Operation | 0 | 0 | 0 | 0 | 0 | 0 | 0 | 0 | 0 | 0 | 0 | 0 | 0 | 0 | 0 | 0 | 0 | 0 | 0 | 0 | 0 | 0 | 0 | 0 | 0 | 0 | 0
F5_Commercial_Warehouse_New_Food Preparation_Natural Gas_Steamer_E6 | F5 | Commercial | Warehouse | New | Food Preparation | Natural Gas | Steamer | E6 | Utility - Cost of Operation | 0 | 0 | 0 | 0 | 0 | 0 | 0 | 0 | 0 | 0 | 0 | 0 | 0 | 0 | 0 | 0 | 0 | 0 | 0 | 0 | 0 | 0 | 0 | 0 | 0 | 0 | 0
F5_Commercial_Warehouse_New_Food Preparation_Natural Gas_Steamer_E7 | F5 | Commercial | Warehouse | New | Food Preparation | Natural Gas | Steamer | E7 | Utility - Cost of Operation | 0 | 0 | 0 | 0 | 0 | 0 | 0 | 0 | 0 | 0 | 0 | 0 | 0 | 0 | 0 | 0 | 0 | 0 | 0 | 0 | 0 | 0 | 0 | 0 | 0 | 0 | 0
F5_Commercial_Warehouse_New_Food Preparation_Natural Gas_Steamer_E8 | F5 | Commercial | Warehouse | New | Food Preparation | Natural Gas | Steamer | E8 | Utility - Cost of Operation | 0 | 0 | 0 | 0 | 0 | 0 | 0 | 0 | 0 | 0 | 0 | 0 | 0 | 0 | 0 | 0 | 0 | 0 | 0 | 0 | 0 | 0 | 0 | 0 | 0 | 0 | 0
F5_Commercial_Warehouse_New_Food Preparation_Natural Gas_Steamer_E9 | F5 | Commercial | Warehouse | New | Food Preparation | Natural Gas | Steamer | E9 | Utility - Cost of Operation | 0 | 0 | 0 | 0 | 0 | 0 | 0 | 0 | 0 | 0 | 0 | 0 | 0 | 0 | 0 | 0 | 0 | 0 | 0 | 0 | 0 | 0 | 0 | 0 | 0 | 0 | 0
F5_Commercial_Warehouse_New_Food Preparation_Natural Gas_Steamer_E10 | F5 | Commercial | Warehouse | New | Food Preparation | Natural Gas | Steamer | E10 | Utility - Cost of Operation | 0 | 0 | 0 | 0 | 0 | 0 | 0 | 0 | 0 | 0 | 0 | 0 | 0 | 0 | 0 | 0 | 0 | 0 | 0 | 0 | 0 | 0 | 0 | 0 | 0 | 0 | 0
F6_Commercial_Warehouse_New_Food Preparation_Natural Gas_Steamer_E1 | F6 | Commercial | Warehouse | New | Food Preparation | Natural Gas | Steamer | E1 | Utility - Value of Sales | 0 | 0 | 0 | 0 | 0 | 0 | 0 | 0 | 0 | 0 | 0 | 0 | 0 | 0 | 0 | 0 | 0 | 0 | 0 | 0 | 0 | 0 | 0 | 0 | 0 | 0 | 0
F6_Commercial_Warehouse_New_Food Preparation_Natural Gas_Steamer_E2 | F6 | Commercial | Warehouse | New | Food Preparation | Natural Gas | Steamer | E2 | Utility - Value of Sales | 0 | 0 | 0 | 0 | 0 | 0 | 0 | 0 | 0 | 0 | 0 | 0 | 0 | 0 | 0 | 0 | 0 | 0 | 0 | 0 | 0 | 0 | 0 | 0 | 0 | 0 | 0
F6_Commercial_Warehouse_New_Food Preparation_Natural Gas_Steamer_E3 | F6 | Commercial | Warehouse | New | Food Preparation | Natural Gas | Steamer | E3 | Utility - Value of Sales | 0 | 0 | 0 | 0 | 0 | 0 | 0 | 0 | 0 | 0 | 0 | 0 | 0 | 0 | 0 | 0 | 0 | 0 | 0 | 0 | 0 | 0 | 0 | 0 | 0 | 0 | 0
F6_Commercial_Warehouse_New_Food Preparation_Natural Gas_Steamer_E4 | F6 | Commercial | Warehouse | New | Food Preparation | Natural Gas | Steamer | E4 | Utility - Value of Sales | 0 | 0 | 0 | 0 | 0 | 0 | 0 | 0 | 0 | 0 | 0 | 0 | 0 | 0 | 0 | 0 | 0 | 0 | 0 | 0 | 0 | 0 | 0 | 0 | 0 | 0 | 0
F6_Commercial_Warehouse_New_Food Preparation_Natural Gas_Steamer_E5 | F6 | Commercial | Warehouse | New | Food Preparation | Natural Gas | Steamer | E5 | Utility - Value of Sales | 0 | 0 | 0 | 0 | 0 | 0 | 0 | 0 | 0 | 0 | 0 | 0 | 0 | 0 | 0 | 0 | 0 | 0 | 0 | 0 | 0 | 0 | 0 | 0 | 0 | 0 | 0
F6_Commercial_Warehouse_New_Food Preparation_Natural Gas_Steamer_E6 | F6 | Commercial | Warehouse | New | Food Preparation | Natural Gas | Steamer | E6 | Utility - Value of Sales | 0 | 0 | 0 | 0 | 0 | 0 | 0 | 0 | 0 | 0 | 0 | 0 | 0 | 0 | 0 | 0 | 0 | 0 | 0 | 0 | 0 | 0 | 0 | 0 | 0 | 0 | 0
F6_Commercial_Warehouse_New_Food Preparation_Natural Gas_Steamer_E7 | F6 | Commercial | Warehouse | New | Food Preparation | Natural Gas | Steamer | E7 | Utility - Value of Sales | 0 | 0 | 0 | 0 | 0 | 0 | 0 | 0 | 0 | 0 | 0 | 0 | 0 | 0 | 0 | 0 | 0 | 0 | 0 | 0 | 0 | 0 | 0 | 0 | 0 | 0 | 0
F6_Commercial_Warehouse_New_Food Preparation_Natural Gas_Steamer_E8 | F6 | Commercial | Warehouse | New | Food Preparation | Natural Gas | Steamer | E8 | Utility - Value of Sales | 0 | 0 | 0 | 0 | 0 | 0 | 0 | 0 | 0 | 0 | 0 | 0 | 0 | 0 | 0 | 0 | 0 | 0 | 0 | 0 | 0 | 0 | 0 | 0 | 0 | 0 | 0
F6_Commercial_Warehouse_New_Food Preparation_Natural Gas_Steamer_E9 | F6 | Commercial | Warehouse | New | Food Preparation | Natural Gas | Steamer | E9 | Utility - Value of Sales | 0 | 0 | 0 | 0 | 0 | 0 | 0 | 0 | 0 | 0 | 0 | 0 | 0 | 0 | 0 | 0 | 0 | 0 | 0 | 0 | 0 | 0 | 0 | 0 | 0 | 0 | 0
F6_Commercial_Warehouse_New_Food Preparation_Natural Gas_Steamer_E10 | F6 | Commercial | Warehouse | New | Food Preparation | Natural Gas | Steamer | E10 | Utility - Value of Sales | 0 | 0 | 0 | 0 | 0 | 0 | 0 | 0 | 0 | 0 | 0 | 0 | 0 | 0 | 0 | 0 | 0 | 0 | 0 | 0 | 0 | 0 | 0 | 0 | 0 | 0 | 0
F1_Commercial_Warehouse_New_Food Preparation_Natural Gas_Commercial Food Prep Other_E1 | F1 | Commercial | Warehouse | New | Food Preparation | Natural Gas | Commercial Food Prep Other | E1 | RVT - Cost of Equipment | 0.00026377 | 0.00026377 | 0.00026377 | 0.00026377 | 0.00026377 | 0.00026377 | 0.00026377 | 0.00026377 | 0.00026377 | 0.00026377 | 0.00026377 | 0.00026377 | 0.00026377 | 0.00026377 | 0.00026377 | 0.00026377 | 0.00026377 | 0.00026377 | 0.00026377 | 0.00026377 | 0.00026377 | 0.00026377 | 0.00026377 | 0.00026377 | 0.00026377 | 0.00026377 | 0.00026377
F1_Commercial_Warehouse_New_Food Preparation_Natural Gas_Commercial Food Prep Other_E2 | F1 | Commercial | Warehouse | New | Food Preparation | Natural Gas | Commercial Food Prep Other | E2 | RVT - Cost of Equipment | 0.00032041 | 0.00032041 | 0.00032041 | 0.00032041 | 0.00032041 | 0.00032041 | 0.00032041 | 0.00032041 | 0.00032041 | 0.00032041 | 0.00032041 | 0.00032041 | 0.00032041 | 0.00032041 | 0.00032041 | 0.00032041 | 0.00032041 | 0.00032041 | 0.00032041 | 0.00032041 | 0.00032041 | 0.00032041 | 0.00032041 | 0.00032041 | 0.00032041 | 0.00032041 | 0.00032041
F1_Commercial_Warehouse_New_Food Preparation_Natural Gas_Commercial Food Prep Other_E3 | F1 | Commercial | Warehouse | New | Food Preparation | Natural Gas | Commercial Food Prep Other | E3 | RVT - Cost of Equipment | 0 | 0 | 0 | 0 | 0 | 0 | 0 | 0 | 0 | 0 | 0 | 0 | 0 | 0 | 0 | 0 | 0 | 0 | 0 | 0 | 0 | 0 | 0 | 0 | 0 | 0 | 0
F1_Commercial_Warehouse_New_Food Preparation_Natural Gas_Commercial Food Prep Other_E4 | F1 | Commercial | Warehouse | New | Food Preparation | Natural Gas | Commercial Food Prep Other | E4 | RVT - Cost of Equipment | 0 | 0 | 0 | 0 | 0 | 0 | 0 | 0 | 0 | 0 | 0 | 0 | 0 | 0 | 0 | 0 | 0 | 0 | 0 | 0 | 0 | 0 | 0 | 0 | 0 | 0 | 0
F1_Commercial_Warehouse_New_Food Preparation_Natural Gas_Commercial Food Prep Other_E5 | F1 | Commercial | Warehouse | New | Food Preparation | Natural Gas | Commercial Food Prep Other | E5 | RVT - Cost of Equipment | 0 | 0 | 0 | 0 | 0 | 0 | 0 | 0 | 0 | 0 | 0 | 0 | 0 | 0 | 0 | 0 | 0 | 0 | 0 | 0 | 0 | 0 | 0 | 0 | 0 | 0 | 0
F1_Commercial_Warehouse_New_Food Preparation_Natural Gas_Commercial Food Prep Other_E6 | F1 | Commercial | Warehouse | New | Food Preparation | Natural Gas | Commercial Food Prep Other | E6 | RVT - Cost of Equipment | 0 | 0 | 0 | 0 | 0 | 0 | 0 | 0 | 0 | 0 | 0 | 0 | 0 | 0 | 0 | 0 | 0 | 0 | 0 | 0 | 0 | 0 | 0 | 0 | 0 | 0 | 0
F1_Commercial_Warehouse_New_Food Preparation_Natural Gas_Commercial Food Prep Other_E7 | F1 | Commercial | Warehouse | New | Food Preparation | Natural Gas | Commercial Food Prep Other | E7 | RVT - Cost of Equipment | 0 | 0 | 0 | 0 | 0 | 0 | 0 | 0 | 0 | 0 | 0 | 0 | 0 | 0 | 0 | 0 | 0 | 0 | 0 | 0 | 0 | 0 | 0 | 0 | 0 | 0 | 0
F1_Commercial_Warehouse_New_Food Preparation_Natural Gas_Commercial Food Prep Other_E8 | F1 | Commercial | Warehouse | New | Food Preparation | Natural Gas | Commercial Food Prep Other | E8 | RVT - Cost of Equipment | 0 | 0 | 0 | 0 | 0 | 0 | 0 | 0 | 0 | 0 | 0 | 0 | 0 | 0 | 0 | 0 | 0 | 0 | 0 | 0 | 0 | 0 | 0 | 0 | 0 | 0 | 0
F1_Commercial_Warehouse_New_Food Preparation_Natural Gas_Commercial Food Prep Other_E9 | F1 | Commercial | Warehouse | New | Food Preparation | Natural Gas | Commercial Food Prep Other | E9 | RVT - Cost of Equipment | 0 | 0 | 0 | 0 | 0 | 0 | 0 | 0 | 0 | 0 | 0 | 0 | 0 | 0 | 0 | 0 | 0 | 0 | 0 | 0 | 0 | 0 | 0 | 0 | 0 | 0 | 0
F1_Commercial_Warehouse_New_Food Preparation_Natural Gas_Commercial Food Prep Other_E10 | F1 | Commercial | Warehouse | New | Food Preparation | Natural Gas | Commercial Food Prep Other | E10 | RVT - Cost of Equipment | 0 | 0 | 0 | 0 | 0 | 0 | 0 | 0 | 0 | 0 | 0 | 0 | 0 | 0 | 0 | 0 | 0 | 0 | 0 | 0 | 0 | 0 | 0 | 0 | 0 | 0 | 0
F2_Commercial_Warehouse_New_Food Preparation_Natural Gas_Commercial Food Prep Other_E1 | F2 | Commercial | Warehouse | New | Food Preparation | Natural Gas | Commercial Food Prep Other | E1 | RVT - Cost of Operation | 0 | 0 | 0 | 0 | 0 | 0 | 0 | 0 | 0 | 0 | 0 | 0 | 0 | 0 | 0 | 0 | 0 | 0 | 0 | 0 | 0 | 0 | 0 | 0 | 0 | 0 | 0
F2_Commercial_Warehouse_New_Food Preparation_Natural Gas_Commercial Food Prep Other_E2 | F2 | Commercial | Warehouse | New | Food Preparation | Natural Gas | Commercial Food Prep Other | E2 | RVT - Cost of Operation | 0 | 0 | 0 | 0 | 0 | 0 | 0 | 0 | 0 | 0 | 0 | 0 | 0 | 0 | 0 | 0 | 0 | 0 | 0 | 0 | 0 | 0 | 0 | 0 | 0 | 0 | 0
F2_Commercial_Warehouse_New_Food Preparation_Natural Gas_Commercial Food Prep Other_E3 | F2 | Commercial | Warehouse | New | Food Preparation | Natural Gas | Commercial Food Prep Other | E3 | RVT - Cost of Operation | 0 | 0 | 0 | 0 | 0 | 0 | 0 | 0 | 0 | 0 | 0 | 0 | 0 | 0 | 0 | 0 | 0 | 0 | 0 | 0 | 0 | 0 | 0 | 0 | 0 | 0 | 0
F2_Commercial_Warehouse_New_Food Preparation_Natural Gas_Commercial Food Prep Other_E4 | F2 | Commercial | Warehouse | New | Food Preparation | Natural Gas | Commercial Food Prep Other | E4 | RVT - Cost of Operation | 0 | 0 | 0 | 0 | 0 | 0 | 0 | 0 | 0 | 0 | 0 | 0 | 0 | 0 | 0 | 0 | 0 | 0 | 0 | 0 | 0 | 0 | 0 | 0 | 0 | 0 | 0
F2_Commercial_Warehouse_New_Food Preparation_Natural Gas_Commercial Food Prep Other_E5 | F2 | Commercial | Warehouse | New | Food Preparation | Natural Gas | Commercial Food Prep Other | E5 | RVT - Cost of Operation | 0 | 0 | 0 | 0 | 0 | 0 | 0 | 0 | 0 | 0 | 0 | 0 | 0 | 0 | 0 | 0 | 0 | 0 | 0 | 0 | 0 | 0 | 0 | 0 | 0 | 0 | 0
F2_Commercial_Warehouse_New_Food Preparation_Natural Gas_Commercial Food Prep Other_E6 | F2 | Commercial | Warehouse | New | Food Preparation | Natural Gas | Commercial Food Prep Other | E6 | RVT - Cost of Operation | 0 | 0 | 0 | 0 | 0 | 0 | 0 | 0 | 0 | 0 | 0 | 0 | 0 | 0 | 0 | 0 | 0 | 0 | 0 | 0 | 0 | 0 | 0 | 0 | 0 | 0 | 0
F2_Commercial_Warehouse_New_Food Preparation_Natural Gas_Commercial Food Prep Other_E7 | F2 | Commercial | Warehouse | New | Food Preparation | Natural Gas | Commercial Food Prep Other | E7 | RVT - Cost of Operation | 0 | 0 | 0 | 0 | 0 | 0 | 0 | 0 | 0 | 0 | 0 | 0 | 0 | 0 | 0 | 0 | 0 | 0 | 0 | 0 | 0 | 0 | 0 | 0 | 0 | 0 | 0
F2_Commercial_Warehouse_New_Food Preparation_Natural Gas_Commercial Food Prep Other_E8 | F2 | Commercial | Warehouse | New | Food Preparation | Natural Gas | Commercial Food Prep Other | E8 | RVT - Cost of Operation | 0 | 0 | 0 | 0 | 0 | 0 | 0 | 0 | 0 | 0 | 0 | 0 | 0 | 0 | 0 | 0 | 0 | 0 | 0 | 0 | 0 | 0 | 0 | 0 | 0 | 0 | 0
F2_Commercial_Warehouse_New_Food Preparation_Natural Gas_Commercial Food Prep Other_E9 | F2 | Commercial | Warehouse | New | Food Preparation | Natural Gas | Commercial Food Prep Other | E9 | RVT - Cost of Operation | 0 | 0 | 0 | 0 | 0 | 0 | 0 | 0 | 0 | 0 | 0 | 0 | 0 | 0 | 0 | 0 | 0 | 0 | 0 | 0 | 0 | 0 | 0 | 0 | 0 | 0 | 0
F2_Commercial_Warehouse_New_Food Preparation_Natural Gas_Commercial Food Prep Other_E10 | F2 | Commercial | Warehouse | New | Food Preparation | Natural Gas | Commercial Food Prep Other | E10 | RVT - Cost of Operation | 0 | 0 | 0 | 0 | 0 | 0 | 0 | 0 | 0 | 0 | 0 | 0 | 0 | 0 | 0 | 0 | 0 | 0 | 0 | 0 | 0 | 0 | 0 | 0 | 0 | 0 | 0
F3_Commercial_Warehouse_New_Food Preparation_Natural Gas_Commercial Food Prep Other_E1 | F3 | Commercial | Warehouse | New | Food Preparation | Natural Gas | Commercial Food Prep Other | E1 | System - kBTUs of Consumption | 0.22329 | 0.22329 | 0.22329 | 0.22329 | 0.22329 | 0.22329 | 0.22329 | 0.22329 | 0.22329 | 0.22329 | 0.22329 | 0.22329 | 0.22329 | 0.22329 | 0.22329 | 0.22329 | 0.22329 | 0.22329 | 0.22329 | 0.22329 | 0.22329 | 0.22329 | 0.22329 | 0.22329 | 0.22329 | 0.22329 | 0.22329
F3_Commercial_Warehouse_New_Food Preparation_Natural Gas_Commercial Food Prep Other_E2 | F3 | Commercial | Warehouse | New | Food Preparation | Natural Gas | Commercial Food Prep Other | E2 | System - kBTUs of Consumption | 0.16584 | 0.16584 | 0.16584 | 0.16584 | 0.16584 | 0.16584 | 0.16584 | 0.16584 | 0.16584 | 0.16584 | 0.16584 | 0.16584 | 0.16584 | 0.16584 | 0.16584 | 0.16584 | 0.16584 | 0.16584 | 0.16584 | 0.16584 | 0.16584 | 0.16584 | 0.16584 | 0.16584 | 0.16584 | 0.16584 | 0.16584
F3_Commercial_Warehouse_New_Food Preparation_Natural Gas_Commercial Food Prep Other_E3 | F3 | Commercial | Warehouse | New | Food Preparation | Natural Gas | Commercial Food Prep Other | E3 | System - kBTUs of Consumption | 0 | 0 | 0 | 0 | 0 | 0 | 0 | 0 | 0 | 0 | 0 | 0 | 0 | 0 | 0 | 0 | 0 | 0 | 0 | 0 | 0 | 0 | 0 | 0 | 0 | 0 | 0
F3_Commercial_Warehouse_New_Food Preparation_Natural Gas_Commercial Food Prep Other_E4 | F3 | Commercial | Warehouse | New | Food Preparation | Natural Gas | Commercial Food Prep Other | E4 | System - kBTUs of Consumption | 0 | 0 | 0 | 0 | 0 | 0 | 0 | 0 | 0 | 0 | 0 | 0 | 0 | 0 | 0 | 0 | 0 | 0 | 0 | 0 | 0 | 0 | 0 | 0 | 0 | 0 | 0
F3_Commercial_Warehouse_New_Food Preparation_Natural Gas_Commercial Food Prep Other_E5 | F3 | Commercial | Warehouse | New | Food Preparation | Natural Gas | Commercial Food Prep Other | E5 | System - kBTUs of Consumption | 0 | 0 | 0 | 0 | 0 | 0 | 0 | 0 | 0 | 0 | 0 | 0 | 0 | 0 | 0 | 0 | 0 | 0 | 0 | 0 | 0 | 0 | 0 | 0 | 0 | 0 | 0
F3_Commercial_Warehouse_New_Food Preparation_Natural Gas_Commercial Food Prep Other_E6 | F3 | Commercial | Warehouse | New | Food Preparation | Natural Gas | Commercial Food Prep Other | E6 | System - kBTUs of Consumption | 0 | 0 | 0 | 0 | 0 | 0 | 0 | 0 | 0 | 0 | 0 | 0 | 0 | 0 | 0 | 0 | 0 | 0 | 0 | 0 | 0 | 0 | 0 | 0 | 0 | 0 | 0
F3_Commercial_Warehouse_New_Food Preparation_Natural Gas_Commercial Food Prep Other_E7 | F3 | Commercial | Warehouse | New | Food Preparation | Natural Gas | Commercial Food Prep Other | E7 | System - kBTUs of Consumption | 0 | 0 | 0 | 0 | 0 | 0 | 0 | 0 | 0 | 0 | 0 | 0 | 0 | 0 | 0 | 0 | 0 | 0 | 0 | 0 | 0 | 0 | 0 | 0 | 0 | 0 | 0
F3_Commercial_Warehouse_New_Food Preparation_Natural Gas_Commercial Food Prep Other_E8 | F3 | Commercial | Warehouse | New | Food Preparation | Natural Gas | Commercial Food Prep Other | E8 | System - kBTUs of Consumption | 0 | 0 | 0 | 0 | 0 | 0 | 0 | 0 | 0 | 0 | 0 | 0 | 0 | 0 | 0 | 0 | 0 | 0 | 0 | 0 | 0 | 0 | 0 | 0 | 0 | 0 | 0
F3_Commercial_Warehouse_New_Food Preparation_Natural Gas_Commercial Food Prep Other_E9 | F3 | Commercial | Warehouse | New | Food Preparation | Natural Gas | Commercial Food Prep Other | E9 | System - kBTUs of Consumption | 0 | 0 | 0 | 0 | 0 | 0 | 0 | 0 | 0 | 0 | 0 | 0 | 0 | 0 | 0 | 0 | 0 | 0 | 0 | 0 | 0 | 0 | 0 | 0 | 0 | 0 | 0
F3_Commercial_Warehouse_New_Food Preparation_Natural Gas_Commercial Food Prep Other_E10 | F3 | Commercial | Warehouse | New | Food Preparation | Natural Gas | Commercial Food Prep Other | E10 | System - kBTUs of Consumption | 0 | 0 | 0 | 0 | 0 | 0 | 0 | 0 | 0 | 0 | 0 | 0 | 0 | 0 | 0 | 0 | 0 | 0 | 0 | 0 | 0 | 0 | 0 | 0 | 0 | 0 | 0
F4_Commercial_Warehouse_New_Food Preparation_Natural Gas_Commercial Food Prep Other_E1 | F4 | Commercial | Warehouse | New | Food Preparation | Natural Gas | Commercial Food Prep Other | E1 | Utility - Cost of Equipment | 0.00026377 | 0.00026377 | 0.00026377 | 0.00026377 | 0.00026377 | 0.00026377 | 0.00026377 | 0.00026377 | 0.00026377 | 0.00026377 | 0.00026377 | 0.00026377 | 0.00026377 | 0.00026377 | 0.00026377 | 0.00026377 | 0.00026377 | 0.00026377 | 0.00026377 | 0.00026377 | 0.00026377 | 0.00026377 | 0.00026377 | 0.00026377 | 0.00026377 | 0.00026377 | 0.00026377
F4_Commercial_Warehouse_New_Food Preparation_Natural Gas_Commercial Food Prep Other_E2 | F4 | Commercial | Warehouse | New | Food Preparation | Natural Gas | Commercial Food Prep Other | E2 | Utility - Cost of Equipment | 0.00032041 | 0.00032041 | 0.00032041 | 0.00032041 | 0.00032041 | 0.00032041 | 0.00032041 | 0.00032041 | 0.00032041 | 0.00032041 | 0.00032041 | 0.00032041 | 0.00032041 | 0.00032041 | 0.00032041 | 0.00032041 | 0.00032041 | 0.00032041 | 0.00032041 | 0.00032041 | 0.00032041 | 0.00032041 | 0.00032041 | 0.00032041 | 0.00032041 | 0.00032041 | 0.00032041
F4_Commercial_Warehouse_New_Food Preparation_Natural Gas_Commercial Food Prep Other_E3 | F4 | Commercial | Warehouse | New | Food Preparation | Natural Gas | Commercial Food Prep Other | E3 | Utility - Cost of Equipment | 0 | 0 | 0 | 0 | 0 | 0 | 0 | 0 | 0 | 0 | 0 | 0 | 0 | 0 | 0 | 0 | 0 | 0 | 0 | 0 | 0 | 0 | 0 | 0 | 0 | 0 | 0
F4_Commercial_Warehouse_New_Food Preparation_Natural Gas_Commercial Food Prep Other_E4 | F4 | Commercial | Warehouse | New | Food Preparation | Natural Gas | Commercial Food Prep Other | E4 | Utility - Cost of Equipment | 0 | 0 | 0 | 0 | 0 | 0 | 0 | 0 | 0 | 0 | 0 | 0 | 0 | 0 | 0 | 0 | 0 | 0 | 0 | 0 | 0 | 0 | 0 | 0 | 0 | 0 | 0
F4_Commercial_Warehouse_New_Food Preparation_Natural Gas_Commercial Food Prep Other_E5 | F4 | Commercial | Warehouse | New | Food Preparation | Natural Gas | Commercial Food Prep Other | E5 | Utility - Cost of Equipment | 0 | 0 | 0 | 0 | 0 | 0 | 0 | 0 | 0 | 0 | 0 | 0 | 0 | 0 | 0 | 0 | 0 | 0 | 0 | 0 | 0 | 0 | 0 | 0 | 0 | 0 | 0
F4_Commercial_Warehouse_New_Food Preparation_Natural Gas_Commercial Food Prep Other_E6 | F4 | Commercial | Warehouse | New | Food Preparation | Natural Gas | Commercial Food Prep Other | E6 | Utility - Cost of Equipment | 0 | 0 | 0 | 0 | 0 | 0 | 0 | 0 | 0 | 0 | 0 | 0 | 0 | 0 | 0 | 0 | 0 | 0 | 0 | 0 | 0 | 0 | 0 | 0 | 0 | 0 | 0
F4_Commercial_Warehouse_New_Food Preparation_Natural Gas_Commercial Food Prep Other_E7 | F4 | Commercial | Warehouse | New | Food Preparation | Natural Gas | Commercial Food Prep Other | E7 | Utility - Cost of Equipment | 0 | 0 | 0 | 0 | 0 | 0 | 0 | 0 | 0 | 0 | 0 | 0 | 0 | 0 | 0 | 0 | 0 | 0 | 0 | 0 | 0 | 0 | 0 | 0 | 0 | 0 | 0
F4_Commercial_Warehouse_New_Food Preparation_Natural Gas_Commercial Food Prep Other_E8 | F4 | Commercial | Warehouse | New | Food Preparation | Natural Gas | Commercial Food Prep Other | E8 | Utility - Cost of Equipment | 0 | 0 | 0 | 0 | 0 | 0 | 0 | 0 | 0 | 0 | 0 | 0 | 0 | 0 | 0 | 0 | 0 | 0 | 0 | 0 | 0 | 0 | 0 | 0 | 0 | 0 | 0
F4_Commercial_Warehouse_New_Food Preparation_Natural Gas_Commercial Food Prep Other_E9 | F4 | Commercial | Warehouse | New | Food Preparation | Natural Gas | Commercial Food Prep Other | E9 | Utility - Cost of Equipment | 0 | 0 | 0 | 0 | 0 | 0 | 0 | 0 | 0 | 0 | 0 | 0 | 0 | 0 | 0 | 0 | 0 | 0 | 0 | 0 | 0 | 0 | 0 | 0 | 0 | 0 | 0
F4_Commercial_Warehouse_New_Food Preparation_Natural Gas_Commercial Food Prep Other_E10 | F4 | Commercial | Warehouse | New | Food Preparation | Natural Gas | Commercial Food Prep Other | E10 | Utility - Cost of Equipment | 0 | 0 | 0 | 0 | 0 | 0 | 0 | 0 | 0 | 0 | 0 | 0 | 0 | 0 | 0 | 0 | 0 | 0 | 0 | 0 | 0 | 0 | 0 | 0 | 0 | 0 | 0
F5_Commercial_Warehouse_New_Food Preparation_Natural Gas_Commercial Food Prep Other_E1 | F5 | Commercial | Warehouse | New | Food Preparation | Natural Gas | Commercial Food Prep Other | E1 | Utility - Cost of Operation | 0.0030684 | 0.0030241 | 0.0029809 | 0.0029391 | 0.0029395 | 0.0029674 | 0.0030125 | 0.0030673 | 0.0031264 | 0.0031868 | 0.0032466 | 0.0032995 | 0.0033399 | 0.0033571 | 0.0033492 | 0.0033163 | 0.0032611 | 0.0031888 | 0.0031028 | 0.0030007 | 0.0028814 | 0.002744 | 0.0026221 | 0.0025432 | 0.0025091 | 0.0025214 | 0.0025337
F5_Commercial_Warehouse_New_Food Preparation_Natural Gas_Commercial Food Prep Other_E2 | F5 | Commercial | Warehouse | New | Food Preparation | Natural Gas | Commercial Food Prep Other | E2 | Utility - Cost of Operation | 0.002279 | 0.0022461 | 0.002214 | 0.0021829 | 0.0021832 | 0.0022039 | 0.0022375 | 0.0022781 | 0.002322 | 0.0023669 | 0.0024113 | 0.0024506 | 0.0024806 | 0.0024934 | 0.0024875 | 0.0024631 | 0.0024221 | 0.0023684 | 0.0023045 | 0.0022287 | 0.0021401 | 0.002038 | 0.0019475 | 0.0018888 | 0.0018635 | 0.0018727 | 0.0018818
F5_Commercial_Warehouse_New_Food Preparation_Natural Gas_Commercial Food Prep Other_E3 | F5 | Commercial | Warehouse | New | Food Preparation | Natural Gas | Commercial Food Prep Other | E3 | Utility - Cost of Operation | 0 | 0 | 0 | 0 | 0 | 0 | 0 | 0 | 0 | 0 | 0 | 0 | 0 | 0 | 0 | 0 | 0 | 0 | 0 | 0 | 0 | 0 | 0 | 0 | 0 | 0 | 0
F5_Commercial_Warehouse_New_Food Preparation_Natural Gas_Commercial Food Prep Other_E4 | F5 | Commercial | Warehouse | New | Food Preparation | Natural Gas | Commercial Food Prep Other | E4 | Utility - Cost of Operation | 0 | 0 | 0 | 0 | 0 | 0 | 0 | 0 | 0 | 0 | 0 | 0 | 0 | 0 | 0 | 0 | 0 | 0 | 0 | 0 | 0 | 0 | 0 | 0 | 0 | 0 | 0
F5_Commercial_Warehouse_New_Food Preparation_Natural Gas_Commercial Food Prep Other_E5 | F5 | Commercial | Warehouse | New | Food Preparation | Natural Gas | Commercial Food Prep Other | E5 | Utility - Cost of Operation | 0 | 0 | 0 | 0 | 0 | 0 | 0 | 0 | 0 | 0 | 0 | 0 | 0 | 0 | 0 | 0 | 0 | 0 | 0 | 0 | 0 | 0 | 0 | 0 | 0 | 0 | 0
F5_Commercial_Warehouse_New_Food Preparation_Natural Gas_Commercial Food Prep Other_E6 | F5 | Commercial | Warehouse | New | Food Preparation | Natural Gas | Commercial Food Prep Other | E6 | Utility - Cost of Operation | 0 | 0 | 0 | 0 | 0 | 0 | 0 | 0 | 0 | 0 | 0 | 0 | 0 | 0 | 0 | 0 | 0 | 0 | 0 | 0 | 0 | 0 | 0 | 0 | 0 | 0 | 0
F5_Commercial_Warehouse_New_Food Preparation_Natural Gas_Commercial Food Prep Other_E7 | F5 | Commercial | Warehouse | New | Food Preparation | Natural Gas | Commercial Food Prep Other | E7 | Utility - Cost of Operation | 0 | 0 | 0 | 0 | 0 | 0 | 0 | 0 | 0 | 0 | 0 | 0 | 0 | 0 | 0 | 0 | 0 | 0 | 0 | 0 | 0 | 0 | 0 | 0 | 0 | 0 | 0
F5_Commercial_Warehouse_New_Food Preparation_Natural Gas_Commercial Food Prep Other_E8 | F5 | Commercial | Warehouse | New | Food Preparation | Natural Gas | Commercial Food Prep Other | E8 | Utility - Cost of Operation | 0 | 0 | 0 | 0 | 0 | 0 | 0 | 0 | 0 | 0 | 0 | 0 | 0 | 0 | 0 | 0 | 0 | 0 | 0 | 0 | 0 | 0 | 0 | 0 | 0 | 0 | 0
F5_Commercial_Warehouse_New_Food Preparation_Natural Gas_Commercial Food Prep Other_E9 | F5 | Commercial | Warehouse | New | Food Preparation | Natural Gas | Commercial Food Prep Other | E9 | Utility - Cost of Operation | 0 | 0 | 0 | 0 | 0 | 0 | 0 | 0 | 0 | 0 | 0 | 0 | 0 | 0 | 0 | 0 | 0 | 0 | 0 | 0 | 0 | 0 | 0 | 0 | 0 | 0 | 0
F5_Commercial_Warehouse_New_Food Preparation_Natural Gas_Commercial Food Prep Other_E10 | F5 | Commercial | Warehouse | New | Food Preparation | Natural Gas | Commercial Food Prep Other | E10 | Utility - Cost of Operation | 0 | 0 | 0 | 0 | 0 | 0 | 0 | 0 | 0 | 0 | 0 | 0 | 0 | 0 | 0 | 0 | 0 | 0 | 0 | 0 | 0 | 0 | 0 | 0 | 0 | 0 | 0
F6_Commercial_Warehouse_New_Food Preparation_Natural Gas_Commercial Food Prep Other_E1 | F6 | Commercial | Warehouse | New | Food Preparation | Natural Gas | Commercial Food Prep Other | E1 | Utility - Value of Sales | 0 | 0 | 0 | 0 | 0 | 0 | 0 | 0 | 0 | 0 | 0 | 0 | 0 | 0 | 0 | 0 | 0 | 0 | 0 | 0 | 0 | 0 | 0 | 0 | 0 | 0 | 0
F6_Commercial_Warehouse_New_Food Preparation_Natural Gas_Commercial Food Prep Other_E2 | F6 | Commercial | Warehouse | New | Food Preparation | Natural Gas | Commercial Food Prep Other | E2 | Utility - Value of Sales | 0 | 0 | 0 | 0 | 0 | 0 | 0 | 0 | 0 | 0 | 0 | 0 | 0 | 0 | 0 | 0 | 0 | 0 | 0 | 0 | 0 | 0 | 0 | 0 | 0 | 0 | 0
F6_Commercial_Warehouse_New_Food Preparation_Natural Gas_Commercial Food Prep Other_E3 | F6 | Commercial | Warehouse | New | Food Preparation | Natural Gas | Commercial Food Prep Other | E3 | Utility - Value of Sales | 0 | 0 | 0 | 0 | 0 | 0 | 0 | 0 | 0 | 0 | 0 | 0 | 0 | 0 | 0 | 0 | 0 | 0 | 0 | 0 | 0 | 0 | 0 | 0 | 0 | 0 | 0
F6_Commercial_Warehouse_New_Food Preparation_Natural Gas_Commercial Food Prep Other_E4 | F6 | Commercial | Warehouse | New | Food Preparation | Natural Gas | Commercial Food Prep Other | E4 | Utility - Value of Sales | 0 | 0 | 0 | 0 | 0 | 0 | 0 | 0 | 0 | 0 | 0 | 0 | 0 | 0 | 0 | 0 | 0 | 0 | 0 | 0 | 0 | 0 | 0 | 0 | 0 | 0 | 0
F6_Commercial_Warehouse_New_Food Preparation_Natural Gas_Commercial Food Prep Other_E5 | F6 | Commercial | Warehouse | New | Food Preparation | Natural Gas | Commercial Food Prep Other | E5 | Utility - Value of Sales | 0 | 0 | 0 | 0 | 0 | 0 | 0 | 0 | 0 | 0 | 0 | 0 | 0 | 0 | 0 | 0 | 0 | 0 | 0 | 0 | 0 | 0 | 0 | 0 | 0 | 0 | 0
F6_Commercial_Warehouse_New_Food Preparation_Natural Gas_Commercial Food Prep Other_E6 | F6 | Commercial | Warehouse | New | Food Preparation | Natural Gas | Commercial Food Prep Other | E6 | Utility - Value of Sales | 0 | 0 | 0 | 0 | 0 | 0 | 0 | 0 | 0 | 0 | 0 | 0 | 0 | 0 | 0 | 0 | 0 | 0 | 0 | 0 | 0 | 0 | 0 | 0 | 0 | 0 | 0
F6_Commercial_Warehouse_New_Food Preparation_Natural Gas_Commercial Food Prep Other_E7 | F6 | Commercial | Warehouse | New | Food Preparation | Natural Gas | Commercial Food Prep Other | E7 | Utility - Value of Sales | 0 | 0 | 0 | 0 | 0 | 0 | 0 | 0 | 0 | 0 | 0 | 0 | 0 | 0 | 0 | 0 | 0 | 0 | 0 | 0 | 0 | 0 | 0 | 0 | 0 | 0 | 0
F6_Commercial_Warehouse_New_Food Preparation_Natural Gas_Commercial Food Prep Other_E8 | F6 | Commercial | Warehouse | New | Food Preparation | Natural Gas | Commercial Food Prep Other | E8 | Utility - Value of Sales | 0 | 0 | 0 | 0 | 0 | 0 | 0 | 0 | 0 | 0 | 0 | 0 | 0 | 0 | 0 | 0 | 0 | 0 | 0 | 0 | 0 | 0 | 0 | 0 | 0 | 0 | 0
F6_Commercial_Warehouse_New_Food Preparation_Natural Gas_Commercial Food Prep Other_E9 | F6 | Commercial | Warehouse | New | Food Preparation | Natural Gas | Commercial Food Prep Other | E9 | Utility - Value of Sales | 0 | 0 | 0 | 0 | 0 | 0 | 0 | 0 | 0 | 0 | 0 | 0 | 0 | 0 | 0 | 0 | 0 | 0 | 0 | 0 | 0 | 0 | 0 | 0 | 0 | 0 | 0
F6_Commercial_Warehouse_New_Food Preparation_Natural Gas_Commercial Food Prep Other_E10 | F6 | Commercial | Warehouse | New | Food Preparation | Natural Gas | Commercial Food Prep Other | E10 | Utility - Value of Sales | 0 | 0 | 0 | 0 | 0 | 0 | 0 | 0 | 0 | 0 | 0 | 0 | 0 | 0 | 0 | 0 | 0 | 0 | 0 | 0 | 0 | 0 | 0 | 0 | 0 | 0 | 0
F1_Commercial_Warehouse_New_Miscellaneous_Natural Gas_Pool Heater_E1 | F1 | Commercial | Warehouse | New | Miscellaneous | Natural Gas | Pool Heater | E1 | RVT - Cost of Equipment | 0.002803 | 0.002803 | 0.002803 | 0.002803 | 0.002803 | 0.002803 | 0.002803 | 0.002803 | 0.002803 | 0.002803 | 0.002803 | 0.002803 | 0.002803 | 0.002803 | 0.002803 | 0.002803 | 0.002803 | 0.002803 | 0.002803 | 0.002803 | 0.002803 | 0.002803 | 0.002803 | 0.002803 | 0.002803 | 0.002803 | 0.002803
F1_Commercial_Warehouse_New_Miscellaneous_Natural Gas_Pool Heater_E2 | F1 | Commercial | Warehouse | New | Miscellaneous | Natural Gas | Pool Heater | E2 | RVT - Cost of Equipment | 0.0045896 | 0.0045896 | 0.0045896 | 0.0045896 | 0.0045896 | 0.0045896 | 0.0045896 | 0.0045896 | 0.0045896 | 0.0045896 | 0.0045896 | 0.0045896 | 0.0045896 | 0.0045896 | 0.0045896 | 0.0045896 | 0.0045896 | 0.0045896 | 0.0045896 | 0.0045896 | 0.0045896 | 0.0045896 | 0.0045896 | 0.0045896 | 0.0045896 | 0.0045896 | 0.0045896
F1_Commercial_Warehouse_New_Miscellaneous_Natural Gas_Pool Heater_E3 | F1 | Commercial | Warehouse | New | Miscellaneous | Natural Gas | Pool Heater | E3 | RVT - Cost of Equipment | 0 | 0 | 0 | 0 | 0 | 0 | 0 | 0 | 0 | 0 | 0 | 0 | 0 | 0 | 0 | 0 | 0 | 0 | 0 | 0 | 0 | 0 | 0 | 0 | 0 | 0 | 0
F1_Commercial_Warehouse_New_Miscellaneous_Natural Gas_Pool Heater_E4 | F1 | Commercial | Warehouse | New | Miscellaneous | Natural Gas | Pool Heater | E4 | RVT - Cost of Equipment | 0 | 0 | 0 | 0 | 0 | 0 | 0 | 0 | 0 | 0 | 0 | 0 | 0 | 0 | 0 | 0 | 0 | 0 | 0 | 0 | 0 | 0 | 0 | 0 | 0 | 0 | 0
F1_Commercial_Warehouse_New_Miscellaneous_Natural Gas_Pool Heater_E5 | F1 | Commercial | Warehouse | New | Miscellaneous | Natural Gas | Pool Heater | E5 | RVT - Cost of Equipment | 0 | 0 | 0 | 0 | 0 | 0 | 0 | 0 | 0 | 0 | 0 | 0 | 0 | 0 | 0 | 0 | 0 | 0 | 0 | 0 | 0 | 0 | 0 | 0 | 0 | 0 | 0
F1_Commercial_Warehouse_New_Miscellaneous_Natural Gas_Pool Heater_E6 | F1 | Commercial | Warehouse | New | Miscellaneous | Natural Gas | Pool Heater | E6 | RVT - Cost of Equipment | 0 | 0 | 0 | 0 | 0 | 0 | 0 | 0 | 0 | 0 | 0 | 0 | 0 | 0 | 0 | 0 | 0 | 0 | 0 | 0 | 0 | 0 | 0 | 0 | 0 | 0 | 0
F1_Commercial_Warehouse_New_Miscellaneous_Natural Gas_Pool Heater_E7 | F1 | Commercial | Warehouse | New | Miscellaneous | Natural Gas | Pool Heater | E7 | RVT - Cost of Equipment | 0 | 0 | 0 | 0 | 0 | 0 | 0 | 0 | 0 | 0 | 0 | 0 | 0 | 0 | 0 | 0 | 0 | 0 | 0 | 0 | 0 | 0 | 0 | 0 | 0 | 0 | 0
F1_Commercial_Warehouse_New_Miscellaneous_Natural Gas_Pool Heater_E8 | F1 | Commercial | Warehouse | New | Miscellaneous | Natural Gas | Pool Heater | E8 | RVT - Cost of Equipment | 0 | 0 | 0 | 0 | 0 | 0 | 0 | 0 | 0 | 0 | 0 | 0 | 0 | 0 | 0 | 0 | 0 | 0 | 0 | 0 | 0 | 0 | 0 | 0 | 0 | 0 | 0
F1_Commercial_Warehouse_New_Miscellaneous_Natural Gas_Pool Heater_E9 | F1 | Commercial | Warehouse | New | Miscellaneous | Natural Gas | Pool Heater | E9 | RVT - Cost of Equipment | 0 | 0 | 0 | 0 | 0 | 0 | 0 | 0 | 0 | 0 | 0 | 0 | 0 | 0 | 0 | 0 | 0 | 0 | 0 | 0 | 0 | 0 | 0 | 0 | 0 | 0 | 0
F1_Commercial_Warehouse_New_Miscellaneous_Natural Gas_Pool Heater_E10 | F1 | Commercial | Warehouse | New | Miscellaneous | Natural Gas | Pool Heater | E10 | RVT - Cost of Equipment | 0 | 0 | 0 | 0 | 0 | 0 | 0 | 0 | 0 | 0 | 0 | 0 | 0 | 0 | 0 | 0 | 0 | 0 | 0 | 0 | 0 | 0 | 0 | 0 | 0 | 0 | 0
F2_Commercial_Warehouse_New_Miscellaneous_Natural Gas_Pool Heater_E1 | F2 | Commercial | Warehouse | New | Miscellaneous | Natural Gas | Pool Heater | E1 | RVT - Cost of Operation | 0 | 0 | 0 | 0 | 0 | 0 | 0 | 0 | 0 | 0 | 0 | 0 | 0 | 0 | 0 | 0 | 0 | 0 | 0 | 0 | 0 | 0 | 0 | 0 | 0 | 0 | 0
F2_Commercial_Warehouse_New_Miscellaneous_Natural Gas_Pool Heater_E2 | F2 | Commercial | Warehouse | New | Miscellaneous | Natural Gas | Pool Heater | E2 | RVT - Cost of Operation | 0 | 0 | 0 | 0 | 0 | 0 | 0 | 0 | 0 | 0 | 0 | 0 | 0 | 0 | 0 | 0 | 0 | 0 | 0 | 0 | 0 | 0 | 0 | 0 | 0 | 0 | 0
F2_Commercial_Warehouse_New_Miscellaneous_Natural Gas_Pool Heater_E3 | F2 | Commercial | Warehouse | New | Miscellaneous | Natural Gas | Pool Heater | E3 | RVT - Cost of Operation | 0 | 0 | 0 | 0 | 0 | 0 | 0 | 0 | 0 | 0 | 0 | 0 | 0 | 0 | 0 | 0 | 0 | 0 | 0 | 0 | 0 | 0 | 0 | 0 | 0 | 0 | 0
F2_Commercial_Warehouse_New_Miscellaneous_Natural Gas_Pool Heater_E4 | F2 | Commercial | Warehouse | New | Miscellaneous | Natural Gas | Pool Heater | E4 | RVT - Cost of Operation | 0 | 0 | 0 | 0 | 0 | 0 | 0 | 0 | 0 | 0 | 0 | 0 | 0 | 0 | 0 | 0 | 0 | 0 | 0 | 0 | 0 | 0 | 0 | 0 | 0 | 0 | 0
F2_Commercial_Warehouse_New_Miscellaneous_Natural Gas_Pool Heater_E5 | F2 | Commercial | Warehouse | New | Miscellaneous | Natural Gas | Pool Heater | E5 | RVT - Cost of Operation | 0 | 0 | 0 | 0 | 0 | 0 | 0 | 0 | 0 | 0 | 0 | 0 | 0 | 0 | 0 | 0 | 0 | 0 | 0 | 0 | 0 | 0 | 0 | 0 | 0 | 0 | 0
F2_Commercial_Warehouse_New_Miscellaneous_Natural Gas_Pool Heater_E6 | F2 | Commercial | Warehouse | New | Miscellaneous | Natural Gas | Pool Heater | E6 | RVT - Cost of Operation | 0 | 0 | 0 | 0 | 0 | 0 | 0 | 0 | 0 | 0 | 0 | 0 | 0 | 0 | 0 | 0 | 0 | 0 | 0 | 0 | 0 | 0 | 0 | 0 | 0 | 0 | 0
F2_Commercial_Warehouse_New_Miscellaneous_Natural Gas_Pool Heater_E7 | F2 | Commercial | Warehouse | New | Miscellaneous | Natural Gas | Pool Heater | E7 | RVT - Cost of Operation | 0 | 0 | 0 | 0 | 0 | 0 | 0 | 0 | 0 | 0 | 0 | 0 | 0 | 0 | 0 | 0 | 0 | 0 | 0 | 0 | 0 | 0 | 0 | 0 | 0 | 0 | 0
F2_Commercial_Warehouse_New_Miscellaneous_Natural Gas_Pool Heater_E8 | F2 | Commercial | Warehouse | New | Miscellaneous | Natural Gas | Pool Heater | E8 | RVT - Cost of Operation | 0 | 0 | 0 | 0 | 0 | 0 | 0 | 0 | 0 | 0 | 0 | 0 | 0 | 0 | 0 | 0 | 0 | 0 | 0 | 0 | 0 | 0 | 0 | 0 | 0 | 0 | 0
F2_Commercial_Warehouse_New_Miscellaneous_Natural Gas_Pool Heater_E9 | F2 | Commercial | Warehouse | New | Miscellaneous | Natural Gas | Pool Heater | E9 | RVT - Cost of Operation | 0 | 0 | 0 | 0 | 0 | 0 | 0 | 0 | 0 | 0 | 0 | 0 | 0 | 0 | 0 | 0 | 0 | 0 | 0 | 0 | 0 | 0 | 0 | 0 | 0 | 0 | 0
F2_Commercial_Warehouse_New_Miscellaneous_Natural Gas_Pool Heater_E10 | F2 | Commercial | Warehouse | New | Miscellaneous | Natural Gas | Pool Heater | E10 | RVT - Cost of Operation | 0 | 0 | 0 | 0 | 0 | 0 | 0 | 0 | 0 | 0 | 0 | 0 | 0 | 0 | 0 | 0 | 0 | 0 | 0 | 0 | 0 | 0 | 0 | 0 | 0 | 0 | 0
F3_Commercial_Warehouse_New_Miscellaneous_Natural Gas_Pool Heater_E1 | F3 | Commercial | Warehouse | New | Miscellaneous | Natural Gas | Pool Heater | E1 | System - kBTUs of Consumption | bar: 2021 to 2047
F3_Commercial_Warehouse_New_Miscellaneous_Natural Gas_Pool Heater_E2 | F3 | Commercial | Warehouse | New | Miscellaneous | Natural Gas | Pool Heater | E2 | System - kBTUs of Consumption | 0.85 | 0.85 | 0.85 | 0.85 | 0.85 | 0.85 | 0.85 | 0.85 | 0.85 | 0.85 | 0.85 | 0.85 | 0.85 | 0.85 | 0.85 | 0.85 | 0.85 | 0.85 | 0.85 | 0.85 | 0.85 | 0.85 | 0.85 | 0.85 | 0.85 | 0.85 | 0.85
F3_Commercial_Warehouse_New_Miscellaneous_Natural Gas_Pool Heater_E3 | F3 | Commercial | Warehouse | New | Miscellaneous | Natural Gas | Pool Heater | E3 | System - kBTUs of Consumption | 0 | 0 | 0 | 0 | 0 | 0 | 0 | 0 | 0 | 0 | 0 | 0 | 0 | 0 | 0 | 0 | 0 | 0 | 0 | 0 | 0 | 0 | 0 | 0 | 0 | 0 | 0
F3_Commercial_Warehouse_New_Miscellaneous_Natural Gas_Pool Heater_E4 | F3 | Commercial | Warehouse | New | Miscellaneous | Natural Gas | Pool Heater | E4 | System - kBTUs of Consumption | 0 | 0 | 0 | 0 | 0 | 0 | 0 | 0 | 0 | 0 | 0 | 0 | 0 | 0 | 0 | 0 | 0 | 0 | 0 | 0 | 0 | 0 | 0 | 0 | 0 | 0 | 0
F3_Commercial_Warehouse_New_Miscellaneous_Natural Gas_Pool Heater_E5 | F3 | Commercial | Warehouse | New | Miscellaneous | Natural Gas | Pool Heater | E5 | System - kBTUs of Consumption | 0 | 0 | 0 | 0 | 0 | 0 | 0 | 0 | 0 | 0 | 0 | 0 | 0 | 0 | 0 | 0 | 0 | 0 | 0 | 0 | 0 | 0 | 0 | 0 | 0 | 0 | 0
F3_Commercial_Warehouse_New_Miscellaneous_Natural Gas_Pool Heater_E6 | F3 | Commercial | Warehouse | New | Miscellaneous | Natural Gas | Pool Heater | E6 | System - kBTUs of Consumption | 0 | 0 | 0 | 0 | 0 | 0 | 0 | 0 | 0 | 0 | 0 | 0 | 0 | 0 | 0 | 0 | 0 | 0 | 0 | 0 | 0 | 0 | 0 | 0 | 0 | 0 | 0
F3_Commercial_Warehouse_New_Miscellaneous_Natural Gas_Pool Heater_E7 | F3 | Commercial | Warehouse | New | Miscellaneous | Natural Gas | Pool Heater | E7 | System - kBTUs of Consumption | 0 | 0 | 0 | 0 | 0 | 0 | 0 | 0 | 0 | 0 | 0 | 0 | 0 | 0 | 0 | 0 | 0 | 0 | 0 | 0 | 0 | 0 | 0 | 0 | 0 | 0 | 0
F3_Commercial_Warehouse_New_Miscellaneous_Natural Gas_Pool Heater_E8 | F3 | Commercial | Warehouse | New | Miscellaneous | Natural Gas | Pool Heater | E8 | System - kBTUs of Consumption | 0 | 0 | 0 | 0 | 0 | 0 | 0 | 0 | 0 | 0 | 0 | 0 | 0 | 0 | 0 | 0 | 0 | 0 | 0 | 0 | 0 | 0 | 0 | 0 | 0 | 0 | 0
F3_Commercial_Warehouse_New_Miscellaneous_Natural Gas_Pool Heater_E9 | F3 | Commercial | Warehouse | New | Miscellaneous | Natural Gas | Pool Heater | E9 | System - kBTUs of Consumption | 0 | 0 | 0 | 0 | 0 | 0 | 0 | 0 | 0 | 0 | 0 | 0 | 0 | 0 | 0 | 0 | 0 | 0 | 0 | 0 | 0 | 0 | 0 | 0 | 0 | 0 | 0
F3_Commercial_Warehouse_New_Miscellaneous_Natural Gas_Pool Heater_E10 | F3 | Commercial | Warehouse | New | Miscellaneous | Natural Gas | Pool Heater | E10 | System - kBTUs of Consumption | 0 | 0 | 0 | 0 | 0 | 0 | 0 | 0 | 0 | 0 | 0 | 0 | 0 | 0 | 0 | 0 | 0 | 0 | 0 | 0 | 0 | 0 | 0 | 0 | 0 | 0 | 0
F4_Commercial_Warehouse_New_Miscellaneous_Natural Gas_Pool Heater_E1 | F4 | Commercial | Warehouse | New | Miscellaneous | Natural Gas | Pool Heater | E1 | Utility - Cost of Equipment | 0.002803 | 0.002803 | 0.002803 | 0.002803 | 0.002803 | 0.002803 | 0.002803 | 0.002803 | 0.002803 | 0.002803 | 0.002803 | 0.002803 | 0.002803 | 0.002803 | 0.002803 | 0.002803 | 0.002803 | 0.002803 | 0.002803 | 0.002803 | 0.002803 | 0.002803 | 0.002803 | 0.002803 | 0.002803 | 0.002803 | 0.002803
F4_Commercial_Warehouse_New_Miscellaneous_Natural Gas_Pool Heater_E2 | F4 | Commercial | Warehouse | New | Miscellaneous | Natural Gas | Pool Heater | E2 | Utility - Cost of Equipment | 0.0045896 | 0.0045896 | 0.0045896 | 0.0045896 | 0.0045896 | 0.0045896 | 0.0045896 | 0.0045896 | 0.0045896 | 0.0045896 | 0.0045896 | 0.0045896 | 0.0045896 | 0.0045896 | 0.0045896 | 0.0045896 | 0.0045896 | 0.0045896 | 0.0045896 | 0.0045896 | 0.0045896 | 0.0045896 | 0.0045896 | 0.0045896 | 0.0045896 | 0.0045896 | 0.0045896
F4_Commercial_Warehouse_New_Miscellaneous_Natural Gas_Pool Heater_E3 | F4 | Commercial | Warehouse | New | Miscellaneous | Natural Gas | Pool Heater | E3 | Utility - Cost of Equipment | 0 | 0 | 0 | 0 | 0 | 0 | 0 | 0 | 0 | 0 | 0 | 0 | 0 | 0 | 0 | 0 | 0 | 0 | 0 | 0 | 0 | 0 | 0 | 0 | 0 | 0 | 0
F4_Commercial_Warehouse_New_Miscellaneous_Natural Gas_Pool Heater_E4 | F4 | Commercial | Warehouse | New | Miscellaneous | Natural Gas | Pool Heater | E4 | Utility - Cost of Equipment | 0 | 0 | 0 | 0 | 0 | 0 | 0 | 0 | 0 | 0 | 0 | 0 | 0 | 0 | 0 | 0 | 0 | 0 | 0 | 0 | 0 | 0 | 0 | 0 | 0 | 0 | 0
F4_Commercial_Warehouse_New_Miscellaneous_Natural Gas_Pool Heater_E5 | F4 | Commercial | Warehouse | New | Miscellaneous | Natural Gas | Pool Heater | E5 | Utility - Cost of Equipment | 0 | 0 | 0 | 0 | 0 | 0 | 0 | 0 | 0 | 0 | 0 | 0 | 0 | 0 | 0 | 0 | 0 | 0 | 0 | 0 | 0 | 0 | 0 | 0 | 0 | 0 | 0
F4_Commercial_Warehouse_New_Miscellaneous_Natural Gas_Pool Heater_E6 | F4 | Commercial | Warehouse | New | Miscellaneous | Natural Gas | Pool Heater | E6 | Utility - Cost of Equipment | 0 | 0 | 0 | 0 | 0 | 0 | 0 | 0 | 0 | 0 | 0 | 0 | 0 | 0 | 0 | 0 | 0 | 0 | 0 | 0 | 0 | 0 | 0 | 0 | 0 | 0 | 0
F4_Commercial_Warehouse_New_Miscellaneous_Natural Gas_Pool Heater_E7 | F4 | Commercial | Warehouse | New | Miscellaneous | Natural Gas | Pool Heater | E7 | Utility - Cost of Equipment | 0 | 0 | 0 | 0 | 0 | 0 | 0 | 0 | 0 | 0 | 0 | 0 | 0 | 0 | 0 | 0 | 0 | 0 | 0 | 0 | 0 | 0 | 0 | 0 | 0 | 0 | 0
F4_Commercial_Warehouse_New_Miscellaneous_Natural Gas_Pool Heater_E8 | F4 | Commercial | Warehouse | New | Miscellaneous | Natural Gas | Pool Heater | E8 | Utility - Cost of Equipment | 0 | 0 | 0 | 0 | 0 | 0 | 0 | 0 | 0 | 0 | 0 | 0 | 0 | 0 | 0 | 0 | 0 | 0 | 0 | 0 | 0 | 0 | 0 | 0 | 0 | 0 | 0
F4_Commercial_Warehouse_New_Miscellaneous_Natural Gas_Pool Heater_E9 | F4 | Commercial | Warehouse | New | Miscellaneous | Natural Gas | Pool Heater | E9 | Utility - Cost of Equipment | 0 | 0 | 0 | 0 | 0 | 0 | 0 | 0 | 0 | 0 | 0 | 0 | 0 | 0 | 0 | 0 | 0 | 0 | 0 | 0 | 0 | 0 | 0 | 0 | 0 | 0 | 0
F4_Commercial_Warehouse_New_Miscellaneous_Natural Gas_Pool Heater_E10 | F4 | Commercial | Warehouse | New | Miscellaneous | Natural Gas | Pool Heater | E10 | Utility - Cost of Equipment | 0 | 0 | 0 | 0 | 0 | 0 | 0 | 0 | 0 | 0 | 0 | 0 | 0 | 0 | 0 | 0 | 0 | 0 | 0 | 0 | 0 | 0 | 0 | 0 | 0 | 0 | 0
F5_Commercial_Warehouse_New_Miscellaneous_Natural Gas_Pool Heater_E1 | F5 | Commercial | Warehouse | New | Miscellaneous | Natural Gas | Pool Heater | E1 | Utility - Cost of Operation | 0.014079 | 0.013712 | 0.013323 | 0.012929 | 0.012807 | 0.012863 | 0.01303 | 0.013256 | 0.013507 | 0.013763 | 0.014029 | 0.014303 | 0.014594 | 0.014882 | 0.015153 | 0.01536 | 0.015438 | 0.015331 | 0.014999 | 0.014435 | 0.013667 | 0.012733 | 0.011901 | 0.011353 | 0.011101 | 0.011155 | 0.01121
F5_Commercial_Warehouse_New_Miscellaneous_Natural Gas_Pool Heater_E2 | F5 | Commercial | Warehouse | New | Miscellaneous | Natural Gas | Pool Heater | E2 | Utility - Cost of Operation | 0.011967 | 0.011655 | 0.011325 | 0.01099 | 0.010886 | 0.010933 | 0.011075 | 0.011267 | 0.011481 | 0.011698 | 0.011924 | 0.012158 | 0.012405 | 0.012649 | 0.01288 | 0.013056 | 0.013122 | 0.013032 | 0.012749 | 0.01227 | 0.011617 | 0.010823 | 0.010116 | 0.0096497 | 0.0094355 | 0.0094817 | 0.0095282
F5_Commercial_Warehouse_New_Miscellaneous_Natural Gas_Pool Heater_E3 | F5 | Commercial | Warehouse | New | Miscellaneous | Natural Gas | Pool Heater | E3 | Utility - Cost of Operation | 0 | 0 | 0 | 0 | 0 | 0 | 0 | 0 | 0 | 0 | 0 | 0 | 0 | 0 | 0 | 0 | 0 | 0 | 0 | 0 | 0 | 0 | 0 | 0 | 0 | 0 | 0
F5_Commercial_Warehouse_New_Miscellaneous_Natural Gas_Pool Heater_E4 | F5 | Commercial | Warehouse | New | Miscellaneous | Natural Gas | Pool Heater | E4 | Utility - Cost of Operation | 0 | 0 | 0 | 0 | 0 | 0 | 0 | 0 | 0 | 0 | 0 | 0 | 0 | 0 | 0 | 0 | 0 | 0 | 0 | 0 | 0 | 0 | 0 | 0 | 0 | 0 | 0
F5_Commercial_Warehouse_New_Miscellaneous_Natural Gas_Pool Heater_E5 | F5 | Commercial | Warehouse | New | Miscellaneous | Natural Gas | Pool Heater | E5 | Utility - Cost of Operation | 0 | 0 | 0 | 0 | 0 | 0 | 0 | 0 | 0 | 0 | 0 | 0 | 0 | 0 | 0 | 0 | 0 | 0 | 0 | 0 | 0 | 0 | 0 | 0 | 0 | 0 | 0
F5_Commercial_Warehouse_New_Miscellaneous_Natural Gas_Pool Heater_E6 | F5 | Commercial | Warehouse | New | Miscellaneous | Natural Gas | Pool Heater | E6 | Utility - Cost of Operation | 0 | 0 | 0 | 0 | 0 | 0 | 0 | 0 | 0 | 0 | 0 | 0 | 0 | 0 | 0 | 0 | 0 | 0 | 0 | 0 | 0 | 0 | 0 | 0 | 0 | 0 | 0
F5_Commercial_Warehouse_New_Miscellaneous_Natural Gas_Pool Heater_E7 | F5 | Commercial | Warehouse | New | Miscellaneous | Natural Gas | Pool Heater | E7 | Utility - Cost of Operation | 0 | 0 | 0 | 0 | 0 | 0 | 0 | 0 | 0 | 0 | 0 | 0 | 0 | 0 | 0 | 0 | 0 | 0 | 0 | 0 | 0 | 0 | 0 | 0 | 0 | 0 | 0
F5_Commercial_Warehouse_New_Miscellaneous_Natural Gas_Pool Heater_E8 | F5 | Commercial | Warehouse | New | Miscellaneous | Natural Gas | Pool Heater | E8 | Utility - Cost of Operation | 0 | 0 | 0 | 0 | 0 | 0 | 0 | 0 | 0 | 0 | 0 | 0 | 0 | 0 | 0 | 0 | 0 | 0 | 0 | 0 | 0 | 0 | 0 | 0 | 0 | 0 | 0
F5_Commercial_Warehouse_New_Miscellaneous_Natural Gas_Pool Heater_E9 | F5 | Commercial | Warehouse | New | Miscellaneous | Natural Gas | Pool Heater | E9 | Utility - Cost of Operation | 0 | 0 | 0 | 0 | 0 | 0 | 0 | 0 | 0 | 0 | 0 | 0 | 0 | 0 | 0 | 0 | 0 | 0 | 0 | 0 | 0 | 0 | 0 | 0 | 0 | 0 | 0
F5_Commercial_Warehouse_New_Miscellaneous_Natural Gas_Pool Heater_E10 | F5 | Commercial | Warehouse | New | Miscellaneous | Natural Gas | Pool Heater | E10 | Utility - Cost of Operation | 0 | 0 | 0 | 0 | 0 | 0 | 0 | 0 | 0 | 0 | 0 | 0 | 0 | 0 | 0 | 0 | 0 | 0 | 0 | 0 | 0 | 0 | 0 | 0 | 0 | 0 | 0
F6_Commercial_Warehouse_New_Miscellaneous_Natural Gas_Pool Heater_E1 | F6 | Commercial | Warehouse | New | Miscellaneous | Natural Gas | Pool Heater | E1 | Utility - Value of Sales | 0 | 0 | 0 | 0 | 0 | 0 | 0 | 0 | 0 | 0 | 0 | 0 | 0 | 0 | 0 | 0 | 0 | 0 | 0 | 0 | 0 | 0 | 0 | 0 | 0 | 0 | 0
F6_Commercial_Warehouse_New_Miscellaneous_Natural Gas_Pool Heater_E2 | F6 | Commercial | Warehouse | New | Miscellaneous | Natural Gas | Pool Heater | E2 | Utility - Value of Sales | 0 | 0 | 0 | 0 | 0 | 0 | 0 | 0 | 0 | 0 | 0 | 0 | 0 | 0 | 0 | 0 | 0 | 0 | 0 | 0 | 0 | 0 | 0 | 0 | 0 | 0 | 0
F6_Commercial_Warehouse_New_Miscellaneous_Natural Gas_Pool Heater_E3 | F6 | Commercial | Warehouse | New | Miscellaneous | Natural Gas | Pool Heater | E3 | Utility - Value of Sales | 0 | 0 | 0 | 0 | 0 | 0 | 0 | 0 | 0 | 0 | 0 | 0 | 0 | 0 | 0 | 0 | 0 | 0 | 0 | 0 | 0 | 0 | 0 | 0 | 0 | 0 | 0
F6_Commercial_Warehouse_New_Miscellaneous_Natural Gas_Pool Heater_E4 | F6 | Commercial | Warehouse | New | Miscellaneous | Natural Gas | Pool Heater | E4 | Utility - Value of Sales | 0 | 0 | 0 | 0 | 0 | 0 | 0 | 0 | 0 | 0 | 0 | 0 | 0 | 0 | 0 | 0 | 0 | 0 | 0 | 0 | 0 | 0 | 0 | 0 | 0 | 0 | 0
F6_Commercial_Warehouse_New_Miscellaneous_Natural Gas_Pool Heater_E5 | F6 | Commercial | Warehouse | New | Miscellaneous | Natural Gas | Pool Heater | E5 | Utility - Value of Sales | 0 | 0 | 0 | 0 | 0 | 0 | 0 | 0 | 0 | 0 | 0 | 0 | 0 | 0 | 0 | 0 | 0 | 0 | 0 | 0 | 0 | 0 | 0 | 0 | 0 | 0 | 0
F6_Commercial_Warehouse_New_Miscellaneous_Natural Gas_Pool Heater_E6 | F6 | Commercial | Warehouse | New | Miscellaneous | Natural Gas | Pool Heater | E6 | Utility - Value of Sales | 0 | 0 | 0 | 0 | 0 | 0 | 0 | 0 | 0 | 0 | 0 | 0 | 0 | 0 | 0 | 0 | 0 | 0 | 0 | 0 | 0 | 0 | 0 | 0 | 0 | 0 | 0
F6_Commercial_Warehouse_New_Miscellaneous_Natural Gas_Pool Heater_E7 | F6 | Commercial | Warehouse | New | Miscellaneous | Natural Gas | Pool Heater | E7 | Utility - Value of Sales | 0 | 0 | 0 | 0 | 0 | 0 | 0 | 0 | 0 | 0 | 0 | 0 | 0 | 0 | 0 | 0 | 0 | 0 | 0 | 0 | 0 | 0 | 0 | 0 | 0 | 0 | 0
F6_Commercial_Warehouse_New_Miscellaneous_Natural Gas_Pool Heater_E8 | F6 | Commercial | Warehouse | New | Miscellaneous | Natural Gas | Pool Heater | E8 | Utility - Value of Sales | 0 | 0 | 0 | 0 | 0 | 0 | 0 | 0 | 0 | 0 | 0 | 0 | 0 | 0 | 0 | 0 | 0 | 0 | 0 | 0 | 0 | 0 | 0 | 0 | 0 | 0 | 0
F6_Commercial_Warehouse_New_Miscellaneous_Natural Gas_Pool Heater_E9 | F6 | Commercial | Warehouse | New | Miscellaneous | Natural Gas | Pool Heater | E9 | Utility - Value of Sales | 0 | 0 | 0 | 0 | 0 | 0 | 0 | 0 | 0 | 0 | 0 | 0 | 0 | 0 | 0 | 0 | 0 | 0 | 0 | 0 | 0 | 0 | 0 | 0 | 0 | 0 | 0
F6_Commercial_Warehouse_New_Miscellaneous_Natural Gas_Pool Heater_E10 | F6 | Commercial | Warehouse | New | Miscellaneous | Natural Gas | Pool Heater | E10 | Utility - Value of Sales | 0 | 0 | 0 | 0 | 0 | 0 | 0 | 0 | 0 | 0 | 0 | 0 | 0 | 0 | 0 | 0 | 0 | 0 | 0 | 0 | 0 | 0 | 0 | 0 | 0 | 0 | 0
F1_Commercial_Warehouse_New_Miscellaneous_Natural Gas_Miscellaneous_E1 | F1 | Commercial | Warehouse | New | Miscellaneous | Natural Gas | Miscellaneous | E1 | RVT - Cost of Equipment | 0.001576 | 0.001576 | 0.001576 | 0.001576 | 0.001576 | 0.001576 | 0.001576 | 0.001576 | 0.001576 | 0.001576 | 0.001576 | 0.001576 | 0.001576 | 0.001576 | 0.001576 | 0.001576 | 0.001576 | 0.001576 | 0.001576 | 0.001576 | 0.001576 | 0.001576 | 0.001576 | 0.001576 | 0.001576 | 0.001576 | 0.001576
F1_Commercial_Warehouse_New_Miscellaneous_Natural Gas_Miscellaneous_E2 | F1 | Commercial | Warehouse | New | Miscellaneous | Natural Gas | Miscellaneous | E2 | RVT - Cost of Equipment | 0 | 0 | 0 | 0 | 0 | 0 | 0 | 0 | 0 | 0 | 0 | 0 | 0 | 0 | 0 | 0 | 0 | 0 | 0 | 0 | 0 | 0 | 0 | 0 | 0 | 0 | 0
F1_Commercial_Warehouse_New_Miscellaneous_Natural Gas_Miscellaneous_E3 | F1 | Commercial | Warehouse | New | Miscellaneous | Natural Gas | Miscellaneous | E3 | RVT - Cost of Equipment | 0 | 0 | 0 | 0 | 0 | 0 | 0 | 0 | 0 | 0 | 0 | 0 | 0 | 0 | 0 | 0 | 0 | 0 | 0 | 0 | 0 | 0 | 0 | 0 | 0 | 0 | 0
F1_Commercial_Warehouse_New_Miscellaneous_Natural Gas_Miscellaneous_E4 | F1 | Commercial | Warehouse | New | Miscellaneous | Natural Gas | Miscellaneous | E4 | RVT - Cost of Equipment | 0 | 0 | 0 | 0 | 0 | 0 | 0 | 0 | 0 | 0 | 0 | 0 | 0 | 0 | 0 | 0 | 0 | 0 | 0 | 0 | 0 | 0 | 0 | 0 | 0 | 0 | 0
F1_Commercial_Warehouse_New_Miscellaneous_Natural Gas_Miscellaneous_E5 | F1 | Commercial | Warehouse | New | Miscellaneous | Natural Gas | Miscellaneous | E5 | RVT - Cost of Equipment | 0 | 0 | 0 | 0 | 0 | 0 | 0 | 0 | 0 | 0 | 0 | 0 | 0 | 0 | 0 | 0 | 0 | 0 | 0 | 0 | 0 | 0 | 0 | 0 | 0 | 0 | 0
F1_Commercial_Warehouse_New_Miscellaneous_Natural Gas_Miscellaneous_E6 | F1 | Commercial | Warehouse | New | Miscellaneous | Natural Gas | Miscellaneous | E6 | RVT - Cost of Equipment | 0 | 0 | 0 | 0 | 0 | 0 | 0 | 0 | 0 | 0 | 0 | 0 | 0 | 0 | 0 | 0 | 0 | 0 | 0 | 0 | 0 | 0 | 0 | 0 | 0 | 0 | 0
F1_Commercial_Warehouse_New_Miscellaneous_Natural Gas_Miscellaneous_E7 | F1 | Commercial | Warehouse | New | Miscellaneous | Natural Gas | Miscellaneous | E7 | RVT - Cost of Equipment | 0 | 0 | 0 | 0 | 0 | 0 | 0 | 0 | 0 | 0 | 0 | 0 | 0 | 0 | 0 | 0 | 0 | 0 | 0 | 0 | 0 | 0 | 0 | 0 | 0 | 0 | 0
F1_Commercial_Warehouse_New_Miscellaneous_Natural Gas_Miscellaneous_E8 | F1 | Commercial | Warehouse | New | Miscellaneous | Natural Gas | Miscellaneous | E8 | RVT - Cost of Equipment | 0 | 0 | 0 | 0 | 0 | 0 | 0 | 0 | 0 | 0 | 0 | 0 | 0 | 0 | 0 | 0 | 0 | 0 | 0 | 0 | 0 | 0 | 0 | 0 | 0 | 0 | 0
F1_Commercial_Warehouse_New_Miscellaneous_Natural Gas_Miscellaneous_E9 | F1 | Commercial | Warehouse | New | Miscellaneous | Natural Gas | Miscellaneous | E9 | RVT - Cost of Equipment | 0 | 0 | 0 | 0 | 0 | 0 | 0 | 0 | 0 | 0 | 0 | 0 | 0 | 0 | 0 | 0 | 0 | 0 | 0 | 0 | 0 | 0 | 0 | 0 | 0 | 0 | 0
F1_Commercial_Warehouse_New_Miscellaneous_Natural Gas_Miscellaneous_E10 | F1 | Commercial | Warehouse | New | Miscellaneous | Natural Gas | Miscellaneous | E10 | RVT - Cost of Equipment | 0 | 0 | 0 | 0 | 0 | 0 | 0 | 0 | 0 | 0 | 0 | 0 | 0 | 0 | 0 | 0 | 0 | 0 | 0 | 0 | 0 | 0 | 0 | 0 | 0 | 0 | 0
F2_Commercial_Warehouse_New_Miscellaneous_Natural Gas_Miscellaneous_E1 | F2 | Commercial | Warehouse | New | Miscellaneous | Natural Gas | Miscellaneous | E1 | RVT - Cost of Operation | 0 | 0 | 0 | 0 | 0 | 0 | 0 | 0 | 0 | 0 | 0 | 0 | 0 | 0 | 0 | 0 | 0 | 0 | 0 | 0 | 0 | 0 | 0 | 0 | 0 | 0 | 0
F2_Commercial_Warehouse_New_Miscellaneous_Natural Gas_Miscellaneous_E2 | F2 | Commercial | Warehouse | New | Miscellaneous | Natural Gas | Miscellaneous | E2 | RVT - Cost of Operation | 0 | 0 | 0 | 0 | 0 | 0 | 0 | 0 | 0 | 0 | 0 | 0 | 0 | 0 | 0 | 0 | 0 | 0 | 0 | 0 | 0 | 0 | 0 | 0 | 0 | 0 | 0
F2_Commercial_Warehouse_New_Miscellaneous_Natural Gas_Miscellaneous_E3 | F2 | Commercial | Warehouse | New | Miscellaneous | Natural Gas | Miscellaneous | E3 | RVT - Cost of Operation | 0 | 0 | 0 | 0 | 0 | 0 | 0 | 0 | 0 | 0 | 0 | 0 | 0 | 0 | 0 | 0 | 0 | 0 | 0 | 0 | 0 | 0 | 0 | 0 | 0 | 0 | 0
F2_Commercial_Warehouse_New_Miscellaneous_Natural Gas_Miscellaneous_E4 | F2 | Commercial | Warehouse | New | Miscellaneous | Natural Gas | Miscellaneous | E4 | RVT - Cost of Operation | 0 | 0 | 0 | 0 | 0 | 0 | 0 | 0 | 0 | 0 | 0 | 0 | 0 | 0 | 0 | 0 | 0 | 0 | 0 | 0 | 0 | 0 | 0 | 0 | 0 | 0 | 0
F2_Commercial_Warehouse_New_Miscellaneous_Natural Gas_Miscellaneous_E5 | F2 | Commercial | Warehouse | New | Miscellaneous | Natural Gas | Miscellaneous | E5 | RVT - Cost of Operation | 0 | 0 | 0 | 0 | 0 | 0 | 0 | 0 | 0 | 0 | 0 | 0 | 0 | 0 | 0 | 0 | 0 | 0 | 0 | 0 | 0 | 0 | 0 | 0 | 0 | 0 | 0
F2_Commercial_Warehouse_New_Miscellaneous_Natural Gas_Miscellaneous_E6 | F2 | Commercial | Warehouse | New | Miscellaneous | Natural Gas | Miscellaneous | E6 | RVT - Cost of Operation | 0 | 0 | 0 | 0 | 0 | 0 | 0 | 0 | 0 | 0 | 0 | 0 | 0 | 0 | 0 | 0 | 0 | 0 | 0 | 0 | 0 | 0 | 0 | 0 | 0 | 0 | 0
F2_Commercial_Warehouse_New_Miscellaneous_Natural Gas_Miscellaneous_E7 | F2 | Commercial | Warehouse | New | Miscellaneous | Natural Gas | Miscellaneous | E7 | RVT - Cost of Operation | 0 | 0 | 0 | 0 | 0 | 0 | 0 | 0 | 0 | 0 | 0 | 0 | 0 | 0 | 0 | 0 | 0 | 0 | 0 | 0 | 0 | 0 | 0 | 0 | 0 | 0 | 0
F2_Commercial_Warehouse_New_Miscellaneous_Natural Gas_Miscellaneous_E8 | F2 | Commercial | Warehouse | New | Miscellaneous | Natural Gas | Miscellaneous | E8 | RVT - Cost of Operation | 0 | 0 | 0 | 0 | 0 | 0 | 0 | 0 | 0 | 0 | 0 | 0 | 0 | 0 | 0 | 0 | 0 | 0 | 0 | 0 | 0 | 0 | 0 | 0 | 0 | 0 | 0
F2_Commercial_Warehouse_New_Miscellaneous_Natural Gas_Miscellaneous_E9 | F2 | Commercial | Warehouse | New | Miscellaneous | Natural Gas | Miscellaneous | E9 | RVT - Cost of Operation | 0 | 0 | 0 | 0 | 0 | 0 | 0 | 0 | 0 | 0 | 0 | 0 | 0 | 0 | 0 | 0 | 0 | 0 | 0 | 0 | 0 | 0 | 0 | 0 | 0 | 0 | 0
F2_Commercial_Warehouse_New_Miscellaneous_Natural Gas_Miscellaneous_E10 | F2 | Commercial | Warehouse | New | Miscellaneous | Natural Gas | Miscellaneous | E10 | RVT - Cost of Operation | 0 | 0 | 0 | 0 | 0 | 0 | 0 | 0 | 0 | 0 | 0 | 0 | 0 | 0 | 0 | 0 | 0 | 0 | 0 | 0 | 0 | 0 | 0 | 0 | 0 | 0 | 0
F3_Commercial_Warehouse_New_Miscellaneous_Natural Gas_Miscellaneous_E1 | F3 | Commercial | Warehouse | New | Miscellaneous | Natural Gas | Miscellaneous | E1 | System - kBTUs of Consumption | 0.60298 | 0.60298 | 0.60298 | 0.60298 | 0.60298 | 0.60298 | 0.60298 | 0.60298 | 0.60298 | 0.60298 | 0.60298 | 0.60298 | 0.60298 | 0.60298 | 0.60298 | 0.60298 | 0.60298 | 0.60298 | 0.60298 | 0.60298 | 0.60298 | 0.60298 | 0.60298 | 0.60298 | 0.60298 | 0.60298 | 0.60298
F3_Commercial_Warehouse_New_Miscellaneous_Natural Gas_Miscellaneous_E2 | F3 | Commercial | Warehouse | New | Miscellaneous | Natural Gas | Miscellaneous | E2 | System - kBTUs of Consumption | 0 | 0 | 0 | 0 | 0 | 0 | 0 | 0 | 0 | 0 | 0 | 0 | 0 | 0 | 0 | 0 | 0 | 0 | 0 | 0 | 0 | 0 | 0 | 0 | 0 | 0 | 0
F3_Commercial_Warehouse_New_Miscellaneous_Natural Gas_Miscellaneous_E3 | F3 | Commercial | Warehouse | New | Miscellaneous | Natural Gas | Miscellaneous | E3 | System - kBTUs of Consumption | 0 | 0 | 0 | 0 | 0 | 0 | 0 | 0 | 0 | 0 | 0 | 0 | 0 | 0 | 0 | 0 | 0 | 0 | 0 | 0 | 0 | 0 | 0 | 0 | 0 | 0 | 0
F3_Commercial_Warehouse_New_Miscellaneous_Natural Gas_Miscellaneous_E4 | F3 | Commercial | Warehouse | New | Miscellaneous | Natural Gas | Miscellaneous | E4 | System - kBTUs of Consumption | 0 | 0 | 0 | 0 | 0 | 0 | 0 | 0 | 0 | 0 | 0 | 0 | 0 | 0 | 0 | 0 | 0 | 0 | 0 | 0 | 0 | 0 | 0 | 0 | 0 | 0 | 0
F3_Commercial_Warehouse_New_Miscellaneous_Natural Gas_Miscellaneous_E5 | F3 | Commercial | Warehouse | New | Miscellaneous | Natural Gas | Miscellaneous | E5 | System - kBTUs of Consumption | 0 | 0 | 0 | 0 | 0 | 0 | 0 | 0 | 0 | 0 | 0 | 0 | 0 | 0 | 0 | 0 | 0 | 0 | 0 | 0 | 0 | 0 | 0 | 0 | 0 | 0 | 0
F3_Commercial_Warehouse_New_Miscellaneous_Natural Gas_Miscellaneous_E6 | F3 | Commercial | Warehouse | New | Miscellaneous | Natural Gas | Miscellaneous | E6 | System - kBTUs of Consumption | 0 | 0 | 0 | 0 | 0 | 0 | 0 | 0 | 0 | 0 | 0 | 0 | 0 | 0 | 0 | 0 | 0 | 0 | 0 | 0 | 0 | 0 | 0 | 0 | 0 | 0 | 0
F3_Commercial_Warehouse_New_Miscellaneous_Natural Gas_Miscellaneous_E7 | F3 | Commercial | Warehouse | New | Miscellaneous | Natural Gas | Miscellaneous | E7 | System - kBTUs of Consumption | 0 | 0 | 0 | 0 | 0 | 0 | 0 | 0 | 0 | 0 | 0 | 0 | 0 | 0 | 0 | 0 | 0 | 0 | 0 | 0 | 0 | 0 | 0 | 0 | 0 | 0 | 0
F3_Commercial_Warehouse_New_Miscellaneous_Natural Gas_Miscellaneous_E8 | F3 | Commercial | Warehouse | New | Miscellaneous | Natural Gas | Miscellaneous | E8 | System - kBTUs of Consumption | 0 | 0 | 0 | 0 | 0 | 0 | 0 | 0 | 0 | 0 | 0 | 0 | 0 | 0 | 0 | 0 | 0 | 0 | 0 | 0 | 0 | 0 | 0 | 0 | 0 | 0 | 0
F3_Commercial_Warehouse_New_Miscellaneous_Natural Gas_Miscellaneous_E9 | F3 | Commercial | Warehouse | New | Miscellaneous | Natural Gas | Miscellaneous | E9 | System - kBTUs of Consumption | 0 | 0 | 0 | 0 | 0 | 0 | 0 | 0 | 0 | 0 | 0 | 0 | 0 | 0 | 0 | 0 | 0 | 0 | 0 | 0 | 0 | 0 | 0 | 0 | 0 | 0 | 0
F3_Commercial_Warehouse_New_Miscellaneous_Natural Gas_Miscellaneous_E10 | F3 | Commercial | Warehouse | New | Miscellaneous | Natural Gas | Miscellaneous | E10 | System - kBTUs of Consumption | 0 | 0 | 0 | 0 | 0 | 0 | 0 | 0 | 0 | 0 | 0 | 0 | 0 | 0 | 0 | 0 | 0 | 0 | 0 | 0 | 0 | 0 | 0 | 0 | 0 | 0 | 0
F4_Commercial_Warehouse_New_Miscellaneous_Natural Gas_Miscellaneous_E1 | F4 | Commercial | Warehouse | New | Miscellaneous | Natural Gas | Miscellaneous | E1 | Utility - Cost of Equipment | 0.001576 | 0.001576 | 0.001576 | 0.001576 | 0.001576 | 0.001576 | 0.001576 | 0.001576 | 0.001576 | 0.001576 | 0.001576 | 0.001576 | 0.001576 | 0.001576 | 0.001576 | 0.001576 | 0.001576 | 0.001576 | 0.001576 | 0.001576 | 0.001576 | 0.001576 | 0.001576 | 0.001576 | 0.001576 | 0.001576 | 0.001576
F4_Commercial_Warehouse_New_Miscellaneous_Natural Gas_Miscellaneous_E2 | F4 | Commercial | Warehouse | New | Miscellaneous | Natural Gas | Miscellaneous | E2 | Utility - Cost of Equipment | 0 | 0 | 0 | 0 | 0 | 0 | 0 | 0 | 0 | 0 | 0 | 0 | 0 | 0 | 0 | 0 | 0 | 0 | 0 | 0 | 0 | 0 | 0 | 0 | 0 | 0 | 0
F4_Commercial_Warehouse_New_Miscellaneous_Natural Gas_Miscellaneous_E3 | F4 | Commercial | Warehouse | New | Miscellaneous | Natural Gas | Miscellaneous | E3 | Utility - Cost of Equipment | 0 | 0 | 0 | 0 | 0 | 0 | 0 | 0 | 0 | 0 | 0 | 0 | 0 | 0 | 0 | 0 | 0 | 0 | 0 | 0 | 0 | 0 | 0 | 0 | 0 | 0 | 0
F4_Commercial_Warehouse_New_Miscellaneous_Natural Gas_Miscellaneous_E4 | F4 | Commercial | Warehouse | New | Miscellaneous | Natural Gas | Miscellaneous | E4 | Utility - Cost of Equipment | 0 | 0 | 0 | 0 | 0 | 0 | 0 | 0 | 0 | 0 | 0 | 0 | 0 | 0 | 0 | 0 | 0 | 0 | 0 | 0 | 0 | 0 | 0 | 0 | 0 | 0 | 0
F4_Commercial_Warehouse_New_Miscellaneous_Natural Gas_Miscellaneous_E5 | F4 | Commercial | Warehouse | New | Miscellaneous | Natural Gas | Miscellaneous | E5 | Utility - Cost of Equipment | 0 | 0 | 0 | 0 | 0 | 0 | 0 | 0 | 0 | 0 | 0 | 0 | 0 | 0 | 0 | 0 | 0 | 0 | 0 | 0 | 0 | 0 | 0 | 0 | 0 | 0 | 0
F4_Commercial_Warehouse_New_Miscellaneous_Natural Gas_Miscellaneous_E6 | F4 | Commercial | Warehouse | New | Miscellaneous | Natural Gas | Miscellaneous | E6 | Utility - Cost of Equipment | 0 | 0 | 0 | 0 | 0 | 0 | 0 | 0 | 0 | 0 | 0 | 0 | 0 | 0 | 0 | 0 | 0 | 0 | 0 | 0 | 0 | 0 | 0 | 0 | 0 | 0 | 0
F4_Commercial_Warehouse_New_Miscellaneous_Natural Gas_Miscellaneous_E7 | F4 | Commercial | Warehouse | New | Miscellaneous | Natural Gas | Miscellaneous | E7 | Utility - Cost of Equipment | 0 | 0 | 0 | 0 | 0 | 0 | 0 | 0 | 0 | 0 | 0 | 0 | 0 | 0 | 0 | 0 | 0 | 0 | 0 | 0 | 0 | 0 | 0 | 0 | 0 | 0 | 0
F4_Commercial_Warehouse_New_Miscellaneous_Natural Gas_Miscellaneous_E8 | F4 | Commercial | Warehouse | New | Miscellaneous | Natural Gas | Miscellaneous | E8 | Utility - Cost of Equipment | 0 | 0 | 0 | 0 | 0 | 0 | 0 | 0 | 0 | 0 | 0 | 0 | 0 | 0 | 0 | 0 | 0 | 0 | 0 | 0 | 0 | 0 | 0 | 0 | 0 | 0 | 0
F4_Commercial_Warehouse_New_Miscellaneous_Natural Gas_Miscellaneous_E9 | F4 | Commercial | Warehouse | New | Miscellaneous | Natural Gas | Miscellaneous | E9 | Utility - Cost of Equipment | 0 | 0 | 0 | 0 | 0 | 0 | 0 | 0 | 0 | 0 | 0 | 0 | 0 | 0 | 0 | 0 | 0 | 0 | 0 | 0 | 0 | 0 | 0 | 0 | 0 | 0 | 0
F4_Commercial_Warehouse_New_Miscellaneous_Natural Gas_Miscellaneous_E10 | F4 | Commercial | Warehouse | New | Miscellaneous | Natural Gas | Miscellaneous | E10 | Utility - Cost of Equipment | 0 | 0 | 0 | 0 | 0 | 0 | 0 | 0 | 0 | 0 | 0 | 0 | 0 | 0 | 0 | 0 | 0 | 0 | 0 | 0 | 0 | 0 | 0 | 0 | 0 | 0 | 0
F5_Commercial_Warehouse_New_Miscellaneous_Natural Gas_Miscellaneous_E1 | F5 | Commercial | Warehouse | New | Miscellaneous | Natural Gas | Miscellaneous | E1 | Utility - Cost of Operation | 0.0084507 | 0.008245 | 0.0079909 | 0.0077111 | 0.0076083 | 0.0076232 | 0.0077142 | 0.0078462 | 0.0079942 | 0.0081441 | 0.0083006 | 0.0084632 | 0.0086364 | 0.0088057 | 0.0089679 | 0.0090982 | 0.0091646 | 0.0091419 | 0.0090079 | 0.0087385 | 0.0083119 | 0.0077291 | 0.0071665 | 0.0067763 | 0.0065937 | 0.0066261 | 0.0066585
F5_Commercial_Warehouse_New_Miscellaneous_Natural Gas_Miscellaneous_E2 | F5 | Commercial | Warehouse | New | Miscellaneous | Natural Gas | Miscellaneous | E2 | Utility - Cost of Operation | 0 | 0 | 0 | 0 | 0 | 0 | 0 | 0 | 0 | 0 | 0 | 0 | 0 | 0 | 0 | 0 | 0 | 0 | 0 | 0 | 0 | 0 | 0 | 0 | 0 | 0 | 0
F5_Commercial_Warehouse_New_Miscellaneous_Natural Gas_Miscellaneous_E3 | F5 | Commercial | Warehouse | New | Miscellaneous | Natural Gas | Miscellaneous | E3 | Utility - Cost of Operation | 0 | 0 | 0 | 0 | 0 | 0 | 0 | 0 | 0 | 0 | 0 | 0 | 0 | 0 | 0 | 0 | 0 | 0 | 0 | 0 | 0 | 0 | 0 | 0 | 0 | 0 | 0
F5_Commercial_Warehouse_New_Miscellaneous_Natural Gas_Miscellaneous_E4 | F5 | Commercial | Warehouse | New | Miscellaneous | Natural Gas | Miscellaneous | E4 | Utility - Cost of Operation | 0 | 0 | 0 | 0 | 0 | 0 | 0 | 0 | 0 | 0 | 0 | 0 | 0 | 0 | 0 | 0 | 0 | 0 | 0 | 0 | 0 | 0 | 0 | 0 | 0 | 0 | 0
F5_Commercial_Warehouse_New_Miscellaneous_Natural Gas_Miscellaneous_E5 | F5 | Commercial | Warehouse | New | Miscellaneous | Natural Gas | Miscellaneous | E5 | Utility - Cost of Operation | 0 | 0 | 0 | 0 | 0 | 0 | 0 | 0 | 0 | 0 | 0 | 0 | 0 | 0 | 0 | 0 | 0 | 0 | 0 | 0 | 0 | 0 | 0 | 0 | 0 | 0 | 0
F5_Commercial_Warehouse_New_Miscellaneous_Natural Gas_Miscellaneous_E6 | F5 | Commercial | Warehouse | New | Miscellaneous | Natural Gas | Miscellaneous | E6 | Utility - Cost of Operation | 0 | 0 | 0 | 0 | 0 | 0 | 0 | 0 | 0 | 0 | 0 | 0 | 0 | 0 | 0 | 0 | 0 | 0 | 0 | 0 | 0 | 0 | 0 | 0 | 0 | 0 | 0
F5_Commercial_Warehouse_New_Miscellaneous_Natural Gas_Miscellaneous_E7 | F5 | Commercial | Warehouse | New | Miscellaneous | Natural Gas | Miscellaneous | E7 | Utility - Cost of Operation | 0 | 0 | 0 | 0 | 0 | 0 | 0 | 0 | 0 | 0 | 0 | 0 | 0 | 0 | 0 | 0 | 0 | 0 | 0 | 0 | 0 | 0 | 0 | 0 | 0 | 0 | 0
F5_Commercial_Warehouse_New_Miscellaneous_Natural Gas_Miscellaneous_E8 | F5 | Commercial | Warehouse | New | Miscellaneous | Natural Gas | Miscellaneous | E8 | Utility - Cost of Operation | 0 | 0 | 0 | 0 | 0 | 0 | 0 | 0 | 0 | 0 | 0 | 0 | 0 | 0 | 0 | 0 | 0 | 0 | 0 | 0 | 0 | 0 | 0 | 0 | 0 | 0 | 0
F5_Commercial_Warehouse_New_Miscellaneous_Natural Gas_Miscellaneous_E9 | F5 | Commercial | Warehouse | New | Miscellaneous | Natural Gas | Miscellaneous | E9 | Utility - Cost of Operation | 0 | 0 | 0 | 0 | 0 | 0 | 0 | 0 | 0 | 0 | 0 | 0 | 0 | 0 | 0 | 0 | 0 | 0 | 0 | 0 | 0 | 0 | 0 | 0 | 0 | 0 | 0
F5_Commercial_Warehouse_New_Miscellaneous_Natural Gas_Miscellaneous_E10 | F5 | Commercial | Warehouse | New | Miscellaneous | Natural Gas | Miscellaneous | E10 | Utility - Cost of Operation | 0 | 0 | 0 | 0 | 0 | 0 | 0 | 0 | 0 | 0 | 0 | 0 | 0 | 0 | 0 | 0 | 0 | 0 | 0 | 0 | 0 | 0 | 0 | 0 | 0 | 0 | 0
F6_Commercial_Warehouse_New_Miscellaneous_Natural Gas_Miscellaneous_E1 | F6 | Commercial | Warehouse | New | Miscellaneous | Natural Gas | Miscellaneous | E1 | Utility - Value of Sales | 0 | 0 | 0 | 0 | 0 | 0 | 0 | 0 | 0 | 0 | 0 | 0 | 0 | 0 | 0 | 0 | 0 | 0 | 0 | 0 | 0 | 0 | 0 | 0 | 0 | 0 | 0
F6_Commercial_Warehouse_New_Miscellaneous_Natural Gas_Miscellaneous_E2 | F6 | Commercial | Warehouse | New | Miscellaneous | Natural Gas | Miscellaneous | E2 | Utility - Value of Sales | 0 | 0 | 0 | 0 | 0 | 0 | 0 | 0 | 0 | 0 | 0 | 0 | 0 | 0 | 0 | 0 | 0 | 0 | 0 | 0 | 0 | 0 | 0 | 0 | 0 | 0 | 0
F6_Commercial_Warehouse_New_Miscellaneous_Natural Gas_Miscellaneous_E3 | F6 | Commercial | Warehouse | New | Miscellaneous | Natural Gas | Miscellaneous | E3 | Utility - Value of Sales | 0 | 0 | 0 | 0 | 0 | 0 | 0 | 0 | 0 | 0 | 0 | 0 | 0 | 0 | 0 | 0 | 0 | 0 | 0 | 0 | 0 | 0 | 0 | 0 | 0 | 0 | 0
F6_Commercial_Warehouse_New_Miscellaneous_Natural Gas_Miscellaneous_E4 | F6 | Commercial | Warehouse | New | Miscellaneous | Natural Gas | Miscellaneous | E4 | Utility - Value of Sales | 0 | 0 | 0 | 0 | 0 | 0 | 0 | 0 | 0 | 0 | 0 | 0 | 0 | 0 | 0 | 0 | 0 | 0 | 0 | 0 | 0 | 0 | 0 | 0 | 0 | 0 | 0
F6_Commercial_Warehouse_New_Miscellaneous_Natural Gas_Miscellaneous_E5 | F6 | Commercial | Warehouse | New | Miscellaneous | Natural Gas | Miscellaneous | E5 | Utility - Value of Sales | 0 | 0 | 0 | 0 | 0 | 0 | 0 | 0 | 0 | 0 | 0 | 0 | 0 | 0 | 0 | 0 | 0 | 0 | 0 | 0 | 0 | 0 | 0 | 0 | 0 | 0 | 0
F6_Commercial_Warehouse_New_Miscellaneous_Natural Gas_Miscellaneous_E6 | F6 | Commercial | Warehouse | New | Miscellaneous | Natural Gas | Miscellaneous | E6 | Utility - Value of Sales | 0 | 0 | 0 | 0 | 0 | 0 | 0 | 0 | 0 | 0 | 0 | 0 | 0 | 0 | 0 | 0 | 0 | 0 | 0 | 0 | 0 | 0 | 0 | 0 | 0 | 0 | 0
F6_Commercial_Warehouse_New_Miscellaneous_Natural Gas_Miscellaneous_E7 | F6 | Commercial | Warehouse | New | Miscellaneous | Natural Gas | Miscellaneous | E7 | Utility - Value of Sales | 0 | 0 | 0 | 0 | 0 | 0 | 0 | 0 | 0 | 0 | 0 | 0 | 0 | 0 | 0 | 0 | 0 | 0 | 0 | 0 | 0 | 0 | 0 | 0 | 0 | 0 | 0
F6_Commercial_Warehouse_New_Miscellaneous_Natural Gas_Miscellaneous_E8 | F6 | Commercial | Warehouse | New | Miscellaneous | Natural Gas | Miscellaneous | E8 | Utility - Value of Sales | 0 | 0 | 0 | 0 | 0 | 0 | 0 | 0 | 0 | 0 | 0 | 0 | 0 | 0 | 0 | 0 | 0 | 0 | 0 | 0 | 0 | 0 | 0 | 0 | 0 | 0 | 0
F6_Commercial_Warehouse_New_Miscellaneous_Natural Gas_Miscellaneous_E9 | F6 | Commercial | Warehouse | New | Miscellaneous | Natural Gas | Miscellaneous | E9 | Utility - Value of Sales | 0 | 0 | 0 | 0 | 0 | 0 | 0 | 0 | 0 | 0 | 0 | 0 | 0 | 0 | 0 | 0 | 0 | 0 | 0 | 0 | 0 | 0 | 0 | 0 | 0 | 0 | 0
F6_Commercial_Warehouse_New_Miscellaneous_Natural Gas_Miscellaneous_E10 | F6 | Commercial | Warehouse | New | Miscellaneous | Natural Gas | Miscellaneous | E10 | Utility - Value of Sales | 0 | 0 | 0 | 0 | 0 | 0 | 0 | 0 | 0 | 0 | 0 | 0 | 0 | 0 | 0 | 0 | 0 | 0 | 0 | 0 | 0 | 0 | 0 | 0 | 0 | 0 | 0
F1_Commercial_Miscellaneous_Existing_Space Heating_Natural Gas_Furnace_E1 | F1 | Commercial | Miscellaneous | Existing | Space Heating | Natural Gas | Furnace | E1 | RVT - Cost of Equipment | 0.063627 | 0.063627 | 0.063627 | 0 | 0 | 0 | 0 | 0 | 0 | 0 | 0 | 0 | 0 | 0 | 0 | 0 | 0 | 0 | 0 | 0 | 0 | 0 | 0 | 0 | 0 | 0 | 0
F1_Commercial_Miscellaneous_Existing_Space Heating_Natural Gas_Furnace_E2 | F1 | Commercial | Miscellaneous | Existing | Space Heating | Natural Gas | Furnace | E2 | RVT - Cost of Equipment | 0.078185 | 0.078185 | 0.078185 | 0.078185 | 0.078185 | 0.078185 | 0.078185 | 0.078185 | 0.078185 | 0.078185 | 0.078185 | 0.078185 | 0.078185 | 0.078185 | 0.078185 | 0.078185 | 0.078185 | 0.078185 | 0.078185 | 0.078185 | 0.078185 | 0.078185 | 0.078185 | 0.078185 | 0.078185 | 0.078185 | 0.078185
F1_Commercial_Miscellaneous_Existing_Space Heating_Natural Gas_Furnace_E3 | F1 | Commercial | Miscellaneous | Existing | Space Heating | Natural Gas | Furnace | E3 | RVT - Cost of Equipment | 0.092743 | 0.092743 | 0.092743 | 0.092743 | 0.092743 | 0.092743 | 0.092743 | 0.092743 | 0.092743 | 0.092743 | 0.092743 | 0.092743 | 0.092743 | 0.092743 | 0.092743 | 0.092743 | 0.092743 | 0.092743 | 0.092743 | 0.092743 | 0.092743 | 0.092743 | 0.092743 | 0.092743 | 0.092743 | 0.092743 | 0.092743
F1_Commercial_Miscellaneous_Existing_Space Heating_Natural Gas_Furnace_E4 | F1 | Commercial | Miscellaneous | Existing | Space Heating | Natural Gas | Furnace | E4 | RVT - Cost of Equipment | 0 | 0 | 0 | 0 | 0 | 0 | 0 | 0 | 0 | 0 | 0 | 0 | 0 | 0 | 0 | 0 | 0 | 0 | 0 | 0 | 0 | 0 | 0 | 0 | 0 | 0 | 0
F1_Commercial_Miscellaneous_Existing_Space Heating_Natural Gas_Furnace_E5 | F1 | Commercial | Miscellaneous | Existing | Space Heating | Natural Gas | Furnace | E5 | RVT - Cost of Equipment | 0 | 0 | 0 | 0 | 0 | 0 | 0 | 0 | 0 | 0 | 0 | 0 | 0 | 0 | 0 | 0 | 0 | 0 | 0 | 0 | 0 | 0 | 0 | 0 | 0 | 0 | 0
F1_Commercial_Miscellaneous_Existing_Space Heating_Natural Gas_Furnace_E6 | F1 | Commercial | Miscellaneous | Existing | Space Heating | Natural Gas | Furnace | E6 | RVT - Cost of Equipment | 0 | 0 | 0 | 0 | 0 | 0 | 0 | 0 | 0 | 0 | 0 | 0 | 0 | 0 | 0 | 0 | 0 | 0 | 0 | 0 | 0 | 0 | 0 | 0 | 0 | 0 | 0
F1_Commercial_Miscellaneous_Existing_Space Heating_Natural Gas_Furnace_E7 | F1 | Commercial | Miscellaneous | Existing | Space Heating | Natural Gas | Furnace | E7 | RVT - Cost of Equipment | 0 | 0 | 0 | 0 | 0 | 0 | 0 | 0 | 0 | 0 | 0 | 0 | 0 | 0 | 0 | 0 | 0 | 0 | 0 | 0 | 0 | 0 | 0 | 0 | 0 | 0 | 0
F1_Commercial_Miscellaneous_Existing_Space Heating_Natural Gas_Furnace_E8 | F1 | Commercial | Miscellaneous | Existing | Space Heating | Natural Gas | Furnace | E8 | RVT - Cost of Equipment | 0 | 0 | 0 | 0 | 0 | 0 | 0 | 0 | 0 | 0 | 0 | 0 | 0 | 0 | 0 | 0 | 0 | 0 | 0 | 0 | 0 | 0 | 0 | 0 | 0 | 0 | 0
F1_Commercial_Miscellaneous_Existing_Space Heating_Natural Gas_Furnace_E9 | F1 | Commercial | Miscellaneous | Existing | Space Heating | Natural Gas | Furnace | E9 | RVT - Cost of Equipment | 0 | 0 | 0 | 0 | 0 | 0 | 0 | 0 | 0 | 0 | 0 | 0 | 0 | 0 | 0 | 0 | 0 | 0 | 0 | 0 | 0 | 0 | 0 | 0 | 0 | 0 | 0
F1_Commercial_Miscellaneous_Existing_Space Heating_Natural Gas_Furnace_E10 | F1 | Commercial | Miscellaneous | Existing | Space Heating | Natural Gas | Furnace | E10 | RVT - Cost of Equipment | 0 | 0 | 0 | 0 | 0 | 0 | 0 | 0 | 0 | 0 | 0 | 0 | 0 | 0 | 0 | 0 | 0 | 0 | 0 | 0 | 0 | 0 | 0 | 0 | 0 | 0 | 0
F2_Commercial_Miscellaneous_Existing_Space Heating_Natural Gas_Furnace_E1 | F2 | Commercial | Miscellaneous | Existing | Space Heating | Natural Gas | Furnace | E1 | RVT - Cost of Operation | 0 | 0 | 0 | 0 | 0 | 0 | 0 | 0 | 0 | 0 | 0 | 0 | 0 | 0 | 0 | 0 | 0 | 0 | 0 | 0 | 0 | 0 | 0 | 0 | 0 | 0 | 0
F2_Commercial_Miscellaneous_Existing_Space Heating_Natural Gas_Furnace_E2 | F2 | Commercial | Miscellaneous | Existing | Space Heating | Natural Gas | Furnace | E2 | RVT - Cost of Operation | 0 | 0 | 0 | 0 | 0 | 0 | 0 | 0 | 0 | 0 | 0 | 0 | 0 | 0 | 0 | 0 | 0 | 0 | 0 | 0 | 0 | 0 | 0 | 0 | 0 | 0 | 0
F2_Commercial_Miscellaneous_Existing_Space Heating_Natural Gas_Furnace_E3 | F2 | Commercial | Miscellaneous | Existing | Space Heating | Natural Gas | Furnace | E3 | RVT - Cost of Operation | 0 | 0 | 0 | 0 | 0 | 0 | 0 | 0 | 0 | 0 | 0 | 0 | 0 | 0 | 0 | 0 | 0 | 0 | 0 | 0 | 0 | 0 | 0 | 0 | 0 | 0 | 0
F2_Commercial_Miscellaneous_Existing_Space Heating_Natural Gas_Furnace_E4 | F2 | Commercial | Miscellaneous | Existing | Space Heating | Natural Gas | Furnace | E4 | RVT - Cost of Operation | 0 | 0 | 0 | 0 | 0 | 0 | 0 | 0 | 0 | 0 | 0 | 0 | 0 | 0 | 0 | 0 | 0 | 0 | 0 | 0 | 0 | 0 | 0 | 0 | 0 | 0 | 0
F2_Commercial_Miscellaneous_Existing_Space Heating_Natural Gas_Furnace_E5 | F2 | Commercial | Miscellaneous | Existing | Space Heating | Natural Gas | Furnace | E5 | RVT - Cost of Operation | 0 | 0 | 0 | 0 | 0 | 0 | 0 | 0 | 0 | 0 | 0 | 0 | 0 | 0 | 0 | 0 | 0 | 0 | 0 | 0 | 0 | 0 | 0 | 0 | 0 | 0 | 0
F2_Commercial_Miscellaneous_Existing_Space Heating_Natural Gas_Furnace_E6 | F2 | Commercial | Miscellaneous | Existing | Space Heating | Natural Gas | Furnace | E6 | RVT - Cost of Operation | 0 | 0 | 0 | 0 | 0 | 0 | 0 | 0 | 0 | 0 | 0 | 0 | 0 | 0 | 0 | 0 | 0 | 0 | 0 | 0 | 0 | 0 | 0 | 0 | 0 | 0 | 0
F2_Commercial_Miscellaneous_Existing_Space Heating_Natural Gas_Furnace_E7 | F2 | Commercial | Miscellaneous | Existing | Space Heating | Natural Gas | Furnace | E7 | RVT - Cost of Operation | 0 | 0 | 0 | 0 | 0 | 0 | 0 | 0 | 0 | 0 | 0 | 0 | 0 | 0 | 0 | 0 | 0 | 0 | 0 | 0 | 0 | 0 | 0 | 0 | 0 | 0 | 0
F2_Commercial_Miscellaneous_Existing_Space Heating_Natural Gas_Furnace_E8 | F2 | Commercial | Miscellaneous | Existing | Space Heating | Natural Gas | Furnace | E8 | RVT - Cost of Operation | 0 | 0 | 0 | 0 | 0 | 0 | 0 | 0 | 0 | 0 | 0 | 0 | 0 | 0 | 0 | 0 | 0 | 0 | 0 | 0 | 0 | 0 | 0 | 0 | 0 | 0 | 0
F2_Commercial_Miscellaneous_Existing_Space Heating_Natural Gas_Furnace_E9 | F2 | Commercial | Miscellaneous | Existing | Space Heating | Natural Gas | Furnace | E9 | RVT - Cost of Operation | 0 | 0 | 0 | 0 | 0 | 0 | 0 | 0 | 0 | 0 | 0 | 0 | 0 | 0 | 0 | 0 | 0 | 0 | 0 | 0 | 0 | 0 | 0 | 0 | 0 | 0 | 0
F2_Commercial_Miscellaneous_Existing_Space Heating_Natural Gas_Furnace_E10 | F2 | Commercial | Miscellaneous | Existing | Space Heating | Natural Gas | Furnace | E10 | RVT - Cost of Operation | 0 | 0 | 0 | 0 | 0 | 0 | 0 | 0 | 0 | 0 | 0 | 0 | 0 | 0 | 0 | 0 | 0 | 0 | 0 | 0 | 0 | 0 | 0 | 0 | 0 | 0 | 0
F3_Commercial_Miscellaneous_Existing_Space Heating_Natural Gas_Furnace_E1 | F3 | Commercial | Miscellaneous | Existing | Space Heating | Natural Gas | Furnace | E1 | System - kBTUs of Consumption | 61.6678 | 61.8475 | 61.837 | 0 | 0 | 0 | 0 | 0 | 0 | 0 | 0 | 0 | 0 | 0 | 0 | 0 | 0 | 0 | 0 | 0 | 0 | 0 | 0 | 0 | 0 | 0 | 0
F3_Commercial_Miscellaneous_Existing_Space Heating_Natural Gas_Furnace_E2 | F3 | Commercial | Miscellaneous | Existing | Space Heating | Natural Gas | Furnace | E2 | System - kBTUs of Consumption | 54.8158 | 54.9756 | 54.9663 | 54.9663 | 54.9663 | 54.9663 | 54.9663 | 54.9663 | 54.9663 | 54.9663 | 54.9663 | 54.9663 | 54.9663 | 54.9663 | 54.9663 | 54.9663 | 54.9663 | 54.9663 | 54.9663 | 54.9663 | 54.9663 | 54.9663 | 54.9663 | 54.9663 | 54.9663 | 54.9663 | 54.9663
F3_Commercial_Miscellaneous_Existing_Space Heating_Natural Gas_Furnace_E3 | F3 | Commercial | Miscellaneous | Existing | Space Heating | Natural Gas | Furnace | E3 | System - kBTUs of Consumption | 51.3898 | 51.5396 | 51.5309 | 51.5309 | 51.5309 | 51.5309 | 51.5309 | 51.5309 | 51.5309 | 51.5309 | 51.5309 | 51.5309 | 51.5309 | 51.5309 | 51.5309 | 51.5309 | 51.5309 | 51.5309 | 51.5309 | 51.5309 | 51.5309 | 51.5309 | 51.5309 | 51.5309 | 51.5309 | 51.5309 | 51.5309
F3_Commercial_Miscellaneous_Existing_Space Heating_Natural Gas_Furnace_E4 | F3 | Commercial | Miscellaneous | Existing | Space Heating | Natural Gas | Furnace | E4 | System - kBTUs of Consumption | 0 | 0 | 0 | 0 | 0 | 0 | 0 | 0 | 0 | 0 | 0 | 0 | 0 | 0 | 0 | 0 | 0 | 0 | 0 | 0 | 0 | 0 | 0 | 0 | 0 | 0 | 0
F3_Commercial_Miscellaneous_Existing_Space Heating_Natural Gas_Furnace_E5 | F3 | Commercial | Miscellaneous | Existing | Space Heating | Natural Gas | Furnace | E5 | System - kBTUs of Consumption | 0 | 0 | 0 | 0 | 0 | 0 | 0 | 0 | 0 | 0 | 0 | 0 | 0 | 0 | 0 | 0 | 0 | 0 | 0 | 0 | 0 | 0 | 0 | 0 | 0 | 0 | 0
F3_Commercial_Miscellaneous_Existing_Space Heating_Natural Gas_Furnace_E6 | F3 | Commercial | Miscellaneous | Existing | Space Heating | Natural Gas | Furnace | E6 | System - kBTUs of Consumption | 0 | 0 | 0 | 0 | 0 | 0 | 0 | 0 | 0 | 0 | 0 | 0 | 0 | 0 | 0 | 0 | 0 | 0 | 0 | 0 | 0 | 0 | 0 | 0 | 0 | 0 | 0
F3_Commercial_Miscellaneous_Existing_Space Heating_Natural Gas_Furnace_E7 | F3 | Commercial | Miscellaneous | Existing | Space Heating | Natural Gas | Furnace | E7 | System - kBTUs of Consumption | 0 | 0 | 0 | 0 | 0 | 0 | 0 | 0 | 0 | 0 | 0 | 0 | 0 | 0 | 0 | 0 | 0 | 0 | 0 | 0 | 0 | 0 | 0 | 0 | 0 | 0 | 0
F3_Commercial_Miscellaneous_Existing_Space Heating_Natural Gas_Furnace_E8 | F3 | Commercial | Miscellaneous | Existing | Space Heating | Natural Gas | Furnace | E8 | System - kBTUs of Consumption | 0 | 0 | 0 | 0 | 0 | 0 | 0 | 0 | 0 | 0 | 0 | 0 | 0 | 0 | 0 | 0 | 0 | 0 | 0 | 0 | 0 | 0 | 0 | 0 | 0 | 0 | 0
F3_Commercial_Miscellaneous_Existing_Space Heating_Natural Gas_Furnace_E9 | F3 | Commercial | Miscellaneous | Existing | Space Heating | Natural Gas | Furnace | E9 | System - kBTUs of Consumption | 0 | 0 | 0 | 0 | 0 | 0 | 0 | 0 | 0 | 0 | 0 | 0 | 0 | 0 | 0 | 0 | 0 | 0 | 0 | 0 | 0 | 0 | 0 | 0 | 0 | 0 | 0
F3_Commercial_Miscellaneous_Existing_Space Heating_Natural Gas_Furnace_E10 | F3 | Commercial | Miscellaneous | Existing | Space Heating | Natural Gas | Furnace | E10 | System - kBTUs of Consumption | 0 | 0 | 0 | 0 | 0 | 0 | 0 | 0 | 0 | 0 | 0 | 0 | 0 | 0 | 0 | 0 | 0 | 0 | 0 | 0 | 0 | 0 | 0 | 0 | 0 | 0 | 0
F4_Commercial_Miscellaneous_Existing_Space Heating_Natural Gas_Furnace_E1 | F4 | Commercial | Miscellaneous | Existing | Space Heating | Natural Gas | Furnace | E1 | Utility - Cost of Equipment | 0.063627 | 0.063627 | 0.063627 | 0 | 0 | 0 | 0 | 0 | 0 | 0 | 0 | 0 | 0 | 0 | 0 | 0 | 0 | 0 | 0 | 0 | 0 | 0 | 0 | 0 | 0 | 0 | 0
F4_Commercial_Miscellaneous_Existing_Space Heating_Natural Gas_Furnace_E2 | F4 | Commercial | Miscellaneous | Existing | Space Heating | Natural Gas | Furnace | E2 | Utility - Cost of Equipment | 0.078185 | 0.078185 | 0.078185 | 0.078185 | 0.078185 | 0.078185 | 0.078185 | 0.078185 | 0.078185 | 0.078185 | 0.078185 | 0.078185 | 0.078185 | 0.078185 | 0.078185 | 0.078185 | 0.078185 | 0.078185 | 0.078185 | 0.078185 | 0.078185 | 0.078185 | 0.078185 | 0.078185 | 0.078185 | 0.078185 | 0.078185
F4_Commercial_Miscellaneous_Existing_Space Heating_Natural Gas_Furnace_E3 | F4 | Commercial | Miscellaneous | Existing | Space Heating | Natural Gas | Furnace | E3 | Utility - Cost of Equipment | 0.092743 | 0.092743 | 0.092743 | 0.092743 | 0.092743 | 0.092743 | 0.092743 | 0.092743 | 0.092743 | 0.092743 | 0.092743 | 0.092743 | 0.092743 | 0.092743 | 0.092743 | 0.092743 | 0.092743 | 0.092743 | 0.092743 | 0.092743 | 0.092743 | 0.092743 | 0.092743 | 0.092743 | 0.092743 | 0.092743 | 0.092743
F4_Commercial_Miscellaneous_Existing_Space Heating_Natural Gas_Furnace_E4 | F4 | Commercial | Miscellaneous | Existing | Space Heating | Natural Gas | Furnace | E4 | Utility - Cost of Equipment | 0 | 0 | 0 | 0 | 0 | 0 | 0 | 0 | 0 | 0 | 0 | 0 | 0 | 0 | 0 | 0 | 0 | 0 | 0 | 0 | 0 | 0 | 0 | 0 | 0 | 0 | 0
F4_Commercial_Miscellaneous_Existing_Space Heating_Natural Gas_Furnace_E5 | F4 | Commercial | Miscellaneous | Existing | Space Heating | Natural Gas | Furnace | E5 | Utility - Cost of Equipment | 0 | 0 | 0 | 0 | 0 | 0 | 0 | 0 | 0 | 0 | 0 | 0 | 0 | 0 | 0 | 0 | 0 | 0 | 0 | 0 | 0 | 0 | 0 | 0 | 0 | 0 | 0
F4_Commercial_Miscellaneous_Existing_Space Heating_Natural Gas_Furnace_E6 | F4 | Commercial | Miscellaneous | Existing | Space Heating | Natural Gas | Furnace | E6 | Utility - Cost of Equipment | 0 | 0 | 0 | 0 | 0 | 0 | 0 | 0 | 0 | 0 | 0 | 0 | 0 | 0 | 0 | 0 | 0 | 0 | 0 | 0 | 0 | 0 | 0 | 0 | 0 | 0 | 0
F4_Commercial_Miscellaneous_Existing_Space Heating_Natural Gas_Furnace_E7 | F4 | Commercial | Miscellaneous | Existing | Space Heating | Natural Gas | Furnace | E7 | Utility - Cost of Equipment | 0 | 0 | 0 | 0 | 0 | 0 | 0 | 0 | 0 | 0 | 0 | 0 | 0 | 0 | 0 | 0 | 0 | 0 | 0 | 0 | 0 | 0 | 0 | 0 | 0 | 0 | 0
F4_Commercial_Miscellaneous_Existing_Space Heating_Natural Gas_Furnace_E8 | F4 | Commercial | Miscellaneous | Existing | Space Heating | Natural Gas | Furnace | E8 | Utility - Cost of Equipment | 0 | 0 | 0 | 0 | 0 | 0 | 0 | 0 | 0 | 0 | 0 | 0 | 0 | 0 | 0 | 0 | 0 | 0 | 0 | 0 | 0 | 0 | 0 | 0 | 0 | 0 | 0
F4_Commercial_Miscellaneous_Existing_Space Heating_Natural Gas_Furnace_E9 | F4 | Commercial | Miscellaneous | Existing | Space Heating | Natural Gas | Furnace | E9 | Utility - Cost of Equipment | 0 | 0 | 0 | 0 | 0 | 0 | 0 | 0 | 0 | 0 | 0 | 0 | 0 | 0 | 0 | 0 | 0 | 0 | 0 | 0 | 0 | 0 | 0 | 0 | 0 | 0 | 0
F4_Commercial_Miscellaneous_Existing_Space Heating_Natural Gas_Furnace_E10 | F4 | Commercial | Miscellaneous | Existing | Space Heating | Natural Gas | Furnace | E10 | Utility - Cost of Equipment | 0 | 0 | 0 | 0 | 0 | 0 | 0 | 0 | 0 | 0 | 0 | 0 | 0 | 0 | 0 | 0 | 0 | 0 | 0 | 0 | 0 | 0 | 0 | 0 | 0 | 0 | 0
F5_Commercial_Miscellaneous_Existing_Space Heating_Natural Gas_Furnace_E1 | F5 | Commercial | Miscellaneous | Existing | Space Heating | Natural Gas | Furnace | E1 | Utility - Cost of Operation | 0.89618 | 0.89091 | 0.87848 | 0 | 0 | 0 | 0 | 0 | 0 | 0 | 0 | 0 | 0 | 0 | 0 | 0 | 0 | 0 | 0 | 0 | 0 | 0 | 0 | 0 | 0 | 0 | 0
F5_Commercial_Miscellaneous_Existing_Space Heating_Natural Gas_Furnace_E2 | F5 | Commercial | Miscellaneous | Existing | Space Heating | Natural Gas | Furnace | E2 | Utility - Cost of Operation | 0.7966 | 0.79192 | 0.78087 | 0.76894 | 0.76564 | 0.76516 | 0.76667 | 0.76872 | 0.77032 | 0.7711 | 0.77102 | 0.77001 | 0.76778 | 0.76374 | 0.75792 | 0.75063 | 0.74123 | 0.73013 | 0.71691 | 0.70113 | 0.68235 | 0.66101 | 0.64339 | 0.63232 | 0.62815 | 0.63123 | 0.63432
F5_Commercial_Miscellaneous_Existing_Space Heating_Natural Gas_Furnace_E3 | F5 | Commercial | Miscellaneous | Existing | Space Heating | Natural Gas | Furnace | E3 | Utility - Cost of Operation | 0.74681 | 0.74242 | 0.73207 | 0.72088 | 0.71779 | 0.71734 | 0.71876 | 0.72068 | 0.72217 | 0.7229 | 0.72284 | 0.72188 | 0.71979 | 0.71601 | 0.71055 | 0.70371 | 0.6949 | 0.68449 | 0.6721 | 0.65731 | 0.6397 | 0.6197 | 0.60318 | 0.5928 | 0.58889 | 0.59178 | 0.59468
F5_Commercial_Miscellaneous_Existing_Space Heating_Natural Gas_Furnace_E4 | F5 | Commercial | Miscellaneous | Existing | Space Heating | Natural Gas | Furnace | E4 | Utility - Cost of Operation | 0 | 0 | 0 | 0 | 0 | 0 | 0 | 0 | 0 | 0 | 0 | 0 | 0 | 0 | 0 | 0 | 0 | 0 | 0 | 0 | 0 | 0 | 0 | 0 | 0 | 0 | 0
F5_Commercial_Miscellaneous_Existing_Space Heating_Natural Gas_Furnace_E5 | F5 | Commercial | Miscellaneous | Existing | Space Heating | Natural Gas | Furnace | E5 | Utility - Cost of Operation | 0 | 0 | 0 | 0 | 0 | 0 | 0 | 0 | 0 | 0 | 0 | 0 | 0 | 0 | 0 | 0 | 0 | 0 | 0 | 0 | 0 | 0 | 0 | 0 | 0 | 0 | 0
F5_Commercial_Miscellaneous_Existing_Space Heating_Natural Gas_Furnace_E6 | F5 | Commercial | Miscellaneous | Existing | Space Heating | Natural Gas | Furnace | E6 | Utility - Cost of Operation | 0 | 0 | 0 | 0 | 0 | 0 | 0 | 0 | 0 | 0 | 0 | 0 | 0 | 0 | 0 | 0 | 0 | 0 | 0 | 0 | 0 | 0 | 0 | 0 | 0 | 0 | 0
F5_Commercial_Miscellaneous_Existing_Space Heating_Natural Gas_Furnace_E7 | F5 | Commercial | Miscellaneous | Existing | Space Heating | Natural Gas | Furnace | E7 | Utility - Cost of Operation | 0 | 0 | 0 | 0 | 0 | 0 | 0 | 0 | 0 | 0 | 0 | 0 | 0 | 0 | 0 | 0 | 0 | 0 | 0 | 0 | 0 | 0 | 0 | 0 | 0 | 0 | 0
F5_Commercial_Miscellaneous_Existing_Space Heating_Natural Gas_Furnace_E8 | F5 | Commercial | Miscellaneous | Existing | Space Heating | Natural Gas | Furnace | E8 | Utility - Cost of Operation | 0 | 0 | 0 | 0 | 0 | 0 | 0 | 0 | 0 | 0 | 0 | 0 | 0 | 0 | 0 | 0 | 0 | 0 | 0 | 0 | 0 | 0 | 0 | 0 | 0 | 0 | 0
F5_Commercial_Miscellaneous_Existing_Space Heating_Natural Gas_Furnace_E9 | F5 | Commercial | Miscellaneous | Existing | Space Heating | Natural Gas | Furnace | E9 | Utility - Cost of Operation | 0 | 0 | 0 | 0 | 0 | 0 | 0 | 0 | 0 | 0 | 0 | 0 | 0 | 0 | 0 | 0 | 0 | 0 | 0 | 0 | 0 | 0 | 0 | 0 | 0 | 0 | 0
F5_Commercial_Miscellaneous_Existing_Space Heating_Natural Gas_Furnace_E10 | F5 | Commercial | Miscellaneous | Existing | Space Heating | Natural Gas | Furnace | E10 | Utility - Cost of Operation | 0 | 0 | 0 | 0 | 0 | 0 | 0 | 0 | 0 | 0 | 0 | 0 | 0 | 0 | 0 | 0 | 0 | 0 | 0 | 0 | 0 | 0 | 0 | 0 | 0 | 0 | 0
F6_Commercial_Miscellaneous_Existing_Space Heating_Natural Gas_Furnace_E1 | F6 | Commercial | Miscellaneous | Existing | Space Heating | Natural Gas | Furnace | E1 | Utility - Value of Sales | 0 | 0 | 0 | 0 | 0 | 0 | 0 | 0 | 0 | 0 | 0 | 0 | 0 | 0 | 0 | 0 | 0 | 0 | 0 | 0 | 0 | 0 | 0 | 0 | 0 | 0 | 0
F6_Commercial_Miscellaneous_Existing_Space Heating_Natural Gas_Furnace_E2 | F6 | Commercial | Miscellaneous | Existing | Space Heating | Natural Gas | Furnace | E2 | Utility - Value of Sales | 0 | 0 | 0 | 0 | 0 | 0 | 0 | 0 | 0 | 0 | 0 | 0 | 0 | 0 | 0 | 0 | 0 | 0 | 0 | 0 | 0 | 0 | 0 | 0 | 0 | 0 | 0
F6_Commercial_Miscellaneous_Existing_Space Heating_Natural Gas_Furnace_E3 | F6 | Commercial | Miscellaneous | Existing | Space Heating | Natural Gas | Furnace | E3 | Utility - Value of Sales | 0 | 0 | 0 | 0 | 0 | 0 | 0 | 0 | 0 | 0 | 0 | 0 | 0 | 0 | 0 | 0 | 0 | 0 | 0 | 0 | 0 | 0 | 0 | 0 | 0 | 0 | 0
F6_Commercial_Miscellaneous_Existing_Space Heating_Natural Gas_Furnace_E4 | F6 | Commercial | Miscellaneous | Existing | Space Heating | Natural Gas | Furnace | E4 | Utility - Value of Sales | 0 | 0 | 0 | 0 | 0 | 0 | 0 | 0 | 0 | 0 | 0 | 0 | 0 | 0 | 0 | 0 | 0 | 0 | 0 | 0 | 0 | 0 | 0 | 0 | 0 | 0 | 0
F6_Commercial_Miscellaneous_Existing_Space Heating_Natural Gas_Furnace_E5 | F6 | Commercial | Miscellaneous | Existing | Space Heating | Natural Gas | Furnace | E5 | Utility - Value of Sales | 0 | 0 | 0 | 0 | 0 | 0 | 0 | 0 | 0 | 0 | 0 | 0 | 0 | 0 | 0 | 0 | 0 | 0 | 0 | 0 | 0 | 0 | 0 | 0 | 0 | 0 | 0
F6_Commercial_Miscellaneous_Existing_Space Heating_Natural Gas_Furnace_E6 | F6 | Commercial | Miscellaneous | Existing | Space Heating | Natural Gas | Furnace | E6 | Utility - Value of Sales | 0 | 0 | 0 | 0 | 0 | 0 | 0 | 0 | 0 | 0 | 0 | 0 | 0 | 0 | 0 | 0 | 0 | 0 | 0 | 0 | 0 | 0 | 0 | 0 | 0 | 0 | 0
F6_Commercial_Miscellaneous_Existing_Space Heating_Natural Gas_Furnace_E7 | F6 | Commercial | Miscellaneous | Existing | Space Heating | Natural Gas | Furnace | E7 | Utility - Value of Sales | 0 | 0 | 0 | 0 | 0 | 0 | 0 | 0 | 0 | 0 | 0 | 0 | 0 | 0 | 0 | 0 | 0 | 0 | 0 | 0 | 0 | 0 | 0 | 0 | 0 | 0 | 0
F6_Commercial_Miscellaneous_Existing_Space Heating_Natural Gas_Furnace_E8 | F6 | Commercial | Miscellaneous | Existing | Space Heating | Natural Gas | Furnace | E8 | Utility - Value of Sales | 0 | 0 | 0 | 0 | 0 | 0 | 0 | 0 | 0 | 0 | 0 | 0 | 0 | 0 | 0 | 0 | 0 | 0 | 0 | 0 | 0 | 0 | 0 | 0 | 0 | 0 | 0
F6_Commercial_Miscellaneous_Existing_Space Heating_Natural Gas_Furnace_E9 | F6 | Commercial | Miscellaneous | Existing | Space Heating | Natural Gas | Furnace | E9 | Utility - Value of Sales | 0 | 0 | 0 | 0 | 0 | 0 | 0 | 0 | 0 | 0 | 0 | 0 | 0 | 0 | 0 | 0 | 0 | 0 | 0 | 0 | 0 | 0 | 0 | 0 | 0 | 0 | 0
F6_Commercial_Miscellaneous_Existing_Space Heating_Natural Gas_Furnace_E10 | F6 | Commercial | Miscellaneous | Existing | Space Heating | Natural Gas | Furnace | E10 | Utility - Value of Sales | 0 | 0 | 0 | 0 | 0 | 0 | 0 | 0 | 0 | 0 | 0 | 0 | 0 | 0 | 0 | 0 | 0 | 0 | 0 | 0 | 0 | 0 | 0 | 0 | 0 | 0 | 0
F1_Commercial_Miscellaneous_Existing_Space Heating_Natural Gas_Boiler_E1 | F1 | Commercial | Miscellaneous | Existing | Space Heating | Natural Gas | Boiler | E1 | RVT - Cost of Equipment | 0.3496 | 0.3496 | 0.3496 | 0.3496 | 0.3496 | 0.3496 | 0.3496 | 0.3496 | 0.3496 | 0.3496 | 0.3496 | 0.3496 | 0.3496 | 0.3496 | 0.3496 | 0.3496 | 0.3496 | 0.3496 | 0.3496 | 0.3496 | 0.3496 | 0.3496 | 0.3496 | 0.3496 | 0.3496 | 0.3496 | 0.3496
F1_Commercial_Miscellaneous_Existing_Space Heating_Natural Gas_Boiler_E2 | F1 | Commercial | Miscellaneous | Existing | Space Heating | Natural Gas | Boiler | E2 | RVT - Cost of Equipment | 0.39774 | 0.39774 | 0.39774 | 0.39774 | 0.39774 | 0.39774 | 0.39774 | 0.39774 | 0.39774 | 0.39774 | 0.39774 | 0.39774 | 0.39774 | 0.39774 | 0.39774 | 0.39774 | 0.39774 | 0.39774 | 0.39774 | 0.39774 | 0.39774 | 0.39774 | 0.39774 | 0.39774 | 0.39774 | 0.39774 | 0.39774
F1_Commercial_Miscellaneous_Existing_Space Heating_Natural Gas_Boiler_E3 | F1 | Commercial | Miscellaneous | Existing | Space Heating | Natural Gas | Boiler | E3 | RVT - Cost of Equipment | 0.49443 | 0.49443 | 0.49443 | 0.49443 | 0.49443 | 0.49443 | 0.49443 | 0.49443 | 0.49443 | 0.49443 | 0.49443 | 0.49443 | 0.49443 | 0.49443 | 0.49443 | 0.49443 | 0.49443 | 0.49443 | 0.49443 | 0.49443 | 0.49443 | 0.49443 | 0.49443 | 0.49443 | 0.49443 | 0.49443 | 0.49443
F1_Commercial_Miscellaneous_Existing_Space Heating_Natural Gas_Boiler_E4 | F1 | Commercial | Miscellaneous | Existing | Space Heating | Natural Gas | Boiler | E4 | RVT - Cost of Equipment | 1.844 | 1.844 | 1.844 | 1.844 | 1.844 | 1.844 | 1.844 | 1.844 | 1.844 | 1.844 | 1.844 | 1.844 | 1.844 | 1.844 | 1.844 | 1.844 | 1.844 | 1.844 | 1.844 | 1.844 | 1.844 | 1.844 | 1.844 | 1.844 | 1.844 | 1.844 | 1.844
F1_Commercial_Miscellaneous_Existing_Space Heating_Natural Gas_Boiler_E5 | F1 | Commercial | Miscellaneous | Existing | Space Heating | Natural Gas | Boiler | E5 | RVT - Cost of Equipment | 0 | 0 | 0 | 0 | 0 | 0 | 0 | 0 | 0 | 0 | 0 | 0 | 0 | 0 | 0 | 0 | 0 | 0 | 0 | 0 | 0 | 0 | 0 | 0 | 0 | 0 | 0
F1_Commercial_Miscellaneous_Existing_Space Heating_Natural Gas_Boiler_E6 | F1 | Commercial | Miscellaneous | Existing | Space Heating | Natural Gas | Boiler | E6 | RVT - Cost of Equipment | 0 | 0 | 0 | 0 | 0 | 0 | 0 | 0 | 0 | 0 | 0 | 0 | 0 | 0 | 0 | 0 | 0 | 0 | 0 | 0 | 0 | 0 | 0 | 0 | 0 | 0 | 0
F1_Commercial_Miscellaneous_Existing_Space Heating_Natural Gas_Boiler_E7 | F1 | Commercial | Miscellaneous | Existing | Space Heating | Natural Gas | Boiler | E7 | RVT - Cost of Equipment | 0 | 0 | 0 | 0 | 0 | 0 | 0 | 0 | 0 | 0 | 0 | 0 | 0 | 0 | 0 | 0 | 0 | 0 | 0 | 0 | 0 | 0 | 0 | 0 | 0 | 0 | 0
F1_Commercial_Miscellaneous_Existing_Space Heating_Natural Gas_Boiler_E8 | F1 | Commercial | Miscellaneous | Existing | Space Heating | Natural Gas | Boiler | E8 | RVT - Cost of Equipment | 0 | 0 | 0 | 0 | 0 | 0 | 0 | 0 | 0 | 0 | 0 | 0 | 0 | 0 | 0 | 0 | 0 | 0 | 0 | 0 | 0 | 0 | 0 | 0 | 0 | 0 | 0
F1_Commercial_Miscellaneous_Existing_Space Heating_Natural Gas_Boiler_E9 | F1 | Commercial | Miscellaneous | Existing | Space Heating | Natural Gas | Boiler | E9 | RVT - Cost of Equipment | 0 | 0 | 0 | 0 | 0 | 0 | 0 | 0 | 0 | 0 | 0 | 0 | 0 | 0 | 0 | 0 | 0 | 0 | 0 | 0 | 0 | 0 | 0 | 0 | 0 | 0 | 0
F1_Commercial_Miscellaneous_Existing_Space Heating_Natural Gas_Boiler_E10 | F1 | Commercial | Miscellaneous | Existing | Space Heating | Natural Gas | Boiler | E10 | RVT - Cost of Equipment | 0 | 0 | 0 | 0 | 0 | 0 | 0 | 0 | 0 | 0 | 0 | 0 | 0 | 0 | 0 | 0 | 0 | 0 | 0 | 0 | 0 | 0 | 0 | 0 | 0 | 0 | 0
F2_Commercial_Miscellaneous_Existing_Space Heating_Natural Gas_Boiler_E1 | F2 | Commercial | Miscellaneous | Existing | Space Heating | Natural Gas | Boiler | E1 | RVT - Cost of Operation | 0 | 0 | 0 | 0 | 0 | 0 | 0 | 0 | 0 | 0 | 0 | 0 | 0 | 0 | 0 | 0 | 0 | 0 | 0 | 0 | 0 | 0 | 0 | 0 | 0 | 0 | 0
F2_Commercial_Miscellaneous_Existing_Space Heating_Natural Gas_Boiler_E2 | F2 | Commercial | Miscellaneous | Existing | Space Heating | Natural Gas | Boiler | E2 | RVT - Cost of Operation | 0 | 0 | 0 | 0 | 0 | 0 | 0 | 0 | 0 | 0 | 0 | 0 | 0 | 0 | 0 | 0 | 0 | 0 | 0 | 0 | 0 | 0 | 0 | 0 | 0 | 0 | 0
F2_Commercial_Miscellaneous_Existing_Space Heating_Natural Gas_Boiler_E3 | F2 | Commercial | Miscellaneous | Existing | Space Heating | Natural Gas | Boiler | E3 | RVT - Cost of Operation | 0 | 0 | 0 | 0 | 0 | 0 | 0 | 0 | 0 | 0 | 0 | 0 | 0 | 0 | 0 | 0 | 0 | 0 | 0 | 0 | 0 | 0 | 0 | 0 | 0 | 0 | 0
F2_Commercial_Miscellaneous_Existing_Space Heating_Natural Gas_Boiler_E4 | F2 | Commercial | Miscellaneous | Existing | Space Heating | Natural Gas | Boiler | E4 | RVT - Cost of Operation | 0 | 0 | 0 | 0 | 0 | 0 | 0 | 0 | 0 | 0 | 0 | 0 | 0 | 0 | 0 | 0 | 0 | 0 | 0 | 0 | 0 | 0 | 0 | 0 | 0 | 0 | 0
F2_Commercial_Miscellaneous_Existing_Space Heating_Natural Gas_Boiler_E5 | F2 | Commercial | Miscellaneous | Existing | Space Heating | Natural Gas | Boiler | E5 | RVT - Cost of Operation | 0 | 0 | 0 | 0 | 0 | 0 | 0 | 0 | 0 | 0 | 0 | 0 | 0 | 0 | 0 | 0 | 0 | 0 | 0 | 0 | 0 | 0 | 0 | 0 | 0 | 0 | 0
F2_Commercial_Miscellaneous_Existing_Space Heating_Natural Gas_Boiler_E6 | F2 | Commercial | Miscellaneous | Existing | Space Heating | Natural Gas | Boiler | E6 | RVT - Cost of Operation | 0 | 0 | 0 | 0 | 0 | 0 | 0 | 0 | 0 | 0 | 0 | 0 | 0 | 0 | 0 | 0 | 0 | 0 | 0 | 0 | 0 | 0 | 0 | 0 | 0 | 0 | 0
F2_Commercial_Miscellaneous_Existing_Space Heating_Natural Gas_Boiler_E7 | F2 | Commercial | Miscellaneous | Existing | Space Heating | Natural Gas | Boiler | E7 | RVT - Cost of Operation | 0 | 0 | 0 | 0 | 0 | 0 | 0 | 0 | 0 | 0 | 0 | 0 | 0 | 0 | 0 | 0 | 0 | 0 | 0 | 0 | 0 | 0 | 0 | 0 | 0 | 0 | 0
F2_Commercial_Miscellaneous_Existing_Space Heating_Natural Gas_Boiler_E8 | F2 | Commercial | Miscellaneous | Existing | Space Heating | Natural Gas | Boiler | E8 | RVT - Cost of Operation | 0 | 0 | 0 | 0 | 0 | 0 | 0 | 0 | 0 | 0 | 0 | 0 | 0 | 0 | 0 | 0 | 0 | 0 | 0 | 0 | 0 | 0 | 0 | 0 | 0 | 0 | 0
F2_Commercial_Miscellaneous_Existing_Space Heating_Natural Gas_Boiler_E9 | F2 | Commercial | Miscellaneous | Existing | Space Heating | Natural Gas | Boiler | E9 | RVT - Cost of Operation | 0 | 0 | 0 | 0 | 0 | 0 | 0 | 0 | 0 | 0 | 0 | 0 | 0 | 0 | 0 | 0 | 0 | 0 | 0 | 0 | 0 | 0 | 0 | 0 | 0 | 0 | 0
F2_Commercial_Miscellaneous_Existing_Space Heating_Natural Gas_Boiler_E10 | F2 | Commercial | Miscellaneous | Existing | Space Heating | Natural Gas | Boiler | E10 | RVT - Cost of Operation | 0 | 0 | 0 | 0 | 0 | 0 | 0 | 0 | 0 | 0 | 0 | 0 | 0 | 0 | 0 | 0 | 0 | 0 | 0 | 0 | 0 | 0 | 0 | 0 | 0 | 0 | 0
F3_Commercial_Miscellaneous_Existing_Space Heating_Natural Gas_Boiler_E1 | F3 | Commercial | Miscellaneous | Existing | Space Heating | Natural Gas | Boiler | E1 | System - kBTUs of Consumption | 95.9122 | 96.1693 | 96.1543 | 96.1543 | 96.1543 | 96.1543 | 96.1543 | 96.1543 | 96.1543 | 96.1543 | 96.1543 | 96.1543 | 96.1543 | 96.1543 | 96.1543 | 96.1543 | 96.1543 | 96.1543 | 96.1543 | 96.1543 | 96.1543 | 96.1543 | 96.1543 | 96.1543 | 96.1543 | 96.1543 | 96.1543
F3_Commercial_Miscellaneous_Existing_Space Heating_Natural Gas_Boiler_E2 | F3 | Commercial | Miscellaneous | Existing | Space Heating | Natural Gas | Boiler | E2 | System - kBTUs of Consumption | 90.2703 | 90.5123 | 90.4982 | 90.4982 | 90.4982 | 90.4982 | 90.4982 | 90.4982 | 90.4982 | 90.4982 | 90.4982 | 90.4982 | 90.4982 | 90.4982 | 90.4982 | 90.4982 | 90.4982 | 90.4982 | 90.4982 | 90.4982 | 90.4982 | 90.4982 | 90.4982 | 90.4982 | 90.4982 | 90.4982 | 90.4982
F3_Commercial_Miscellaneous_Existing_Space Heating_Natural Gas_Boiler_E3 | F3 | Commercial | Miscellaneous | Existing | Space Heating | Natural Gas | Boiler | E3 | System - kBTUs of Consumption | 79.1028 | 79.3149 | 79.3025 | 79.3025 | 79.3025 | 79.3025 | 79.3025 | 79.3025 | 79.3025 | 79.3025 | 79.3025 | 79.3025 | 79.3025 | 79.3025 | 79.3025 | 79.3025 | 79.3025 | 79.3025 | 79.3025 | 79.3025 | 79.3025 | 79.3025 | 79.3025 | 79.3025 | 79.3025 | 79.3025 | 79.3025
F3_Commercial_Miscellaneous_Existing_Space Heating_Natural Gas_Boiler_E4 | F3 | Commercial | Miscellaneous | Existing | Space Heating | Natural Gas | Boiler | E4 | System - kBTUs of Consumption | 54.7147 | 54.9596 | 54.9453 | 54.9453 | 54.9453 | 54.9453 | 54.9453 | 54.9453 | 54.9453 | 54.9453 | 54.9453 | 54.9453 | 54.9453 | 54.9453 | 54.9453 | 54.9453 | 54.9453 | 54.9453 | 54.9453 | 54.9453 | 54.9453 | 54.9453 | 54.9453 | 54.9453 | 54.9453 | 54.9453 | 54.9453
F3_Commercial_Miscellaneous_Existing_Space Heating_Natural Gas_Boiler_E5 | F3 | Commercial | Miscellaneous | Existing | Space Heating | Natural Gas | Boiler | E5 | System - kBTUs of Consumption | 0 | 0 | 0 | 0 | 0 | 0 | 0 | 0 | 0 | 0 | 0 | 0 | 0 | 0 | 0 | 0 | 0 | 0 | 0 | 0 | 0 | 0 | 0 | 0 | 0 | 0 | 0
F3_Commercial_Miscellaneous_Existing_Space Heating_Natural Gas_Boiler_E6 | F3 | Commercial | Miscellaneous | Existing | Space Heating | Natural Gas | Boiler | E6 | System - kBTUs of Consumption | 0 | 0 | 0 | 0 | 0 | 0 | 0 | 0 | 0 | 0 | 0 | 0 | 0 | 0 | 0 | 0 | 0 | 0 | 0 | 0 | 0 | 0 | 0 | 0 | 0 | 0 | 0
F3_Commercial_Miscellaneous_Existing_Space Heating_Natural Gas_Boiler_E7 | F3 | Commercial | Miscellaneous | Existing | Space Heating | Natural Gas | Boiler | E7 | System - kBTUs of Consumption | 0 | 0 | 0 | 0 | 0 | 0 | 0 | 0 | 0 | 0 | 0 | 0 | 0 | 0 | 0 | 0 | 0 | 0 | 0 | 0 | 0 | 0 | 0 | 0 | 0 | 0 | 0
F3_Commercial_Miscellaneous_Existing_Space Heating_Natural Gas_Boiler_E8 | F3 | Commercial | Miscellaneous | Existing | Space Heating | Natural Gas | Boiler | E8 | System - kBTUs of Consumption | 0 | 0 | 0 | 0 | 0 | 0 | 0 | 0 | 0 | 0 | 0 | 0 | 0 | 0 | 0 | 0 | 0 | 0 | 0 | 0 | 0 | 0 | 0 | 0 | 0 | 0 | 0
F3_Commercial_Miscellaneous_Existing_Space Heating_Natural Gas_Boiler_E9 | F3 | Commercial | Miscellaneous | Existing | Space Heating | Natural Gas | Boiler | E9 | System - kBTUs of Consumption | 0 | 0 | 0 | 0 | 0 | 0 | 0 | 0 | 0 | 0 | 0 | 0 | 0 | 0 | 0 | 0 | 0 | 0 | 0 | 0 | 0 | 0 | 0 | 0 | 0 | 0 | 0
F3_Commercial_Miscellaneous_Existing_Space Heating_Natural Gas_Boiler_E10 | F3 | Commercial | Miscellaneous | Existing | Space Heating | Natural Gas | Boiler | E10 | System - kBTUs of Consumption | 0 | 0 | 0 | 0 | 0 | 0 | 0 | 0 | 0 | 0 | 0 | 0 | 0 | 0 | 0 | 0 | 0 | 0 | 0 | 0 | 0 | 0 | 0 | 0 | 0 | 0 | 0
F4_Commercial_Miscellaneous_Existing_Space Heating_Natural Gas_Boiler_E1 | F4 | Commercial | Miscellaneous | Existing | Space Heating | Natural Gas | Boiler | E1 | Utility - Cost of Equipment | 0.3496 | 0.3496 | 0.3496 | 0.3496 | 0.3496 | 0.3496 | 0.3496 | 0.3496 | 0.3496 | 0.3496 | 0.3496 | 0.3496 | 0.3496 | 0.3496 | 0.3496 | 0.3496 | 0.3496 | 0.3496 | 0.3496 | 0.3496 | 0.3496 | 0.3496 | 0.3496 | 0.3496 | 0.3496 | 0.3496 | 0.3496
F4_Commercial_Miscellaneous_Existing_Space Heating_Natural Gas_Boiler_E2 | F4 | Commercial | Miscellaneous | Existing | Space Heating | Natural Gas | Boiler | E2 | Utility - Cost of Equipment | 0.39774 | 0.39774 | 0.39774 | 0.39774 | 0.39774 | 0.39774 | 0.39774 | 0.39774 | 0.39774 | 0.39774 | 0.39774 | 0.39774 | 0.39774 | 0.39774 | 0.39774 | 0.39774 | 0.39774 | 0.39774 | 0.39774 | 0.39774 | 0.39774 | 0.39774 | 0.39774 | 0.39774 | 0.39774 | 0.39774 | 0.39774
F4_Commercial_Miscellaneous_Existing_Space Heating_Natural Gas_Boiler_E3 | F4 | Commercial | Miscellaneous | Existing | Space Heating | Natural Gas | Boiler | E3 | Utility - Cost of Equipment | 0.49443 | 0.49443 | 0.49443 | 0.49443 | 0.49443 | 0.49443 | 0.49443 | 0.49443 | 0.49443 | 0.49443 | 0.49443 | 0.49443 | 0.49443 | 0.49443 | 0.49443 | 0.49443 | 0.49443 | 0.49443 | 0.49443 | 0.49443 | 0.49443 | 0.49443 | 0.49443 | 0.49443 | 0.49443 | 0.49443 | 0.49443
F4_Commercial_Miscellaneous_Existing_Space Heating_Natural Gas_Boiler_E4 | F4 | Commercial | Miscellaneous | Existing | Space Heating | Natural Gas | Boiler | E4 | Utility - Cost of Equipment | 1.844 | 1.844 | 1.844 | 1.844 | 1.844 | 1.844 | 1.844 | 1.844 | 1.844 | 1.844 | 1.844 | 1.844 | 1.844 | 1.844 | 1.844 | 1.844 | 1.844 | 1.844 | 1.844 | 1.844 | 1.844 | 1.844 | 1.844 | 1.844 | 1.844 | 1.844 | 1.844
F4_Commercial_Miscellaneous_Existing_Space Heating_Natural Gas_Boiler_E5 | F4 | Commercial | Miscellaneous | Existing | Space Heating | Natural Gas | Boiler | E5 | Utility - Cost of Equipment | 0 | 0 | 0 | 0 | 0 | 0 | 0 | 0 | 0 | 0 | 0 | 0 | 0 | 0 | 0 | 0 | 0 | 0 | 0 | 0 | 0 | 0 | 0 | 0 | 0 | 0 | 0
F4_Commercial_Miscellaneous_Existing_Space Heating_Natural Gas_Boiler_E6 | F4 | Commercial | Miscellaneous | Existing | Space Heating | Natural Gas | Boiler | E6 | Utility - Cost of Equipment | 0 | 0 | 0 | 0 | 0 | 0 | 0 | 0 | 0 | 0 | 0 | 0 | 0 | 0 | 0 | 0 | 0 | 0 | 0 | 0 | 0 | 0 | 0 | 0 | 0 | 0 | 0
F4_Commercial_Miscellaneous_Existing_Space Heating_Natural Gas_Boiler_E7 | F4 | Commercial | Miscellaneous | Existing | Space Heating | Natural Gas | Boiler | E7 | Utility - Cost of Equipment | 0 | 0 | 0 | 0 | 0 | 0 | 0 | 0 | 0 | 0 | 0 | 0 | 0 | 0 | 0 | 0 | 0 | 0 | 0 | 0 | 0 | 0 | 0 | 0 | 0 | 0 | 0
F4_Commercial_Miscellaneous_Existing_Space Heating_Natural Gas_Boiler_E8 | F4 | Commercial | Miscellaneous | Existing | Space Heating | Natural Gas | Boiler | E8 | Utility - Cost of Equipment | 0 | 0 | 0 | 0 | 0 | 0 | 0 | 0 | 0 | 0 | 0 | 0 | 0 | 0 | 0 | 0 | 0 | 0 | 0 | 0 | 0 | 0 | 0 | 0 | 0 | 0 | 0
F4_Commercial_Miscellaneous_Existing_Space Heating_Natural Gas_Boiler_E9 | F4 | Commercial | Miscellaneous | Existing | Space Heating | Natural Gas | Boiler | E9 | Utility - Cost of Equipment | 0 | 0 | 0 | 0 | 0 | 0 | 0 | 0 | 0 | 0 | 0 | 0 | 0 | 0 | 0 | 0 | 0 | 0 | 0 | 0 | 0 | 0 | 0 | 0 | 0 | 0 | 0
F4_Commercial_Miscellaneous_Existing_Space Heating_Natural Gas_Boiler_E10 | F4 | Commercial | Miscellaneous | Existing | Space Heating | Natural Gas | Boiler | E10 | Utility - Cost of Equipment | 0 | 0 | 0 | 0 | 0 | 0 | 0 | 0 | 0 | 0 | 0 | 0 | 0 | 0 | 0 | 0 | 0 | 0 | 0 | 0 | 0 | 0 | 0 | 0 | 0 | 0 | 0
F5_Commercial_Miscellaneous_Existing_Space Heating_Natural Gas_Boiler_E1 | F5 | Commercial | Miscellaneous | Existing | Space Heating | Natural Gas | Boiler | E1 | Utility - Cost of Operation | 1.3973 | 1.3877 | 1.367 | 1.3445 | 1.3368 | 1.3345 | 1.3364 | 1.3397 | 1.3426 | 1.3441 | 1.3442 | 1.3427 | 1.3391 | 1.3325 | 1.3228 | 1.3107 | 1.295 | 1.2764 | 1.2543 | 1.2278 | 1.1962 | 1.1604 | 1.1308 | 1.1122 | 1.1054 | 1.1108 | 1.1163
F5_Commercial_Miscellaneous_Existing_Space Heating_Natural Gas_Boiler_E2 | F5 | Commercial | Miscellaneous | Existing | Space Heating | Natural Gas | Boiler | E2 | Utility - Cost of Operation | 1.3151 | 1.3061 | 1.2866 | 1.2654 | 1.2582 | 1.256 | 1.2578 | 1.2609 | 1.2636 | 1.2651 | 1.2651 | 1.2637 | 1.2603 | 1.2541 | 1.245 | 1.2336 | 1.2188 | 1.2014 | 1.1805 | 1.1556 | 1.1259 | 1.0921 | 1.0642 | 1.0468 | 1.0404 | 1.0455 | 1.0506
F5_Commercial_Miscellaneous_Existing_Space Heating_Natural Gas_Boiler_E3 | F5 | Commercial | Miscellaneous | Existing | Space Heating | Natural Gas | Boiler | E3 | Utility - Cost of Operation | 1.1524 | 1.1445 | 1.1274 | 1.1089 | 1.1025 | 1.1006 | 1.1022 | 1.1049 | 1.1073 | 1.1086 | 1.1086 | 1.1074 | 1.1044 | 1.099 | 1.091 | 1.081 | 1.068 | 1.0527 | 1.0345 | 1.0126 | 0.98659 | 0.957 | 0.93258 | 0.91732 | 0.91167 | 0.91614 | 0.92063
F5_Commercial_Miscellaneous_Existing_Space Heating_Natural Gas_Boiler_E4 | F5 | Commercial | Miscellaneous | Existing | Space Heating | Natural Gas | Boiler | E4 | Utility - Cost of Operation | 0.78837 | 0.7841 | 0.773 | 0.76173 | 0.76196 | 0.76628 | 0.7735 | 0.7815 | 0.78873 | 0.79436 | 0.79815 | 0.79973 | 0.79855 | 0.79401 | 0.78646 | 0.77667 | 0.76427 | 0.74975 | 0.7326 | 0.71227 | 0.68823 | 0.661 | 0.63838 | 0.62388 | 0.61792 | 0.62095 | 0.624
F5_Commercial_Miscellaneous_Existing_Space Heating_Natural Gas_Boiler_E5 | F5 | Commercial | Miscellaneous | Existing | Space Heating | Natural Gas | Boiler | E5 | Utility - Cost of Operation | 0 | 0 | 0 | 0 | 0 | 0 | 0 | 0 | 0 | 0 | 0 | 0 | 0 | 0 | 0 | 0 | 0 | 0 | 0 | 0 | 0 | 0 | 0 | 0 | 0 | 0 | 0
F5_Commercial_Miscellaneous_Existing_Space Heating_Natural Gas_Boiler_E6 | F5 | Commercial | Miscellaneous | Existing | Space Heating | Natural Gas | Boiler | E6 | Utility - Cost of Operation | 0 | 0 | 0 | 0 | 0 | 0 | 0 | 0 | 0 | 0 | 0 | 0 | 0 | 0 | 0 | 0 | 0 | 0 | 0 | 0 | 0 | 0 | 0 | 0 | 0 | 0 | 0
F5_Commercial_Miscellaneous_Existing_Space Heating_Natural Gas_Boiler_E7 | F5 | Commercial | Miscellaneous | Existing | Space Heating | Natural Gas | Boiler | E7 | Utility - Cost of Operation | 0 | 0 | 0 | 0 | 0 | 0 | 0 | 0 | 0 | 0 | 0 | 0 | 0 | 0 | 0 | 0 | 0 | 0 | 0 | 0 | 0 | 0 | 0 | 0 | 0 | 0 | 0
F5_Commercial_Miscellaneous_Existing_Space Heating_Natural Gas_Boiler_E8 | F5 | Commercial | Miscellaneous | Existing | Space Heating | Natural Gas | Boiler | E8 | Utility - Cost of Operation | 0 | 0 | 0 | 0 | 0 | 0 | 0 | 0 | 0 | 0 | 0 | 0 | 0 | 0 | 0 | 0 | 0 | 0 | 0 | 0 | 0 | 0 | 0 | 0 | 0 | 0 | 0
F5_Commercial_Miscellaneous_Existing_Space Heating_Natural Gas_Boiler_E9 | F5 | Commercial | Miscellaneous | Existing | Space Heating | Natural Gas | Boiler | E9 | Utility - Cost of Operation | 0 | 0 | 0 | 0 | 0 | 0 | 0 | 0 | 0 | 0 | 0 | 0 | 0 | 0 | 0 | 0 | 0 | 0 | 0 | 0 | 0 | 0 | 0 | 0 | 0 | 0 | 0
F5_Commercial_Miscellaneous_Existing_Space Heating_Natural Gas_Boiler_E10 | F5 | Commercial | Miscellaneous | Existing | Space Heating | Natural Gas | Boiler | E10 | Utility - Cost of Operation | 0 | 0 | 0 | 0 | 0 | 0 | 0 | 0 | 0 | 0 | 0 | 0 | 0 | 0 | 0 | 0 | 0 | 0 | 0 | 0 | 0 | 0 | 0 | 0 | 0 | 0 | 0
F6_Commercial_Miscellaneous_Existing_Space Heating_Natural Gas_Boiler_E1 | F6 | Commercial | Miscellaneous | Existing | Space Heating | Natural Gas | Boiler | E1 | Utility - Value of Sales | 0 | 0 | 0 | 0 | 0 | 0 | 0 | 0 | 0 | 0 | 0 | 0 | 0 | 0 | 0 | 0 | 0 | 0 | 0 | 0 | 0 | 0 | 0 | 0 | 0 | 0 | 0
F6_Commercial_Miscellaneous_Existing_Space Heating_Natural Gas_Boiler_E2 | F6 | Commercial | Miscellaneous | Existing | Space Heating | Natural Gas | Boiler | E2 | Utility - Value of Sales | 0 | 0 | 0 | 0 | 0 | 0 | 0 | 0 | 0 | 0 | 0 | 0 | 0 | 0 | 0 | 0 | 0 | 0 | 0 | 0 | 0 | 0 | 0 | 0 | 0 | 0 | 0
F6_Commercial_Miscellaneous_Existing_Space Heating_Natural Gas_Boiler_E3 | F6 | Commercial | Miscellaneous | Existing | Space Heating | Natural Gas | Boiler | E3 | Utility - Value of Sales | 0 | 0 | 0 | 0 | 0 | 0 | 0 | 0 | 0 | 0 | 0 | 0 | 0 | 0 | 0 | 0 | 0 | 0 | 0 | 0 | 0 | 0 | 0 | 0 | 0 | 0 | 0
F6_Commercial_Miscellaneous_Existing_Space Heating_Natural Gas_Boiler_E4 | F6 | Commercial | Miscellaneous | Existing | Space Heating | Natural Gas | Boiler | E4 | Utility - Value of Sales | 0 | 0 | 0 | 0 | 0 | 0 | 0 | 0 | 0 | 0 | 0 | 0 | 0 | 0 | 0 | 0 | 0 | 0 | 0 | 0 | 0 | 0 | 0 | 0 | 0 | 0 | 0
F6_Commercial_Miscellaneous_Existing_Space Heating_Natural Gas_Boiler_E5 | F6 | Commercial | Miscellaneous | Existing | Space Heating | Natural Gas | Boiler | E5 | Utility - Value of Sales | 0 | 0 | 0 | 0 | 0 | 0 | 0 | 0 | 0 | 0 | 0 | 0 | 0 | 0 | 0 | 0 | 0 | 0 | 0 | 0 | 0 | 0 | 0 | 0 | 0 | 0 | 0
F6_Commercial_Miscellaneous_Existing_Space Heating_Natural Gas_Boiler_E6 | F6 | Commercial | Miscellaneous | Existing | Space Heating | Natural Gas | Boiler | E6 | Utility - Value of Sales | 0 | 0 | 0 | 0 | 0 | 0 | 0 | 0 | 0 | 0 | 0 | 0 | 0 | 0 | 0 | 0 | 0 | 0 | 0 | 0 | 0 | 0 | 0 | 0 | 0 | 0 | 0
F6_Commercial_Miscellaneous_Existing_Space Heating_Natural Gas_Boiler_E7 | F6 | Commercial | Miscellaneous | Existing | Space Heating | Natural Gas | Boiler | E7 | Utility - Value of Sales | 0 | 0 | 0 | 0 | 0 | 0 | 0 | 0 | 0 | 0 | 0 | 0 | 0 | 0 | 0 | 0 | 0 | 0 | 0 | 0 | 0 | 0 | 0 | 0 | 0 | 0 | 0
F6_Commercial_Miscellaneous_Existing_Space Heating_Natural Gas_Boiler_E8 | F6 | Commercial | Miscellaneous | Existing | Space Heating | Natural Gas | Boiler | E8 | Utility - Value of Sales | 0 | 0 | 0 | 0 | 0 | 0 | 0 | 0 | 0 | 0 | 0 | 0 | 0 | 0 | 0 | 0 | 0 | 0 | 0 | 0 | 0 | 0 | 0 | 0 | 0 | 0 | 0
F6_Commercial_Miscellaneous_Existing_Space Heating_Natural Gas_Boiler_E9 | F6 | Commercial | Miscellaneous | Existing | Space Heating | Natural Gas | Boiler | E9 | Utility - Value of Sales | 0 | 0 | 0 | 0 | 0 | 0 | 0 | 0 | 0 | 0 | 0 | 0 | 0 | 0 | 0 | 0 | 0 | 0 | 0 | 0 | 0 | 0 | 0 | 0 | 0 | 0 | 0
F6_Commercial_Miscellaneous_Existing_Space Heating_Natural Gas_Boiler_E10 | F6 | Commercial | Miscellaneous | Existing | Space Heating | Natural Gas | Boiler | E10 | Utility - Value of Sales | 0 | 0 | 0 | 0 | 0 | 0 | 0 | 0 | 0 | 0 | 0 | 0 | 0 | 0 | 0 | 0 | 0 | 0 | 0 | 0 | 0 | 0 | 0 | 0 | 0 | 0 | 0
F1_Commercial_Miscellaneous_Existing_Space Heating_Natural Gas_Unit Heater_E1 | F1 | Commercial | Miscellaneous | Existing | Space Heating | Natural Gas | Unit Heater | E1 | RVT - Cost of Equipment | 0.014651 | 0.014651 | 0.014651 | 0.014651 | 0.014651 | 0.014651 | 0.014651 | 0.014651 | 0.014651 | 0.014651 | 0.014651 | 0.014651 | 0.014651 | 0.014651 | 0.014651 | 0.014651 | 0.014651 | 0.014651 | 0.014651 | 0.014651 | 0.014651 | 0.014651 | 0.014651 | 0.014651 | 0.014651 | 0.014651 | 0.014651
F1_Commercial_Miscellaneous_Existing_Space Heating_Natural Gas_Unit Heater_E2 | F1 | Commercial | Miscellaneous | Existing | Space Heating | Natural Gas | Unit Heater | E2 | RVT - Cost of Equipment | 0.017469 | 0.017469 | 0.017469 | 0.017469 | 0.017469 | 0.017469 | 0.017469 | 0.017469 | 0.017469 | 0.017469 | 0.017469 | 0.017469 | 0.017469 | 0.017469 | 0.017469 | 0.017469 | 0.017469 | 0.017469 | 0.017469 | 0.017469 | 0.017469 | 0.017469 | 0.017469 | 0.017469 | 0.017469 | 0.017469 | 0.017469
F1_Commercial_Miscellaneous_Existing_Space Heating_Natural Gas_Unit Heater_E3 | F1 | Commercial | Miscellaneous | Existing | Space Heating | Natural Gas | Unit Heater | E3 | RVT - Cost of Equipment | 0.019151 | 0.019151 | 0.019151 | 0.019151 | 0.019151 | 0.019151 | 0.019151 | 0.019151 | 0.019151 | 0.019151 | 0.019151 | 0.019151 | 0.019151 | 0.019151 | 0.019151 | 0.019151 | 0.019151 | 0.019151 | 0.019151 | 0.019151 | 0.019151 | 0.019151 | 0.019151 | 0.019151 | 0.019151 | 0.019151 | 0.019151
F1_Commercial_Miscellaneous_Existing_Space Heating_Natural Gas_Unit Heater_E4 | F1 | Commercial | Miscellaneous | Existing | Space Heating | Natural Gas | Unit Heater | E4 | RVT - Cost of Equipment | 0 | 0 | 0 | 0 | 0 | 0 | 0 | 0 | 0 | 0 | 0 | 0 | 0 | 0 | 0 | 0 | 0 | 0 | 0 | 0 | 0 | 0 | 0 | 0 | 0 | 0 | 0
F1_Commercial_Miscellaneous_Existing_Space Heating_Natural Gas_Unit Heater_E5 | F1 | Commercial | Miscellaneous | Existing | Space Heating | Natural Gas | Unit Heater | E5 | RVT - Cost of Equipment | 0 | 0 | 0 | 0 | 0 | 0 | 0 | 0 | 0 | 0 | 0 | 0 | 0 | 0 | 0 | 0 | 0 | 0 | 0 | 0 | 0 | 0 | 0 | 0 | 0 | 0 | 0
F1_Commercial_Miscellaneous_Existing_Space Heating_Natural Gas_Unit Heater_E6 | F1 | Commercial | Miscellaneous | Existing | Space Heating | Natural Gas | Unit Heater | E6 | RVT - Cost of Equipment | 0 | 0 | 0 | 0 | 0 | 0 | 0 | 0 | 0 | 0 | 0 | 0 | 0 | 0 | 0 | 0 | 0 | 0 | 0 | 0 | 0 | 0 | 0 | 0 | 0 | 0 | 0
F1_Commercial_Miscellaneous_Existing_Space Heating_Natural Gas_Unit Heater_E7 | F1 | Commercial | Miscellaneous | Existing | Space Heating | Natural Gas | Unit Heater | E7 | RVT - Cost of Equipment | 0 | 0 | 0 | 0 | 0 | 0 | 0 | 0 | 0 | 0 | 0 | 0 | 0 | 0 | 0 | 0 | 0 | 0 | 0 | 0 | 0 | 0 | 0 | 0 | 0 | 0 | 0
F1_Commercial_Miscellaneous_Existing_Space Heating_Natural Gas_Unit Heater_E8 | F1 | Commercial | Miscellaneous | Existing | Space Heating | Natural Gas | Unit Heater | E8 | RVT - Cost of Equipment | 0 | 0 | 0 | 0 | 0 | 0 | 0 | 0 | 0 | 0 | 0 | 0 | 0 | 0 | 0 | 0 | 0 | 0 | 0 | 0 | 0 | 0 | 0 | 0 | 0 | 0 | 0
F1_Commercial_Miscellaneous_Existing_Space Heating_Natural Gas_Unit Heater_E9 | F1 | Commercial | Miscellaneous | Existing | Space Heating | Natural Gas | Unit Heater | E9 | RVT - Cost of Equipment | 0 | 0 | 0 | 0 | 0 | 0 | 0 | 0 | 0 | 0 | 0 | 0 | 0 | 0 | 0 | 0 | 0 | 0 | 0 | 0 | 0 | 0 | 0 | 0 | 0 | 0 | 0
F1_Commercial_Miscellaneous_Existing_Space Heating_Natural Gas_Unit Heater_E10 | F1 | Commercial | Miscellaneous | Existing | Space Heating | Natural Gas | Unit Heater | E10 | RVT - Cost of Equipment | 0 | 0 | 0 | 0 | 0 | 0 | 0 | 0 | 0 | 0 | 0 | 0 | 0 | 0 | 0 | 0 | 0 | 0 | 0 | 0 | 0 | 0 | 0 | 0 | 0 | 0 | 0
F2_Commercial_Miscellaneous_Existing_Space Heating_Natural Gas_Unit Heater_E1 | F2 | Commercial | Miscellaneous | Existing | Space Heating | Natural Gas | Unit Heater | E1 | RVT - Cost of Operation | 0 | 0 | 0 | 0 | 0 | 0 | 0 | 0 | 0 | 0 | 0 | 0 | 0 | 0 | 0 | 0 | 0 | 0 | 0 | 0 | 0 | 0 | 0 | 0 | 0 | 0 | 0
F2_Commercial_Miscellaneous_Existing_Space Heating_Natural Gas_Unit Heater_E2 | F2 | Commercial | Miscellaneous | Existing | Space Heating | Natural Gas | Unit Heater | E2 | RVT - Cost of Operation | 0 | 0 | 0 | 0 | 0 | 0 | 0 | 0 | 0 | 0 | 0 | 0 | 0 | 0 | 0 | 0 | 0 | 0 | 0 | 0 | 0 | 0 | 0 | 0 | 0 | 0 | 0
F2_Commercial_Miscellaneous_Existing_Space Heating_Natural Gas_Unit Heater_E3 | F2 | Commercial | Miscellaneous | Existing | Space Heating | Natural Gas | Unit Heater | E3 | RVT - Cost of Operation | 0 | 0 | 0 | 0 | 0 | 0 | 0 | 0 | 0 | 0 | 0 | 0 | 0 | 0 | 0 | 0 | 0 | 0 | 0 | 0 | 0 | 0 | 0 | 0 | 0 | 0 | 0
F2_Commercial_Miscellaneous_Existing_Space Heating_Natural Gas_Unit Heater_E4 | F2 | Commercial | Miscellaneous | Existing | Space Heating | Natural Gas | Unit Heater | E4 | RVT - Cost of Operation | 0 | 0 | 0 | 0 | 0 | 0 | 0 | 0 | 0 | 0 | 0 | 0 | 0 | 0 | 0 | 0 | 0 | 0 | 0 | 0 | 0 | 0 | 0 | 0 | 0 | 0 | 0
F2_Commercial_Miscellaneous_Existing_Space Heating_Natural Gas_Unit Heater_E5 | F2 | Commercial | Miscellaneous | Existing | Space Heating | Natural Gas | Unit Heater | E5 | RVT - Cost of Operation | 0 | 0 | 0 | 0 | 0 | 0 | 0 | 0 | 0 | 0 | 0 | 0 | 0 | 0 | 0 | 0 | 0 | 0 | 0 | 0 | 0 | 0 | 0 | 0 | 0 | 0 | 0
F2_Commercial_Miscellaneous_Existing_Space Heating_Natural Gas_Unit Heater_E6 | F2 | Commercial | Miscellaneous | Existing | Space Heating | Natural Gas | Unit Heater | E6 | RVT - Cost of Operation | 0 | 0 | 0 | 0 | 0 | 0 | 0 | 0 | 0 | 0 | 0 | 0 | 0 | 0 | 0 | 0 | 0 | 0 | 0 | 0 | 0 | 0 | 0 | 0 | 0 | 0 | 0
F2_Commercial_Miscellaneous_Existing_Space Heating_Natural Gas_Unit Heater_E7 | F2 | Commercial | Miscellaneous | Existing | Space Heating | Natural Gas | Unit Heater | E7 | RVT - Cost of Operation | 0 | 0 | 0 | 0 | 0 | 0 | 0 | 0 | 0 | 0 | 0 | 0 | 0 | 0 | 0 | 0 | 0 | 0 | 0 | 0 | 0 | 0 | 0 | 0 | 0 | 0 | 0
F2_Commercial_Miscellaneous_Existing_Space Heating_Natural Gas_Unit Heater_E8 | F2 | Commercial | Miscellaneous | Existing | Space Heating | Natural Gas | Unit Heater | E8 | RVT - Cost of Operation | 0 | 0 | 0 | 0 | 0 | 0 | 0 | 0 | 0 | 0 | 0 | 0 | 0 | 0 | 0 | 0 | 0 | 0 | 0 | 0 | 0 | 0 | 0 | 0 | 0 | 0 | 0
F2_Commercial_Miscellaneous_Existing_Space Heating_Natural Gas_Unit Heater_E9 | F2 | Commercial | Miscellaneous | Existing | Space Heating | Natural Gas | Unit Heater | E9 | RVT - Cost of Operation | 0 | 0 | 0 | 0 | 0 | 0 | 0 | 0 | 0 | 0 | 0 | 0 | 0 | 0 | 0 | 0 | 0 | 0 | 0 | 0 | 0 | 0 | 0 | 0 | 0 | 0 | 0
F2_Commercial_Miscellaneous_Existing_Space Heating_Natural Gas_Unit Heater_E10 | F2 | Commercial | Miscellaneous | Existing | Space Heating | Natural Gas | Unit Heater | E10 | RVT - Cost of Operation | 0 | 0 | 0 | 0 | 0 | 0 | 0 | 0 | 0 | 0 | 0 | 0 | 0 | 0 | 0 | 0 | 0 | 0 | 0 | 0 | 0 | 0 | 0 | 0 | 0 | 0 | 0
F3_Commercial_Miscellaneous_Existing_Space Heating_Natural Gas_Unit Heater_E1 | F3 | Commercial | Miscellaneous | Existing | Space Heating | Natural Gas | Unit Heater | E1 | System - kBTUs of Consumption | 31.6115 | 31.7175 | 31.7113 | 31.7113 | 31.7113 | 31.7113 | 31.7113 | 31.7113 | 31.7113 | 31.7113 | 31.7113 | 31.7113 | 31.7113 | 31.7113 | 31.7113 | 31.7113 | 31.7113 | 31.7113 | 31.7113 | 31.7113 | 31.7113 | 31.7113 | 31.7113 | 31.7113 | 31.7113 | 31.7113 | 31.7113
F3_Commercial_Miscellaneous_Existing_Space Heating_Natural Gas_Unit Heater_E2 | F3 | Commercial | Miscellaneous | Existing | Space Heating | Natural Gas | Unit Heater | E2 | System - kBTUs of Consumption | 28.116 | 28.2103 | 28.2048 | 28.2048 | 28.2048 | 28.2048 | 28.2048 | 28.2048 | 28.2048 | 28.2048 | 28.2048 | 28.2048 | 28.2048 | 28.2048 | 28.2048 | 28.2048 | 28.2048 | 28.2048 | 28.2048 | 28.2048 | 28.2048 | 28.2048 | 28.2048 | 28.2048 | 28.2048 | 28.2048 | 28.2048
F3_Commercial_Miscellaneous_Existing_Space Heating_Natural Gas_Unit Heater_E3 | F3 | Commercial | Miscellaneous | Existing | Space Heating | Natural Gas | Unit Heater | E3 | System - kBTUs of Consumption | 27.9346 | 28.0596 | 28.0523 | 28.0523 | 28.0523 | 28.0523 | 28.0523 | 28.0523 | 28.0523 | 28.0523 | 28.0523 | 28.0523 | 28.0523 | 28.0523 | 28.0523 | 28.0523 | 28.0523 | 28.0523 | 28.0523 | 28.0523 | 28.0523 | 28.0523 | 28.0523 | 28.0523 | 28.0523 | 28.0523 | 28.0523
F3_Commercial_Miscellaneous_Existing_Space Heating_Natural Gas_Unit Heater_E4 | F3 | Commercial | Miscellaneous | Existing | Space Heating | Natural Gas | Unit Heater | E4 | System - kBTUs of Consumption | 0 | 0 | 0 | 0 | 0 | 0 | 0 | 0 | 0 | 0 | 0 | 0 | 0 | 0 | 0 | 0 | 0 | 0 | 0 | 0 | 0 | 0 | 0 | 0 | 0 | 0 | 0
F3_Commercial_Miscellaneous_Existing_Space Heating_Natural Gas_Unit Heater_E5 | F3 | Commercial | Miscellaneous | Existing | Space Heating | Natural Gas | Unit Heater | E5 | System - kBTUs of Consumption | 0 | 0 | 0 | 0 | 0 | 0 | 0 | 0 | 0 | 0 | 0 | 0 | 0 | 0 | 0 | 0 | 0 | 0 | 0 | 0 | 0 | 0 | 0 | 0 | 0 | 0 | 0
F3_Commercial_Miscellaneous_Existing_Space Heating_Natural Gas_Unit Heater_E6 | F3 | Commercial | Miscellaneous | Existing | Space Heating | Natural Gas | Unit Heater | E6 | System - kBTUs of Consumption | 0 | 0 | 0 | 0 | 0 | 0 | 0 | 0 | 0 | 0 | 0 | 0 | 0 | 0 | 0 | 0 | 0 | 0 | 0 | 0 | 0 | 0 | 0 | 0 | 0 | 0 | 0
F3_Commercial_Miscellaneous_Existing_Space Heating_Natural Gas_Unit Heater_E7 | F3 | Commercial | Miscellaneous | Existing | Space Heating | Natural Gas | Unit Heater | E7 | System - kBTUs of Consumption | 0 | 0 | 0 | 0 | 0 | 0 | 0 | 0 | 0 | 0 | 0 | 0 | 0 | 0 | 0 | 0 | 0 | 0 | 0 | 0 | 0 | 0 | 0 | 0 | 0 | 0 | 0
F3_Commercial_Miscellaneous_Existing_Space Heating_Natural Gas_Unit Heater_E8 | F3 | Commercial | Miscellaneous | Existing | Space Heating | Natural Gas | Unit Heater | E8 | System - kBTUs of Consumption | 0 | 0 | 0 | 0 | 0 | 0 | 0 | 0 | 0 | 0 | 0 | 0 | 0 | 0 | 0 | 0 | 0 | 0 | 0 | 0 | 0 | 0 | 0 | 0 | 0 | 0 | 0
F3_Commercial_Miscellaneous_Existing_Space Heating_Natural Gas_Unit Heater_E9 | F3 | Commercial | Miscellaneous | Existing | Space Heating | Natural Gas | Unit Heater | E9 | System - kBTUs of Consumption | 0 | 0 | 0 | 0 | 0 | 0 | 0 | 0 | 0 | 0 | 0 | 0 | 0 | 0 | 0 | 0 | 0 | 0 | 0 | 0 | 0 | 0 | 0 | 0 | 0 | 0 | 0
F3_Commercial_Miscellaneous_Existing_Space Heating_Natural Gas_Unit Heater_E10 | F3 | Commercial | Miscellaneous | Existing | Space Heating | Natural Gas | Unit Heater | E10 | System - kBTUs of Consumption | 0 | 0 | 0 | 0 | 0 | 0 | 0 | 0 | 0 | 0 | 0 | 0 | 0 | 0 | 0 | 0 | 0 | 0 | 0 | 0 | 0 | 0 | 0 | 0 | 0 | 0 | 0
F4_Commercial_Miscellaneous_Existing_Space Heating_Natural Gas_Unit Heater_E1 | F4 | Commercial | Miscellaneous | Existing | Space Heating | Natural Gas | Unit Heater | E1 | Utility - Cost of Equipment | 0.014651 | 0.014651 | 0.014651 | 0.014651 | 0.014651 | 0.014651 | 0.014651 | 0.014651 | 0.014651 | 0.014651 | 0.014651 | 0.014651 | 0.014651 | 0.014651 | 0.014651 | 0.014651 | 0.014651 | 0.014651 | 0.014651 | 0.014651 | 0.014651 | 0.014651 | 0.014651 | 0.014651 | 0.014651 | 0.014651 | 0.014651
F4_Commercial_Miscellaneous_Existing_Space Heating_Natural Gas_Unit Heater_E2 | F4 | Commercial | Miscellaneous | Existing | Space Heating | Natural Gas | Unit Heater | E2 | Utility - Cost of Equipment | 0.017469 | 0.017469 | 0.017469 | 0.017469 | 0.017469 | 0.017469 | 0.017469 | 0.017469 | 0.017469 | 0.017469 | 0.017469 | 0.017469 | 0.017469 | 0.017469 | 0.017469 | 0.017469 | 0.017469 | 0.017469 | 0.017469 | 0.017469 | 0.017469 | 0.017469 | 0.017469 | 0.017469 | 0.017469 | 0.017469 | 0.017469
F4_Commercial_Miscellaneous_Existing_Space Heating_Natural Gas_Unit Heater_E3 | F4 | Commercial | Miscellaneous | Existing | Space Heating | Natural Gas | Unit Heater | E3 | Utility - Cost of Equipment | 0.019151 | 0.019151 | 0.019151 | 0.019151 | 0.019151 | 0.019151 | 0.019151 | 0.019151 | 0.019151 | 0.019151 | 0.019151 | 0.019151 | 0.019151 | 0.019151 | 0.019151 | 0.019151 | 0.019151 | 0.019151 | 0.019151 | 0.019151 | 0.019151 | 0.019151 | 0.019151 | 0.019151 | 0.019151 | 0.019151 | 0.019151
F4_Commercial_Miscellaneous_Existing_Space Heating_Natural Gas_Unit Heater_E4 | F4 | Commercial | Miscellaneous | Existing | Space Heating | Natural Gas | Unit Heater | E4 | Utility - Cost of Equipment | 0 | 0 | 0 | 0 | 0 | 0 | 0 | 0 | 0 | 0 | 0 | 0 | 0 | 0 | 0 | 0 | 0 | 0 | 0 | 0 | 0 | 0 | 0 | 0 | 0 | 0 | 0
F4_Commercial_Miscellaneous_Existing_Space Heating_Natural Gas_Unit Heater_E5 | F4 | Commercial | Miscellaneous | Existing | Space Heating | Natural Gas | Unit Heater | E5 | Utility - Cost of Equipment | 0 | 0 | 0 | 0 | 0 | 0 | 0 | 0 | 0 | 0 | 0 | 0 | 0 | 0 | 0 | 0 | 0 | 0 | 0 | 0 | 0 | 0 | 0 | 0 | 0 | 0 | 0
F4_Commercial_Miscellaneous_Existing_Space Heating_Natural Gas_Unit Heater_E6 | F4 | Commercial | Miscellaneous | Existing | Space Heating | Natural Gas | Unit Heater | E6 | Utility - Cost of Equipment | 0 | 0 | 0 | 0 | 0 | 0 | 0 | 0 | 0 | 0 | 0 | 0 | 0 | 0 | 0 | 0 | 0 | 0 | 0 | 0 | 0 | 0 | 0 | 0 | 0 | 0 | 0
F4_Commercial_Miscellaneous_Existing_Space Heating_Natural Gas_Unit Heater_E7 | F4 | Commercial | Miscellaneous | Existing | Space Heating | Natural Gas | Unit Heater | E7 | Utility - Cost of Equipment | 0 | 0 | 0 | 0 | 0 | 0 | 0 | 0 | 0 | 0 | 0 | 0 | 0 | 0 | 0 | 0 | 0 | 0 | 0 | 0 | 0 | 0 | 0 | 0 | 0 | 0 | 0
F4_Commercial_Miscellaneous_Existing_Space Heating_Natural Gas_Unit Heater_E8 | F4 | Commercial | Miscellaneous | Existing | Space Heating | Natural Gas | Unit Heater | E8 | Utility - Cost of Equipment | 0 | 0 | 0 | 0 | 0 | 0 | 0 | 0 | 0 | 0 | 0 | 0 | 0 | 0 | 0 | 0 | 0 | 0 | 0 | 0 | 0 | 0 | 0 | 0 | 0 | 0 | 0
F4_Commercial_Miscellaneous_Existing_Space Heating_Natural Gas_Unit Heater_E9 | F4 | Commercial | Miscellaneous | Existing | Space Heating | Natural Gas | Unit Heater | E9 | Utility - Cost of Equipment | 0 | 0 | 0 | 0 | 0 | 0 | 0 | 0 | 0 | 0 | 0 | 0 | 0 | 0 | 0 | 0 | 0 | 0 | 0 | 0 | 0 | 0 | 0 | 0 | 0 | 0 | 0
F4_Commercial_Miscellaneous_Existing_Space Heating_Natural Gas_Unit Heater_E10 | F4 | Commercial | Miscellaneous | Existing | Space Heating | Natural Gas | Unit Heater | E10 | Utility - Cost of Equipment | 0 | 0 | 0 | 0 | 0 | 0 | 0 | 0 | 0 | 0 | 0 | 0 | 0 | 0 | 0 | 0 | 0 | 0 | 0 | 0 | 0 | 0 | 0 | 0 | 0 | 0 | 0
F5_Commercial_Miscellaneous_Existing_Space Heating_Natural Gas_Unit Heater_E1 | F5 | Commercial | Miscellaneous | Existing | Space Heating | Natural Gas | Unit Heater | E1 | Utility - Cost of Operation | 0.46055 | 0.45837 | 0.45233 | 0.44581 | 0.44464 | 0.44526 | 0.44703 | 0.4489 | 0.45019 | 0.45071 | 0.45055 | 0.44981 | 0.44833 | 0.44573 | 0.44204 | 0.43745 | 0.43156 | 0.42462 | 0.41639 | 0.40658 | 0.39492 | 0.3817 | 0.37075 | 0.36383 | 0.36115 | 0.36292 | 0.3647
F5_Commercial_Miscellaneous_Existing_Space Heating_Natural Gas_Unit Heater_E2 | F5 | Commercial | Miscellaneous | Existing | Space Heating | Natural Gas | Unit Heater | E2 | Utility - Cost of Operation | 0.40962 | 0.40768 | 0.40232 | 0.39651 | 0.39548 | 0.39603 | 0.3976 | 0.39926 | 0.40041 | 0.40087 | 0.40073 | 0.40007 | 0.39875 | 0.39645 | 0.39316 | 0.38908 | 0.38384 | 0.37767 | 0.37034 | 0.36162 | 0.35125 | 0.33949 | 0.32975 | 0.3236 | 0.32122 | 0.32279 | 0.32437
F5_Commercial_Miscellaneous_Existing_Space Heating_Natural Gas_Unit Heater_E3 | F5 | Commercial | Miscellaneous | Existing | Space Heating | Natural Gas | Unit Heater | E3 | Utility - Cost of Operation | 0.4025 | 0.40032 | 0.39465 | 0.3889 | 0.38902 | 0.39122 | 0.39491 | 0.399 | 0.40269 | 0.40556 | 0.40749 | 0.4083 | 0.4077 | 0.40538 | 0.40153 | 0.39653 | 0.3902 | 0.38278 | 0.37403 | 0.36365 | 0.35137 | 0.33747 | 0.32592 | 0.31852 | 0.31548 | 0.31703 | 0.31858
F5_Commercial_Miscellaneous_Existing_Space Heating_Natural Gas_Unit Heater_E4 | F5 | Commercial | Miscellaneous | Existing | Space Heating | Natural Gas | Unit Heater | E4 | Utility - Cost of Operation | 0 | 0 | 0 | 0 | 0 | 0 | 0 | 0 | 0 | 0 | 0 | 0 | 0 | 0 | 0 | 0 | 0 | 0 | 0 | 0 | 0 | 0 | 0 | 0 | 0 | 0 | 0
F5_Commercial_Miscellaneous_Existing_Space Heating_Natural Gas_Unit Heater_E5 | F5 | Commercial | Miscellaneous | Existing | Space Heating | Natural Gas | Unit Heater | E5 | Utility - Cost of Operation | 0 | 0 | 0 | 0 | 0 | 0 | 0 | 0 | 0 | 0 | 0 | 0 | 0 | 0 | 0 | 0 | 0 | 0 | 0 | 0 | 0 | 0 | 0 | 0 | 0 | 0 | 0
F5_Commercial_Miscellaneous_Existing_Space Heating_Natural Gas_Unit Heater_E6 | F5 | Commercial | Miscellaneous | Existing | Space Heating | Natural Gas | Unit Heater | E6 | Utility - Cost of Operation | 0 | 0 | 0 | 0 | 0 | 0 | 0 | 0 | 0 | 0 | 0 | 0 | 0 | 0 | 0 | 0 | 0 | 0 | 0 | 0 | 0 | 0 | 0 | 0 | 0 | 0 | 0
F5_Commercial_Miscellaneous_Existing_Space Heating_Natural Gas_Unit Heater_E7 | F5 | Commercial | Miscellaneous | Existing | Space Heating | Natural Gas | Unit Heater | E7 | Utility - Cost of Operation | 0 | 0 | 0 | 0 | 0 | 0 | 0 | 0 | 0 | 0 | 0 | 0 | 0 | 0 | 0 | 0 | 0 | 0 | 0 | 0 | 0 | 0 | 0 | 0 | 0 | 0 | 0
F5_Commercial_Miscellaneous_Existing_Space Heating_Natural Gas_Unit Heater_E8 | F5 | Commercial | Miscellaneous | Existing | Space Heating | Natural Gas | Unit Heater | E8 | Utility - Cost of Operation | 0 | 0 | 0 | 0 | 0 | 0 | 0 | 0 | 0 | 0 | 0 | 0 | 0 | 0 | 0 | 0 | 0 | 0 | 0 | 0 | 0 | 0 | 0 | 0 | 0 | 0 | 0
F5_Commercial_Miscellaneous_Existing_Space Heating_Natural Gas_Unit Heater_E9 | F5 | Commercial | Miscellaneous | Existing | Space Heating | Natural Gas | Unit Heater | E9 | Utility - Cost of Operation | 0 | 0 | 0 | 0 | 0 | 0 | 0 | 0 | 0 | 0 | 0 | 0 | 0 | 0 | 0 | 0 | 0 | 0 | 0 | 0 | 0 | 0 | 0 | 0 | 0 | 0 | 0
F5_Commercial_Miscellaneous_Existing_Space Heating_Natural Gas_Unit Heater_E10 | F5 | Commercial | Miscellaneous | Existing | Space Heating | Natural Gas | Unit Heater | E10 | Utility - Cost of Operation | 0 | 0 | 0 | 0 | 0 | 0 | 0 | 0 | 0 | 0 | 0 | 0 | 0 | 0 | 0 | 0 | 0 | 0 | 0 | 0 | 0 | 0 | 0 | 0 | 0 | 0 | 0
F6_Commercial_Miscellaneous_Existing_Space Heating_Natural Gas_Unit Heater_E1 | F6 | Commercial | Miscellaneous | Existing | Space Heating | Natural Gas | Unit Heater | E1 | Utility - Value of Sales | 0 | 0 | 0 | 0 | 0 | 0 | 0 | 0 | 0 | 0 | 0 | 0 | 0 | 0 | 0 | 0 | 0 | 0 | 0 | 0 | 0 | 0 | 0 | 0 | 0 | 0 | 0
F6_Commercial_Miscellaneous_Existing_Space Heating_Natural Gas_Unit Heater_E2 | F6 | Commercial | Miscellaneous | Existing | Space Heating | Natural Gas | Unit Heater | E2 | Utility - Value of Sales | 0 | 0 | 0 | 0 | 0 | 0 | 0 | 0 | 0 | 0 | 0 | 0 | 0 | 0 | 0 | 0 | 0 | 0 | 0 | 0 | 0 | 0 | 0 | 0 | 0 | 0 | 0
F6_Commercial_Miscellaneous_Existing_Space Heating_Natural Gas_Unit Heater_E3 | F6 | Commercial | Miscellaneous | Existing | Space Heating | Natural Gas | Unit Heater | E3 | Utility - Value of Sales | 0 | 0 | 0 | 0 | 0 | 0 | 0 | 0 | 0 | 0 | 0 | 0 | 0 | 0 | 0 | 0 | 0 | 0 | 0 | 0 | 0 | 0 | 0 | 0 | 0 | 0 | 0
F6_Commercial_Miscellaneous_Existing_Space Heating_Natural Gas_Unit Heater_E4 | F6 | Commercial | Miscellaneous | Existing | Space Heating | Natural Gas | Unit Heater | E4 | Utility - Value of Sales | 0 | 0 | 0 | 0 | 0 | 0 | 0 | 0 | 0 | 0 | 0 | 0 | 0 | 0 | 0 | 0 | 0 | 0 | 0 | 0 | 0 | 0 | 0 | 0 | 0 | 0 | 0
F6_Commercial_Miscellaneous_Existing_Space Heating_Natural Gas_Unit Heater_E5 | F6 | Commercial | Miscellaneous | Existing | Space Heating | Natural Gas | Unit Heater | E5 | Utility - Value of Sales | 0 | 0 | 0 | 0 | 0 | 0 | 0 | 0 | 0 | 0 | 0 | 0 | 0 | 0 | 0 | 0 | 0 | 0 | 0 | 0 | 0 | 0 | 0 | 0 | 0 | 0 | 0
F6_Commercial_Miscellaneous_Existing_Space Heating_Natural Gas_Unit Heater_E6 | F6 | Commercial | Miscellaneous | Existing | Space Heating | Natural Gas | Unit Heater | E6 | Utility - Value of Sales | 0 | 0 | 0 | 0 | 0 | 0 | 0 | 0 | 0 | 0 | 0 | 0 | 0 | 0 | 0 | 0 | 0 | 0 | 0 | 0 | 0 | 0 | 0 | 0 | 0 | 0 | 0
F6_Commercial_Miscellaneous_Existing_Space Heating_Natural Gas_Unit Heater_E7 | F6 | Commercial | Miscellaneous | Existing | Space Heating | Natural Gas | Unit Heater | E7 | Utility - Value of Sales | 0 | 0 | 0 | 0 | 0 | 0 | 0 | 0 | 0 | 0 | 0 | 0 | 0 | 0 | 0 | 0 | 0 | 0 | 0 | 0 | 0 | 0 | 0 | 0 | 0 | 0 | 0
F6_Commercial_Miscellaneous_Existing_Space Heating_Natural Gas_Unit Heater_E8 | F6 | Commercial | Miscellaneous | Existing | Space Heating | Natural Gas | Unit Heater | E8 | Utility - Value of Sales | 0 | 0 | 0 | 0 | 0 | 0 | 0 | 0 | 0 | 0 | 0 | 0 | 0 | 0 | 0 | 0 | 0 | 0 | 0 | 0 | 0 | 0 | 0 | 0 | 0 | 0 | 0
F6_Commercial_Miscellaneous_Existing_Space Heating_Natural Gas_Unit Heater_E9 | F6 | Commercial | Miscellaneous | Existing | Space Heating | Natural Gas | Unit Heater | E9 | Utility - Value of Sales | 0 | 0 | 0 | 0 | 0 | 0 | 0 | 0 | 0 | 0 | 0 | 0 | 0 | 0 | 0 | 0 | 0 | 0 | 0 | 0 | 0 | 0 | 0 | 0 | 0 | 0 | 0
F6_Commercial_Miscellaneous_Existing_Space Heating_Natural Gas_Unit Heater_E10 | F6 | Commercial | Miscellaneous | Existing | Space Heating | Natural Gas | Unit Heater | E10 | Utility - Value of Sales | 0 | 0 | 0 | 0 | 0 | 0 | 0 | 0 | 0 | 0 | 0 | 0 | 0 | 0 | 0 | 0 | 0 | 0 | 0 | 0 | 0 | 0 | 0 | 0 | 0 | 0 | 0
F1_Commercial_Miscellaneous_Existing_Water Heating_Natural Gas_Water Heater_E1 | F1 | Commercial | Miscellaneous | Existing | Water Heating | Natural Gas | Water Heater | E1 | RVT - Cost of Equipment | 0.041386 | 0.041386 | 0.041386 | 0.041386 | 0.041386 | 0.041386 | 0.041386 | 0.041386 | 0.041386 | 0.041386 | 0.041386 | 0.041386 | 0.041386 | 0.041386 | 0.041386 | 0.041386 | 0.041386 | 0.041386 | 0.041386 | 0.041386 | 0.041386 | 0.041386 | 0.041386 | 0.041386 | 0.041386 | 0.041386 | 0.041386
F1_Commercial_Miscellaneous_Existing_Water Heating_Natural Gas_Water Heater_E2 | F1 | Commercial | Miscellaneous | Existing | Water Heating | Natural Gas | Water Heater | E2 | RVT - Cost of Equipment | 0.046364 | 0.046364 | 0.046364 | 0.046364 | 0.046364 | 0.046364 | 0.046364 | 0.046364 | 0.046364 | 0.046364 | 0.046364 | 0.046364 | 0.046364 | 0.046364 | 0.046364 | 0.046364 | 0.046364 | 0.046364 | 0.046364 | 0.046364 | 0.046364 | 0.046364 | 0.046364 | 0.046364 | 0.046364 | 0.046364 | 0.046364
F1_Commercial_Miscellaneous_Existing_Water Heating_Natural Gas_Water Heater_E3 | F1 | Commercial | Miscellaneous | Existing | Water Heating | Natural Gas | Water Heater | E3 | RVT - Cost of Equipment | 0.036574 | 0.036574 | 0.036574 | 0.036574 | 0.036574 | 0.036574 | 0.036574 | 0.036574 | 0.036574 | 0.036574 | 0.036574 | 0.036574 | 0.036574 | 0.036574 | 0.036574 | 0.036574 | 0.036574 | 0.036574 | 0.036574 | 0.036574 | 0.036574 | 0.036574 | 0.036574 | 0.036574 | 0.036574 | 0.036574 | 0.036574
F1_Commercial_Miscellaneous_Existing_Water Heating_Natural Gas_Water Heater_E4 | F1 | Commercial | Miscellaneous | Existing | Water Heating | Natural Gas | Water Heater | E4 | RVT - Cost of Equipment | 0 | 0 | 0.14783 | 0.14783 | 0.14783 | 0.14783 | 0.14783 | 0.14783 | 0.14783 | 0.14783 | 0.14783 | 0.14783 | 0.14783 | 0.14783 | 0.14783 | 0.14783 | 0.14783 | 0.14783 | 0.14783 | 0.14783 | 0.14783 | 0.14783 | 0.14783 | 0.14783 | 0.14783 | 0.14783 | 0.14783
F1_Commercial_Miscellaneous_Existing_Water Heating_Natural Gas_Water Heater_E5 | F1 | Commercial | Miscellaneous | Existing | Water Heating | Natural Gas | Water Heater | E5 | RVT - Cost of Equipment | 0 | 0 | 0 | 0 | 0 | 0 | 0 | 0 | 0 | 0 | 0 | 0 | 0 | 0 | 0 | 0 | 0 | 0 | 0 | 0 | 0 | 0 | 0 | 0 | 0 | 0 | 0
F1_Commercial_Miscellaneous_Existing_Water Heating_Natural Gas_Water Heater_E6 | F1 | Commercial | Miscellaneous | Existing | Water Heating | Natural Gas | Water Heater | E6 | RVT - Cost of Equipment | 0 | 0 | 0 | 0 | 0 | 0 | 0 | 0 | 0 | 0 | 0 | 0 | 0 | 0 | 0 | 0 | 0 | 0 | 0 | 0 | 0 | 0 | 0 | 0 | 0 | 0 | 0
F1_Commercial_Miscellaneous_Existing_Water Heating_Natural Gas_Water Heater_E7 | F1 | Commercial | Miscellaneous | Existing | Water Heating | Natural Gas | Water Heater | E7 | RVT - Cost of Equipment | 0 | 0 | 0 | 0 | 0 | 0 | 0 | 0 | 0 | 0 | 0 | 0 | 0 | 0 | 0 | 0 | 0 | 0 | 0 | 0 | 0 | 0 | 0 | 0 | 0 | 0 | 0
F1_Commercial_Miscellaneous_Existing_Water Heating_Natural Gas_Water Heater_E8 | F1 | Commercial | Miscellaneous | Existing | Water Heating | Natural Gas | Water Heater | E8 | RVT - Cost of Equipment | 0 | 0 | 0 | 0 | 0 | 0 | 0 | 0 | 0 | 0 | 0 | 0 | 0 | 0 | 0 | 0 | 0 | 0 | 0 | 0 | 0 | 0 | 0 | 0 | 0 | 0 | 0
F1_Commercial_Miscellaneous_Existing_Water Heating_Natural Gas_Water Heater_E9 | F1 | Commercial | Miscellaneous | Existing | Water Heating | Natural Gas | Water Heater | E9 | RVT - Cost of Equipment | 0 | 0 | 0 | 0 | 0 | 0 | 0 | 0 | 0 | 0 | 0 | 0 | 0 | 0 | 0 | 0 | 0 | 0 | 0 | 0 | 0 | 0 | 0 | 0 | 0 | 0 | 0
F1_Commercial_Miscellaneous_Existing_Water Heating_Natural Gas_Water Heater_E10 | F1 | Commercial | Miscellaneous | Existing | Water Heating | Natural Gas | Water Heater | E10 | RVT - Cost of Equipment | 0 | 0 | 0 | 0 | 0 | 0 | 0 | 0 | 0 | 0 | 0 | 0 | 0 | 0 | 0 | 0 | 0 | 0 | 0 | 0 | 0 | 0 | 0 | 0 | 0 | 0 | 0
F2_Commercial_Miscellaneous_Existing_Water Heating_Natural Gas_Water Heater_E1 | F2 | Commercial | Miscellaneous | Existing | Water Heating | Natural Gas | Water Heater | E1 | RVT - Cost of Operation | 0 | 0 | 0 | 0 | 0 | 0 | 0 | 0 | 0 | 0 | 0 | 0 | 0 | 0 | 0 | 0 | 0 | 0 | 0 | 0 | 0 | 0 | 0 | 0 | 0 | 0 | 0
F2_Commercial_Miscellaneous_Existing_Water Heating_Natural Gas_Water Heater_E2 | F2 | Commercial | Miscellaneous | Existing | Water Heating | Natural Gas | Water Heater | E2 | RVT - Cost of Operation | 0 | 0 | 0 | 0 | 0 | 0 | 0 | 0 | 0 | 0 | 0 | 0 | 0 | 0 | 0 | 0 | 0 | 0 | 0 | 0 | 0 | 0 | 0 | 0 | 0 | 0 | 0
F2_Commercial_Miscellaneous_Existing_Water Heating_Natural Gas_Water Heater_E3 | F2 | Commercial | Miscellaneous | Existing | Water Heating | Natural Gas | Water Heater | E3 | RVT - Cost of Operation | 0 | 0 | 0 | 0 | 0 | 0 | 0 | 0 | 0 | 0 | 0 | 0 | 0 | 0 | 0 | 0 | 0 | 0 | 0 | 0 | 0 | 0 | 0 | 0 | 0 | 0 | 0
F2_Commercial_Miscellaneous_Existing_Water Heating_Natural Gas_Water Heater_E4 | F2 | Commercial | Miscellaneous | Existing | Water Heating | Natural Gas | Water Heater | E4 | RVT - Cost of Operation | 0 | 0 | 0 | 0 | 0 | 0 | 0 | 0 | 0 | 0 | 0 | 0 | 0 | 0 | 0 | 0 | 0 | 0 | 0 | 0 | 0 | 0 | 0 | 0 | 0 | 0 | 0
F2_Commercial_Miscellaneous_Existing_Water Heating_Natural Gas_Water Heater_E5 | F2 | Commercial | Miscellaneous | Existing | Water Heating | Natural Gas | Water Heater | E5 | RVT - Cost of Operation | 0 | 0 | 0 | 0 | 0 | 0 | 0 | 0 | 0 | 0 | 0 | 0 | 0 | 0 | 0 | 0 | 0 | 0 | 0 | 0 | 0 | 0 | 0 | 0 | 0 | 0 | 0
F2_Commercial_Miscellaneous_Existing_Water Heating_Natural Gas_Water Heater_E6 | F2 | Commercial | Miscellaneous | Existing | Water Heating | Natural Gas | Water Heater | E6 | RVT - Cost of Operation | 0 | 0 | 0 | 0 | 0 | 0 | 0 | 0 | 0 | 0 | 0 | 0 | 0 | 0 | 0 | 0 | 0 | 0 | 0 | 0 | 0 | 0 | 0 | 0 | 0 | 0 | 0
F2_Commercial_Miscellaneous_Existing_Water Heating_Natural Gas_Water Heater_E7 | F2 | Commercial | Miscellaneous | Existing | Water Heating | Natural Gas | Water Heater | E7 | RVT - Cost of Operation | 0 | 0 | 0 | 0 | 0 | 0 | 0 | 0 | 0 | 0 | 0 | 0 | 0 | 0 | 0 | 0 | 0 | 0 | 0 | 0 | 0 | 0 | 0 | 0 | 0 | 0 | 0
F2_Commercial_Miscellaneous_Existing_Water Heating_Natural Gas_Water Heater_E8 | F2 | Commercial | Miscellaneous | Existing | Water Heating | Natural Gas | Water Heater | E8 | RVT - Cost of Operation | 0 | 0 | 0 | 0 | 0 | 0 | 0 | 0 | 0 | 0 | 0 | 0 | 0 | 0 | 0 | 0 | 0 | 0 | 0 | 0 | 0 | 0 | 0 | 0 | 0 | 0 | 0
F2_Commercial_Miscellaneous_Existing_Water Heating_Natural Gas_Water Heater_E9 | F2 | Commercial | Miscellaneous | Existing | Water Heating | Natural Gas | Water Heater | E9 | RVT - Cost of Operation | 0 | 0 | 0 | 0 | 0 | 0 | 0 | 0 | 0 | 0 | 0 | 0 | 0 | 0 | 0 | 0 | 0 | 0 | 0 | 0 | 0 | 0 | 0 | 0 | 0 | 0 | 0
F2_Commercial_Miscellaneous_Existing_Water Heating_Natural Gas_Water Heater_E10 | F2 | Commercial | Miscellaneous | Existing | Water Heating | Natural Gas | Water Heater | E10 | RVT - Cost of Operation | 0 | 0 | 0 | 0 | 0 | 0 | 0 | 0 | 0 | 0 | 0 | 0 | 0 | 0 | 0 | 0 | 0 | 0 | 0 | 0 | 0 | 0 | 0 | 0 | 0 | 0 | 0
F3_Commercial_Miscellaneous_Existing_Water Heating_Natural Gas_Water Heater_E1 | F3 | Commercial | Miscellaneous | Existing | Water Heating | Natural Gas | Water Heater | E1 | System - kBTUs of Consumption | 33.2779 | 33.2779 | 33.2779 | 33.2779 | 33.2779 | 33.2779 | 33.2779 | 33.2779 | 33.2779 | 33.2779 | 33.2779 | 33.2779 | 33.2779 | 33.2779 | 33.2779 | 33.2779 | 33.2779 | 33.2779 | 33.2779 | 33.2779 | 33.2779 | 33.2779 | 33.2779 | 33.2779 | 33.2779 | 33.2779 | 33.2779
F3_Commercial_Miscellaneous_Existing_Water Heating_Natural Gas_Water Heater_E2 | F3 | Commercial | Miscellaneous | Existing | Water Heating | Natural Gas | Water Heater | E2 | System - kBTUs of Consumption | 30.5047 | 30.5047 | 30.5047 | 30.5047 | 30.5047 | 30.5047 | 30.5047 | 30.5047 | 30.5047 | 30.5047 | 30.5047 | 30.5047 | 30.5047 | 30.5047 | 30.5047 | 30.5047 | 30.5047 | 30.5047 | 30.5047 | 30.5047 | 30.5047 | 30.5047 | 30.5047 | 30.5047 | 30.5047 | 30.5047 | 30.5047
F3_Commercial_Miscellaneous_Existing_Water Heating_Natural Gas_Water Heater_E3 | F3 | Commercial | Miscellaneous | Existing | Water Heating | Natural Gas | Water Heater | E3 | System - kBTUs of Consumption | 29.8822 | 29.8822 | 29.8822 | 29.8822 | 29.8822 | 29.8822 | 29.8822 | 29.8822 | 29.8822 | 29.8822 | 29.8822 | 29.8822 | 29.8822 | 29.8822 | 29.8822 | 29.8822 | 29.8822 | 29.8822 | 29.8822 | 29.8822 | 29.8822 | 29.8822 | 29.8822 | 29.8822 | 29.8822 | 29.8822 | 29.8822
F3_Commercial_Miscellaneous_Existing_Water Heating_Natural Gas_Water Heater_E4 | F3 | Commercial | Miscellaneous | Existing | Water Heating | Natural Gas | Water Heater | E4 | System - kBTUs of Consumption | 0 | 0 | 27.6269 | 27.6269 | 27.6269 | 27.6269 | 27.6269 | 27.6269 | 27.6269 | 27.6269 | 27.6269 | 27.6269 | 27.6269 | 27.6269 | 27.6269 | 27.6269 | 27.6269 | 27.6269 | 27.6269 | 27.6269 | 27.6269 | 27.6269 | 27.6269 | 27.6269 | 27.6269 | 27.6269 | 27.6269
F3_Commercial_Miscellaneous_Existing_Water Heating_Natural Gas_Water Heater_E5 | F3 | Commercial | Miscellaneous | Existing | Water Heating | Natural Gas | Water Heater | E5 | System - kBTUs of Consumption | 0 | 0 | 0 | 0 | 0 | 0 | 0 | 0 | 0 | 0 | 0 | 0 | 0 | 0 | 0 | 0 | 0 | 0 | 0 | 0 | 0 | 0 | 0 | 0 | 0 | 0 | 0
F3_Commercial_Miscellaneous_Existing_Water Heating_Natural Gas_Water Heater_E6 | F3 | Commercial | Miscellaneous | Existing | Water Heating | Natural Gas | Water Heater | E6 | System - kBTUs of Consumption | 0 | 0 | 0 | 0 | 0 | 0 | 0 | 0 | 0 | 0 | 0 | 0 | 0 | 0 | 0 | 0 | 0 | 0 | 0 | 0 | 0 | 0 | 0 | 0 | 0 | 0 | 0
F3_Commercial_Miscellaneous_Existing_Water Heating_Natural Gas_Water Heater_E7 | F3 | Commercial | Miscellaneous | Existing | Water Heating | Natural Gas | Water Heater | E7 | System - kBTUs of Consumption | 0 | 0 | 0 | 0 | 0 | 0 | 0 | 0 | 0 | 0 | 0 | 0 | 0 | 0 | 0 | 0 | 0 | 0 | 0 | 0 | 0 | 0 | 0 | 0 | 0 | 0 | 0
F3_Commercial_Miscellaneous_Existing_Water Heating_Natural Gas_Water Heater_E8 | F3 | Commercial | Miscellaneous | Existing | Water Heating | Natural Gas | Water Heater | E8 | System - kBTUs of Consumption | 0 | 0 | 0 | 0 | 0 | 0 | 0 | 0 | 0 | 0 | 0 | 0 | 0 | 0 | 0 | 0 | 0 | 0 | 0 | 0 | 0 | 0 | 0 | 0 | 0 | 0 | 0
F3_Commercial_Miscellaneous_Existing_Water Heating_Natural Gas_Water Heater_E9 | F3 | Commercial | Miscellaneous | Existing | Water Heating | Natural Gas | Water Heater | E9 | System - kBTUs of Consumption | 0 | 0 | 0 | 0 | 0 | 0 | 0 | 0 | 0 | 0 | 0 | 0 | 0 | 0 | 0 | 0 | 0 | 0 | 0 | 0 | 0 | 0 | 0 | 0 | 0 | 0 | 0
F3_Commercial_Miscellaneous_Existing_Water Heating_Natural Gas_Water Heater_E10 | F3 | Commercial | Miscellaneous | Existing | Water Heating | Natural Gas | Water Heater | E10 | System - kBTUs of Consumption | 0 | 0 | 0 | 0 | 0 | 0 | 0 | 0 | 0 | 0 | 0 | 0 | 0 | 0 | 0 | 0 | 0 | 0 | 0 | 0 | 0 | 0 | 0 | 0 | 0 | 0 | 0
F4_Commercial_Miscellaneous_Existing_Water Heating_Natural Gas_Water Heater_E1 | F4 | Commercial | Miscellaneous | Existing | Water Heating | Natural Gas | Water Heater | E1 | Utility - Cost of Equipment | 0.041386 | 0.041386 | 0.041386 | 0.041386 | 0.041386 | 0.041386 | 0.041386 | 0.041386 | 0.041386 | 0.041386 | 0.041386 | 0.041386 | 0.041386 | 0.041386 | 0.041386 | 0.041386 | 0.041386 | 0.041386 | 0.041386 | 0.041386 | 0.041386 | 0.041386 | 0.041386 | 0.041386 | 0.041386 | 0.041386 | 0.041386
F4_Commercial_Miscellaneous_Existing_Water Heating_Natural Gas_Water Heater_E2 | F4 | Commercial | Miscellaneous | Existing | Water Heating | Natural Gas | Water Heater | E2 | Utility - Cost of Equipment | 0.046364 | 0.046364 | 0.046364 | 0.046364 | 0.046364 | 0.046364 | 0.046364 | 0.046364 | 0.046364 | 0.046364 | 0.046364 | 0.046364 | 0.046364 | 0.046364 | 0.046364 | 0.046364 | 0.046364 | 0.046364 | 0.046364 | 0.046364 | 0.046364 | 0.046364 | 0.046364 | 0.046364 | 0.046364 | 0.046364 | 0.046364
F4_Commercial_Miscellaneous_Existing_Water Heating_Natural Gas_Water Heater_E3 | F4 | Commercial | Miscellaneous | Existing | Water Heating | Natural Gas | Water Heater | E3 | Utility - Cost of Equipment | 0.036574 | 0.036574 | 0.036574 | 0.036574 | 0.036574 | 0.036574 | 0.036574 | 0.036574 | 0.036574 | 0.036574 | 0.036574 | 0.036574 | 0.036574 | 0.036574 | 0.036574 | 0.036574 | 0.036574 | 0.036574 | 0.036574 | 0.036574 | 0.036574 | 0.036574 | 0.036574 | 0.036574 | 0.036574 | 0.036574 | 0.036574
F4_Commercial_Miscellaneous_Existing_Water Heating_Natural Gas_Water Heater_E4 | F4 | Commercial | Miscellaneous | Existing | Water Heating | Natural Gas | Water Heater | E4 | Utility - Cost of Equipment | 0 | 0 | 0.14783 | 0.14783 | 0.14783 | 0.14783 | 0.14783 | 0.14783 | 0.14783 | 0.14783 | 0.14783 | 0.14783 | 0.14783 | 0.14783 | 0.14783 | 0.14783 | 0.14783 | 0.14783 | 0.14783 | 0.14783 | 0.14783 | 0.14783 | 0.14783 | 0.14783 | 0.14783 | 0.14783 | 0.14783
F4_Commercial_Miscellaneous_Existing_Water Heating_Natural Gas_Water Heater_E5 | F4 | Commercial | Miscellaneous | Existing | Water Heating | Natural Gas | Water Heater | E5 | Utility - Cost of Equipment | 0 | 0 | 0 | 0 | 0 | 0 | 0 | 0 | 0 | 0 | 0 | 0 | 0 | 0 | 0 | 0 | 0 | 0 | 0 | 0 | 0 | 0 | 0 | 0 | 0 | 0 | 0
F4_Commercial_Miscellaneous_Existing_Water Heating_Natural Gas_Water Heater_E6 | F4 | Commercial | Miscellaneous | Existing | Water Heating | Natural Gas | Water Heater | E6 | Utility - Cost of Equipment | 0 | 0 | 0 | 0 | 0 | 0 | 0 | 0 | 0 | 0 | 0 | 0 | 0 | 0 | 0 | 0 | 0 | 0 | 0 | 0 | 0 | 0 | 0 | 0 | 0 | 0 | 0
F4_Commercial_Miscellaneous_Existing_Water Heating_Natural Gas_Water Heater_E7 | F4 | Commercial | Miscellaneous | Existing | Water Heating | Natural Gas | Water Heater | E7 | Utility - Cost of Equipment | 0 | 0 | 0 | 0 | 0 | 0 | 0 | 0 | 0 | 0 | 0 | 0 | 0 | 0 | 0 | 0 | 0 | 0 | 0 | 0 | 0 | 0 | 0 | 0 | 0 | 0 | 0
F4_Commercial_Miscellaneous_Existing_Water Heating_Natural Gas_Water Heater_E8 | F4 | Commercial | Miscellaneous | Existing | Water Heating | Natural Gas | Water Heater | E8 | Utility - Cost of Equipment | 0 | 0 | 0 | 0 | 0 | 0 | 0 | 0 | 0 | 0 | 0 | 0 | 0 | 0 | 0 | 0 | 0 | 0 | 0 | 0 | 0 | 0 | 0 | 0 | 0 | 0 | 0
F4_Commercial_Miscellaneous_Existing_Water Heating_Natural Gas_Water Heater_E9 | F4 | Commercial | Miscellaneous | Existing | Water Heating | Natural Gas | Water Heater | E9 | Utility - Cost of Equipment | 0 | 0 | 0 | 0 | 0 | 0 | 0 | 0 | 0 | 0 | 0 | 0 | 0 | 0 | 0 | 0 | 0 | 0 | 0 | 0 | 0 | 0 | 0 | 0 | 0 | 0 | 0
F4_Commercial_Miscellaneous_Existing_Water Heating_Natural Gas_Water Heater_E10 | F4 | Commercial | Miscellaneous | Existing | Water Heating | Natural Gas | Water Heater | E10 | Utility - Cost of Equipment | 0 | 0 | 0 | 0 | 0 | 0 | 0 | 0 | 0 | 0 | 0 | 0 | 0 | 0 | 0 | 0 | 0 | 0 | 0 | 0 | 0 | 0 | 0 | 0 | 0 | 0 | 0
F5_Commercial_Miscellaneous_Existing_Water Heating_Natural Gas_Water Heater_E1 | F5 | Commercial | Miscellaneous | Existing | Water Heating | Natural Gas | Water Heater | E1 | Utility - Cost of Operation | 0.4573 | 0.4507 | 0.44426 | 0.43802 | 0.43808 | 0.44224 | 0.44897 | 0.45713 | 0.46594 | 0.47495 | 0.48386 | 0.49175 | 0.49777 | 0.50032 | 0.49914 | 0.49425 | 0.48602 | 0.47524 | 0.46242 | 0.44721 | 0.42943 | 0.40896 | 0.39078 | 0.37902 | 0.37394 | 0.37577 | 0.37761
F5_Commercial_Miscellaneous_Existing_Water Heating_Natural Gas_Water Heater_E2 | F5 | Commercial | Miscellaneous | Existing | Water Heating | Natural Gas | Water Heater | E2 | Utility - Cost of Operation | 0.41919 | 0.41314 | 0.40724 | 0.40152 | 0.40158 | 0.40538 | 0.41156 | 0.41904 | 0.42711 | 0.43537 | 0.44354 | 0.45077 | 0.45628 | 0.45863 | 0.45755 | 0.45306 | 0.44552 | 0.43564 | 0.42388 | 0.40995 | 0.39364 | 0.37488 | 0.35822 | 0.34743 | 0.34277 | 0.34446 | 0.34614
F5_Commercial_Miscellaneous_Existing_Water Heating_Natural Gas_Water Heater_E3 | F5 | Commercial | Miscellaneous | Existing | Water Heating | Natural Gas | Water Heater | E3 | Utility - Cost of Operation | 0.41064 | 0.40471 | 0.39893 | 0.39333 | 0.39338 | 0.39711 | 0.40316 | 0.41049 | 0.4184 | 0.42648 | 0.43449 | 0.44157 | 0.44697 | 0.44927 | 0.44821 | 0.44382 | 0.43642 | 0.42675 | 0.41523 | 0.40158 | 0.38561 | 0.36723 | 0.35091 | 0.34034 | 0.33578 | 0.33743 | 0.33908
F5_Commercial_Miscellaneous_Existing_Water Heating_Natural Gas_Water Heater_E4 | F5 | Commercial | Miscellaneous | Existing | Water Heating | Natural Gas | Water Heater | E4 | Utility - Cost of Operation | 0 | 0 | 0.37224 | 0.36913 | 0.37044 | 0.37464 | 0.38052 | 0.38692 | 0.39292 | 0.39779 | 0.4014 | 0.40345 | 0.40379 | 0.40206 | 0.39866 | 0.39385 | 0.38779 | 0.38052 | 0.37182 | 0.36147 | 0.34931 | 0.33529 | 0.32287 | 0.31492 | 0.31162 | 0.31315 | 0.31469
F5_Commercial_Miscellaneous_Existing_Water Heating_Natural Gas_Water Heater_E5 | F5 | Commercial | Miscellaneous | Existing | Water Heating | Natural Gas | Water Heater | E5 | Utility - Cost of Operation | 0 | 0 | 0 | 0 | 0 | 0 | 0 | 0 | 0 | 0 | 0 | 0 | 0 | 0 | 0 | 0 | 0 | 0 | 0 | 0 | 0 | 0 | 0 | 0 | 0 | 0 | 0
F5_Commercial_Miscellaneous_Existing_Water Heating_Natural Gas_Water Heater_E6 | F5 | Commercial | Miscellaneous | Existing | Water Heating | Natural Gas | Water Heater | E6 | Utility - Cost of Operation | 0 | 0 | 0 | 0 | 0 | 0 | 0 | 0 | 0 | 0 | 0 | 0 | 0 | 0 | 0 | 0 | 0 | 0 | 0 | 0 | 0 | 0 | 0 | 0 | 0 | 0 | 0
F5_Commercial_Miscellaneous_Existing_Water Heating_Natural Gas_Water Heater_E7 | F5 | Commercial | Miscellaneous | Existing | Water Heating | Natural Gas | Water Heater | E7 | Utility - Cost of Operation | 0 | 0 | 0 | 0 | 0 | 0 | 0 | 0 | 0 | 0 | 0 | 0 | 0 | 0 | 0 | 0 | 0 | 0 | 0 | 0 | 0 | 0 | 0 | 0 | 0 | 0 | 0
F5_Commercial_Miscellaneous_Existing_Water Heating_Natural Gas_Water Heater_E8 | F5 | Commercial | Miscellaneous | Existing | Water Heating | Natural Gas | Water Heater | E8 | Utility - Cost of Operation | 0 | 0 | 0 | 0 | 0 | 0 | 0 | 0 | 0 | 0 | 0 | 0 | 0 | 0 | 0 | 0 | 0 | 0 | 0 | 0 | 0 | 0 | 0 | 0 | 0 | 0 | 0
F5_Commercial_Miscellaneous_Existing_Water Heating_Natural Gas_Water Heater_E9 | F5 | Commercial | Miscellaneous | Existing | Water Heating | Natural Gas | Water Heater | E9 | Utility - Cost of Operation | 0 | 0 | 0 | 0 | 0 | 0 | 0 | 0 | 0 | 0 | 0 | 0 | 0 | 0 | 0 | 0 | 0 | 0 | 0 | 0 | 0 | 0 | 0 | 0 | 0 | 0 | 0
F5_Commercial_Miscellaneous_Existing_Water Heating_Natural Gas_Water Heater_E10 | F5 | Commercial | Miscellaneous | Existing | Water Heating | Natural Gas | Water Heater | E10 | Utility - Cost of Operation | 0 | 0 | 0 | 0 | 0 | 0 | 0 | 0 | 0 | 0 | 0 | 0 | 0 | 0 | 0 | 0 | 0 | 0 | 0 | 0 | 0 | 0 | 0 | 0 | 0 | 0 | 0
F6_Commercial_Miscellaneous_Existing_Water Heating_Natural Gas_Water Heater_E1 | F6 | Commercial | Miscellaneous | Existing | Water Heating | Natural Gas | Water Heater | E1 | Utility - Value of Sales | 0 | 0 | 0 | 0 | 0 | 0 | 0 | 0 | 0 | 0 | 0 | 0 | 0 | 0 | 0 | 0 | 0 | 0 | 0 | 0 | 0 | 0 | 0 | 0 | 0 | 0 | 0
F6_Commercial_Miscellaneous_Existing_Water Heating_Natural Gas_Water Heater_E2 | F6 | Commercial | Miscellaneous | Existing | Water Heating | Natural Gas | Water Heater | E2 | Utility - Value of Sales | 0 | 0 | 0 | 0 | 0 | 0 | 0 | 0 | 0 | 0 | 0 | 0 | 0 | 0 | 0 | 0 | 0 | 0 | 0 | 0 | 0 | 0 | 0 | 0 | 0 | 0 | 0
F6_Commercial_Miscellaneous_Existing_Water Heating_Natural Gas_Water Heater_E3 | F6 | Commercial | Miscellaneous | Existing | Water Heating | Natural Gas | Water Heater | E3 | Utility - Value of Sales | 0 | 0 | 0 | 0 | 0 | 0 | 0 | 0 | 0 | 0 | 0 | 0 | 0 | 0 | 0 | 0 | 0 | 0 | 0 | 0 | 0 | 0 | 0 | 0 | 0 | 0 | 0
F6_Commercial_Miscellaneous_Existing_Water Heating_Natural Gas_Water Heater_E4 | F6 | Commercial | Miscellaneous | Existing | Water Heating | Natural Gas | Water Heater | E4 | Utility - Value of Sales | 0 | 0 | 0 | 0 | 0 | 0 | 0 | 0 | 0 | 0 | 0 | 0 | 0 | 0 | 0 | 0 | 0 | 0 | 0 | 0 | 0 | 0 | 0 | 0 | 0 | 0 | 0
F6_Commercial_Miscellaneous_Existing_Water Heating_Natural Gas_Water Heater_E5 | F6 | Commercial | Miscellaneous | Existing | Water Heating | Natural Gas | Water Heater | E5 | Utility - Value of Sales | 0 | 0 | 0 | 0 | 0 | 0 | 0 | 0 | 0 | 0 | 0 | 0 | 0 | 0 | 0 | 0 | 0 | 0 | 0 | 0 | 0 | 0 | 0 | 0 | 0 | 0 | 0
F6_Commercial_Miscellaneous_Existing_Water Heating_Natural Gas_Water Heater_E6 | F6 | Commercial | Miscellaneous | Existing | Water Heating | Natural Gas | Water Heater | E6 | Utility - Value of Sales | 0 | 0 | 0 | 0 | 0 | 0 | 0 | 0 | 0 | 0 | 0 | 0 | 0 | 0 | 0 | 0 | 0 | 0 | 0 | 0 | 0 | 0 | 0 | 0 | 0 | 0 | 0
F6_Commercial_Miscellaneous_Existing_Water Heating_Natural Gas_Water Heater_E7 | F6 | Commercial | Miscellaneous | Existing | Water Heating | Natural Gas | Water Heater | E7 | Utility - Value of Sales | 0 | 0 | 0 | 0 | 0 | 0 | 0 | 0 | 0 | 0 | 0 | 0 | 0 | 0 | 0 | 0 | 0 | 0 | 0 | 0 | 0 | 0 | 0 | 0 | 0 | 0 | 0
F6_Commercial_Miscellaneous_Existing_Water Heating_Natural Gas_Water Heater_E8 | F6 | Commercial | Miscellaneous | Existing | Water Heating | Natural Gas | Water Heater | E8 | Utility - Value of Sales | 0 | 0 | 0 | 0 | 0 | 0 | 0 | 0 | 0 | 0 | 0 | 0 | 0 | 0 | 0 | 0 | 0 | 0 | 0 | 0 | 0 | 0 | 0 | 0 | 0 | 0 | 0
F6_Commercial_Miscellaneous_Existing_Water Heating_Natural Gas_Water Heater_E9 | F6 | Commercial | Miscellaneous | Existing | Water Heating | Natural Gas | Water Heater | E9 | Utility - Value of Sales | 0 | 0 | 0 | 0 | 0 | 0 | 0 | 0 | 0 | 0 | 0 | 0 | 0 | 0 | 0 | 0 | 0 | 0 | 0 | 0 | 0 | 0 | 0 | 0 | 0 | 0 | 0
F6_Commercial_Miscellaneous_Existing_Water Heating_Natural Gas_Water Heater_E10 | F6 | Commercial | Miscellaneous | Existing | Water Heating | Natural Gas | Water Heater | E10 | Utility - Value of Sales | 0 | 0 | 0 | 0 | 0 | 0 | 0 | 0 | 0 | 0 | 0 | 0 | 0 | 0 | 0 | 0 | 0 | 0 | 0 | 0 | 0 | 0 | 0 | 0 | 0 | 0 | 0
F1_Commercial_Miscellaneous_Existing_Food Preparation_Natural Gas_Oven_E1 | F1 | Commercial | Miscellaneous | Existing | Food Preparation | Natural Gas | Oven | E1 | RVT - Cost of Equipment | 0.015931 | 0.015931 | 0.015931 | 0.015931 | 0.015931 | 0.015931 | 0.015931 | 0.015931 | 0.015931 | 0.015931 | 0.015931 | 0.015931 | 0.015931 | 0.015931 | 0.015931 | 0.015931 | 0.015931 | 0.015931 | 0.015931 | 0.015931 | 0.015931 | 0.015931 | 0.015931 | 0.015931 | 0.015931 | 0.015931 | 0.015931
F1_Commercial_Miscellaneous_Existing_Food Preparation_Natural Gas_Oven_E2 | F1 | Commercial | Miscellaneous | Existing | Food Preparation | Natural Gas | Oven | E2 | RVT - Cost of Equipment | 0.016782 | 0.016782 | 0.016782 | 0.016782 | 0.016782 | 0.016782 | 0.016782 | 0.016782 | 0.016782 | 0.016782 | 0.016782 | 0.016782 | 0.016782 | 0.016782 | 0.016782 | 0.016782 | 0.016782 | 0.016782 | 0.016782 | 0.016782 | 0.016782 | 0.016782 | 0.016782 | 0.016782 | 0.016782 | 0.016782 | 0.016782
F1_Commercial_Miscellaneous_Existing_Food Preparation_Natural Gas_Oven_E3 | F1 | Commercial | Miscellaneous | Existing | Food Preparation | Natural Gas | Oven | E3 | RVT - Cost of Equipment | 0 | 0 | 0 | 0 | 0 | 0 | 0 | 0 | 0 | 0 | 0 | 0 | 0 | 0 | 0 | 0 | 0 | 0 | 0 | 0 | 0 | 0 | 0 | 0 | 0 | 0 | 0
F1_Commercial_Miscellaneous_Existing_Food Preparation_Natural Gas_Oven_E4 | F1 | Commercial | Miscellaneous | Existing | Food Preparation | Natural Gas | Oven | E4 | RVT - Cost of Equipment | 0 | 0 | 0 | 0 | 0 | 0 | 0 | 0 | 0 | 0 | 0 | 0 | 0 | 0 | 0 | 0 | 0 | 0 | 0 | 0 | 0 | 0 | 0 | 0 | 0 | 0 | 0
F1_Commercial_Miscellaneous_Existing_Food Preparation_Natural Gas_Oven_E5 | F1 | Commercial | Miscellaneous | Existing | Food Preparation | Natural Gas | Oven | E5 | RVT - Cost of Equipment | 0 | 0 | 0 | 0 | 0 | 0 | 0 | 0 | 0 | 0 | 0 | 0 | 0 | 0 | 0 | 0 | 0 | 0 | 0 | 0 | 0 | 0 | 0 | 0 | 0 | 0 | 0
F1_Commercial_Miscellaneous_Existing_Food Preparation_Natural Gas_Oven_E6 | F1 | Commercial | Miscellaneous | Existing | Food Preparation | Natural Gas | Oven | E6 | RVT - Cost of Equipment | 0 | 0 | 0 | 0 | 0 | 0 | 0 | 0 | 0 | 0 | 0 | 0 | 0 | 0 | 0 | 0 | 0 | 0 | 0 | 0 | 0 | 0 | 0 | 0 | 0 | 0 | 0
F1_Commercial_Miscellaneous_Existing_Food Preparation_Natural Gas_Oven_E7 | F1 | Commercial | Miscellaneous | Existing | Food Preparation | Natural Gas | Oven | E7 | RVT - Cost of Equipment | 0 | 0 | 0 | 0 | 0 | 0 | 0 | 0 | 0 | 0 | 0 | 0 | 0 | 0 | 0 | 0 | 0 | 0 | 0 | 0 | 0 | 0 | 0 | 0 | 0 | 0 | 0
F1_Commercial_Miscellaneous_Existing_Food Preparation_Natural Gas_Oven_E8 | F1 | Commercial | Miscellaneous | Existing | Food Preparation | Natural Gas | Oven | E8 | RVT - Cost of Equipment | 0 | 0 | 0 | 0 | 0 | 0 | 0 | 0 | 0 | 0 | 0 | 0 | 0 | 0 | 0 | 0 | 0 | 0 | 0 | 0 | 0 | 0 | 0 | 0 | 0 | 0 | 0
F1_Commercial_Miscellaneous_Existing_Food Preparation_Natural Gas_Oven_E9 | F1 | Commercial | Miscellaneous | Existing | Food Preparation | Natural Gas | Oven | E9 | RVT - Cost of Equipment | 0 | 0 | 0 | 0 | 0 | 0 | 0 | 0 | 0 | 0 | 0 | 0 | 0 | 0 | 0 | 0 | 0 | 0 | 0 | 0 | 0 | 0 | 0 | 0 | 0 | 0 | 0
F1_Commercial_Miscellaneous_Existing_Food Preparation_Natural Gas_Oven_E10 | F1 | Commercial | Miscellaneous | Existing | Food Preparation | Natural Gas | Oven | E10 | RVT - Cost of Equipment | 0 | 0 | 0 | 0 | 0 | 0 | 0 | 0 | 0 | 0 | 0 | 0 | 0 | 0 | 0 | 0 | 0 | 0 | 0 | 0 | 0 | 0 | 0 | 0 | 0 | 0 | 0
F2_Commercial_Miscellaneous_Existing_Food Preparation_Natural Gas_Oven_E1 | F2 | Commercial | Miscellaneous | Existing | Food Preparation | Natural Gas | Oven | E1 | RVT - Cost of Operation | 0 | 0 | 0 | 0 | 0 | 0 | 0 | 0 | 0 | 0 | 0 | 0 | 0 | 0 | 0 | 0 | 0 | 0 | 0 | 0 | 0 | 0 | 0 | 0 | 0 | 0 | 0
F2_Commercial_Miscellaneous_Existing_Food Preparation_Natural Gas_Oven_E2 | F2 | Commercial | Miscellaneous | Existing | Food Preparation | Natural Gas | Oven | E2 | RVT - Cost of Operation | 0 | 0 | 0 | 0 | 0 | 0 | 0 | 0 | 0 | 0 | 0 | 0 | 0 | 0 | 0 | 0 | 0 | 0 | 0 | 0 | 0 | 0 | 0 | 0 | 0 | 0 | 0
F2_Commercial_Miscellaneous_Existing_Food Preparation_Natural Gas_Oven_E3 | F2 | Commercial | Miscellaneous | Existing | Food Preparation | Natural Gas | Oven | E3 | RVT - Cost of Operation | 0 | 0 | 0 | 0 | 0 | 0 | 0 | 0 | 0 | 0 | 0 | 0 | 0 | 0 | 0 | 0 | 0 | 0 | 0 | 0 | 0 | 0 | 0 | 0 | 0 | 0 | 0
F2_Commercial_Miscellaneous_Existing_Food Preparation_Natural Gas_Oven_E4 | F2 | Commercial | Miscellaneous | Existing | Food Preparation | Natural Gas | Oven | E4 | RVT - Cost of Operation | 0 | 0 | 0 | 0 | 0 | 0 | 0 | 0 | 0 | 0 | 0 | 0 | 0 | 0 | 0 | 0 | 0 | 0 | 0 | 0 | 0 | 0 | 0 | 0 | 0 | 0 | 0
F2_Commercial_Miscellaneous_Existing_Food Preparation_Natural Gas_Oven_E5 | F2 | Commercial | Miscellaneous | Existing | Food Preparation | Natural Gas | Oven | E5 | RVT - Cost of Operation | 0 | 0 | 0 | 0 | 0 | 0 | 0 | 0 | 0 | 0 | 0 | 0 | 0 | 0 | 0 | 0 | 0 | 0 | 0 | 0 | 0 | 0 | 0 | 0 | 0 | 0 | 0
F2_Commercial_Miscellaneous_Existing_Food Preparation_Natural Gas_Oven_E6 | F2 | Commercial | Miscellaneous | Existing | Food Preparation | Natural Gas | Oven | E6 | RVT - Cost of Operation | 0 | 0 | 0 | 0 | 0 | 0 | 0 | 0 | 0 | 0 | 0 | 0 | 0 | 0 | 0 | 0 | 0 | 0 | 0 | 0 | 0 | 0 | 0 | 0 | 0 | 0 | 0
F2_Commercial_Miscellaneous_Existing_Food Preparation_Natural Gas_Oven_E7 | F2 | Commercial | Miscellaneous | Existing | Food Preparation | Natural Gas | Oven | E7 | RVT - Cost of Operation | 0 | 0 | 0 | 0 | 0 | 0 | 0 | 0 | 0 | 0 | 0 | 0 | 0 | 0 | 0 | 0 | 0 | 0 | 0 | 0 | 0 | 0 | 0 | 0 | 0 | 0 | 0
F2_Commercial_Miscellaneous_Existing_Food Preparation_Natural Gas_Oven_E8 | F2 | Commercial | Miscellaneous | Existing | Food Preparation | Natural Gas | Oven | E8 | RVT - Cost of Operation | 0 | 0 | 0 | 0 | 0 | 0 | 0 | 0 | 0 | 0 | 0 | 0 | 0 | 0 | 0 | 0 | 0 | 0 | 0 | 0 | 0 | 0 | 0 | 0 | 0 | 0 | 0
F2_Commercial_Miscellaneous_Existing_Food Preparation_Natural Gas_Oven_E9 | F2 | Commercial | Miscellaneous | Existing | Food Preparation | Natural Gas | Oven | E9 | RVT - Cost of Operation | 0 | 0 | 0 | 0 | 0 | 0 | 0 | 0 | 0 | 0 | 0 | 0 | 0 | 0 | 0 | 0 | 0 | 0 | 0 | 0 | 0 | 0 | 0 | 0 | 0 | 0 | 0
F2_Commercial_Miscellaneous_Existing_Food Preparation_Natural Gas_Oven_E10 | F2 | Commercial | Miscellaneous | Existing | Food Preparation | Natural Gas | Oven | E10 | RVT - Cost of Operation | 0 | 0 | 0 | 0 | 0 | 0 | 0 | 0 | 0 | 0 | 0 | 0 | 0 | 0 | 0 | 0 | 0 | 0 | 0 | 0 | 0 | 0 | 0 | 0 | 0 | 0 | 0
F3_Commercial_Miscellaneous_Existing_Food Preparation_Natural Gas_Oven_E1 | F3 | Commercial | Miscellaneous | Existing | Food Preparation | Natural Gas | Oven | E1 | System - kBTUs of Consumption | 1.2663 | 1.2663 | 1.2663 | 1.2663 | 1.2663 | 1.2663 | 1.2663 | 1.2663 | 1.2663 | 1.2663 | 1.2663 | 1.2663 | 1.2663 | 1.2663 | 1.2663 | 1.2663 | 1.2663 | 1.2663 | 1.2663 | 1.2663 | 1.2663 | 1.2663 | 1.2663 | 1.2663 | 1.2663 | 1.2663 | 1.2663
F3_Commercial_Miscellaneous_Existing_Food Preparation_Natural Gas_Oven_E2 | F3 | Commercial | Miscellaneous | Existing | Food Preparation | Natural Gas | Oven | E2 | System - kBTUs of Consumption | 1.1002 | 1.1002 | 1.1002 | 1.1002 | 1.1002 | 1.1002 | 1.1002 | 1.1002 | 1.1002 | 1.1002 | 1.1002 | 1.1002 | 1.1002 | 1.1002 | 1.1002 | 1.1002 | 1.1002 | 1.1002 | 1.1002 | 1.1002 | 1.1002 | 1.1002 | 1.1002 | 1.1002 | 1.1002 | 1.1002 | 1.1002
F3_Commercial_Miscellaneous_Existing_Food Preparation_Natural Gas_Oven_E3 | F3 | Commercial | Miscellaneous | Existing | Food Preparation | Natural Gas | Oven | E3 | System - kBTUs of Consumption | 0 | 0 | 0 | 0 | 0 | 0 | 0 | 0 | 0 | 0 | 0 | 0 | 0 | 0 | 0 | 0 | 0 | 0 | 0 | 0 | 0 | 0 | 0 | 0 | 0 | 0 | 0
F3_Commercial_Miscellaneous_Existing_Food Preparation_Natural Gas_Oven_E4 | F3 | Commercial | Miscellaneous | Existing | Food Preparation | Natural Gas | Oven | E4 | System - kBTUs of Consumption | 0 | 0 | 0 | 0 | 0 | 0 | 0 | 0 | 0 | 0 | 0 | 0 | 0 | 0 | 0 | 0 | 0 | 0 | 0 | 0 | 0 | 0 | 0 | 0 | 0 | 0 | 0
F3_Commercial_Miscellaneous_Existing_Food Preparation_Natural Gas_Oven_E5 | F3 | Commercial | Miscellaneous | Existing | Food Preparation | Natural Gas | Oven | E5 | System - kBTUs of Consumption | 0 | 0 | 0 | 0 | 0 | 0 | 0 | 0 | 0 | 0 | 0 | 0 | 0 | 0 | 0 | 0 | 0 | 0 | 0 | 0 | 0 | 0 | 0 | 0 | 0 | 0 | 0
F3_Commercial_Miscellaneous_Existing_Food Preparation_Natural Gas_Oven_E6 | F3 | Commercial | Miscellaneous | Existing | Food Preparation | Natural Gas | Oven | E6 | System - kBTUs of Consumption | 0 | 0 | 0 | 0 | 0 | 0 | 0 | 0 | 0 | 0 | 0 | 0 | 0 | 0 | 0 | 0 | 0 | 0 | 0 | 0 | 0 | 0 | 0 | 0 | 0 | 0 | 0
F3_Commercial_Miscellaneous_Existing_Food Preparation_Natural Gas_Oven_E7 | F3 | Commercial | Miscellaneous | Existing | Food Preparation | Natural Gas | Oven | E7 | System - kBTUs of Consumption | 0 | 0 | 0 | 0 | 0 | 0 | 0 | 0 | 0 | 0 | 0 | 0 | 0 | 0 | 0 | 0 | 0 | 0 | 0 | 0 | 0 | 0 | 0 | 0 | 0 | 0 | 0
F3_Commercial_Miscellaneous_Existing_Food Preparation_Natural Gas_Oven_E8 | F3 | Commercial | Miscellaneous | Existing | Food Preparation | Natural Gas | Oven | E8 | System - kBTUs of Consumption | 0 | 0 | 0 | 0 | 0 | 0 | 0 | 0 | 0 | 0 | 0 | 0 | 0 | 0 | 0 | 0 | 0 | 0 | 0 | 0 | 0 | 0 | 0 | 0 | 0 | 0 | 0
F3_Commercial_Miscellaneous_Existing_Food Preparation_Natural Gas_Oven_E9 | F3 | Commercial | Miscellaneous | Existing | Food Preparation | Natural Gas | Oven | E9 | System - kBTUs of Consumption | 0 | 0 | 0 | 0 | 0 | 0 | 0 | 0 | 0 | 0 | 0 | 0 | 0 | 0 | 0 | 0 | 0 | 0 | 0 | 0 | 0 | 0 | 0 | 0 | 0 | 0 | 0
F3_Commercial_Miscellaneous_Existing_Food Preparation_Natural Gas_Oven_E10 | F3 | Commercial | Miscellaneous | Existing | Food Preparation | Natural Gas | Oven | E10 | System - kBTUs of Consumption | 0 | 0 | 0 | 0 | 0 | 0 | 0 | 0 | 0 | 0 | 0 | 0 | 0 | 0 | 0 | 0 | 0 | 0 | 0 | 0 | 0 | 0 | 0 | 0 | 0 | 0 | 0
F4_Commercial_Miscellaneous_Existing_Food Preparation_Natural Gas_Oven_E1 | F4 | Commercial | Miscellaneous | Existing | Food Preparation | Natural Gas | Oven | E1 | Utility - Cost of Equipment | 0.015931 | 0.015931 | 0.015931 | 0.015931 | 0.015931 | 0.015931 | 0.015931 | 0.015931 | 0.015931 | 0.015931 | 0.015931 | 0.015931 | 0.015931 | 0.015931 | 0.015931 | 0.015931 | 0.015931 | 0.015931 | 0.015931 | 0.015931 | 0.015931 | 0.015931 | 0.015931 | 0.015931 | 0.015931 | 0.015931 | 0.015931
F4_Commercial_Miscellaneous_Existing_Food Preparation_Natural Gas_Oven_E2 | F4 | Commercial | Miscellaneous | Existing | Food Preparation | Natural Gas | Oven | E2 | Utility - Cost of Equipment | 0.016782 | 0.016782 | 0.016782 | 0.016782 | 0.016782 | 0.016782 | 0.016782 | 0.016782 | 0.016782 | 0.016782 | 0.016782 | 0.016782 | 0.016782 | 0.016782 | 0.016782 | 0.016782 | 0.016782 | 0.016782 | 0.016782 | 0.016782 | 0.016782 | 0.016782 | 0.016782 | 0.016782 | 0.016782 | 0.016782 | 0.016782
F4_Commercial_Miscellaneous_Existing_Food Preparation_Natural Gas_Oven_E3 | F4 | Commercial | Miscellaneous | Existing | Food Preparation | Natural Gas | Oven | E3 | Utility - Cost of Equipment | 0 | 0 | 0 | 0 | 0 | 0 | 0 | 0 | 0 | 0 | 0 | 0 | 0 | 0 | 0 | 0 | 0 | 0 | 0 | 0 | 0 | 0 | 0 | 0 | 0 | 0 | 0
F4_Commercial_Miscellaneous_Existing_Food Preparation_Natural Gas_Oven_E4 | F4 | Commercial | Miscellaneous | Existing | Food Preparation | Natural Gas | Oven | E4 | Utility - Cost of Equipment | 0 | 0 | 0 | 0 | 0 | 0 | 0 | 0 | 0 | 0 | 0 | 0 | 0 | 0 | 0 | 0 | 0 | 0 | 0 | 0 | 0 | 0 | 0 | 0 | 0 | 0 | 0
F4_Commercial_Miscellaneous_Existing_Food Preparation_Natural Gas_Oven_E5 | F4 | Commercial | Miscellaneous | Existing | Food Preparation | Natural Gas | Oven | E5 | Utility - Cost of Equipment | 0 | 0 | 0 | 0 | 0 | 0 | 0 | 0 | 0 | 0 | 0 | 0 | 0 | 0 | 0 | 0 | 0 | 0 | 0 | 0 | 0 | 0 | 0 | 0 | 0 | 0 | 0
F4_Commercial_Miscellaneous_Existing_Food Preparation_Natural Gas_Oven_E6 | F4 | Commercial | Miscellaneous | Existing | Food Preparation | Natural Gas | Oven | E6 | Utility - Cost of Equipment | 0 | 0 | 0 | 0 | 0 | 0 | 0 | 0 | 0 | 0 | 0 | 0 | 0 | 0 | 0 | 0 | 0 | 0 | 0 | 0 | 0 | 0 | 0 | 0 | 0 | 0 | 0
F4_Commercial_Miscellaneous_Existing_Food Preparation_Natural Gas_Oven_E7 | F4 | Commercial | Miscellaneous | Existing | Food Preparation | Natural Gas | Oven | E7 | Utility - Cost of Equipment | 0 | 0 | 0 | 0 | 0 | 0 | 0 | 0 | 0 | 0 | 0 | 0 | 0 | 0 | 0 | 0 | 0 | 0 | 0 | 0 | 0 | 0 | 0 | 0 | 0 | 0 | 0
F4_Commercial_Miscellaneous_Existing_Food Preparation_Natural Gas_Oven_E8 | F4 | Commercial | Miscellaneous | Existing | Food Preparation | Natural Gas | Oven | E8 | Utility - Cost of Equipment | 0 | 0 | 0 | 0 | 0 | 0 | 0 | 0 | 0 | 0 | 0 | 0 | 0 | 0 | 0 | 0 | 0 | 0 | 0 | 0 | 0 | 0 | 0 | 0 | 0 | 0 | 0
F4_Commercial_Miscellaneous_Existing_Food Preparation_Natural Gas_Oven_E9 | F4 | Commercial | Miscellaneous | Existing | Food Preparation | Natural Gas | Oven | E9 | Utility - Cost of Equipment | 0 | 0 | 0 | 0 | 0 | 0 | 0 | 0 | 0 | 0 | 0 | 0 | 0 | 0 | 0 | 0 | 0 | 0 | 0 | 0 | 0 | 0 | 0 | 0 | 0 | 0 | 0
F4_Commercial_Miscellaneous_Existing_Food Preparation_Natural Gas_Oven_E10 | F4 | Commercial | Miscellaneous | Existing | Food Preparation | Natural Gas | Oven | E10 | Utility - Cost of Equipment | 0 | 0 | 0 | 0 | 0 | 0 | 0 | 0 | 0 | 0 | 0 | 0 | 0 | 0 | 0 | 0 | 0 | 0 | 0 | 0 | 0 | 0 | 0 | 0 | 0 | 0 | 0
F5_Commercial_Miscellaneous_Existing_Food Preparation_Natural Gas_Oven_E1 | F5 | Commercial | Miscellaneous | Existing | Food Preparation | Natural Gas | Oven | E1 | Utility - Cost of Operation | 0.01739 | 0.017206 | 0.01703 | 0.016861 | 0.016905 | 0.017087 | 0.017359 | 0.01768 | 0.01801 | 0.01831 | 0.018554 | 0.018707 | 0.018759 | 0.018691 | 0.018531 | 0.018295 | 0.017999 | 0.017645 | 0.017222 | 0.016719 | 0.016129 | 0.015449 | 0.014846 | 0.014459 | 0.014296 | 0.014367 | 0.014437
F5_Commercial_Miscellaneous_Existing_Food Preparation_Natural Gas_Oven_E2 | F5 | Commercial | Miscellaneous | Existing | Food Preparation | Natural Gas | Oven | E2 | Utility - Cost of Operation | 0.015109 | 0.01495 | 0.014796 | 0.01465 | 0.014688 | 0.014847 | 0.015082 | 0.015361 | 0.015648 | 0.015909 | 0.016121 | 0.016254 | 0.016298 | 0.01624 | 0.0161 | 0.015896 | 0.015639 | 0.015331 | 0.014963 | 0.014526 | 0.014014 | 0.013423 | 0.012899 | 0.012563 | 0.012422 | 0.012482 | 0.012544
F5_Commercial_Miscellaneous_Existing_Food Preparation_Natural Gas_Oven_E3 | F5 | Commercial | Miscellaneous | Existing | Food Preparation | Natural Gas | Oven | E3 | Utility - Cost of Operation | 0 | 0 | 0 | 0 | 0 | 0 | 0 | 0 | 0 | 0 | 0 | 0 | 0 | 0 | 0 | 0 | 0 | 0 | 0 | 0 | 0 | 0 | 0 | 0 | 0 | 0 | 0
F5_Commercial_Miscellaneous_Existing_Food Preparation_Natural Gas_Oven_E4 | F5 | Commercial | Miscellaneous | Existing | Food Preparation | Natural Gas | Oven | E4 | Utility - Cost of Operation | 0 | 0 | 0 | 0 | 0 | 0 | 0 | 0 | 0 | 0 | 0 | 0 | 0 | 0 | 0 | 0 | 0 | 0 | 0 | 0 | 0 | 0 | 0 | 0 | 0 | 0 | 0
F5_Commercial_Miscellaneous_Existing_Food Preparation_Natural Gas_Oven_E5 | F5 | Commercial | Miscellaneous | Existing | Food Preparation | Natural Gas | Oven | E5 | Utility - Cost of Operation | 0 | 0 | 0 | 0 | 0 | 0 | 0 | 0 | 0 | 0 | 0 | 0 | 0 | 0 | 0 | 0 | 0 | 0 | 0 | 0 | 0 | 0 | 0 | 0 | 0 | 0 | 0
F5_Commercial_Miscellaneous_Existing_Food Preparation_Natural Gas_Oven_E6 | F5 | Commercial | Miscellaneous | Existing | Food Preparation | Natural Gas | Oven | E6 | Utility - Cost of Operation | 0 | 0 | 0 | 0 | 0 | 0 | 0 | 0 | 0 | 0 | 0 | 0 | 0 | 0 | 0 | 0 | 0 | 0 | 0 | 0 | 0 | 0 | 0 | 0 | 0 | 0 | 0
F5_Commercial_Miscellaneous_Existing_Food Preparation_Natural Gas_Oven_E7 | F5 | Commercial | Miscellaneous | Existing | Food Preparation | Natural Gas | Oven | E7 | Utility - Cost of Operation | 0 | 0 | 0 | 0 | 0 | 0 | 0 | 0 | 0 | 0 | 0 | 0 | 0 | 0 | 0 | 0 | 0 | 0 | 0 | 0 | 0 | 0 | 0 | 0 | 0 | 0 | 0
F5_Commercial_Miscellaneous_Existing_Food Preparation_Natural Gas_Oven_E8 | F5 | Commercial | Miscellaneous | Existing | Food Preparation | Natural Gas | Oven | E8 | Utility - Cost of Operation | 0 | 0 | 0 | 0 | 0 | 0 | 0 | 0 | 0 | 0 | 0 | 0 | 0 | 0 | 0 | 0 | 0 | 0 | 0 | 0 | 0 | 0 | 0 | 0 | 0 | 0 | 0
F5_Commercial_Miscellaneous_Existing_Food Preparation_Natural Gas_Oven_E9 | F5 | Commercial | Miscellaneous | Existing | Food Preparation | Natural Gas | Oven | E9 | Utility - Cost of Operation | 0 | 0 | 0 | 0 | 0 | 0 | 0 | 0 | 0 | 0 | 0 | 0 | 0 | 0 | 0 | 0 | 0 | 0 | 0 | 0 | 0 | 0 | 0 | 0 | 0 | 0 | 0
F5_Commercial_Miscellaneous_Existing_Food Preparation_Natural Gas_Oven_E10 | F5 | Commercial | Miscellaneous | Existing | Food Preparation | Natural Gas | Oven | E10 | Utility - Cost of Operation | 0 | 0 | 0 | 0 | 0 | 0 | 0 | 0 | 0 | 0 | 0 | 0 | 0 | 0 | 0 | 0 | 0 | 0 | 0 | 0 | 0 | 0 | 0 | 0 | 0 | 0 | 0
F6_Commercial_Miscellaneous_Existing_Food Preparation_Natural Gas_Oven_E1 | F6 | Commercial | Miscellaneous | Existing | Food Preparation | Natural Gas | Oven | E1 | Utility - Value of Sales | 0 | 0 | 0 | 0 | 0 | 0 | 0 | 0 | 0 | 0 | 0 | 0 | 0 | 0 | 0 | 0 | 0 | 0 | 0 | 0 | 0 | 0 | 0 | 0 | 0 | 0 | 0
F6_Commercial_Miscellaneous_Existing_Food Preparation_Natural Gas_Oven_E2 | F6 | Commercial | Miscellaneous | Existing | Food Preparation | Natural Gas | Oven | E2 | Utility - Value of Sales | 0 | 0 | 0 | 0 | 0 | 0 | 0 | 0 | 0 | 0 | 0 | 0 | 0 | 0 | 0 | 0 | 0 | 0 | 0 | 0 | 0 | 0 | 0 | 0 | 0 | 0 | 0
F6_Commercial_Miscellaneous_Existing_Food Preparation_Natural Gas_Oven_E3 | F6 | Commercial | Miscellaneous | Existing | Food Preparation | Natural Gas | Oven | E3 | Utility - Value of Sales | 0 | 0 | 0 | 0 | 0 | 0 | 0 | 0 | 0 | 0 | 0 | 0 | 0 | 0 | 0 | 0 | 0 | 0 | 0 | 0 | 0 | 0 | 0 | 0 | 0 | 0 | 0
F6_Commercial_Miscellaneous_Existing_Food Preparation_Natural Gas_Oven_E4 | F6 | Commercial | Miscellaneous | Existing | Food Preparation | Natural Gas | Oven | E4 | Utility - Value of Sales | 0 | 0 | 0 | 0 | 0 | 0 | 0 | 0 | 0 | 0 | 0 | 0 | 0 | 0 | 0 | 0 | 0 | 0 | 0 | 0 | 0 | 0 | 0 | 0 | 0 | 0 | 0
F6_Commercial_Miscellaneous_Existing_Food Preparation_Natural Gas_Oven_E5 | F6 | Commercial | Miscellaneous | Existing | Food Preparation | Natural Gas | Oven | E5 | Utility - Value of Sales | 0 | 0 | 0 | 0 | 0 | 0 | 0 | 0 | 0 | 0 | 0 | 0 | 0 | 0 | 0 | 0 | 0 | 0 | 0 | 0 | 0 | 0 | 0 | 0 | 0 | 0 | 0
F6_Commercial_Miscellaneous_Existing_Food Preparation_Natural Gas_Oven_E6 | F6 | Commercial | Miscellaneous | Existing | Food Preparation | Natural Gas | Oven | E6 | Utility - Value of Sales | 0 | 0 | 0 | 0 | 0 | 0 | 0 | 0 | 0 | 0 | 0 | 0 | 0 | 0 | 0 | 0 | 0 | 0 | 0 | 0 | 0 | 0 | 0 | 0 | 0 | 0 | 0
F6_Commercial_Miscellaneous_Existing_Food Preparation_Natural Gas_Oven_E7 | F6 | Commercial | Miscellaneous | Existing | Food Preparation | Natural Gas | Oven | E7 | Utility - Value of Sales | 0 | 0 | 0 | 0 | 0 | 0 | 0 | 0 | 0 | 0 | 0 | 0 | 0 | 0 | 0 | 0 | 0 | 0 | 0 | 0 | 0 | 0 | 0 | 0 | 0 | 0 | 0
F6_Commercial_Miscellaneous_Existing_Food Preparation_Natural Gas_Oven_E8 | F6 | Commercial | Miscellaneous | Existing | Food Preparation | Natural Gas | Oven | E8 | Utility - Value of Sales | 0 | 0 | 0 | 0 | 0 | 0 | 0 | 0 | 0 | 0 | 0 | 0 | 0 | 0 | 0 | 0 | 0 | 0 | 0 | 0 | 0 | 0 | 0 | 0 | 0 | 0 | 0
F6_Commercial_Miscellaneous_Existing_Food Preparation_Natural Gas_Oven_E9 | F6 | Commercial | Miscellaneous | Existing | Food Preparation | Natural Gas | Oven | E9 | Utility - Value of Sales | 0 | 0 | 0 | 0 | 0 | 0 | 0 | 0 | 0 | 0 | 0 | 0 | 0 | 0 | 0 | 0 | 0 | 0 | 0 | 0 | 0 | 0 | 0 | 0 | 0 | 0 | 0
F6_Commercial_Miscellaneous_Existing_Food Preparation_Natural Gas_Oven_E10 | F6 | Commercial | Miscellaneous | Existing | Food Preparation | Natural Gas | Oven | E10 | Utility - Value of Sales | 0 | 0 | 0 | 0 | 0 | 0 | 0 | 0 | 0 | 0 | 0 | 0 | 0 | 0 | 0 | 0 | 0 | 0 | 0 | 0 | 0 | 0 | 0 | 0 | 0 | 0 | 0
F1_Commercial_Miscellaneous_Existing_Food Preparation_Natural Gas_Conveyor Oven_E1 | F1 | Commercial | Miscellaneous | Existing | Food Preparation | Natural Gas | Conveyor Oven | E1 | RVT - Cost of Equipment | 0.009028 | 0.009028 | 0.009028 | 0.009028 | 0.009028 | 0.009028 | 0.009028 | 0.009028 | 0.009028 | 0.009028 | 0.009028 | 0.009028 | 0.009028 | 0.009028 | 0.009028 | 0.009028 | 0.009028 | 0.009028 | 0.009028 | 0.009028 | 0.009028 | 0.009028 | 0.009028 | 0.009028 | 0.009028 | 0.009028 | 0.009028
F1_Commercial_Miscellaneous_Existing_Food Preparation_Natural Gas_Conveyor Oven_E2 | F1 | Commercial | Miscellaneous | Existing | Food Preparation | Natural Gas | Conveyor Oven | E2 | RVT - Cost of Equipment | 0.011006 | 0.011006 | 0.011006 | 0.011006 | 0.011006 | 0.011006 | 0.011006 | 0.011006 | 0.011006 | 0.011006 | 0.011006 | 0.011006 | 0.011006 | 0.011006 | 0.011006 | 0.011006 | 0.011006 | 0.011006 | 0.011006 | 0.011006 | 0.011006 | 0.011006 | 0.011006 | 0.011006 | 0.011006 | 0.011006 | 0.011006
F1_Commercial_Miscellaneous_Existing_Food Preparation_Natural Gas_Conveyor Oven_E3 | F1 | Commercial | Miscellaneous | Existing | Food Preparation | Natural Gas | Conveyor Oven | E3 | RVT - Cost of Equipment | 0 | 0 | 0 | 0 | 0 | 0 | 0 | 0 | 0 | 0 | 0 | 0 | 0 | 0 | 0 | 0 | 0 | 0 | 0 | 0 | 0 | 0 | 0 | 0 | 0 | 0 | 0
F1_Commercial_Miscellaneous_Existing_Food Preparation_Natural Gas_Conveyor Oven_E4 | F1 | Commercial | Miscellaneous | Existing | Food Preparation | Natural Gas | Conveyor Oven | E4 | RVT - Cost of Equipment | 0 | 0 | 0 | 0 | 0 | 0 | 0 | 0 | 0 | 0 | 0 | 0 | 0 | 0 | 0 | 0 | 0 | 0 | 0 | 0 | 0 | 0 | 0 | 0 | 0 | 0 | 0
F1_Commercial_Miscellaneous_Existing_Food Preparation_Natural Gas_Conveyor Oven_E5 | F1 | Commercial | Miscellaneous | Existing | Food Preparation | Natural Gas | Conveyor Oven | E5 | RVT - Cost of Equipment | 0 | 0 | 0 | 0 | 0 | 0 | 0 | 0 | 0 | 0 | 0 | 0 | 0 | 0 | 0 | 0 | 0 | 0 | 0 | 0 | 0 | 0 | 0 | 0 | 0 | 0 | 0
F1_Commercial_Miscellaneous_Existing_Food Preparation_Natural Gas_Conveyor Oven_E6 | F1 | Commercial | Miscellaneous | Existing | Food Preparation | Natural Gas | Conveyor Oven | E6 | RVT - Cost of Equipment | 0 | 0 | 0 | 0 | 0 | 0 | 0 | 0 | 0 | 0 | 0 | 0 | 0 | 0 | 0 | 0 | 0 | 0 | 0 | 0 | 0 | 0 | 0 | 0 | 0 | 0 | 0
F1_Commercial_Miscellaneous_Existing_Food Preparation_Natural Gas_Conveyor Oven_E7 | F1 | Commercial | Miscellaneous | Existing | Food Preparation | Natural Gas | Conveyor Oven | E7 | RVT - Cost of Equipment | 0 | 0 | 0 | 0 | 0 | 0 | 0 | 0 | 0 | 0 | 0 | 0 | 0 | 0 | 0 | 0 | 0 | 0 | 0 | 0 | 0 | 0 | 0 | 0 | 0 | 0 | 0
F1_Commercial_Miscellaneous_Existing_Food Preparation_Natural Gas_Conveyor Oven_E8 | F1 | Commercial | Miscellaneous | Existing | Food Preparation | Natural Gas | Conveyor Oven | E8 | RVT - Cost of Equipment | 0 | 0 | 0 | 0 | 0 | 0 | 0 | 0 | 0 | 0 | 0 | 0 | 0 | 0 | 0 | 0 | 0 | 0 | 0 | 0 | 0 | 0 | 0 | 0 | 0 | 0 | 0
F1_Commercial_Miscellaneous_Existing_Food Preparation_Natural Gas_Conveyor Oven_E9 | F1 | Commercial | Miscellaneous | Existing | Food Preparation | Natural Gas | Conveyor Oven | E9 | RVT - Cost of Equipment | 0 | 0 | 0 | 0 | 0 | 0 | 0 | 0 | 0 | 0 | 0 | 0 | 0 | 0 | 0 | 0 | 0 | 0 | 0 | 0 | 0 | 0 | 0 | 0 | 0 | 0 | 0
F1_Commercial_Miscellaneous_Existing_Food Preparation_Natural Gas_Conveyor Oven_E10 | F1 | Commercial | Miscellaneous | Existing | Food Preparation | Natural Gas | Conveyor Oven | E10 | RVT - Cost of Equipment | 0 | 0 | 0 | 0 | 0 | 0 | 0 | 0 | 0 | 0 | 0 | 0 | 0 | 0 | 0 | 0 | 0 | 0 | 0 | 0 | 0 | 0 | 0 | 0 | 0 | 0 | 0
F2_Commercial_Miscellaneous_Existing_Food Preparation_Natural Gas_Conveyor Oven_E1 | F2 | Commercial | Miscellaneous | Existing | Food Preparation | Natural Gas | Conveyor Oven | E1 | RVT - Cost of Operation | 0 | 0 | 0 | 0 | 0 | 0 | 0 | 0 | 0 | 0 | 0 | 0 | 0 | 0 | 0 | 0 | 0 | 0 | 0 | 0 | 0 | 0 | 0 | 0 | 0 | 0 | 0
F2_Commercial_Miscellaneous_Existing_Food Preparation_Natural Gas_Conveyor Oven_E2 | F2 | Commercial | Miscellaneous | Existing | Food Preparation | Natural Gas | Conveyor Oven | E2 | RVT - Cost of Operation | 0 | 0 | 0 | 0 | 0 | 0 | 0 | 0 | 0 | 0 | 0 | 0 | 0 | 0 | 0 | 0 | 0 | 0 | 0 | 0 | 0 | 0 | 0 | 0 | 0 | 0 | 0
F2_Commercial_Miscellaneous_Existing_Food Preparation_Natural Gas_Conveyor Oven_E3 | F2 | Commercial | Miscellaneous | Existing | Food Preparation | Natural Gas | Conveyor Oven | E3 | RVT - Cost of Operation | 0 | 0 | 0 | 0 | 0 | 0 | 0 | 0 | 0 | 0 | 0 | 0 | 0 | 0 | 0 | 0 | 0 | 0 | 0 | 0 | 0 | 0 | 0 | 0 | 0 | 0 | 0
F2_Commercial_Miscellaneous_Existing_Food Preparation_Natural Gas_Conveyor Oven_E4 | F2 | Commercial | Miscellaneous | Existing | Food Preparation | Natural Gas | Conveyor Oven | E4 | RVT - Cost of Operation | 0 | 0 | 0 | 0 | 0 | 0 | 0 | 0 | 0 | 0 | 0 | 0 | 0 | 0 | 0 | 0 | 0 | 0 | 0 | 0 | 0 | 0 | 0 | 0 | 0 | 0 | 0
F2_Commercial_Miscellaneous_Existing_Food Preparation_Natural Gas_Conveyor Oven_E5 | F2 | Commercial | Miscellaneous | Existing | Food Preparation | Natural Gas | Conveyor Oven | E5 | RVT - Cost of Operation | 0 | 0 | 0 | 0 | 0 | 0 | 0 | 0 | 0 | 0 | 0 | 0 | 0 | 0 | 0 | 0 | 0 | 0 | 0 | 0 | 0 | 0 | 0 | 0 | 0 | 0 | 0
F2_Commercial_Miscellaneous_Existing_Food Preparation_Natural Gas_Conveyor Oven_E6 | F2 | Commercial | Miscellaneous | Existing | Food Preparation | Natural Gas | Conveyor Oven | E6 | RVT - Cost of Operation | 0 | 0 | 0 | 0 | 0 | 0 | 0 | 0 | 0 | 0 | 0 | 0 | 0 | 0 | 0 | 0 | 0 | 0 | 0 | 0 | 0 | 0 | 0 | 0 | 0 | 0 | 0
F2_Commercial_Miscellaneous_Existing_Food Preparation_Natural Gas_Conveyor Oven_E7 | F2 | Commercial | Miscellaneous | Existing | Food Preparation | Natural Gas | Conveyor Oven | E7 | RVT - Cost of Operation | 0 | 0 | 0 | 0 | 0 | 0 | 0 | 0 | 0 | 0 | 0 | 0 | 0 | 0 | 0 | 0 | 0 | 0 | 0 | 0 | 0 | 0 | 0 | 0 | 0 | 0 | 0
F2_Commercial_Miscellaneous_Existing_Food Preparation_Natural Gas_Conveyor Oven_E8 | F2 | Commercial | Miscellaneous | Existing | Food Preparation | Natural Gas | Conveyor Oven | E8 | RVT - Cost of Operation | 0 | 0 | 0 | 0 | 0 | 0 | 0 | 0 | 0 | 0 | 0 | 0 | 0 | 0 | 0 | 0 | 0 | 0 | 0 | 0 | 0 | 0 | 0 | 0 | 0 | 0 | 0
F2_Commercial_Miscellaneous_Existing_Food Preparation_Natural Gas_Conveyor Oven_E9 | F2 | Commercial | Miscellaneous | Existing | Food Preparation | Natural Gas | Conveyor Oven | E9 | RVT - Cost of Operation | 0 | 0 | 0 | 0 | 0 | 0 | 0 | 0 | 0 | 0 | 0 | 0 | 0 | 0 | 0 | 0 | 0 | 0 | 0 | 0 | 0 | 0 | 0 | 0 | 0 | 0 | 0
F2_Commercial_Miscellaneous_Existing_Food Preparation_Natural Gas_Conveyor Oven_E10 | F2 | Commercial | Miscellaneous | Existing | Food Preparation | Natural Gas | Conveyor Oven | E10 | RVT - Cost of Operation | 0 | 0 | 0 | 0 | 0 | 0 | 0 | 0 | 0 | 0 | 0 | 0 | 0 | 0 | 0 | 0 | 0 | 0 | 0 | 0 | 0 | 0 | 0 | 0 | 0 | 0 | 0
F3_Commercial_Miscellaneous_Existing_Food Preparation_Natural Gas_Conveyor Oven_E1 | F3 | Commercial | Miscellaneous | Existing | Food Preparation | Natural Gas | Conveyor Oven | E1 | System - kBTUs of Consumption | 2.3128 | 2.3128 | 2.3128 | 2.3128 | 2.3128 | 2.3128 | 2.3128 | 2.3128 | 2.3128 | 2.3128 | 2.3128 | 2.3128 | 2.3128 | 2.3128 | 2.3128 | 2.3128 | 2.3128 | 2.3128 | 2.3128 | 2.3128 | 2.3128 | 2.3128 | 2.3128 | 2.3128 | 2.3128 | 2.3128 | 2.3128
F3_Commercial_Miscellaneous_Existing_Food Preparation_Natural Gas_Conveyor Oven_E2 | F3 | Commercial | Miscellaneous | Existing | Food Preparation | Natural Gas | Conveyor Oven | E2 | System - kBTUs of Consumption | 1.7581 | 1.7581 | 1.7581 | 1.7581 | 1.7581 | 1.7581 | 1.7581 | 1.7581 | 1.7581 | 1.7581 | 1.7581 | 1.7581 | 1.7581 | 1.7581 | 1.7581 | 1.7581 | 1.7581 | 1.7581 | 1.7581 | 1.7581 | 1.7581 | 1.7581 | 1.7581 | 1.7581 | 1.7581 | 1.7581 | 1.7581
F3_Commercial_Miscellaneous_Existing_Food Preparation_Natural Gas_Conveyor Oven_E3 | F3 | Commercial | Miscellaneous | Existing | Food Preparation | Natural Gas | Conveyor Oven | E3 | System - kBTUs of Consumption | 0 | 0 | 0 | 0 | 0 | 0 | 0 | 0 | 0 | 0 | 0 | 0 | 0 | 0 | 0 | 0 | 0 | 0 | 0 | 0 | 0 | 0 | 0 | 0 | 0 | 0 | 0
F3_Commercial_Miscellaneous_Existing_Food Preparation_Natural Gas_Conveyor Oven_E4 | F3 | Commercial | Miscellaneous | Existing | Food Preparation | Natural Gas | Conveyor Oven | E4 | System - kBTUs of Consumption | 0 | 0 | 0 | 0 | 0 | 0 | 0 | 0 | 0 | 0 | 0 | 0 | 0 | 0 | 0 | 0 | 0 | 0 | 0 | 0 | 0 | 0 | 0 | 0 | 0 | 0 | 0
F3_Commercial_Miscellaneous_Existing_Food Preparation_Natural Gas_Conveyor Oven_E5 | F3 | Commercial | Miscellaneous | Existing | Food Preparation | Natural Gas | Conveyor Oven | E5 | System - kBTUs of Consumption | 0 | 0 | 0 | 0 | 0 | 0 | 0 | 0 | 0 | 0 | 0 | 0 | 0 | 0 | 0 | 0 | 0 | 0 | 0 | 0 | 0 | 0 | 0 | 0 | 0 | 0 | 0
F3_Commercial_Miscellaneous_Existing_Food Preparation_Natural Gas_Conveyor Oven_E6 | F3 | Commercial | Miscellaneous | Existing | Food Preparation | Natural Gas | Conveyor Oven | E6 | System - kBTUs of Consumption | 0 | 0 | 0 | 0 | 0 | 0 | 0 | 0 | 0 | 0 | 0 | 0 | 0 | 0 | 0 | 0 | 0 | 0 | 0 | 0 | 0 | 0 | 0 | 0 | 0 | 0 | 0
F3_Commercial_Miscellaneous_Existing_Food Preparation_Natural Gas_Conveyor Oven_E7 | F3 | Commercial | Miscellaneous | Existing | Food Preparation | Natural Gas | Conveyor Oven | E7 | System - kBTUs of Consumption | 0 | 0 | 0 | 0 | 0 | 0 | 0 | 0 | 0 | 0 | 0 | 0 | 0 | 0 | 0 | 0 | 0 | 0 | 0 | 0 | 0 | 0 | 0 | 0 | 0 | 0 | 0
F3_Commercial_Miscellaneous_Existing_Food Preparation_Natural Gas_Conveyor Oven_E8 | F3 | Commercial | Miscellaneous | Existing | Food Preparation | Natural Gas | Conveyor Oven | E8 | System - kBTUs of Consumption | 0 | 0 | 0 | 0 | 0 | 0 | 0 | 0 | 0 | 0 | 0 | 0 | 0 | 0 | 0 | 0 | 0 | 0 | 0 | 0 | 0 | 0 | 0 | 0 | 0 | 0 | 0
F3_Commercial_Miscellaneous_Existing_Food Preparation_Natural Gas_Conveyor Oven_E9 | F3 | Commercial | Miscellaneous | Existing | Food Preparation | Natural Gas | Conveyor Oven | E9 | System - kBTUs of Consumption | 0 | 0 | 0 | 0 | 0 | 0 | 0 | 0 | 0 | 0 | 0 | 0 | 0 | 0 | 0 | 0 | 0 | 0 | 0 | 0 | 0 | 0 | 0 | 0 | 0 | 0 | 0
F3_Commercial_Miscellaneous_Existing_Food Preparation_Natural Gas_Conveyor Oven_E10 | F3 | Commercial | Miscellaneous | Existing | Food Preparation | Natural Gas | Conveyor Oven | E10 | System - kBTUs of Consumption | 0 | 0 | 0 | 0 | 0 | 0 | 0 | 0 | 0 | 0 | 0 | 0 | 0 | 0 | 0 | 0 | 0 | 0 | 0 | 0 | 0 | 0 | 0 | 0 | 0 | 0 | 0
F4_Commercial_Miscellaneous_Existing_Food Preparation_Natural Gas_Conveyor Oven_E1 | F4 | Commercial | Miscellaneous | Existing | Food Preparation | Natural Gas | Conveyor Oven | E1 | Utility - Cost of Equipment | 0.009028 | 0.009028 | 0.009028 | 0.009028 | 0.009028 | 0.009028 | 0.009028 | 0.009028 | 0.009028 | 0.009028 | 0.009028 | 0.009028 | 0.009028 | 0.009028 | 0.009028 | 0.009028 | 0.009028 | 0.009028 | 0.009028 | 0.009028 | 0.009028 | 0.009028 | 0.009028 | 0.009028 | 0.009028 | 0.009028 | 0.009028
F4_Commercial_Miscellaneous_Existing_Food Preparation_Natural Gas_Conveyor Oven_E2 | F4 | Commercial | Miscellaneous | Existing | Food Preparation | Natural Gas | Conveyor Oven | E2 | Utility - Cost of Equipment | 0.011006 | 0.011006 | 0.011006 | 0.011006 | 0.011006 | 0.011006 | 0.011006 | 0.011006 | 0.011006 | 0.011006 | 0.011006 | 0.011006 | 0.011006 | 0.011006 | 0.011006 | 0.011006 | 0.011006 | 0.011006 | 0.011006 | 0.011006 | 0.011006 | 0.011006 | 0.011006 | 0.011006 | 0.011006 | 0.011006 | 0.011006
F4_Commercial_Miscellaneous_Existing_Food Preparation_Natural Gas_Conveyor Oven_E3 | F4 | Commercial | Miscellaneous | Existing | Food Preparation | Natural Gas | Conveyor Oven | E3 | Utility - Cost of Equipment | 0 | 0 | 0 | 0 | 0 | 0 | 0 | 0 | 0 | 0 | 0 | 0 | 0 | 0 | 0 | 0 | 0 | 0 | 0 | 0 | 0 | 0 | 0 | 0 | 0 | 0 | 0
F4_Commercial_Miscellaneous_Existing_Food Preparation_Natural Gas_Conveyor Oven_E4 | F4 | Commercial | Miscellaneous | Existing | Food Preparation | Natural Gas | Conveyor Oven | E4 | Utility - Cost of Equipment | 0 | 0 | 0 | 0 | 0 | 0 | 0 | 0 | 0 | 0 | 0 | 0 | 0 | 0 | 0 | 0 | 0 | 0 | 0 | 0 | 0 | 0 | 0 | 0 | 0 | 0 | 0
F4_Commercial_Miscellaneous_Existing_Food Preparation_Natural Gas_Conveyor Oven_E5 | F4 | Commercial | Miscellaneous | Existing | Food Preparation | Natural Gas | Conveyor Oven | E5 | Utility - Cost of Equipment | 0 | 0 | 0 | 0 | 0 | 0 | 0 | 0 | 0 | 0 | 0 | 0 | 0 | 0 | 0 | 0 | 0 | 0 | 0 | 0 | 0 | 0 | 0 | 0 | 0 | 0 | 0
F4_Commercial_Miscellaneous_Existing_Food Preparation_Natural Gas_Conveyor Oven_E6 | F4 | Commercial | Miscellaneous | Existing | Food Preparation | Natural Gas | Conveyor Oven | E6 | Utility - Cost of Equipment | 0 | 0 | 0 | 0 | 0 | 0 | 0 | 0 | 0 | 0 | 0 | 0 | 0 | 0 | 0 | 0 | 0 | 0 | 0 | 0 | 0 | 0 | 0 | 0 | 0 | 0 | 0
F4_Commercial_Miscellaneous_Existing_Food Preparation_Natural Gas_Conveyor Oven_E7 | F4 | Commercial | Miscellaneous | Existing | Food Preparation | Natural Gas | Conveyor Oven | E7 | Utility - Cost of Equipment | 0 | 0 | 0 | 0 | 0 | 0 | 0 | 0 | 0 | 0 | 0 | 0 | 0 | 0 | 0 | 0 | 0 | 0 | 0 | 0 | 0 | 0 | 0 | 0 | 0 | 0 | 0
F4_Commercial_Miscellaneous_Existing_Food Preparation_Natural Gas_Conveyor Oven_E8 | F4 | Commercial | Miscellaneous | Existing | Food Preparation | Natural Gas | Conveyor Oven | E8 | Utility - Cost of Equipment | 0 | 0 | 0 | 0 | 0 | 0 | 0 | 0 | 0 | 0 | 0 | 0 | 0 | 0 | 0 | 0 | 0 | 0 | 0 | 0 | 0 | 0 | 0 | 0 | 0 | 0 | 0
F4_Commercial_Miscellaneous_Existing_Food Preparation_Natural Gas_Conveyor Oven_E9 | F4 | Commercial | Miscellaneous | Existing | Food Preparation | Natural Gas | Conveyor Oven | E9 | Utility - Cost of Equipment | 0 | 0 | 0 | 0 | 0 | 0 | 0 | 0 | 0 | 0 | 0 | 0 | 0 | 0 | 0 | 0 | 0 | 0 | 0 | 0 | 0 | 0 | 0 | 0 | 0 | 0 | 0
F4_Commercial_Miscellaneous_Existing_Food Preparation_Natural Gas_Conveyor Oven_E10 | F4 | Commercial | Miscellaneous | Existing | Food Preparation | Natural Gas | Conveyor Oven | E10 | Utility - Cost of Equipment | 0 | 0 | 0 | 0 | 0 | 0 | 0 | 0 | 0 | 0 | 0 | 0 | 0 | 0 | 0 | 0 | 0 | 0 | 0 | 0 | 0 | 0 | 0 | 0 | 0 | 0 | 0
F5_Commercial_Miscellaneous_Existing_Food Preparation_Natural Gas_Conveyor Oven_E1 | F5 | Commercial | Miscellaneous | Existing | Food Preparation | Natural Gas | Conveyor Oven | E1 | Utility - Cost of Operation | 0.032134 | 0.031988 | 0.031855 | 0.031725 | 0.031872 | 0.032156 | 0.032468 | 0.03273 | 0.032902 | 0.032978 | 0.032984 | 0.032936 | 0.032837 | 0.032659 | 0.032409 | 0.032084 | 0.031669 | 0.031168 | 0.030565 | 0.029843 | 0.028992 | 0.028008 | 0.027138 | 0.026589 | 0.026373 | 0.026502 | 0.026632
F5_Commercial_Miscellaneous_Existing_Food Preparation_Natural Gas_Conveyor Oven_E2 | F5 | Commercial | Miscellaneous | Existing | Food Preparation | Natural Gas | Conveyor Oven | E2 | Utility - Cost of Operation | 0.024427 | 0.024316 | 0.024215 | 0.024116 | 0.024228 | 0.024444 | 0.02468 | 0.02488 | 0.025011 | 0.025069 | 0.025073 | 0.025036 | 0.024962 | 0.024826 | 0.024636 | 0.024389 | 0.024073 | 0.023693 | 0.023234 | 0.022685 | 0.022039 | 0.02129 | 0.020629 | 0.020212 | 0.020048 | 0.020146 | 0.020245
F5_Commercial_Miscellaneous_Existing_Food Preparation_Natural Gas_Conveyor Oven_E3 | F5 | Commercial | Miscellaneous | Existing | Food Preparation | Natural Gas | Conveyor Oven | E3 | Utility - Cost of Operation | 0 | 0 | 0 | 0 | 0 | 0 | 0 | 0 | 0 | 0 | 0 | 0 | 0 | 0 | 0 | 0 | 0 | 0 | 0 | 0 | 0 | 0 | 0 | 0 | 0 | 0 | 0
F5_Commercial_Miscellaneous_Existing_Food Preparation_Natural Gas_Conveyor Oven_E4 | F5 | Commercial | Miscellaneous | Existing | Food Preparation | Natural Gas | Conveyor Oven | E4 | Utility - Cost of Operation | 0 | 0 | 0 | 0 | 0 | 0 | 0 | 0 | 0 | 0 | 0 | 0 | 0 | 0 | 0 | 0 | 0 | 0 | 0 | 0 | 0 | 0 | 0 | 0 | 0 | 0 | 0
F5_Commercial_Miscellaneous_Existing_Food Preparation_Natural Gas_Conveyor Oven_E5 | F5 | Commercial | Miscellaneous | Existing | Food Preparation | Natural Gas | Conveyor Oven | E5 | Utility - Cost of Operation | 0 | 0 | 0 | 0 | 0 | 0 | 0 | 0 | 0 | 0 | 0 | 0 | 0 | 0 | 0 | 0 | 0 | 0 | 0 | 0 | 0 | 0 | 0 | 0 | 0 | 0 | 0
F5_Commercial_Miscellaneous_Existing_Food Preparation_Natural Gas_Conveyor Oven_E6 | F5 | Commercial | Miscellaneous | Existing | Food Preparation | Natural Gas | Conveyor Oven | E6 | Utility - Cost of Operation | 0 | 0 | 0 | 0 | 0 | 0 | 0 | 0 | 0 | 0 | 0 | 0 | 0 | 0 | 0 | 0 | 0 | 0 | 0 | 0 | 0 | 0 | 0 | 0 | 0 | 0 | 0
F5_Commercial_Miscellaneous_Existing_Food Preparation_Natural Gas_Conveyor Oven_E7 | F5 | Commercial | Miscellaneous | Existing | Food Preparation | Natural Gas | Conveyor Oven | E7 | Utility - Cost of Operation | 0 | 0 | 0 | 0 | 0 | 0 | 0 | 0 | 0 | 0 | 0 | 0 | 0 | 0 | 0 | 0 | 0 | 0 | 0 | 0 | 0 | 0 | 0 | 0 | 0 | 0 | 0
F5_Commercial_Miscellaneous_Existing_Food Preparation_Natural Gas_Conveyor Oven_E8 | F5 | Commercial | Miscellaneous | Existing | Food Preparation | Natural Gas | Conveyor Oven | E8 | Utility - Cost of Operation | 0 | 0 | 0 | 0 | 0 | 0 | 0 | 0 | 0 | 0 | 0 | 0 | 0 | 0 | 0 | 0 | 0 | 0 | 0 | 0 | 0 | 0 | 0 | 0 | 0 | 0 | 0
F5_Commercial_Miscellaneous_Existing_Food Preparation_Natural Gas_Conveyor Oven_E9 | F5 | Commercial | Miscellaneous | Existing | Food Preparation | Natural Gas | Conveyor Oven | E9 | Utility - Cost of Operation | 0 | 0 | 0 | 0 | 0 | 0 | 0 | 0 | 0 | 0 | 0 | 0 | 0 | 0 | 0 | 0 | 0 | 0 | 0 | 0 | 0 | 0 | 0 | 0 | 0 | 0 | 0
F5_Commercial_Miscellaneous_Existing_Food Preparation_Natural Gas_Conveyor Oven_E10 | F5 | Commercial | Miscellaneous | Existing | Food Preparation | Natural Gas | Conveyor Oven | E10 | Utility - Cost of Operation | 0 | 0 | 0 | 0 | 0 | 0 | 0 | 0 | 0 | 0 | 0 | 0 | 0 | 0 | 0 | 0 | 0 | 0 | 0 | 0 | 0 | 0 | 0 | 0 | 0 | 0 | 0
F6_Commercial_Miscellaneous_Existing_Food Preparation_Natural Gas_Conveyor Oven_E1 | F6 | Commercial | Miscellaneous | Existing | Food Preparation | Natural Gas | Conveyor Oven | E1 | Utility - Value of Sales | 0 | 0 | 0 | 0 | 0 | 0 | 0 | 0 | 0 | 0 | 0 | 0 | 0 | 0 | 0 | 0 | 0 | 0 | 0 | 0 | 0 | 0 | 0 | 0 | 0 | 0 | 0
F6_Commercial_Miscellaneous_Existing_Food Preparation_Natural Gas_Conveyor Oven_E2 | F6 | Commercial | Miscellaneous | Existing | Food Preparation | Natural Gas | Conveyor Oven | E2 | Utility - Value of Sales | 0 | 0 | 0 | 0 | 0 | 0 | 0 | 0 | 0 | 0 | 0 | 0 | 0 | 0 | 0 | 0 | 0 | 0 | 0 | 0 | 0 | 0 | 0 | 0 | 0 | 0 | 0
F6_Commercial_Miscellaneous_Existing_Food Preparation_Natural Gas_Conveyor Oven_E3 | F6 | Commercial | Miscellaneous | Existing | Food Preparation | Natural Gas | Conveyor Oven | E3 | Utility - Value of Sales | 0 | 0 | 0 | 0 | 0 | 0 | 0 | 0 | 0 | 0 | 0 | 0 | 0 | 0 | 0 | 0 | 0 | 0 | 0 | 0 | 0 | 0 | 0 | 0 | 0 | 0 | 0
F6_Commercial_Miscellaneous_Existing_Food Preparation_Natural Gas_Conveyor Oven_E4 | F6 | Commercial | Miscellaneous | Existing | Food Preparation | Natural Gas | Conveyor Oven | E4 | Utility - Value of Sales | 0 | 0 | 0 | 0 | 0 | 0 | 0 | 0 | 0 | 0 | 0 | 0 | 0 | 0 | 0 | 0 | 0 | 0 | 0 | 0 | 0 | 0 | 0 | 0 | 0 | 0 | 0
F6_Commercial_Miscellaneous_Existing_Food Preparation_Natural Gas_Conveyor Oven_E5 | F6 | Commercial | Miscellaneous | Existing | Food Preparation | Natural Gas | Conveyor Oven | E5 | Utility - Value of Sales | 0 | 0 | 0 | 0 | 0 | 0 | 0 | 0 | 0 | 0 | 0 | 0 | 0 | 0 | 0 | 0 | 0 | 0 | 0 | 0 | 0 | 0 | 0 | 0 | 0 | 0 | 0
F6_Commercial_Miscellaneous_Existing_Food Preparation_Natural Gas_Conveyor Oven_E6 | F6 | Commercial | Miscellaneous | Existing | Food Preparation | Natural Gas | Conveyor Oven | E6 | Utility - Value of Sales | 0 | 0 | 0 | 0 | 0 | 0 | 0 | 0 | 0 | 0 | 0 | 0 | 0 | 0 | 0 | 0 | 0 | 0 | 0 | 0 | 0 | 0 | 0 | 0 | 0 | 0 | 0
F6_Commercial_Miscellaneous_Existing_Food Preparation_Natural Gas_Conveyor Oven_E7 | F6 | Commercial | Miscellaneous | Existing | Food Preparation | Natural Gas | Conveyor Oven | E7 | Utility - Value of Sales | 0 | 0 | 0 | 0 | 0 | 0 | 0 | 0 | 0 | 0 | 0 | 0 | 0 | 0 | 0 | 0 | 0 | 0 | 0 | 0 | 0 | 0 | 0 | 0 | 0 | 0 | 0
F6_Commercial_Miscellaneous_Existing_Food Preparation_Natural Gas_Conveyor Oven_E8 | F6 | Commercial | Miscellaneous | Existing | Food Preparation | Natural Gas | Conveyor Oven | E8 | Utility - Value of Sales | 0 | 0 | 0 | 0 | 0 | 0 | 0 | 0 | 0 | 0 | 0 | 0 | 0 | 0 | 0 | 0 | 0 | 0 | 0 | 0 | 0 | 0 | 0 | 0 | 0 | 0 | 0
F6_Commercial_Miscellaneous_Existing_Food Preparation_Natural Gas_Conveyor Oven_E9 | F6 | Commercial | Miscellaneous | Existing | Food Preparation | Natural Gas | Conveyor Oven | E9 | Utility - Value of Sales | 0 | 0 | 0 | 0 | 0 | 0 | 0 | 0 | 0 | 0 | 0 | 0 | 0 | 0 | 0 | 0 | 0 | 0 | 0 | 0 | 0 | 0 | 0 | 0 | 0 | 0 | 0
F6_Commercial_Miscellaneous_Existing_Food Preparation_Natural Gas_Conveyor Oven_E10 | F6 | Commercial | Miscellaneous | Existing | Food Preparation | Natural Gas | Conveyor Oven | E10 | Utility - Value of Sales | 0 | 0 | 0 | 0 | 0 | 0 | 0 | 0 | 0 | 0 | 0 | 0 | 0 | 0 | 0 | 0 | 0 | 0 | 0 | 0 | 0 | 0 | 0 | 0 | 0 | 0 | 0
F1_Commercial_Miscellaneous_Existing_Food Preparation_Natural Gas_Double Rack Oven_E1 | F1 | Commercial | Miscellaneous | Existing | Food Preparation | Natural Gas | Double Rack Oven | E1 | RVT - Cost of Equipment | 0.01761 | 0.01761 | 0.01761 | 0.01761 | 0.01761 | 0.01761 | 0.01761 | 0.01761 | 0.01761 | 0.01761 | 0.01761 | 0.01761 | 0.01761 | 0.01761 | 0.01761 | 0.01761 | 0.01761 | 0.01761 | 0.01761 | 0.01761 | 0.01761 | 0.01761 | 0.01761 | 0.01761 | 0.01761 | 0.01761 | 0.01761
F1_Commercial_Miscellaneous_Existing_Food Preparation_Natural Gas_Double Rack Oven_E2 | F1 | Commercial | Miscellaneous | Existing | Food Preparation | Natural Gas | Double Rack Oven | E2 | RVT - Cost of Equipment | 0.024295 | 0.024295 | 0.024295 | 0.024295 | 0.024295 | 0.024295 | 0.024295 | 0.024295 | 0.024295 | 0.024295 | 0.024295 | 0.024295 | 0.024295 | 0.024295 | 0.024295 | 0.024295 | 0.024295 | 0.024295 | 0.024295 | 0.024295 | 0.024295 | 0.024295 | 0.024295 | 0.024295 | 0.024295 | 0.024295 | 0.024295
F1_Commercial_Miscellaneous_Existing_Food Preparation_Natural Gas_Double Rack Oven_E3 | F1 | Commercial | Miscellaneous | Existing | Food Preparation | Natural Gas | Double Rack Oven | E3 | RVT - Cost of Equipment | 0 | 0 | 0 | 0 | 0 | 0 | 0 | 0 | 0 | 0 | 0 | 0 | 0 | 0 | 0 | 0 | 0 | 0 | 0 | 0 | 0 | 0 | 0 | 0 | 0 | 0 | 0
F1_Commercial_Miscellaneous_Existing_Food Preparation_Natural Gas_Double Rack Oven_E4 | F1 | Commercial | Miscellaneous | Existing | Food Preparation | Natural Gas | Double Rack Oven | E4 | RVT - Cost of Equipment | 0 | 0 | 0 | 0 | 0 | 0 | 0 | 0 | 0 | 0 | 0 | 0 | 0 | 0 | 0 | 0 | 0 | 0 | 0 | 0 | 0 | 0 | 0 | 0 | 0 | 0 | 0
F1_Commercial_Miscellaneous_Existing_Food Preparation_Natural Gas_Double Rack Oven_E5 | F1 | Commercial | Miscellaneous | Existing | Food Preparation | Natural Gas | Double Rack Oven | E5 | RVT - Cost of Equipment | 0 | 0 | 0 | 0 | 0 | 0 | 0 | 0 | 0 | 0 | 0 | 0 | 0 | 0 | 0 | 0 | 0 | 0 | 0 | 0 | 0 | 0 | 0 | 0 | 0 | 0 | 0
F1_Commercial_Miscellaneous_Existing_Food Preparation_Natural Gas_Double Rack Oven_E6 | F1 | Commercial | Miscellaneous | Existing | Food Preparation | Natural Gas | Double Rack Oven | E6 | RVT - Cost of Equipment | 0 | 0 | 0 | 0 | 0 | 0 | 0 | 0 | 0 | 0 | 0 | 0 | 0 | 0 | 0 | 0 | 0 | 0 | 0 | 0 | 0 | 0 | 0 | 0 | 0 | 0 | 0
F1_Commercial_Miscellaneous_Existing_Food Preparation_Natural Gas_Double Rack Oven_E7 | F1 | Commercial | Miscellaneous | Existing | Food Preparation | Natural Gas | Double Rack Oven | E7 | RVT - Cost of Equipment | 0 | 0 | 0 | 0 | 0 | 0 | 0 | 0 | 0 | 0 | 0 | 0 | 0 | 0 | 0 | 0 | 0 | 0 | 0 | 0 | 0 | 0 | 0 | 0 | 0 | 0 | 0
F1_Commercial_Miscellaneous_Existing_Food Preparation_Natural Gas_Double Rack Oven_E8 | F1 | Commercial | Miscellaneous | Existing | Food Preparation | Natural Gas | Double Rack Oven | E8 | RVT - Cost of Equipment | 0 | 0 | 0 | 0 | 0 | 0 | 0 | 0 | 0 | 0 | 0 | 0 | 0 | 0 | 0 | 0 | 0 | 0 | 0 | 0 | 0 | 0 | 0 | 0 | 0 | 0 | 0
F1_Commercial_Miscellaneous_Existing_Food Preparation_Natural Gas_Double Rack Oven_E9 | F1 | Commercial | Miscellaneous | Existing | Food Preparation | Natural Gas | Double Rack Oven | E9 | RVT - Cost of Equipment | 0 | 0 | 0 | 0 | 0 | 0 | 0 | 0 | 0 | 0 | 0 | 0 | 0 | 0 | 0 | 0 | 0 | 0 | 0 | 0 | 0 | 0 | 0 | 0 | 0 | 0 | 0
F1_Commercial_Miscellaneous_Existing_Food Preparation_Natural Gas_Double Rack Oven_E10 | F1 | Commercial | Miscellaneous | Existing | Food Preparation | Natural Gas | Double Rack Oven | E10 | RVT - Cost of Equipment | 0 | 0 | 0 | 0 | 0 | 0 | 0 | 0 | 0 | 0 | 0 | 0 | 0 | 0 | 0 | 0 | 0 | 0 | 0 | 0 | 0 | 0 | 0 | 0 | 0 | 0 | 0
F2_Commercial_Miscellaneous_Existing_Food Preparation_Natural Gas_Double Rack Oven_E1 | F2 | Commercial | Miscellaneous | Existing | Food Preparation | Natural Gas | Double Rack Oven | E1 | RVT - Cost of Operation | 0 | 0 | 0 | 0 | 0 | 0 | 0 | 0 | 0 | 0 | 0 | 0 | 0 | 0 | 0 | 0 | 0 | 0 | 0 | 0 | 0 | 0 | 0 | 0 | 0 | 0 | 0
F2_Commercial_Miscellaneous_Existing_Food Preparation_Natural Gas_Double Rack Oven_E2 | F2 | Commercial | Miscellaneous | Existing | Food Preparation | Natural Gas | Double Rack Oven | E2 | RVT - Cost of Operation | 0 | 0 | 0 | 0 | 0 | 0 | 0 | 0 | 0 | 0 | 0 | 0 | 0 | 0 | 0 | 0 | 0 | 0 | 0 | 0 | 0 | 0 | 0 | 0 | 0 | 0 | 0
F2_Commercial_Miscellaneous_Existing_Food Preparation_Natural Gas_Double Rack Oven_E3 | F2 | Commercial | Miscellaneous | Existing | Food Preparation | Natural Gas | Double Rack Oven | E3 | RVT - Cost of Operation | 0 | 0 | 0 | 0 | 0 | 0 | 0 | 0 | 0 | 0 | 0 | 0 | 0 | 0 | 0 | 0 | 0 | 0 | 0 | 0 | 0 | 0 | 0 | 0 | 0 | 0 | 0
F2_Commercial_Miscellaneous_Existing_Food Preparation_Natural Gas_Double Rack Oven_E4 | F2 | Commercial | Miscellaneous | Existing | Food Preparation | Natural Gas | Double Rack Oven | E4 | RVT - Cost of Operation | 0 | 0 | 0 | 0 | 0 | 0 | 0 | 0 | 0 | 0 | 0 | 0 | 0 | 0 | 0 | 0 | 0 | 0 | 0 | 0 | 0 | 0 | 0 | 0 | 0 | 0 | 0
F2_Commercial_Miscellaneous_Existing_Food Preparation_Natural Gas_Double Rack Oven_E5 | F2 | Commercial | Miscellaneous | Existing | Food Preparation | Natural Gas | Double Rack Oven | E5 | RVT - Cost of Operation | 0 | 0 | 0 | 0 | 0 | 0 | 0 | 0 | 0 | 0 | 0 | 0 | 0 | 0 | 0 | 0 | 0 | 0 | 0 | 0 | 0 | 0 | 0 | 0 | 0 | 0 | 0
F2_Commercial_Miscellaneous_Existing_Food Preparation_Natural Gas_Double Rack Oven_E6 | F2 | Commercial | Miscellaneous | Existing | Food Preparation | Natural Gas | Double Rack Oven | E6 | RVT - Cost of Operation | 0 | 0 | 0 | 0 | 0 | 0 | 0 | 0 | 0 | 0 | 0 | 0 | 0 | 0 | 0 | 0 | 0 | 0 | 0 | 0 | 0 | 0 | 0 | 0 | 0 | 0 | 0
F2_Commercial_Miscellaneous_Existing_Food Preparation_Natural Gas_Double Rack Oven_E7 | F2 | Commercial | Miscellaneous | Existing | Food Preparation | Natural Gas | Double Rack Oven | E7 | RVT - Cost of Operation | 0 | 0 | 0 | 0 | 0 | 0 | 0 | 0 | 0 | 0 | 0 | 0 | 0 | 0 | 0 | 0 | 0 | 0 | 0 | 0 | 0 | 0 | 0 | 0 | 0 | 0 | 0
F2_Commercial_Miscellaneous_Existing_Food Preparation_Natural Gas_Double Rack Oven_E8 | F2 | Commercial | Miscellaneous | Existing | Food Preparation | Natural Gas | Double Rack Oven | E8 | RVT - Cost of Operation | 0 | 0 | 0 | 0 | 0 | 0 | 0 | 0 | 0 | 0 | 0 | 0 | 0 | 0 | 0 | 0 | 0 | 0 | 0 | 0 | 0 | 0 | 0 | 0 | 0 | 0 | 0
F2_Commercial_Miscellaneous_Existing_Food Preparation_Natural Gas_Double Rack Oven_E9 | F2 | Commercial | Miscellaneous | Existing | Food Preparation | Natural Gas | Double Rack Oven | E9 | RVT - Cost of Operation | 0 | 0 | 0 | 0 | 0 | 0 | 0 | 0 | 0 | 0 | 0 | 0 | 0 | 0 | 0 | 0 | 0 | 0 | 0 | 0 | 0 | 0 | 0 | 0 | 0 | 0 | 0
F2_Commercial_Miscellaneous_Existing_Food Preparation_Natural Gas_Double Rack Oven_E10 | F2 | Commercial | Miscellaneous | Existing | Food Preparation | Natural Gas | Double Rack Oven | E10 | RVT - Cost of Operation | 0 | 0 | 0 | 0 | 0 | 0 | 0 | 0 | 0 | 0 | 0 | 0 | 0 | 0 | 0 | 0 | 0 | 0 | 0 | 0 | 0 | 0 | 0 | 0 | 0 | 0 | 0
F3_Commercial_Miscellaneous_Existing_Food Preparation_Natural Gas_Double Rack Oven_E1 | F3 | Commercial | Miscellaneous | Existing | Food Preparation | Natural Gas | Double Rack Oven | E1 | System - kBTUs of Consumption | 3.9329 | 3.9329 | 3.9329 | 3.9329 | 3.9329 | 3.9329 | 3.9329 | 3.9329 | 3.9329 | 3.9329 | 3.9329 | 3.9329 | 3.9329 | 3.9329 | 3.9329 | 3.9329 | 3.9329 | 3.9329 | 3.9329 | 3.9329 | 3.9329 | 3.9329 | 3.9329 | 3.9329 | 3.9329 | 3.9329 | 3.9329
F3_Commercial_Miscellaneous_Existing_Food Preparation_Natural Gas_Double Rack Oven_E2 | F3 | Commercial | Miscellaneous | Existing | Food Preparation | Natural Gas | Double Rack Oven | E2 | System - kBTUs of Consumption | 2.3135 | 2.3135 | 2.3135 | 2.3135 | 2.3135 | 2.3135 | 2.3135 | 2.3135 | 2.3135 | 2.3135 | 2.3135 | 2.3135 | 2.3135 | 2.3135 | 2.3135 | 2.3135 | 2.3135 | 2.3135 | 2.3135 | 2.3135 | 2.3135 | 2.3135 | 2.3135 | 2.3135 | 2.3135 | 2.3135 | 2.3135
F3_Commercial_Miscellaneous_Existing_Food Preparation_Natural Gas_Double Rack Oven_E3 | F3 | Commercial | Miscellaneous | Existing | Food Preparation | Natural Gas | Double Rack Oven | E3 | System - kBTUs of Consumption | 0 | 0 | 0 | 0 | 0 | 0 | 0 | 0 | 0 | 0 | 0 | 0 | 0 | 0 | 0 | 0 | 0 | 0 | 0 | 0 | 0 | 0 | 0 | 0 | 0 | 0 | 0
F3_Commercial_Miscellaneous_Existing_Food Preparation_Natural Gas_Double Rack Oven_E4 | F3 | Commercial | Miscellaneous | Existing | Food Preparation | Natural Gas | Double Rack Oven | E4 | System - kBTUs of Consumption | 0 | 0 | 0 | 0 | 0 | 0 | 0 | 0 | 0 | 0 | 0 | 0 | 0 | 0 | 0 | 0 | 0 | 0 | 0 | 0 | 0 | 0 | 0 | 0 | 0 | 0 | 0
F3_Commercial_Miscellaneous_Existing_Food Preparation_Natural Gas_Double Rack Oven_E5 | F3 | Commercial | Miscellaneous | Existing | Food Preparation | Natural Gas | Double Rack Oven | E5 | System - kBTUs of Consumption | 0 | 0 | 0 | 0 | 0 | 0 | 0 | 0 | 0 | 0 | 0 | 0 | 0 | 0 | 0 | 0 | 0 | 0 | 0 | 0 | 0 | 0 | 0 | 0 | 0 | 0 | 0
F3_Commercial_Miscellaneous_Existing_Food Preparation_Natural Gas_Double Rack Oven_E6 | F3 | Commercial | Miscellaneous | Existing | Food Preparation | Natural Gas | Double Rack Oven | E6 | System - kBTUs of Consumption | 0 | 0 | 0 | 0 | 0 | 0 | 0 | 0 | 0 | 0 | 0 | 0 | 0 | 0 | 0 | 0 | 0 | 0 | 0 | 0 | 0 | 0 | 0 | 0 | 0 | 0 | 0
F3_Commercial_Miscellaneous_Existing_Food Preparation_Natural Gas_Double Rack Oven_E7 | F3 | Commercial | Miscellaneous | Existing | Food Preparation | Natural Gas | Double Rack Oven | E7 | System - kBTUs of Consumption | 0 | 0 | 0 | 0 | 0 | 0 | 0 | 0 | 0 | 0 | 0 | 0 | 0 | 0 | 0 | 0 | 0 | 0 | 0 | 0 | 0 | 0 | 0 | 0 | 0 | 0 | 0
F3_Commercial_Miscellaneous_Existing_Food Preparation_Natural Gas_Double Rack Oven_E8 | F3 | Commercial | Miscellaneous | Existing | Food Preparation | Natural Gas | Double Rack Oven | E8 | System - kBTUs of Consumption | 0 | 0 | 0 | 0 | 0 | 0 | 0 | 0 | 0 | 0 | 0 | 0 | 0 | 0 | 0 | 0 | 0 | 0 | 0 | 0 | 0 | 0 | 0 | 0 | 0 | 0 | 0
F3_Commercial_Miscellaneous_Existing_Food Preparation_Natural Gas_Double Rack Oven_E9 | F3 | Commercial | Miscellaneous | Existing | Food Preparation | Natural Gas | Double Rack Oven | E9 | System - kBTUs of Consumption | 0 | 0 | 0 | 0 | 0 | 0 | 0 | 0 | 0 | 0 | 0 | 0 | 0 | 0 | 0 | 0 | 0 | 0 | 0 | 0 | 0 | 0 | 0 | 0 | 0 | 0 | 0
F3_Commercial_Miscellaneous_Existing_Food Preparation_Natural Gas_Double Rack Oven_E10 | F3 | Commercial | Miscellaneous | Existing | Food Preparation | Natural Gas | Double Rack Oven | E10 | System - kBTUs of Consumption | 0 | 0 | 0 | 0 | 0 | 0 | 0 | 0 | 0 | 0 | 0 | 0 | 0 | 0 | 0 | 0 | 0 | 0 | 0 | 0 | 0 | 0 | 0 | 0 | 0 | 0 | 0
F4_Commercial_Miscellaneous_Existing_Food Preparation_Natural Gas_Double Rack Oven_E1 | F4 | Commercial | Miscellaneous | Existing | Food Preparation | Natural Gas | Double Rack Oven | E1 | Utility - Cost of Equipment | 0.01761 | 0.01761 | 0.01761 | 0.01761 | 0.01761 | 0.01761 | 0.01761 | 0.01761 | 0.01761 | 0.01761 | 0.01761 | 0.01761 | 0.01761 | 0.01761 | 0.01761 | 0.01761 | 0.01761 | 0.01761 | 0.01761 | 0.01761 | 0.01761 | 0.01761 | 0.01761 | 0.01761 | 0.01761 | 0.01761 | 0.01761
F4_Commercial_Miscellaneous_Existing_Food Preparation_Natural Gas_Double Rack Oven_E2 | F4 | Commercial | Miscellaneous | Existing | Food Preparation | Natural Gas | Double Rack Oven | E2 | Utility - Cost of Equipment | 0.024295 | 0.024295 | 0.024295 | 0.024295 | 0.024295 | 0.024295 | 0.024295 | 0.024295 | 0.024295 | 0.024295 | 0.024295 | 0.024295 | 0.024295 | 0.024295 | 0.024295 | 0.024295 | 0.024295 | 0.024295 | 0.024295 | 0.024295 | 0.024295 | 0.024295 | 0.024295 | 0.024295 | 0.024295 | 0.024295 | 0.024295
F4_Commercial_Miscellaneous_Existing_Food Preparation_Natural Gas_Double Rack Oven_E3 | F4 | Commercial | Miscellaneous | Existing | Food Preparation | Natural Gas | Double Rack Oven | E3 | Utility - Cost of Equipment | 0 | 0 | 0 | 0 | 0 | 0 | 0 | 0 | 0 | 0 | 0 | 0 | 0 | 0 | 0 | 0 | 0 | 0 | 0 | 0 | 0 | 0 | 0 | 0 | 0 | 0 | 0
F4_Commercial_Miscellaneous_Existing_Food Preparation_Natural Gas_Double Rack Oven_E4 | F4 | Commercial | Miscellaneous | Existing | Food Preparation | Natural Gas | Double Rack Oven | E4 | Utility - Cost of Equipment | 0 | 0 | 0 | 0 | 0 | 0 | 0 | 0 | 0 | 0 | 0 | 0 | 0 | 0 | 0 | 0 | 0 | 0 | 0 | 0 | 0 | 0 | 0 | 0 | 0 | 0 | 0
F4_Commercial_Miscellaneous_Existing_Food Preparation_Natural Gas_Double Rack Oven_E5 | F4 | Commercial | Miscellaneous | Existing | Food Preparation | Natural Gas | Double Rack Oven | E5 | Utility - Cost of Equipment | 0 | 0 | 0 | 0 | 0 | 0 | 0 | 0 | 0 | 0 | 0 | 0 | 0 | 0 | 0 | 0 | 0 | 0 | 0 | 0 | 0 | 0 | 0 | 0 | 0 | 0 | 0
F4_Commercial_Miscellaneous_Existing_Food Preparation_Natural Gas_Double Rack Oven_E6 | F4 | Commercial | Miscellaneous | Existing | Food Preparation | Natural Gas | Double Rack Oven | E6 | Utility - Cost of Equipment | 0 | 0 | 0 | 0 | 0 | 0 | 0 | 0 | 0 | 0 | 0 | 0 | 0 | 0 | 0 | 0 | 0 | 0 | 0 | 0 | 0 | 0 | 0 | 0 | 0 | 0 | 0
F4_Commercial_Miscellaneous_Existing_Food Preparation_Natural Gas_Double Rack Oven_E7 | F4 | Commercial | Miscellaneous | Existing | Food Preparation | Natural Gas | Double Rack Oven | E7 | Utility - Cost of Equipment | 0 | 0 | 0 | 0 | 0 | 0 | 0 | 0 | 0 | 0 | 0 | 0 | 0 | 0 | 0 | 0 | 0 | 0 | 0 | 0 | 0 | 0 | 0 | 0 | 0 | 0 | 0
F4_Commercial_Miscellaneous_Existing_Food Preparation_Natural Gas_Double Rack Oven_E8 | F4 | Commercial | Miscellaneous | Existing | Food Preparation | Natural Gas | Double Rack Oven | E8 | Utility - Cost of Equipment | 0 | 0 | 0 | 0 | 0 | 0 | 0 | 0 | 0 | 0 | 0 | 0 | 0 | 0 | 0 | 0 | 0 | 0 | 0 | 0 | 0 | 0 | 0 | 0 | 0 | 0 | 0
F4_Commercial_Miscellaneous_Existing_Food Preparation_Natural Gas_Double Rack Oven_E9 | F4 | Commercial | Miscellaneous | Existing | Food Preparation | Natural Gas | Double Rack Oven | E9 | Utility - Cost of Equipment | 0 | 0 | 0 | 0 | 0 | 0 | 0 | 0 | 0 | 0 | 0 | 0 | 0 | 0 | 0 | 0 | 0 | 0 | 0 | 0 | 0 | 0 | 0 | 0 | 0 | 0 | 0
F4_Commercial_Miscellaneous_Existing_Food Preparation_Natural Gas_Double Rack Oven_E10 | F4 | Commercial | Miscellaneous | Existing | Food Preparation | Natural Gas | Double Rack Oven | E10 | Utility - Cost of Equipment | 0 | 0 | 0 | 0 | 0 | 0 | 0 | 0 | 0 | 0 | 0 | 0 | 0 | 0 | 0 | 0 | 0 | 0 | 0 | 0 | 0 | 0 | 0 | 0 | 0 | 0 | 0
F5_Commercial_Miscellaneous_Existing_Food Preparation_Natural Gas_Double Rack Oven_E1 | F5 | Commercial | Miscellaneous | Existing | Food Preparation | Natural Gas | Double Rack Oven | E1 | Utility - Cost of Operation | 0.05368 | 0.053106 | 0.052552 | 0.052021 | 0.052152 | 0.052715 | 0.053533 | 0.054444 | 0.055322 | 0.056071 | 0.056681 | 0.057117 | 0.057365 | 0.057337 | 0.057026 | 0.056429 | 0.055555 | 0.054454 | 0.053138 | 0.051574 | 0.04974 | 0.047626 | 0.045752 | 0.044547 | 0.044041 | 0.044257 | 0.044474
F5_Commercial_Miscellaneous_Existing_Food Preparation_Natural Gas_Double Rack Oven_E2 | F5 | Commercial | Miscellaneous | Existing | Food Preparation | Natural Gas | Double Rack Oven | E2 | Utility - Cost of Operation | 0.031577 | 0.031239 | 0.030913 | 0.030601 | 0.030678 | 0.031009 | 0.03149 | 0.032026 | 0.032543 | 0.032983 | 0.033342 | 0.033598 | 0.033744 | 0.033728 | 0.033545 | 0.033194 | 0.03268 | 0.032032 | 0.031258 | 0.030337 | 0.029259 | 0.028015 | 0.026913 | 0.026204 | 0.025906 | 0.026033 | 0.026161
F5_Commercial_Miscellaneous_Existing_Food Preparation_Natural Gas_Double Rack Oven_E3 | F5 | Commercial | Miscellaneous | Existing | Food Preparation | Natural Gas | Double Rack Oven | E3 | Utility - Cost of Operation | 0 | 0 | 0 | 0 | 0 | 0 | 0 | 0 | 0 | 0 | 0 | 0 | 0 | 0 | 0 | 0 | 0 | 0 | 0 | 0 | 0 | 0 | 0 | 0 | 0 | 0 | 0
F5_Commercial_Miscellaneous_Existing_Food Preparation_Natural Gas_Double Rack Oven_E4 | F5 | Commercial | Miscellaneous | Existing | Food Preparation | Natural Gas | Double Rack Oven | E4 | Utility - Cost of Operation | 0 | 0 | 0 | 0 | 0 | 0 | 0 | 0 | 0 | 0 | 0 | 0 | 0 | 0 | 0 | 0 | 0 | 0 | 0 | 0 | 0 | 0 | 0 | 0 | 0 | 0 | 0
F5_Commercial_Miscellaneous_Existing_Food Preparation_Natural Gas_Double Rack Oven_E5 | F5 | Commercial | Miscellaneous | Existing | Food Preparation | Natural Gas | Double Rack Oven | E5 | Utility - Cost of Operation | 0 | 0 | 0 | 0 | 0 | 0 | 0 | 0 | 0 | 0 | 0 | 0 | 0 | 0 | 0 | 0 | 0 | 0 | 0 | 0 | 0 | 0 | 0 | 0 | 0 | 0 | 0
F5_Commercial_Miscellaneous_Existing_Food Preparation_Natural Gas_Double Rack Oven_E6 | F5 | Commercial | Miscellaneous | Existing | Food Preparation | Natural Gas | Double Rack Oven | E6 | Utility - Cost of Operation | 0 | 0 | 0 | 0 | 0 | 0 | 0 | 0 | 0 | 0 | 0 | 0 | 0 | 0 | 0 | 0 | 0 | 0 | 0 | 0 | 0 | 0 | 0 | 0 | 0 | 0 | 0
F5_Commercial_Miscellaneous_Existing_Food Preparation_Natural Gas_Double Rack Oven_E7 | F5 | Commercial | Miscellaneous | Existing | Food Preparation | Natural Gas | Double Rack Oven | E7 | Utility - Cost of Operation | 0 | 0 | 0 | 0 | 0 | 0 | 0 | 0 | 0 | 0 | 0 | 0 | 0 | 0 | 0 | 0 | 0 | 0 | 0 | 0 | 0 | 0 | 0 | 0 | 0 | 0 | 0
F5_Commercial_Miscellaneous_Existing_Food Preparation_Natural Gas_Double Rack Oven_E8 | F5 | Commercial | Miscellaneous | Existing | Food Preparation | Natural Gas | Double Rack Oven | E8 | Utility - Cost of Operation | 0 | 0 | 0 | 0 | 0 | 0 | 0 | 0 | 0 | 0 | 0 | 0 | 0 | 0 | 0 | 0 | 0 | 0 | 0 | 0 | 0 | 0 | 0 | 0 | 0 | 0 | 0
F5_Commercial_Miscellaneous_Existing_Food Preparation_Natural Gas_Double Rack Oven_E9 | F5 | Commercial | Miscellaneous | Existing | Food Preparation | Natural Gas | Double Rack Oven | E9 | Utility - Cost of Operation | 0 | 0 | 0 | 0 | 0 | 0 | 0 | 0 | 0 | 0 | 0 | 0 | 0 | 0 | 0 | 0 | 0 | 0 | 0 | 0 | 0 | 0 | 0 | 0 | 0 | 0 | 0
F5_Commercial_Miscellaneous_Existing_Food Preparation_Natural Gas_Double Rack Oven_E10 | F5 | Commercial | Miscellaneous | Existing | Food Preparation | Natural Gas | Double Rack Oven | E10 | Utility - Cost of Operation | 0 | 0 | 0 | 0 | 0 | 0 | 0 | 0 | 0 | 0 | 0 | 0 | 0 | 0 | 0 | 0 | 0 | 0 | 0 | 0 | 0 | 0 | 0 | 0 | 0 | 0 | 0
F6_Commercial_Miscellaneous_Existing_Food Preparation_Natural Gas_Double Rack Oven_E1 | F6 | Commercial | Miscellaneous | Existing | Food Preparation | Natural Gas | Double Rack Oven | E1 | Utility - Value of Sales | 0 | 0 | 0 | 0 | 0 | 0 | 0 | 0 | 0 | 0 | 0 | 0 | 0 | 0 | 0 | 0 | 0 | 0 | 0 | 0 | 0 | 0 | 0 | 0 | 0 | 0 | 0
F6_Commercial_Miscellaneous_Existing_Food Preparation_Natural Gas_Double Rack Oven_E2 | F6 | Commercial | Miscellaneous | Existing | Food Preparation | Natural Gas | Double Rack Oven | E2 | Utility - Value of Sales | 0 | 0 | 0 | 0 | 0 | 0 | 0 | 0 | 0 | 0 | 0 | 0 | 0 | 0 | 0 | 0 | 0 | 0 | 0 | 0 | 0 | 0 | 0 | 0 | 0 | 0 | 0
F6_Commercial_Miscellaneous_Existing_Food Preparation_Natural Gas_Double Rack Oven_E3 | F6 | Commercial | Miscellaneous | Existing | Food Preparation | Natural Gas | Double Rack Oven | E3 | Utility - Value of Sales | 0 | 0 | 0 | 0 | 0 | 0 | 0 | 0 | 0 | 0 | 0 | 0 | 0 | 0 | 0 | 0 | 0 | 0 | 0 | 0 | 0 | 0 | 0 | 0 | 0 | 0 | 0
F6_Commercial_Miscellaneous_Existing_Food Preparation_Natural Gas_Double Rack Oven_E4 | F6 | Commercial | Miscellaneous | Existing | Food Preparation | Natural Gas | Double Rack Oven | E4 | Utility - Value of Sales | 0 | 0 | 0 | 0 | 0 | 0 | 0 | 0 | 0 | 0 | 0 | 0 | 0 | 0 | 0 | 0 | 0 | 0 | 0 | 0 | 0 | 0 | 0 | 0 | 0 | 0 | 0
F6_Commercial_Miscellaneous_Existing_Food Preparation_Natural Gas_Double Rack Oven_E5 | F6 | Commercial | Miscellaneous | Existing | Food Preparation | Natural Gas | Double Rack Oven | E5 | Utility - Value of Sales | 0 | 0 | 0 | 0 | 0 | 0 | 0 | 0 | 0 | 0 | 0 | 0 | 0 | 0 | 0 | 0 | 0 | 0 | 0 | 0 | 0 | 0 | 0 | 0 | 0 | 0 | 0
F6_Commercial_Miscellaneous_Existing_Food Preparation_Natural Gas_Double Rack Oven_E6 | F6 | Commercial | Miscellaneous | Existing | Food Preparation | Natural Gas | Double Rack Oven | E6 | Utility - Value of Sales | 0 | 0 | 0 | 0 | 0 | 0 | 0 | 0 | 0 | 0 | 0 | 0 | 0 | 0 | 0 | 0 | 0 | 0 | 0 | 0 | 0 | 0 | 0 | 0 | 0 | 0 | 0
F6_Commercial_Miscellaneous_Existing_Food Preparation_Natural Gas_Double Rack Oven_E7 | F6 | Commercial | Miscellaneous | Existing | Food Preparation | Natural Gas | Double Rack Oven | E7 | Utility - Value of Sales | 0 | 0 | 0 | 0 | 0 | 0 | 0 | 0 | 0 | 0 | 0 | 0 | 0 | 0 | 0 | 0 | 0 | 0 | 0 | 0 | 0 | 0 | 0 | 0 | 0 | 0 | 0
F6_Commercial_Miscellaneous_Existing_Food Preparation_Natural Gas_Double Rack Oven_E8 | F6 | Commercial | Miscellaneous | Existing | Food Preparation | Natural Gas | Double Rack Oven | E8 | Utility - Value of Sales | 0 | 0 | 0 | 0 | 0 | 0 | 0 | 0 | 0 | 0 | 0 | 0 | 0 | 0 | 0 | 0 | 0 | 0 | 0 | 0 | 0 | 0 | 0 | 0 | 0 | 0 | 0
F6_Commercial_Miscellaneous_Existing_Food Preparation_Natural Gas_Double Rack Oven_E9 | F6 | Commercial | Miscellaneous | Existing | Food Preparation | Natural Gas | Double Rack Oven | E9 | Utility - Value of Sales | 0 | 0 | 0 | 0 | 0 | 0 | 0 | 0 | 0 | 0 | 0 | 0 | 0 | 0 | 0 | 0 | 0 | 0 | 0 | 0 | 0 | 0 | 0 | 0 | 0 | 0 | 0
F6_Commercial_Miscellaneous_Existing_Food Preparation_Natural Gas_Double Rack Oven_E10 | F6 | Commercial | Miscellaneous | Existing | Food Preparation | Natural Gas | Double Rack Oven | E10 | Utility - Value of Sales | 0 | 0 | 0 | 0 | 0 | 0 | 0 | 0 | 0 | 0 | 0 | 0 | 0 | 0 | 0 | 0 | 0 | 0 | 0 | 0 | 0 | 0 | 0 | 0 | 0 | 0 | 0
F1_Commercial_Miscellaneous_Existing_Food Preparation_Natural Gas_Fryer_E1 | F1 | Commercial | Miscellaneous | Existing | Food Preparation | Natural Gas | Fryer | E1 | RVT - Cost of Equipment | 0.010809 | 0 | 0 | 0 | 0 | 0 | 0 | 0 | 0 | 0 | 0 | 0 | 0 | 0 | 0 | 0 | 0 | 0 | 0 | 0 | 0 | 0 | 0 | 0 | 0 | 0 | 0
F1_Commercial_Miscellaneous_Existing_Food Preparation_Natural Gas_Fryer_E2 | F1 | Commercial | Miscellaneous | Existing | Food Preparation | Natural Gas | Fryer | E2 | RVT - Cost of Equipment | 0.013588 | 0.013588 | 0.013588 | 0.013588 | 0.013588 | 0.013588 | 0.013588 | 0.013588 | 0.013588 | 0.013588 | 0.013588 | 0.013588 | 0.013588 | 0.013588 | 0.013588 | 0.013588 | 0.013588 | 0.013588 | 0.013588 | 0.013588 | 0.013588 | 0.013588 | 0.013588 | 0.013588 | 0.013588 | 0.013588 | 0.013588
F1_Commercial_Miscellaneous_Existing_Food Preparation_Natural Gas_Fryer_E3 | F1 | Commercial | Miscellaneous | Existing | Food Preparation | Natural Gas | Fryer | E3 | RVT - Cost of Equipment | 0 | 0 | 0 | 0 | 0 | 0 | 0 | 0 | 0 | 0 | 0 | 0 | 0 | 0 | 0 | 0 | 0 | 0 | 0 | 0 | 0 | 0 | 0 | 0 | 0 | 0 | 0
F1_Commercial_Miscellaneous_Existing_Food Preparation_Natural Gas_Fryer_E4 | F1 | Commercial | Miscellaneous | Existing | Food Preparation | Natural Gas | Fryer | E4 | RVT - Cost of Equipment | 0 | 0 | 0 | 0 | 0 | 0 | 0 | 0 | 0 | 0 | 0 | 0 | 0 | 0 | 0 | 0 | 0 | 0 | 0 | 0 | 0 | 0 | 0 | 0 | 0 | 0 | 0
F1_Commercial_Miscellaneous_Existing_Food Preparation_Natural Gas_Fryer_E5 | F1 | Commercial | Miscellaneous | Existing | Food Preparation | Natural Gas | Fryer | E5 | RVT - Cost of Equipment | 0 | 0 | 0 | 0 | 0 | 0 | 0 | 0 | 0 | 0 | 0 | 0 | 0 | 0 | 0 | 0 | 0 | 0 | 0 | 0 | 0 | 0 | 0 | 0 | 0 | 0 | 0
F1_Commercial_Miscellaneous_Existing_Food Preparation_Natural Gas_Fryer_E6 | F1 | Commercial | Miscellaneous | Existing | Food Preparation | Natural Gas | Fryer | E6 | RVT - Cost of Equipment | 0 | 0 | 0 | 0 | 0 | 0 | 0 | 0 | 0 | 0 | 0 | 0 | 0 | 0 | 0 | 0 | 0 | 0 | 0 | 0 | 0 | 0 | 0 | 0 | 0 | 0 | 0
F1_Commercial_Miscellaneous_Existing_Food Preparation_Natural Gas_Fryer_E7 | F1 | Commercial | Miscellaneous | Existing | Food Preparation | Natural Gas | Fryer | E7 | RVT - Cost of Equipment | 0 | 0 | 0 | 0 | 0 | 0 | 0 | 0 | 0 | 0 | 0 | 0 | 0 | 0 | 0 | 0 | 0 | 0 | 0 | 0 | 0 | 0 | 0 | 0 | 0 | 0 | 0
F1_Commercial_Miscellaneous_Existing_Food Preparation_Natural Gas_Fryer_E8 | F1 | Commercial | Miscellaneous | Existing | Food Preparation | Natural Gas | Fryer | E8 | RVT - Cost of Equipment | 0 | 0 | 0 | 0 | 0 | 0 | 0 | 0 | 0 | 0 | 0 | 0 | 0 | 0 | 0 | 0 | 0 | 0 | 0 | 0 | 0 | 0 | 0 | 0 | 0 | 0 | 0
F1_Commercial_Miscellaneous_Existing_Food Preparation_Natural Gas_Fryer_E9 | F1 | Commercial | Miscellaneous | Existing | Food Preparation | Natural Gas | Fryer | E9 | RVT - Cost of Equipment | 0 | 0 | 0 | 0 | 0 | 0 | 0 | 0 | 0 | 0 | 0 | 0 | 0 | 0 | 0 | 0 | 0 | 0 | 0 | 0 | 0 | 0 | 0 | 0 | 0 | 0 | 0
F1_Commercial_Miscellaneous_Existing_Food Preparation_Natural Gas_Fryer_E10 | F1 | Commercial | Miscellaneous | Existing | Food Preparation | Natural Gas | Fryer | E10 | RVT - Cost of Equipment | 0 | 0 | 0 | 0 | 0 | 0 | 0 | 0 | 0 | 0 | 0 | 0 | 0 | 0 | 0 | 0 | 0 | 0 | 0 | 0 | 0 | 0 | 0 | 0 | 0 | 0 | 0
F2_Commercial_Miscellaneous_Existing_Food Preparation_Natural Gas_Fryer_E1 | F2 | Commercial | Miscellaneous | Existing | Food Preparation | Natural Gas | Fryer | E1 | RVT - Cost of Operation | 0 | 0 | 0 | 0 | 0 | 0 | 0 | 0 | 0 | 0 | 0 | 0 | 0 | 0 | 0 | 0 | 0 | 0 | 0 | 0 | 0 | 0 | 0 | 0 | 0 | 0 | 0
F2_Commercial_Miscellaneous_Existing_Food Preparation_Natural Gas_Fryer_E2 | F2 | Commercial | Miscellaneous | Existing | Food Preparation | Natural Gas | Fryer | E2 | RVT - Cost of Operation | 0 | 0 | 0 | 0 | 0 | 0 | 0 | 0 | 0 | 0 | 0 | 0 | 0 | 0 | 0 | 0 | 0 | 0 | 0 | 0 | 0 | 0 | 0 | 0 | 0 | 0 | 0
F2_Commercial_Miscellaneous_Existing_Food Preparation_Natural Gas_Fryer_E3 | F2 | Commercial | Miscellaneous | Existing | Food Preparation | Natural Gas | Fryer | E3 | RVT - Cost of Operation | 0 | 0 | 0 | 0 | 0 | 0 | 0 | 0 | 0 | 0 | 0 | 0 | 0 | 0 | 0 | 0 | 0 | 0 | 0 | 0 | 0 | 0 | 0 | 0 | 0 | 0 | 0
F2_Commercial_Miscellaneous_Existing_Food Preparation_Natural Gas_Fryer_E4 | F2 | Commercial | Miscellaneous | Existing | Food Preparation | Natural Gas | Fryer | E4 | RVT - Cost of Operation | 0 | 0 | 0 | 0 | 0 | 0 | 0 | 0 | 0 | 0 | 0 | 0 | 0 | 0 | 0 | 0 | 0 | 0 | 0 | 0 | 0 | 0 | 0 | 0 | 0 | 0 | 0
F2_Commercial_Miscellaneous_Existing_Food Preparation_Natural Gas_Fryer_E5 | F2 | Commercial | Miscellaneous | Existing | Food Preparation | Natural Gas | Fryer | E5 | RVT - Cost of Operation | 0 | 0 | 0 | 0 | 0 | 0 | 0 | 0 | 0 | 0 | 0 | 0 | 0 | 0 | 0 | 0 | 0 | 0 | 0 | 0 | 0 | 0 | 0 | 0 | 0 | 0 | 0
F2_Commercial_Miscellaneous_Existing_Food Preparation_Natural Gas_Fryer_E6 | F2 | Commercial | Miscellaneous | Existing | Food Preparation | Natural Gas | Fryer | E6 | RVT - Cost of Operation | 0 | 0 | 0 | 0 | 0 | 0 | 0 | 0 | 0 | 0 | 0 | 0 | 0 | 0 | 0 | 0 | 0 | 0 | 0 | 0 | 0 | 0 | 0 | 0 | 0 | 0 | 0
F2_Commercial_Miscellaneous_Existing_Food Preparation_Natural Gas_Fryer_E7 | F2 | Commercial | Miscellaneous | Existing | Food Preparation | Natural Gas | Fryer | E7 | RVT - Cost of Operation | 0 | 0 | 0 | 0 | 0 | 0 | 0 | 0 | 0 | 0 | 0 | 0 | 0 | 0 | 0 | 0 | 0 | 0 | 0 | 0 | 0 | 0 | 0 | 0 | 0 | 0 | 0
F2_Commercial_Miscellaneous_Existing_Food Preparation_Natural Gas_Fryer_E8 | F2 | Commercial | Miscellaneous | Existing | Food Preparation | Natural Gas | Fryer | E8 | RVT - Cost of Operation | 0 | 0 | 0 | 0 | 0 | 0 | 0 | 0 | 0 | 0 | 0 | 0 | 0 | 0 | 0 | 0 | 0 | 0 | 0 | 0 | 0 | 0 | 0 | 0 | 0 | 0 | 0
F2_Commercial_Miscellaneous_Existing_Food Preparation_Natural Gas_Fryer_E9 | F2 | Commercial | Miscellaneous | Existing | Food Preparation | Natural Gas | Fryer | E9 | RVT - Cost of Operation | 0 | 0 | 0 | 0 | 0 | 0 | 0 | 0 | 0 | 0 | 0 | 0 | 0 | 0 | 0 | 0 | 0 | 0 | 0 | 0 | 0 | 0 | 0 | 0 | 0 | 0 | 0
F2_Commercial_Miscellaneous_Existing_Food Preparation_Natural Gas_Fryer_E10 | F2 | Commercial | Miscellaneous | Existing | Food Preparation | Natural Gas | Fryer | E10 | RVT - Cost of Operation | 0 | 0 | 0 | 0 | 0 | 0 | 0 | 0 | 0 | 0 | 0 | 0 | 0 | 0 | 0 | 0 | 0 | 0 | 0 | 0 | 0 | 0 | 0 | 0 | 0 | 0 | 0
F3_Commercial_Miscellaneous_Existing_Food Preparation_Natural Gas_Fryer_E1 | F3 | Commercial | Miscellaneous | Existing | Food Preparation | Natural Gas | Fryer | E1 | System - kBTUs of Consumption | 2.0153 | 0 | 0 | 0 | 0 | 0 | 0 | 0 | 0 | 0 | 0 | 0 | 0 | 0 | 0 | 0 | 0 | 0 | 0 | 0 | 0 | 0 | 0 | 0 | 0 | 0 | 0
F3_Commercial_Miscellaneous_Existing_Food Preparation_Natural Gas_Fryer_E2 | F3 | Commercial | Miscellaneous | Existing | Food Preparation | Natural Gas | Fryer | E2 | System - kBTUs of Consumption | 1.2456 | 1.2456 | 1.2456 | 1.2456 | 1.2456 | 1.2456 | 1.2456 | 1.2456 | 1.2456 | 1.2456 | 1.2456 | 1.2456 | 1.2456 | 1.2456 | 1.2456 | 1.2456 | 1.2456 | 1.2456 | 1.2456 | 1.2456 | 1.2456 | 1.2456 | 1.2456 | 1.2456 | 1.2456 | 1.2456 | 1.2456
F3_Commercial_Miscellaneous_Existing_Food Preparation_Natural Gas_Fryer_E3 | F3 | Commercial | Miscellaneous | Existing | Food Preparation | Natural Gas | Fryer | E3 | System - kBTUs of Consumption | 0 | 0 | 0 | 0 | 0 | 0 | 0 | 0 | 0 | 0 | 0 | 0 | 0 | 0 | 0 | 0 | 0 | 0 | 0 | 0 | 0 | 0 | 0 | 0 | 0 | 0 | 0
F3_Commercial_Miscellaneous_Existing_Food Preparation_Natural Gas_Fryer_E4 | F3 | Commercial | Miscellaneous | Existing | Food Preparation | Natural Gas | Fryer | E4 | System - kBTUs of Consumption | 0 | 0 | 0 | 0 | 0 | 0 | 0 | 0 | 0 | 0 | 0 | 0 | 0 | 0 | 0 | 0 | 0 | 0 | 0 | 0 | 0 | 0 | 0 | 0 | 0 | 0 | 0
F3_Commercial_Miscellaneous_Existing_Food Preparation_Natural Gas_Fryer_E5 | F3 | Commercial | Miscellaneous | Existing | Food Preparation | Natural Gas | Fryer | E5 | System - kBTUs of Consumption | 0 | 0 | 0 | 0 | 0 | 0 | 0 | 0 | 0 | 0 | 0 | 0 | 0 | 0 | 0 | 0 | 0 | 0 | 0 | 0 | 0 | 0 | 0 | 0 | 0 | 0 | 0
F3_Commercial_Miscellaneous_Existing_Food Preparation_Natural Gas_Fryer_E6 | F3 | Commercial | Miscellaneous | Existing | Food Preparation | Natural Gas | Fryer | E6 | System - kBTUs of Consumption | 0 | 0 | 0 | 0 | 0 | 0 | 0 | 0 | 0 | 0 | 0 | 0 | 0 | 0 | 0 | 0 | 0 | 0 | 0 | 0 | 0 | 0 | 0 | 0 | 0 | 0 | 0
F3_Commercial_Miscellaneous_Existing_Food Preparation_Natural Gas_Fryer_E7 | F3 | Commercial | Miscellaneous | Existing | Food Preparation | Natural Gas | Fryer | E7 | System - kBTUs of Consumption | 0 | 0 | 0 | 0 | 0 | 0 | 0 | 0 | 0 | 0 | 0 | 0 | 0 | 0 | 0 | 0 | 0 | 0 | 0 | 0 | 0 | 0 | 0 | 0 | 0 | 0 | 0
F3_Commercial_Miscellaneous_Existing_Food Preparation_Natural Gas_Fryer_E8 | F3 | Commercial | Miscellaneous | Existing | Food Preparation | Natural Gas | Fryer | E8 | System - kBTUs of Consumption | 0 | 0 | 0 | 0 | 0 | 0 | 0 | 0 | 0 | 0 | 0 | 0 | 0 | 0 | 0 | 0 | 0 | 0 | 0 | 0 | 0 | 0 | 0 | 0 | 0 | 0 | 0
F3_Commercial_Miscellaneous_Existing_Food Preparation_Natural Gas_Fryer_E9 | F3 | Commercial | Miscellaneous | Existing | Food Preparation | Natural Gas | Fryer | E9 | System - kBTUs of Consumption | 0 | 0 | 0 | 0 | 0 | 0 | 0 | 0 | 0 | 0 | 0 | 0 | 0 | 0 | 0 | 0 | 0 | 0 | 0 | 0 | 0 | 0 | 0 | 0 | 0 | 0 | 0
F3_Commercial_Miscellaneous_Existing_Food Preparation_Natural Gas_Fryer_E10 | F3 | Commercial | Miscellaneous | Existing | Food Preparation | Natural Gas | Fryer | E10 | System - kBTUs of Consumption | 0 | 0 | 0 | 0 | 0 | 0 | 0 | 0 | 0 | 0 | 0 | 0 | 0 | 0 | 0 | 0 | 0 | 0 | 0 | 0 | 0 | 0 | 0 | 0 | 0 | 0 | 0
F4_Commercial_Miscellaneous_Existing_Food Preparation_Natural Gas_Fryer_E1 | F4 | Commercial | Miscellaneous | Existing | Food Preparation | Natural Gas | Fryer | E1 | Utility - Cost of Equipment | 0.010809 | 0 | 0 | 0 | 0 | 0 | 0 | 0 | 0 | 0 | 0 | 0 | 0 | 0 | 0 | 0 | 0 | 0 | 0 | 0 | 0 | 0 | 0 | 0 | 0 | 0 | 0
F4_Commercial_Miscellaneous_Existing_Food Preparation_Natural Gas_Fryer_E2 | F4 | Commercial | Miscellaneous | Existing | Food Preparation | Natural Gas | Fryer | E2 | Utility - Cost of Equipment | 0.013588 | 0.013588 | 0.013588 | 0.013588 | 0.013588 | 0.013588 | 0.013588 | 0.013588 | 0.013588 | 0.013588 | 0.013588 | 0.013588 | 0.013588 | 0.013588 | 0.013588 | 0.013588 | 0.013588 | 0.013588 | 0.013588 | 0.013588 | 0.013588 | 0.013588 | 0.013588 | 0.013588 | 0.013588 | 0.013588 | 0.013588
F4_Commercial_Miscellaneous_Existing_Food Preparation_Natural Gas_Fryer_E3 | F4 | Commercial | Miscellaneous | Existing | Food Preparation | Natural Gas | Fryer | E3 | Utility - Cost of Equipment | 0 | 0 | 0 | 0 | 0 | 0 | 0 | 0 | 0 | 0 | 0 | 0 | 0 | 0 | 0 | 0 | 0 | 0 | 0 | 0 | 0 | 0 | 0 | 0 | 0 | 0 | 0
F4_Commercial_Miscellaneous_Existing_Food Preparation_Natural Gas_Fryer_E4 | F4 | Commercial | Miscellaneous | Existing | Food Preparation | Natural Gas | Fryer | E4 | Utility - Cost of Equipment | 0 | 0 | 0 | 0 | 0 | 0 | 0 | 0 | 0 | 0 | 0 | 0 | 0 | 0 | 0 | 0 | 0 | 0 | 0 | 0 | 0 | 0 | 0 | 0 | 0 | 0 | 0
F4_Commercial_Miscellaneous_Existing_Food Preparation_Natural Gas_Fryer_E5 | F4 | Commercial | Miscellaneous | Existing | Food Preparation | Natural Gas | Fryer | E5 | Utility - Cost of Equipment | 0 | 0 | 0 | 0 | 0 | 0 | 0 | 0 | 0 | 0 | 0 | 0 | 0 | 0 | 0 | 0 | 0 | 0 | 0 | 0 | 0 | 0 | 0 | 0 | 0 | 0 | 0
F4_Commercial_Miscellaneous_Existing_Food Preparation_Natural Gas_Fryer_E6 | F4 | Commercial | Miscellaneous | Existing | Food Preparation | Natural Gas | Fryer | E6 | Utility - Cost of Equipment | 0 | 0 | 0 | 0 | 0 | 0 | 0 | 0 | 0 | 0 | 0 | 0 | 0 | 0 | 0 | 0 | 0 | 0 | 0 | 0 | 0 | 0 | 0 | 0 | 0 | 0 | 0
F4_Commercial_Miscellaneous_Existing_Food Preparation_Natural Gas_Fryer_E7 | F4 | Commercial | Miscellaneous | Existing | Food Preparation | Natural Gas | Fryer | E7 | Utility - Cost of Equipment | 0 | 0 | 0 | 0 | 0 | 0 | 0 | 0 | 0 | 0 | 0 | 0 | 0 | 0 | 0 | 0 | 0 | 0 | 0 | 0 | 0 | 0 | 0 | 0 | 0 | 0 | 0
F4_Commercial_Miscellaneous_Existing_Food Preparation_Natural Gas_Fryer_E8 | F4 | Commercial | Miscellaneous | Existing | Food Preparation | Natural Gas | Fryer | E8 | Utility - Cost of Equipment | 0 | 0 | 0 | 0 | 0 | 0 | 0 | 0 | 0 | 0 | 0 | 0 | 0 | 0 | 0 | 0 | 0 | 0 | 0 | 0 | 0 | 0 | 0 | 0 | 0 | 0 | 0
F4_Commercial_Miscellaneous_Existing_Food Preparation_Natural Gas_Fryer_E9 | F4 | Commercial | Miscellaneous | Existing | Food Preparation | Natural Gas | Fryer | E9 | Utility - Cost of Equipment | 0 | 0 | 0 | 0 | 0 | 0 | 0 | 0 | 0 | 0 | 0 | 0 | 0 | 0 | 0 | 0 | 0 | 0 | 0 | 0 | 0 | 0 | 0 | 0 | 0 | 0 | 0
F4_Commercial_Miscellaneous_Existing_Food Preparation_Natural Gas_Fryer_E10 | F4 | Commercial | Miscellaneous | Existing | Food Preparation | Natural Gas | Fryer | E10 | Utility - Cost of Equipment | 0 | 0 | 0 | 0 | 0 | 0 | 0 | 0 | 0 | 0 | 0 | 0 | 0 | 0 | 0 | 0 | 0 | 0 | 0 | 0 | 0 | 0 | 0 | 0 | 0 | 0 | 0
F5_Commercial_Miscellaneous_Existing_Food Preparation_Natural Gas_Fryer_E1 | F5 | Commercial | Miscellaneous | Existing | Food Preparation | Natural Gas | Fryer | E1 | Utility - Cost of Operation | 0.027765 | 0 | 0 | 0 | 0 | 0 | 0 | 0 | 0 | 0 | 0 | 0 | 0 | 0 | 0 | 0 | 0 | 0 | 0 | 0 | 0 | 0 | 0 | 0 | 0 | 0 | 0
F5_Commercial_Miscellaneous_Existing_Food Preparation_Natural Gas_Fryer_E2 | F5 | Commercial | Miscellaneous | Existing | Food Preparation | Natural Gas | Fryer | E2 | Utility - Cost of Operation | 0.017162 | 0.01687 | 0.016586 | 0.016308 | 0.016283 | 0.016423 | 0.016667 | 0.016968 | 0.017293 | 0.017625 | 0.017971 | 0.018309 | 0.018607 | 0.018804 | 0.018864 | 0.018762 | 0.018493 | 0.018088 | 0.017565 | 0.016946 | 0.016222 | 0.01539 | 0.014651 | 0.014171 | 0.01396 | 0.014029 | 0.014098
F5_Commercial_Miscellaneous_Existing_Food Preparation_Natural Gas_Fryer_E3 | F5 | Commercial | Miscellaneous | Existing | Food Preparation | Natural Gas | Fryer | E3 | Utility - Cost of Operation | 0 | 0 | 0 | 0 | 0 | 0 | 0 | 0 | 0 | 0 | 0 | 0 | 0 | 0 | 0 | 0 | 0 | 0 | 0 | 0 | 0 | 0 | 0 | 0 | 0 | 0 | 0
F5_Commercial_Miscellaneous_Existing_Food Preparation_Natural Gas_Fryer_E4 | F5 | Commercial | Miscellaneous | Existing | Food Preparation | Natural Gas | Fryer | E4 | Utility - Cost of Operation | 0 | 0 | 0 | 0 | 0 | 0 | 0 | 0 | 0 | 0 | 0 | 0 | 0 | 0 | 0 | 0 | 0 | 0 | 0 | 0 | 0 | 0 | 0 | 0 | 0 | 0 | 0
F5_Commercial_Miscellaneous_Existing_Food Preparation_Natural Gas_Fryer_E5 | F5 | Commercial | Miscellaneous | Existing | Food Preparation | Natural Gas | Fryer | E5 | Utility - Cost of Operation | 0 | 0 | 0 | 0 | 0 | 0 | 0 | 0 | 0 | 0 | 0 | 0 | 0 | 0 | 0 | 0 | 0 | 0 | 0 | 0 | 0 | 0 | 0 | 0 | 0 | 0 | 0
F5_Commercial_Miscellaneous_Existing_Food Preparation_Natural Gas_Fryer_E6 | F5 | Commercial | Miscellaneous | Existing | Food Preparation | Natural Gas | Fryer | E6 | Utility - Cost of Operation | 0 | 0 | 0 | 0 | 0 | 0 | 0 | 0 | 0 | 0 | 0 | 0 | 0 | 0 | 0 | 0 | 0 | 0 | 0 | 0 | 0 | 0 | 0 | 0 | 0 | 0 | 0
F5_Commercial_Miscellaneous_Existing_Food Preparation_Natural Gas_Fryer_E7 | F5 | Commercial | Miscellaneous | Existing | Food Preparation | Natural Gas | Fryer | E7 | Utility - Cost of Operation | 0 | 0 | 0 | 0 | 0 | 0 | 0 | 0 | 0 | 0 | 0 | 0 | 0 | 0 | 0 | 0 | 0 | 0 | 0 | 0 | 0 | 0 | 0 | 0 | 0 | 0 | 0
F5_Commercial_Miscellaneous_Existing_Food Preparation_Natural Gas_Fryer_E8 | F5 | Commercial | Miscellaneous | Existing | Food Preparation | Natural Gas | Fryer | E8 | Utility - Cost of Operation | 0 | 0 | 0 | 0 | 0 | 0 | 0 | 0 | 0 | 0 | 0 | 0 | 0 | 0 | 0 | 0 | 0 | 0 | 0 | 0 | 0 | 0 | 0 | 0 | 0 | 0 | 0
F5_Commercial_Miscellaneous_Existing_Food Preparation_Natural Gas_Fryer_E9 | F5 | Commercial | Miscellaneous | Existing | Food Preparation | Natural Gas | Fryer | E9 | Utility - Cost of Operation | 0 | 0 | 0 | 0 | 0 | 0 | 0 | 0 | 0 | 0 | 0 | 0 | 0 | 0 | 0 | 0 | 0 | 0 | 0 | 0 | 0 | 0 | 0 | 0 | 0 | 0 | 0
F5_Commercial_Miscellaneous_Existing_Food Preparation_Natural Gas_Fryer_E10 | F5 | Commercial | Miscellaneous | Existing | Food Preparation | Natural Gas | Fryer | E10 | Utility - Cost of Operation | 0 | 0 | 0 | 0 | 0 | 0 | 0 | 0 | 0 | 0 | 0 | 0 | 0 | 0 | 0 | 0 | 0 | 0 | 0 | 0 | 0 | 0 | 0 | 0 | 0 | 0 | 0
F6_Commercial_Miscellaneous_Existing_Food Preparation_Natural Gas_Fryer_E1 | F6 | Commercial | Miscellaneous | Existing | Food Preparation | Natural Gas | Fryer | E1 | Utility - Value of Sales | 0 | 0 | 0 | 0 | 0 | 0 | 0 | 0 | 0 | 0 | 0 | 0 | 0 | 0 | 0 | 0 | 0 | 0 | 0 | 0 | 0 | 0 | 0 | 0 | 0 | 0 | 0
F6_Commercial_Miscellaneous_Existing_Food Preparation_Natural Gas_Fryer_E2 | F6 | Commercial | Miscellaneous | Existing | Food Preparation | Natural Gas | Fryer | E2 | Utility - Value of Sales | 0 | 0 | 0 | 0 | 0 | 0 | 0 | 0 | 0 | 0 | 0 | 0 | 0 | 0 | 0 | 0 | 0 | 0 | 0 | 0 | 0 | 0 | 0 | 0 | 0 | 0 | 0
F6_Commercial_Miscellaneous_Existing_Food Preparation_Natural Gas_Fryer_E3 | F6 | Commercial | Miscellaneous | Existing | Food Preparation | Natural Gas | Fryer | E3 | Utility - Value of Sales | 0 | 0 | 0 | 0 | 0 | 0 | 0 | 0 | 0 | 0 | 0 | 0 | 0 | 0 | 0 | 0 | 0 | 0 | 0 | 0 | 0 | 0 | 0 | 0 | 0 | 0 | 0
F6_Commercial_Miscellaneous_Existing_Food Preparation_Natural Gas_Fryer_E4 | F6 | Commercial | Miscellaneous | Existing | Food Preparation | Natural Gas | Fryer | E4 | Utility - Value of Sales | 0 | 0 | 0 | 0 | 0 | 0 | 0 | 0 | 0 | 0 | 0 | 0 | 0 | 0 | 0 | 0 | 0 | 0 | 0 | 0 | 0 | 0 | 0 | 0 | 0 | 0 | 0
F6_Commercial_Miscellaneous_Existing_Food Preparation_Natural Gas_Fryer_E5 | F6 | Commercial | Miscellaneous | Existing | Food Preparation | Natural Gas | Fryer | E5 | Utility - Value of Sales | 0 | 0 | 0 | 0 | 0 | 0 | 0 | 0 | 0 | 0 | 0 | 0 | 0 | 0 | 0 | 0 | 0 | 0 | 0 | 0 | 0 | 0 | 0 | 0 | 0 | 0 | 0
F6_Commercial_Miscellaneous_Existing_Food Preparation_Natural Gas_Fryer_E6 | F6 | Commercial | Miscellaneous | Existing | Food Preparation | Natural Gas | Fryer | E6 | Utility - Value of Sales | 0 | 0 | 0 | 0 | 0 | 0 | 0 | 0 | 0 | 0 | 0 | 0 | 0 | 0 | 0 | 0 | 0 | 0 | 0 | 0 | 0 | 0 | 0 | 0 | 0 | 0 | 0
F6_Commercial_Miscellaneous_Existing_Food Preparation_Natural Gas_Fryer_E7 | F6 | Commercial | Miscellaneous | Existing | Food Preparation | Natural Gas | Fryer | E7 | Utility - Value of Sales | 0 | 0 | 0 | 0 | 0 | 0 | 0 | 0 | 0 | 0 | 0 | 0 | 0 | 0 | 0 | 0 | 0 | 0 | 0 | 0 | 0 | 0 | 0 | 0 | 0 | 0 | 0
F6_Commercial_Miscellaneous_Existing_Food Preparation_Natural Gas_Fryer_E8 | F6 | Commercial | Miscellaneous | Existing | Food Preparation | Natural Gas | Fryer | E8 | Utility - Value of Sales | 0 | 0 | 0 | 0 | 0 | 0 | 0 | 0 | 0 | 0 | 0 | 0 | 0 | 0 | 0 | 0 | 0 | 0 | 0 | 0 | 0 | 0 | 0 | 0 | 0 | 0 | 0
F6_Commercial_Miscellaneous_Existing_Food Preparation_Natural Gas_Fryer_E9 | F6 | Commercial | Miscellaneous | Existing | Food Preparation | Natural Gas | Fryer | E9 | Utility - Value of Sales | 0 | 0 | 0 | 0 | 0 | 0 | 0 | 0 | 0 | 0 | 0 | 0 | 0 | 0 | 0 | 0 | 0 | 0 | 0 | 0 | 0 | 0 | 0 | 0 | 0 | 0 | 0
F6_Commercial_Miscellaneous_Existing_Food Preparation_Natural Gas_Fryer_E10 | F6 | Commercial | Miscellaneous | Existing | Food Preparation | Natural Gas | Fryer | E10 | Utility - Value of Sales | 0 | 0 | 0 | 0 | 0 | 0 | 0 | 0 | 0 | 0 | 0 | 0 | 0 | 0 | 0 | 0 | 0 | 0 | 0 | 0 | 0 | 0 | 0 | 0 | 0 | 0 | 0
F1_Commercial_Miscellaneous_Existing_Food Preparation_Natural Gas_Broiler_E1 | F1 | Commercial | Miscellaneous | Existing | Food Preparation | Natural Gas | Broiler | E1 | RVT - Cost of Equipment | 0.010584 | 0.010584 | 0.010584 | 0.010584 | 0.010584 | 0.010584 | 0.010584 | 0.010584 | 0.010584 | 0.010584 | 0.010584 | 0.010584 | 0.010584 | 0.010584 | 0.010584 | 0.010584 | 0.010584 | 0.010584 | 0.010584 | 0.010584 | 0.010584 | 0.010584 | 0.010584 | 0.010584 | 0.010584 | 0.010584 | 0.010584
F1_Commercial_Miscellaneous_Existing_Food Preparation_Natural Gas_Broiler_E2 | F1 | Commercial | Miscellaneous | Existing | Food Preparation | Natural Gas | Broiler | E2 | RVT - Cost of Equipment | 0.014817 | 0.014817 | 0.014817 | 0.014817 | 0.014817 | 0.014817 | 0.014817 | 0.014817 | 0.014817 | 0.014817 | 0.014817 | 0.014817 | 0.014817 | 0.014817 | 0.014817 | 0.014817 | 0.014817 | 0.014817 | 0.014817 | 0.014817 | 0.014817 | 0.014817 | 0.014817 | 0.014817 | 0.014817 | 0.014817 | 0.014817
F1_Commercial_Miscellaneous_Existing_Food Preparation_Natural Gas_Broiler_E3 | F1 | Commercial | Miscellaneous | Existing | Food Preparation | Natural Gas | Broiler | E3 | RVT - Cost of Equipment | 0 | 0 | 0 | 0 | 0 | 0 | 0 | 0 | 0 | 0 | 0 | 0 | 0 | 0 | 0 | 0 | 0 | 0 | 0 | 0 | 0 | 0 | 0 | 0 | 0 | 0 | 0
F1_Commercial_Miscellaneous_Existing_Food Preparation_Natural Gas_Broiler_E4 | F1 | Commercial | Miscellaneous | Existing | Food Preparation | Natural Gas | Broiler | E4 | RVT - Cost of Equipment | 0 | 0 | 0 | 0 | 0 | 0 | 0 | 0 | 0 | 0 | 0 | 0 | 0 | 0 | 0 | 0 | 0 | 0 | 0 | 0 | 0 | 0 | 0 | 0 | 0 | 0 | 0
F1_Commercial_Miscellaneous_Existing_Food Preparation_Natural Gas_Broiler_E5 | F1 | Commercial | Miscellaneous | Existing | Food Preparation | Natural Gas | Broiler | E5 | RVT - Cost of Equipment | 0 | 0 | 0 | 0 | 0 | 0 | 0 | 0 | 0 | 0 | 0 | 0 | 0 | 0 | 0 | 0 | 0 | 0 | 0 | 0 | 0 | 0 | 0 | 0 | 0 | 0 | 0
F1_Commercial_Miscellaneous_Existing_Food Preparation_Natural Gas_Broiler_E6 | F1 | Commercial | Miscellaneous | Existing | Food Preparation | Natural Gas | Broiler | E6 | RVT - Cost of Equipment | 0 | 0 | 0 | 0 | 0 | 0 | 0 | 0 | 0 | 0 | 0 | 0 | 0 | 0 | 0 | 0 | 0 | 0 | 0 | 0 | 0 | 0 | 0 | 0 | 0 | 0 | 0
F1_Commercial_Miscellaneous_Existing_Food Preparation_Natural Gas_Broiler_E7 | F1 | Commercial | Miscellaneous | Existing | Food Preparation | Natural Gas | Broiler | E7 | RVT - Cost of Equipment | 0 | 0 | 0 | 0 | 0 | 0 | 0 | 0 | 0 | 0 | 0 | 0 | 0 | 0 | 0 | 0 | 0 | 0 | 0 | 0 | 0 | 0 | 0 | 0 | 0 | 0 | 0
F1_Commercial_Miscellaneous_Existing_Food Preparation_Natural Gas_Broiler_E8 | F1 | Commercial | Miscellaneous | Existing | Food Preparation | Natural Gas | Broiler | E8 | RVT - Cost of Equipment | 0 | 0 | 0 | 0 | 0 | 0 | 0 | 0 | 0 | 0 | 0 | 0 | 0 | 0 | 0 | 0 | 0 | 0 | 0 | 0 | 0 | 0 | 0 | 0 | 0 | 0 | 0
F1_Commercial_Miscellaneous_Existing_Food Preparation_Natural Gas_Broiler_E9 | F1 | Commercial | Miscellaneous | Existing | Food Preparation | Natural Gas | Broiler | E9 | RVT - Cost of Equipment | 0 | 0 | 0 | 0 | 0 | 0 | 0 | 0 | 0 | 0 | 0 | 0 | 0 | 0 | 0 | 0 | 0 | 0 | 0 | 0 | 0 | 0 | 0 | 0 | 0 | 0 | 0
F1_Commercial_Miscellaneous_Existing_Food Preparation_Natural Gas_Broiler_E10 | F1 | Commercial | Miscellaneous | Existing | Food Preparation | Natural Gas | Broiler | E10 | RVT - Cost of Equipment | 0 | 0 | 0 | 0 | 0 | 0 | 0 | 0 | 0 | 0 | 0 | 0 | 0 | 0 | 0 | 0 | 0 | 0 | 0 | 0 | 0 | 0 | 0 | 0 | 0 | 0 | 0
F2_Commercial_Miscellaneous_Existing_Food Preparation_Natural Gas_Broiler_E1 | F2 | Commercial | Miscellaneous | Existing | Food Preparation | Natural Gas | Broiler | E1 | RVT - Cost of Operation | 0 | 0 | 0 | 0 | 0 | 0 | 0 | 0 | 0 | 0 | 0 | 0 | 0 | 0 | 0 | 0 | 0 | 0 | 0 | 0 | 0 | 0 | 0 | 0 | 0 | 0 | 0
F2_Commercial_Miscellaneous_Existing_Food Preparation_Natural Gas_Broiler_E2 | F2 | Commercial | Miscellaneous | Existing | Food Preparation | Natural Gas | Broiler | E2 | RVT - Cost of Operation | 0 | 0 | 0 | 0 | 0 | 0 | 0 | 0 | 0 | 0 | 0 | 0 | 0 | 0 | 0 | 0 | 0 | 0 | 0 | 0 | 0 | 0 | 0 | 0 | 0 | 0 | 0
F2_Commercial_Miscellaneous_Existing_Food Preparation_Natural Gas_Broiler_E3 | F2 | Commercial | Miscellaneous | Existing | Food Preparation | Natural Gas | Broiler | E3 | RVT - Cost of Operation | 0 | 0 | 0 | 0 | 0 | 0 | 0 | 0 | 0 | 0 | 0 | 0 | 0 | 0 | 0 | 0 | 0 | 0 | 0 | 0 | 0 | 0 | 0 | 0 | 0 | 0 | 0
F2_Commercial_Miscellaneous_Existing_Food Preparation_Natural Gas_Broiler_E4 | F2 | Commercial | Miscellaneous | Existing | Food Preparation | Natural Gas | Broiler | E4 | RVT - Cost of Operation | 0 | 0 | 0 | 0 | 0 | 0 | 0 | 0 | 0 | 0 | 0 | 0 | 0 | 0 | 0 | 0 | 0 | 0 | 0 | 0 | 0 | 0 | 0 | 0 | 0 | 0 | 0
F2_Commercial_Miscellaneous_Existing_Food Preparation_Natural Gas_Broiler_E5 | F2 | Commercial | Miscellaneous | Existing | Food Preparation | Natural Gas | Broiler | E5 | RVT - Cost of Operation | 0 | 0 | 0 | 0 | 0 | 0 | 0 | 0 | 0 | 0 | 0 | 0 | 0 | 0 | 0 | 0 | 0 | 0 | 0 | 0 | 0 | 0 | 0 | 0 | 0 | 0 | 0
F2_Commercial_Miscellaneous_Existing_Food Preparation_Natural Gas_Broiler_E6 | F2 | Commercial | Miscellaneous | Existing | Food Preparation | Natural Gas | Broiler | E6 | RVT - Cost of Operation | 0 | 0 | 0 | 0 | 0 | 0 | 0 | 0 | 0 | 0 | 0 | 0 | 0 | 0 | 0 | 0 | 0 | 0 | 0 | 0 | 0 | 0 | 0 | 0 | 0 | 0 | 0
F2_Commercial_Miscellaneous_Existing_Food Preparation_Natural Gas_Broiler_E7 | F2 | Commercial | Miscellaneous | Existing | Food Preparation | Natural Gas | Broiler | E7 | RVT - Cost of Operation | 0 | 0 | 0 | 0 | 0 | 0 | 0 | 0 | 0 | 0 | 0 | 0 | 0 | 0 | 0 | 0 | 0 | 0 | 0 | 0 | 0 | 0 | 0 | 0 | 0 | 0 | 0
F2_Commercial_Miscellaneous_Existing_Food Preparation_Natural Gas_Broiler_E8 | F2 | Commercial | Miscellaneous | Existing | Food Preparation | Natural Gas | Broiler | E8 | RVT - Cost of Operation | 0 | 0 | 0 | 0 | 0 | 0 | 0 | 0 | 0 | 0 | 0 | 0 | 0 | 0 | 0 | 0 | 0 | 0 | 0 | 0 | 0 | 0 | 0 | 0 | 0 | 0 | 0
F2_Commercial_Miscellaneous_Existing_Food Preparation_Natural Gas_Broiler_E9 | F2 | Commercial | Miscellaneous | Existing | Food Preparation | Natural Gas | Broiler | E9 | RVT - Cost of Operation | 0 | 0 | 0 | 0 | 0 | 0 | 0 | 0 | 0 | 0 | 0 | 0 | 0 | 0 | 0 | 0 | 0 | 0 | 0 | 0 | 0 | 0 | 0 | 0 | 0 | 0 | 0
F2_Commercial_Miscellaneous_Existing_Food Preparation_Natural Gas_Broiler_E10 | F2 | Commercial | Miscellaneous | Existing | Food Preparation | Natural Gas | Broiler | E10 | RVT - Cost of Operation | 0 | 0 | 0 | 0 | 0 | 0 | 0 | 0 | 0 | 0 | 0 | 0 | 0 | 0 | 0 | 0 | 0 | 0 | 0 | 0 | 0 | 0 | 0 | 0 | 0 | 0 | 0
F3_Commercial_Miscellaneous_Existing_Food Preparation_Natural Gas_Broiler_E1 | F3 | Commercial | Miscellaneous | Existing | Food Preparation | Natural Gas | Broiler | E1 | System - kBTUs of Consumption | 1.948 | 1.948 | 1.948 | 1.948 | 1.948 | 1.948 | 1.948 | 1.948 | 1.948 | 1.948 | 1.948 | 1.948 | 1.948 | 1.948 | 1.948 | 1.948 | 1.948 | 1.948 | 1.948 | 1.948 | 1.948 | 1.948 | 1.948 | 1.948 | 1.948 | 1.948 | 1.948
F3_Commercial_Miscellaneous_Existing_Food Preparation_Natural Gas_Broiler_E2 | F3 | Commercial | Miscellaneous | Existing | Food Preparation | Natural Gas | Broiler | E2 | System - kBTUs of Consumption | 1.2523 | 1.2523 | 1.2523 | 1.2523 | 1.2523 | 1.2523 | 1.2523 | 1.2523 | 1.2523 | 1.2523 | 1.2523 | 1.2523 | 1.2523 | 1.2523 | 1.2523 | 1.2523 | 1.2523 | 1.2523 | 1.2523 | 1.2523 | 1.2523 | 1.2523 | 1.2523 | 1.2523 | 1.2523 | 1.2523 | 1.2523
F3_Commercial_Miscellaneous_Existing_Food Preparation_Natural Gas_Broiler_E3 | F3 | Commercial | Miscellaneous | Existing | Food Preparation | Natural Gas | Broiler | E3 | System - kBTUs of Consumption | 0 | 0 | 0 | 0 | 0 | 0 | 0 | 0 | 0 | 0 | 0 | 0 | 0 | 0 | 0 | 0 | 0 | 0 | 0 | 0 | 0 | 0 | 0 | 0 | 0 | 0 | 0
F3_Commercial_Miscellaneous_Existing_Food Preparation_Natural Gas_Broiler_E4 | F3 | Commercial | Miscellaneous | Existing | Food Preparation | Natural Gas | Broiler | E4 | System - kBTUs of Consumption | 0 | 0 | 0 | 0 | 0 | 0 | 0 | 0 | 0 | 0 | 0 | 0 | 0 | 0 | 0 | 0 | 0 | 0 | 0 | 0 | 0 | 0 | 0 | 0 | 0 | 0 | 0
F3_Commercial_Miscellaneous_Existing_Food Preparation_Natural Gas_Broiler_E5 | F3 | Commercial | Miscellaneous | Existing | Food Preparation | Natural Gas | Broiler | E5 | System - kBTUs of Consumption | 0 | 0 | 0 | 0 | 0 | 0 | 0 | 0 | 0 | 0 | 0 | 0 | 0 | 0 | 0 | 0 | 0 | 0 | 0 | 0 | 0 | 0 | 0 | 0 | 0 | 0 | 0
F3_Commercial_Miscellaneous_Existing_Food Preparation_Natural Gas_Broiler_E6 | F3 | Commercial | Miscellaneous | Existing | Food Preparation | Natural Gas | Broiler | E6 | System - kBTUs of Consumption | 0 | 0 | 0 | 0 | 0 | 0 | 0 | 0 | 0 | 0 | 0 | 0 | 0 | 0 | 0 | 0 | 0 | 0 | 0 | 0 | 0 | 0 | 0 | 0 | 0 | 0 | 0
F3_Commercial_Miscellaneous_Existing_Food Preparation_Natural Gas_Broiler_E7 | F3 | Commercial | Miscellaneous | Existing | Food Preparation | Natural Gas | Broiler | E7 | System - kBTUs of Consumption | 0 | 0 | 0 | 0 | 0 | 0 | 0 | 0 | 0 | 0 | 0 | 0 | 0 | 0 | 0 | 0 | 0 | 0 | 0 | 0 | 0 | 0 | 0 | 0 | 0 | 0 | 0
F3_Commercial_Miscellaneous_Existing_Food Preparation_Natural Gas_Broiler_E8 | F3 | Commercial | Miscellaneous | Existing | Food Preparation | Natural Gas | Broiler | E8 | System - kBTUs of Consumption | 0 | 0 | 0 | 0 | 0 | 0 | 0 | 0 | 0 | 0 | 0 | 0 | 0 | 0 | 0 | 0 | 0 | 0 | 0 | 0 | 0 | 0 | 0 | 0 | 0 | 0 | 0
F3_Commercial_Miscellaneous_Existing_Food Preparation_Natural Gas_Broiler_E9 | F3 | Commercial | Miscellaneous | Existing | Food Preparation | Natural Gas | Broiler | E9 | System - kBTUs of Consumption | 0 | 0 | 0 | 0 | 0 | 0 | 0 | 0 | 0 | 0 | 0 | 0 | 0 | 0 | 0 | 0 | 0 | 0 | 0 | 0 | 0 | 0 | 0 | 0 | 0 | 0 | 0
F3_Commercial_Miscellaneous_Existing_Food Preparation_Natural Gas_Broiler_E10 | F3 | Commercial | Miscellaneous | Existing | Food Preparation | Natural Gas | Broiler | E10 | System - kBTUs of Consumption | 0 | 0 | 0 | 0 | 0 | 0 | 0 | 0 | 0 | 0 | 0 | 0 | 0 | 0 | 0 | 0 | 0 | 0 | 0 | 0 | 0 | 0 | 0 | 0 | 0 | 0 | 0
F4_Commercial_Miscellaneous_Existing_Food Preparation_Natural Gas_Broiler_E1 | F4 | Commercial | Miscellaneous | Existing | Food Preparation | Natural Gas | Broiler | E1 | Utility - Cost of Equipment | 0.010584 | 0.010584 | 0.010584 | 0.010584 | 0.010584 | 0.010584 | 0.010584 | 0.010584 | 0.010584 | 0.010584 | 0.010584 | 0.010584 | 0.010584 | 0.010584 | 0.010584 | 0.010584 | 0.010584 | 0.010584 | 0.010584 | 0.010584 | 0.010584 | 0.010584 | 0.010584 | 0.010584 | 0.010584 | 0.010584 | 0.010584
F4_Commercial_Miscellaneous_Existing_Food Preparation_Natural Gas_Broiler_E2 | F4 | Commercial | Miscellaneous | Existing | Food Preparation | Natural Gas | Broiler | E2 | Utility - Cost of Equipment | 0.014817 | 0.014817 | 0.014817 | 0.014817 | 0.014817 | 0.014817 | 0.014817 | 0.014817 | 0.014817 | 0.014817 | 0.014817 | 0.014817 | 0.014817 | 0.014817 | 0.014817 | 0.014817 | 0.014817 | 0.014817 | 0.014817 | 0.014817 | 0.014817 | 0.014817 | 0.014817 | 0.014817 | 0.014817 | 0.014817 | 0.014817
F4_Commercial_Miscellaneous_Existing_Food Preparation_Natural Gas_Broiler_E3 | F4 | Commercial | Miscellaneous | Existing | Food Preparation | Natural Gas | Broiler | E3 | Utility - Cost of Equipment | 0 | 0 | 0 | 0 | 0 | 0 | 0 | 0 | 0 | 0 | 0 | 0 | 0 | 0 | 0 | 0 | 0 | 0 | 0 | 0 | 0 | 0 | 0 | 0 | 0 | 0 | 0
F4_Commercial_Miscellaneous_Existing_Food Preparation_Natural Gas_Broiler_E4 | F4 | Commercial | Miscellaneous | Existing | Food Preparation | Natural Gas | Broiler | E4 | Utility - Cost of Equipment | 0 | 0 | 0 | 0 | 0 | 0 | 0 | 0 | 0 | 0 | 0 | 0 | 0 | 0 | 0 | 0 | 0 | 0 | 0 | 0 | 0 | 0 | 0 | 0 | 0 | 0 | 0
F4_Commercial_Miscellaneous_Existing_Food Preparation_Natural Gas_Broiler_E5 | F4 | Commercial | Miscellaneous | Existing | Food Preparation | Natural Gas | Broiler | E5 | Utility - Cost of Equipment | 0 | 0 | 0 | 0 | 0 | 0 | 0 | 0 | 0 | 0 | 0 | 0 | 0 | 0 | 0 | 0 | 0 | 0 | 0 | 0 | 0 | 0 | 0 | 0 | 0 | 0 | 0
F4_Commercial_Miscellaneous_Existing_Food Preparation_Natural Gas_Broiler_E6 | F4 | Commercial | Miscellaneous | Existing | Food Preparation | Natural Gas | Broiler | E6 | Utility - Cost of Equipment | 0 | 0 | 0 | 0 | 0 | 0 | 0 | 0 | 0 | 0 | 0 | 0 | 0 | 0 | 0 | 0 | 0 | 0 | 0 | 0 | 0 | 0 | 0 | 0 | 0 | 0 | 0
F4_Commercial_Miscellaneous_Existing_Food Preparation_Natural Gas_Broiler_E7 | F4 | Commercial | Miscellaneous | Existing | Food Preparation | Natural Gas | Broiler | E7 | Utility - Cost of Equipment | 0 | 0 | 0 | 0 | 0 | 0 | 0 | 0 | 0 | 0 | 0 | 0 | 0 | 0 | 0 | 0 | 0 | 0 | 0 | 0 | 0 | 0 | 0 | 0 | 0 | 0 | 0
F4_Commercial_Miscellaneous_Existing_Food Preparation_Natural Gas_Broiler_E8 | F4 | Commercial | Miscellaneous | Existing | Food Preparation | Natural Gas | Broiler | E8 | Utility - Cost of Equipment | 0 | 0 | 0 | 0 | 0 | 0 | 0 | 0 | 0 | 0 | 0 | 0 | 0 | 0 | 0 | 0 | 0 | 0 | 0 | 0 | 0 | 0 | 0 | 0 | 0 | 0 | 0
F4_Commercial_Miscellaneous_Existing_Food Preparation_Natural Gas_Broiler_E9 | F4 | Commercial | Miscellaneous | Existing | Food Preparation | Natural Gas | Broiler | E9 | Utility - Cost of Equipment | 0 | 0 | 0 | 0 | 0 | 0 | 0 | 0 | 0 | 0 | 0 | 0 | 0 | 0 | 0 | 0 | 0 | 0 | 0 | 0 | 0 | 0 | 0 | 0 | 0 | 0 | 0
F4_Commercial_Miscellaneous_Existing_Food Preparation_Natural Gas_Broiler_E10 | F4 | Commercial | Miscellaneous | Existing | Food Preparation | Natural Gas | Broiler | E10 | Utility - Cost of Equipment | 0 | 0 | 0 | 0 | 0 | 0 | 0 | 0 | 0 | 0 | 0 | 0 | 0 | 0 | 0 | 0 | 0 | 0 | 0 | 0 | 0 | 0 | 0 | 0 | 0 | 0 | 0
F5_Commercial_Miscellaneous_Existing_Food Preparation_Natural Gas_Broiler_E1 | F5 | Commercial | Miscellaneous | Existing | Food Preparation | Natural Gas | Broiler | E1 | Utility - Cost of Operation | 0.026588 | 0.026304 | 0.026029 | 0.025767 | 0.025831 | 0.02611 | 0.026515 | 0.026967 | 0.027402 | 0.027772 | 0.028074 | 0.028291 | 0.028413 | 0.028399 | 0.028245 | 0.02795 | 0.027517 | 0.026971 | 0.026319 | 0.025545 | 0.024636 | 0.023589 | 0.022661 | 0.022065 | 0.021814 | 0.021921 | 0.022028
F5_Commercial_Miscellaneous_Existing_Food Preparation_Natural Gas_Broiler_E2 | F5 | Commercial | Miscellaneous | Existing | Food Preparation | Natural Gas | Broiler | E2 | Utility - Cost of Operation | 0.017092 | 0.01691 | 0.016733 | 0.016564 | 0.016606 | 0.016785 | 0.017045 | 0.017336 | 0.017615 | 0.017854 | 0.018048 | 0.018187 | 0.018266 | 0.018257 | 0.018158 | 0.017968 | 0.01769 | 0.017339 | 0.01692 | 0.016422 | 0.015838 | 0.015165 | 0.014568 | 0.014184 | 0.014023 | 0.014092 | 0.014161
F5_Commercial_Miscellaneous_Existing_Food Preparation_Natural Gas_Broiler_E3 | F5 | Commercial | Miscellaneous | Existing | Food Preparation | Natural Gas | Broiler | E3 | Utility - Cost of Operation | 0 | 0 | 0 | 0 | 0 | 0 | 0 | 0 | 0 | 0 | 0 | 0 | 0 | 0 | 0 | 0 | 0 | 0 | 0 | 0 | 0 | 0 | 0 | 0 | 0 | 0 | 0
F5_Commercial_Miscellaneous_Existing_Food Preparation_Natural Gas_Broiler_E4 | F5 | Commercial | Miscellaneous | Existing | Food Preparation | Natural Gas | Broiler | E4 | Utility - Cost of Operation | 0 | 0 | 0 | 0 | 0 | 0 | 0 | 0 | 0 | 0 | 0 | 0 | 0 | 0 | 0 | 0 | 0 | 0 | 0 | 0 | 0 | 0 | 0 | 0 | 0 | 0 | 0
F5_Commercial_Miscellaneous_Existing_Food Preparation_Natural Gas_Broiler_E5 | F5 | Commercial | Miscellaneous | Existing | Food Preparation | Natural Gas | Broiler | E5 | Utility - Cost of Operation | 0 | 0 | 0 | 0 | 0 | 0 | 0 | 0 | 0 | 0 | 0 | 0 | 0 | 0 | 0 | 0 | 0 | 0 | 0 | 0 | 0 | 0 | 0 | 0 | 0 | 0 | 0
F5_Commercial_Miscellaneous_Existing_Food Preparation_Natural Gas_Broiler_E6 | F5 | Commercial | Miscellaneous | Existing | Food Preparation | Natural Gas | Broiler | E6 | Utility - Cost of Operation | 0 | 0 | 0 | 0 | 0 | 0 | 0 | 0 | 0 | 0 | 0 | 0 | 0 | 0 | 0 | 0 | 0 | 0 | 0 | 0 | 0 | 0 | 0 | 0 | 0 | 0 | 0
F5_Commercial_Miscellaneous_Existing_Food Preparation_Natural Gas_Broiler_E7 | F5 | Commercial | Miscellaneous | Existing | Food Preparation | Natural Gas | Broiler | E7 | Utility - Cost of Operation | 0 | 0 | 0 | 0 | 0 | 0 | 0 | 0 | 0 | 0 | 0 | 0 | 0 | 0 | 0 | 0 | 0 | 0 | 0 | 0 | 0 | 0 | 0 | 0 | 0 | 0 | 0
F5_Commercial_Miscellaneous_Existing_Food Preparation_Natural Gas_Broiler_E8 | F5 | Commercial | Miscellaneous | Existing | Food Preparation | Natural Gas | Broiler | E8 | Utility - Cost of Operation | 0 | 0 | 0 | 0 | 0 | 0 | 0 | 0 | 0 | 0 | 0 | 0 | 0 | 0 | 0 | 0 | 0 | 0 | 0 | 0 | 0 | 0 | 0 | 0 | 0 | 0 | 0
F5_Commercial_Miscellaneous_Existing_Food Preparation_Natural Gas_Broiler_E9 | F5 | Commercial | Miscellaneous | Existing | Food Preparation | Natural Gas | Broiler | E9 | Utility - Cost of Operation | 0 | 0 | 0 | 0 | 0 | 0 | 0 | 0 | 0 | 0 | 0 | 0 | 0 | 0 | 0 | 0 | 0 | 0 | 0 | 0 | 0 | 0 | 0 | 0 | 0 | 0 | 0
F5_Commercial_Miscellaneous_Existing_Food Preparation_Natural Gas_Broiler_E10 | F5 | Commercial | Miscellaneous | Existing | Food Preparation | Natural Gas | Broiler | E10 | Utility - Cost of Operation | 0 | 0 | 0 | 0 | 0 | 0 | 0 | 0 | 0 | 0 | 0 | 0 | 0 | 0 | 0 | 0 | 0 | 0 | 0 | 0 | 0 | 0 | 0 | 0 | 0 | 0 | 0
F6_Commercial_Miscellaneous_Existing_Food Preparation_Natural Gas_Broiler_E1 | F6 | Commercial | Miscellaneous | Existing | Food Preparation | Natural Gas | Broiler | E1 | Utility - Value of Sales | 0 | 0 | 0 | 0 | 0 | 0 | 0 | 0 | 0 | 0 | 0 | 0 | 0 | 0 | 0 | 0 | 0 | 0 | 0 | 0 | 0 | 0 | 0 | 0 | 0 | 0 | 0
F6_Commercial_Miscellaneous_Existing_Food Preparation_Natural Gas_Broiler_E2 | F6 | Commercial | Miscellaneous | Existing | Food Preparation | Natural Gas | Broiler | E2 | Utility - Value of Sales | 0 | 0 | 0 | 0 | 0 | 0 | 0 | 0 | 0 | 0 | 0 | 0 | 0 | 0 | 0 | 0 | 0 | 0 | 0 | 0 | 0 | 0 | 0 | 0 | 0 | 0 | 0
F6_Commercial_Miscellaneous_Existing_Food Preparation_Natural Gas_Broiler_E3 | F6 | Commercial | Miscellaneous | Existing | Food Preparation | Natural Gas | Broiler | E3 | Utility - Value of Sales | 0 | 0 | 0 | 0 | 0 | 0 | 0 | 0 | 0 | 0 | 0 | 0 | 0 | 0 | 0 | 0 | 0 | 0 | 0 | 0 | 0 | 0 | 0 | 0 | 0 | 0 | 0
F6_Commercial_Miscellaneous_Existing_Food Preparation_Natural Gas_Broiler_E4 | F6 | Commercial | Miscellaneous | Existing | Food Preparation | Natural Gas | Broiler | E4 | Utility - Value of Sales | 0 | 0 | 0 | 0 | 0 | 0 | 0 | 0 | 0 | 0 | 0 | 0 | 0 | 0 | 0 | 0 | 0 | 0 | 0 | 0 | 0 | 0 | 0 | 0 | 0 | 0 | 0
F6_Commercial_Miscellaneous_Existing_Food Preparation_Natural Gas_Broiler_E5 | F6 | Commercial | Miscellaneous | Existing | Food Preparation | Natural Gas | Broiler | E5 | Utility - Value of Sales | 0 | 0 | 0 | 0 | 0 | 0 | 0 | 0 | 0 | 0 | 0 | 0 | 0 | 0 | 0 | 0 | 0 | 0 | 0 | 0 | 0 | 0 | 0 | 0 | 0 | 0 | 0
F6_Commercial_Miscellaneous_Existing_Food Preparation_Natural Gas_Broiler_E6 | F6 | Commercial | Miscellaneous | Existing | Food Preparation | Natural Gas | Broiler | E6 | Utility - Value of Sales | 0 | 0 | 0 | 0 | 0 | 0 | 0 | 0 | 0 | 0 | 0 | 0 | 0 | 0 | 0 | 0 | 0 | 0 | 0 | 0 | 0 | 0 | 0 | 0 | 0 | 0 | 0
F6_Commercial_Miscellaneous_Existing_Food Preparation_Natural Gas_Broiler_E7 | F6 | Commercial | Miscellaneous | Existing | Food Preparation | Natural Gas | Broiler | E7 | Utility - Value of Sales | 0 | 0 | 0 | 0 | 0 | 0 | 0 | 0 | 0 | 0 | 0 | 0 | 0 | 0 | 0 | 0 | 0 | 0 | 0 | 0 | 0 | 0 | 0 | 0 | 0 | 0 | 0
F6_Commercial_Miscellaneous_Existing_Food Preparation_Natural Gas_Broiler_E8 | F6 | Commercial | Miscellaneous | Existing | Food Preparation | Natural Gas | Broiler | E8 | Utility - Value of Sales | 0 | 0 | 0 | 0 | 0 | 0 | 0 | 0 | 0 | 0 | 0 | 0 | 0 | 0 | 0 | 0 | 0 | 0 | 0 | 0 | 0 | 0 | 0 | 0 | 0 | 0 | 0
F6_Commercial_Miscellaneous_Existing_Food Preparation_Natural Gas_Broiler_E9 | F6 | Commercial | Miscellaneous | Existing | Food Preparation | Natural Gas | Broiler | E9 | Utility - Value of Sales | 0 | 0 | 0 | 0 | 0 | 0 | 0 | 0 | 0 | 0 | 0 | 0 | 0 | 0 | 0 | 0 | 0 | 0 | 0 | 0 | 0 | 0 | 0 | 0 | 0 | 0 | 0
F6_Commercial_Miscellaneous_Existing_Food Preparation_Natural Gas_Broiler_E10 | F6 | Commercial | Miscellaneous | Existing | Food Preparation | Natural Gas | Broiler | E10 | Utility - Value of Sales | 0 | 0 | 0 | 0 | 0 | 0 | 0 | 0 | 0 | 0 | 0 | 0 | 0 | 0 | 0 | 0 | 0 | 0 | 0 | 0 | 0 | 0 | 0 | 0 | 0 | 0 | 0
F1_Commercial_Miscellaneous_Existing_Food Preparation_Natural Gas_Griddle_E1 | F1 | Commercial | Miscellaneous | Existing | Food Preparation | Natural Gas | Griddle | E1 | RVT - Cost of Equipment | 0.0081998 | 0.0081998 | 0.0081998 | 0.0081998 | 0.0081998 | 0.0081998 | 0.0081998 | 0.0081998 | 0.0081998 | 0.0081998 | 0.0081998 | 0.0081998 | 0.0081998 | 0.0081998 | 0.0081998 | 0.0081998 | 0.0081998 | 0.0081998 | 0.0081998 | 0.0081998 | 0.0081998 | 0.0081998 | 0.0081998 | 0.0081998 | 0.0081998 | 0.0081998 | 0.0081998
F1_Commercial_Miscellaneous_Existing_Food Preparation_Natural Gas_Griddle_E2 | F1 | Commercial | Miscellaneous | Existing | Food Preparation | Natural Gas | Griddle | E2 | RVT - Cost of Equipment | 0.01019 | 0.01019 | 0.01019 | 0.01019 | 0.01019 | 0.01019 | 0.01019 | 0.01019 | 0.01019 | 0.01019 | 0.01019 | 0.01019 | 0.01019 | 0.01019 | 0.01019 | 0.01019 | 0.01019 | 0.01019 | 0.01019 | 0.01019 | 0.01019 | 0.01019 | 0.01019 | 0.01019 | 0.01019 | 0.01019 | 0.01019
F1_Commercial_Miscellaneous_Existing_Food Preparation_Natural Gas_Griddle_E3 | F1 | Commercial | Miscellaneous | Existing | Food Preparation | Natural Gas | Griddle | E3 | RVT - Cost of Equipment | 0 | 0 | 0 | 0 | 0 | 0 | 0 | 0 | 0 | 0 | 0 | 0 | 0 | 0 | 0 | 0 | 0 | 0 | 0 | 0 | 0 | 0 | 0 | 0 | 0 | 0 | 0
F1_Commercial_Miscellaneous_Existing_Food Preparation_Natural Gas_Griddle_E4 | F1 | Commercial | Miscellaneous | Existing | Food Preparation | Natural Gas | Griddle | E4 | RVT - Cost of Equipment | 0 | 0 | 0 | 0 | 0 | 0 | 0 | 0 | 0 | 0 | 0 | 0 | 0 | 0 | 0 | 0 | 0 | 0 | 0 | 0 | 0 | 0 | 0 | 0 | 0 | 0 | 0
F1_Commercial_Miscellaneous_Existing_Food Preparation_Natural Gas_Griddle_E5 | F1 | Commercial | Miscellaneous | Existing | Food Preparation | Natural Gas | Griddle | E5 | RVT - Cost of Equipment | 0 | 0 | 0 | 0 | 0 | 0 | 0 | 0 | 0 | 0 | 0 | 0 | 0 | 0 | 0 | 0 | 0 | 0 | 0 | 0 | 0 | 0 | 0 | 0 | 0 | 0 | 0
F1_Commercial_Miscellaneous_Existing_Food Preparation_Natural Gas_Griddle_E6 | F1 | Commercial | Miscellaneous | Existing | Food Preparation | Natural Gas | Griddle | E6 | RVT - Cost of Equipment | 0 | 0 | 0 | 0 | 0 | 0 | 0 | 0 | 0 | 0 | 0 | 0 | 0 | 0 | 0 | 0 | 0 | 0 | 0 | 0 | 0 | 0 | 0 | 0 | 0 | 0 | 0
F1_Commercial_Miscellaneous_Existing_Food Preparation_Natural Gas_Griddle_E7 | F1 | Commercial | Miscellaneous | Existing | Food Preparation | Natural Gas | Griddle | E7 | RVT - Cost of Equipment | 0 | 0 | 0 | 0 | 0 | 0 | 0 | 0 | 0 | 0 | 0 | 0 | 0 | 0 | 0 | 0 | 0 | 0 | 0 | 0 | 0 | 0 | 0 | 0 | 0 | 0 | 0
F1_Commercial_Miscellaneous_Existing_Food Preparation_Natural Gas_Griddle_E8 | F1 | Commercial | Miscellaneous | Existing | Food Preparation | Natural Gas | Griddle | E8 | RVT - Cost of Equipment | 0 | 0 | 0 | 0 | 0 | 0 | 0 | 0 | 0 | 0 | 0 | 0 | 0 | 0 | 0 | 0 | 0 | 0 | 0 | 0 | 0 | 0 | 0 | 0 | 0 | 0 | 0
F1_Commercial_Miscellaneous_Existing_Food Preparation_Natural Gas_Griddle_E9 | F1 | Commercial | Miscellaneous | Existing | Food Preparation | Natural Gas | Griddle | E9 | RVT - Cost of Equipment | 0 | 0 | 0 | 0 | 0 | 0 | 0 | 0 | 0 | 0 | 0 | 0 | 0 | 0 | 0 | 0 | 0 | 0 | 0 | 0 | 0 | 0 | 0 | 0 | 0 | 0 | 0
F1_Commercial_Miscellaneous_Existing_Food Preparation_Natural Gas_Griddle_E10 | F1 | Commercial | Miscellaneous | Existing | Food Preparation | Natural Gas | Griddle | E10 | RVT - Cost of Equipment | 0 | 0 | 0 | 0 | 0 | 0 | 0 | 0 | 0 | 0 | 0 | 0 | 0 | 0 | 0 | 0 | 0 | 0 | 0 | 0 | 0 | 0 | 0 | 0 | 0 | 0 | 0
F2_Commercial_Miscellaneous_Existing_Food Preparation_Natural Gas_Griddle_E1 | F2 | Commercial | Miscellaneous | Existing | Food Preparation | Natural Gas | Griddle | E1 | RVT - Cost of Operation | 0 | 0 | 0 | 0 | 0 | 0 | 0 | 0 | 0 | 0 | 0 | 0 | 0 | 0 | 0 | 0 | 0 | 0 | 0 | 0 | 0 | 0 | 0 | 0 | 0 | 0 | 0
F2_Commercial_Miscellaneous_Existing_Food Preparation_Natural Gas_Griddle_E2 | F2 | Commercial | Miscellaneous | Existing | Food Preparation | Natural Gas | Griddle | E2 | RVT - Cost of Operation | 0 | 0 | 0 | 0 | 0 | 0 | 0 | 0 | 0 | 0 | 0 | 0 | 0 | 0 | 0 | 0 | 0 | 0 | 0 | 0 | 0 | 0 | 0 | 0 | 0 | 0 | 0
F2_Commercial_Miscellaneous_Existing_Food Preparation_Natural Gas_Griddle_E3 | F2 | Commercial | Miscellaneous | Existing | Food Preparation | Natural Gas | Griddle | E3 | RVT - Cost of Operation | 0 | 0 | 0 | 0 | 0 | 0 | 0 | 0 | 0 | 0 | 0 | 0 | 0 | 0 | 0 | 0 | 0 | 0 | 0 | 0 | 0 | 0 | 0 | 0 | 0 | 0 | 0
F2_Commercial_Miscellaneous_Existing_Food Preparation_Natural Gas_Griddle_E4 | F2 | Commercial | Miscellaneous | Existing | Food Preparation | Natural Gas | Griddle | E4 | RVT - Cost of Operation | 0 | 0 | 0 | 0 | 0 | 0 | 0 | 0 | 0 | 0 | 0 | 0 | 0 | 0 | 0 | 0 | 0 | 0 | 0 | 0 | 0 | 0 | 0 | 0 | 0 | 0 | 0
F2_Commercial_Miscellaneous_Existing_Food Preparation_Natural Gas_Griddle_E5 | F2 | Commercial | Miscellaneous | Existing | Food Preparation | Natural Gas | Griddle | E5 | RVT - Cost of Operation | 0 | 0 | 0 | 0 | 0 | 0 | 0 | 0 | 0 | 0 | 0 | 0 | 0 | 0 | 0 | 0 | 0 | 0 | 0 | 0 | 0 | 0 | 0 | 0 | 0 | 0 | 0
F2_Commercial_Miscellaneous_Existing_Food Preparation_Natural Gas_Griddle_E6 | F2 | Commercial | Miscellaneous | Existing | Food Preparation | Natural Gas | Griddle | E6 | RVT - Cost of Operation | 0 | 0 | 0 | 0 | 0 | 0 | 0 | 0 | 0 | 0 | 0 | 0 | 0 | 0 | 0 | 0 | 0 | 0 | 0 | 0 | 0 | 0 | 0 | 0 | 0 | 0 | 0
F2_Commercial_Miscellaneous_Existing_Food Preparation_Natural Gas_Griddle_E7 | F2 | Commercial | Miscellaneous | Existing | Food Preparation | Natural Gas | Griddle | E7 | RVT - Cost of Operation | 0 | 0 | 0 | 0 | 0 | 0 | 0 | 0 | 0 | 0 | 0 | 0 | 0 | 0 | 0 | 0 | 0 | 0 | 0 | 0 | 0 | 0 | 0 | 0 | 0 | 0 | 0
F2_Commercial_Miscellaneous_Existing_Food Preparation_Natural Gas_Griddle_E8 | F2 | Commercial | Miscellaneous | Existing | Food Preparation | Natural Gas | Griddle | E8 | RVT - Cost of Operation | 0 | 0 | 0 | 0 | 0 | 0 | 0 | 0 | 0 | 0 | 0 | 0 | 0 | 0 | 0 | 0 | 0 | 0 | 0 | 0 | 0 | 0 | 0 | 0 | 0 | 0 | 0
F2_Commercial_Miscellaneous_Existing_Food Preparation_Natural Gas_Griddle_E9 | F2 | Commercial | Miscellaneous | Existing | Food Preparation | Natural Gas | Griddle | E9 | RVT - Cost of Operation | 0 | 0 | 0 | 0 | 0 | 0 | 0 | 0 | 0 | 0 | 0 | 0 | 0 | 0 | 0 | 0 | 0 | 0 | 0 | 0 | 0 | 0 | 0 | 0 | 0 | 0 | 0
F2_Commercial_Miscellaneous_Existing_Food Preparation_Natural Gas_Griddle_E10 | F2 | Commercial | Miscellaneous | Existing | Food Preparation | Natural Gas | Griddle | E10 | RVT - Cost of Operation | 0 | 0 | 0 | 0 | 0 | 0 | 0 | 0 | 0 | 0 | 0 | 0 | 0 | 0 | 0 | 0 | 0 | 0 | 0 | 0 | 0 | 0 | 0 | 0 | 0 | 0 | 0
F3_Commercial_Miscellaneous_Existing_Food Preparation_Natural Gas_Griddle_E1 | F3 | Commercial | Miscellaneous | Existing | Food Preparation | Natural Gas | Griddle | E1 | System - kBTUs of Consumption | 1.3919 | 1.3919 | 1.3919 | 1.3919 | 1.3919 | 1.3919 | 1.3919 | 1.3919 | 1.3919 | 1.3919 | 1.3919 | 1.3919 | 1.3919 | 1.3919 | 1.3919 | 1.3919 | 1.3919 | 1.3919 | 1.3919 | 1.3919 | 1.3919 | 1.3919 | 1.3919 | 1.3919 | 1.3919 | 1.3919 | 1.3919
F3_Commercial_Miscellaneous_Existing_Food Preparation_Natural Gas_Griddle_E2 | F3 | Commercial | Miscellaneous | Existing | Food Preparation | Natural Gas | Griddle | E2 | System - kBTUs of Consumption | 1.2021 | 1.2021 | 1.2021 | 1.2021 | 1.2021 | 1.2021 | 1.2021 | 1.2021 | 1.2021 | 1.2021 | 1.2021 | 1.2021 | 1.2021 | 1.2021 | 1.2021 | 1.2021 | 1.2021 | 1.2021 | 1.2021 | 1.2021 | 1.2021 | 1.2021 | 1.2021 | 1.2021 | 1.2021 | 1.2021 | 1.2021
F3_Commercial_Miscellaneous_Existing_Food Preparation_Natural Gas_Griddle_E3 | F3 | Commercial | Miscellaneous | Existing | Food Preparation | Natural Gas | Griddle | E3 | System - kBTUs of Consumption | 0 | 0 | 0 | 0 | 0 | 0 | 0 | 0 | 0 | 0 | 0 | 0 | 0 | 0 | 0 | 0 | 0 | 0 | 0 | 0 | 0 | 0 | 0 | 0 | 0 | 0 | 0
F3_Commercial_Miscellaneous_Existing_Food Preparation_Natural Gas_Griddle_E4 | F3 | Commercial | Miscellaneous | Existing | Food Preparation | Natural Gas | Griddle | E4 | System - kBTUs of Consumption | 0 | 0 | 0 | 0 | 0 | 0 | 0 | 0 | 0 | 0 | 0 | 0 | 0 | 0 | 0 | 0 | 0 | 0 | 0 | 0 | 0 | 0 | 0 | 0 | 0 | 0 | 0
F3_Commercial_Miscellaneous_Existing_Food Preparation_Natural Gas_Griddle_E5 | F3 | Commercial | Miscellaneous | Existing | Food Preparation | Natural Gas | Griddle | E5 | System - kBTUs of Consumption | 0 | 0 | 0 | 0 | 0 | 0 | 0 | 0 | 0 | 0 | 0 | 0 | 0 | 0 | 0 | 0 | 0 | 0 | 0 | 0 | 0 | 0 | 0 | 0 | 0 | 0 | 0
F3_Commercial_Miscellaneous_Existing_Food Preparation_Natural Gas_Griddle_E6 | F3 | Commercial | Miscellaneous | Existing | Food Preparation | Natural Gas | Griddle | E6 | System - kBTUs of Consumption | 0 | 0 | 0 | 0 | 0 | 0 | 0 | 0 | 0 | 0 | 0 | 0 | 0 | 0 | 0 | 0 | 0 | 0 | 0 | 0 | 0 | 0 | 0 | 0 | 0 | 0 | 0
F3_Commercial_Miscellaneous_Existing_Food Preparation_Natural Gas_Griddle_E7 | F3 | Commercial | Miscellaneous | Existing | Food Preparation | Natural Gas | Griddle | E7 | System - kBTUs of Consumption | 0 | 0 | 0 | 0 | 0 | 0 | 0 | 0 | 0 | 0 | 0 | 0 | 0 | 0 | 0 | 0 | 0 | 0 | 0 | 0 | 0 | 0 | 0 | 0 | 0 | 0 | 0
F3_Commercial_Miscellaneous_Existing_Food Preparation_Natural Gas_Griddle_E8 | F3 | Commercial | Miscellaneous | Existing | Food Preparation | Natural Gas | Griddle | E8 | System - kBTUs of Consumption | 0 | 0 | 0 | 0 | 0 | 0 | 0 | 0 | 0 | 0 | 0 | 0 | 0 | 0 | 0 | 0 | 0 | 0 | 0 | 0 | 0 | 0 | 0 | 0 | 0 | 0 | 0
F3_Commercial_Miscellaneous_Existing_Food Preparation_Natural Gas_Griddle_E9 | F3 | Commercial | Miscellaneous | Existing | Food Preparation | Natural Gas | Griddle | E9 | System - kBTUs of Consumption | 0 | 0 | 0 | 0 | 0 | 0 | 0 | 0 | 0 | 0 | 0 | 0 | 0 | 0 | 0 | 0 | 0 | 0 | 0 | 0 | 0 | 0 | 0 | 0 | 0 | 0 | 0
F3_Commercial_Miscellaneous_Existing_Food Preparation_Natural Gas_Griddle_E10 | F3 | Commercial | Miscellaneous | Existing | Food Preparation | Natural Gas | Griddle | E10 | System - kBTUs of Consumption | 0 | 0 | 0 | 0 | 0 | 0 | 0 | 0 | 0 | 0 | 0 | 0 | 0 | 0 | 0 | 0 | 0 | 0 | 0 | 0 | 0 | 0 | 0 | 0 | 0 | 0 | 0
F4_Commercial_Miscellaneous_Existing_Food Preparation_Natural Gas_Griddle_E1 | F4 | Commercial | Miscellaneous | Existing | Food Preparation | Natural Gas | Griddle | E1 | Utility - Cost of Equipment | 0.0081998 | 0.0081998 | 0.0081998 | 0.0081998 | 0.0081998 | 0.0081998 | 0.0081998 | 0.0081998 | 0.0081998 | 0.0081998 | 0.0081998 | 0.0081998 | 0.0081998 | 0.0081998 | 0.0081998 | 0.0081998 | 0.0081998 | 0.0081998 | 0.0081998 | 0.0081998 | 0.0081998 | 0.0081998 | 0.0081998 | 0.0081998 | 0.0081998 | 0.0081998 | 0.0081998
F4_Commercial_Miscellaneous_Existing_Food Preparation_Natural Gas_Griddle_E2 | F4 | Commercial | Miscellaneous | Existing | Food Preparation | Natural Gas | Griddle | E2 | Utility - Cost of Equipment | 0.01019 | 0.01019 | 0.01019 | 0.01019 | 0.01019 | 0.01019 | 0.01019 | 0.01019 | 0.01019 | 0.01019 | 0.01019 | 0.01019 | 0.01019 | 0.01019 | 0.01019 | 0.01019 | 0.01019 | 0.01019 | 0.01019 | 0.01019 | 0.01019 | 0.01019 | 0.01019 | 0.01019 | 0.01019 | 0.01019 | 0.01019
F4_Commercial_Miscellaneous_Existing_Food Preparation_Natural Gas_Griddle_E3 | F4 | Commercial | Miscellaneous | Existing | Food Preparation | Natural Gas | Griddle | E3 | Utility - Cost of Equipment | 0 | 0 | 0 | 0 | 0 | 0 | 0 | 0 | 0 | 0 | 0 | 0 | 0 | 0 | 0 | 0 | 0 | 0 | 0 | 0 | 0 | 0 | 0 | 0 | 0 | 0 | 0
F4_Commercial_Miscellaneous_Existing_Food Preparation_Natural Gas_Griddle_E4 | F4 | Commercial | Miscellaneous | Existing | Food Preparation | Natural Gas | Griddle | E4 | Utility - Cost of Equipment | 0 | 0 | 0 | 0 | 0 | 0 | 0 | 0 | 0 | 0 | 0 | 0 | 0 | 0 | 0 | 0 | 0 | 0 | 0 | 0 | 0 | 0 | 0 | 0 | 0 | 0 | 0
F4_Commercial_Miscellaneous_Existing_Food Preparation_Natural Gas_Griddle_E5 | F4 | Commercial | Miscellaneous | Existing | Food Preparation | Natural Gas | Griddle | E5 | Utility - Cost of Equipment | 0 | 0 | 0 | 0 | 0 | 0 | 0 | 0 | 0 | 0 | 0 | 0 | 0 | 0 | 0 | 0 | 0 | 0 | 0 | 0 | 0 | 0 | 0 | 0 | 0 | 0 | 0
F4_Commercial_Miscellaneous_Existing_Food Preparation_Natural Gas_Griddle_E6 | F4 | Commercial | Miscellaneous | Existing | Food Preparation | Natural Gas | Griddle | E6 | Utility - Cost of Equipment | 0 | 0 | 0 | 0 | 0 | 0 | 0 | 0 | 0 | 0 | 0 | 0 | 0 | 0 | 0 | 0 | 0 | 0 | 0 | 0 | 0 | 0 | 0 | 0 | 0 | 0 | 0
F4_Commercial_Miscellaneous_Existing_Food Preparation_Natural Gas_Griddle_E7 | F4 | Commercial | Miscellaneous | Existing | Food Preparation | Natural Gas | Griddle | E7 | Utility - Cost of Equipment | 0 | 0 | 0 | 0 | 0 | 0 | 0 | 0 | 0 | 0 | 0 | 0 | 0 | 0 | 0 | 0 | 0 | 0 | 0 | 0 | 0 | 0 | 0 | 0 | 0 | 0 | 0
F4_Commercial_Miscellaneous_Existing_Food Preparation_Natural Gas_Griddle_E8 | F4 | Commercial | Miscellaneous | Existing | Food Preparation | Natural Gas | Griddle | E8 | Utility - Cost of Equipment | 0 | 0 | 0 | 0 | 0 | 0 | 0 | 0 | 0 | 0 | 0 | 0 | 0 | 0 | 0 | 0 | 0 | 0 | 0 | 0 | 0 | 0 | 0 | 0 | 0 | 0 | 0
F4_Commercial_Miscellaneous_Existing_Food Preparation_Natural Gas_Griddle_E9 | F4 | Commercial | Miscellaneous | Existing | Food Preparation | Natural Gas | Griddle | E9 | Utility - Cost of Equipment | 0 | 0 | 0 | 0 | 0 | 0 | 0 | 0 | 0 | 0 | 0 | 0 | 0 | 0 | 0 | 0 | 0 | 0 | 0 | 0 | 0 | 0 | 0 | 0 | 0 | 0 | 0
F4_Commercial_Miscellaneous_Existing_Food Preparation_Natural Gas_Griddle_E10 | F4 | Commercial | Miscellaneous | Existing | Food Preparation | Natural Gas | Griddle | E10 | Utility - Cost of Equipment | 0 | 0 | 0 | 0 | 0 | 0 | 0 | 0 | 0 | 0 | 0 | 0 | 0 | 0 | 0 | 0 | 0 | 0 | 0 | 0 | 0 | 0 | 0 | 0 | 0 | 0 | 0
F5_Commercial_Miscellaneous_Existing_Food Preparation_Natural Gas_Griddle_E1 | F5 | Commercial | Miscellaneous | Existing | Food Preparation | Natural Gas | Griddle | E1 | Utility - Cost of Operation | 0.018997 | 0.018794 | 0.018598 | 0.01841 | 0.018457 | 0.018656 | 0.018945 | 0.019268 | 0.019579 | 0.019843 | 0.020059 | 0.020214 | 0.020301 | 0.020292 | 0.020181 | 0.01997 | 0.019661 | 0.019271 | 0.018805 | 0.018252 | 0.017603 | 0.016855 | 0.016191 | 0.015765 | 0.015586 | 0.015662 | 0.015739
F5_Commercial_Miscellaneous_Existing_Food Preparation_Natural Gas_Griddle_E2 | F5 | Commercial | Miscellaneous | Existing | Food Preparation | Natural Gas | Griddle | E2 | Utility - Cost of Operation | 0.016407 | 0.016232 | 0.016062 | 0.0159 | 0.01594 | 0.016112 | 0.016362 | 0.016641 | 0.016909 | 0.017138 | 0.017325 | 0.017458 | 0.017534 | 0.017525 | 0.01743 | 0.017248 | 0.016981 | 0.016644 | 0.016242 | 0.015764 | 0.015203 | 0.014557 | 0.013984 | 0.013616 | 0.013461 | 0.013527 | 0.013593
F5_Commercial_Miscellaneous_Existing_Food Preparation_Natural Gas_Griddle_E3 | F5 | Commercial | Miscellaneous | Existing | Food Preparation | Natural Gas | Griddle | E3 | Utility - Cost of Operation | 0 | 0 | 0 | 0 | 0 | 0 | 0 | 0 | 0 | 0 | 0 | 0 | 0 | 0 | 0 | 0 | 0 | 0 | 0 | 0 | 0 | 0 | 0 | 0 | 0 | 0 | 0
F5_Commercial_Miscellaneous_Existing_Food Preparation_Natural Gas_Griddle_E4 | F5 | Commercial | Miscellaneous | Existing | Food Preparation | Natural Gas | Griddle | E4 | Utility - Cost of Operation | 0 | 0 | 0 | 0 | 0 | 0 | 0 | 0 | 0 | 0 | 0 | 0 | 0 | 0 | 0 | 0 | 0 | 0 | 0 | 0 | 0 | 0 | 0 | 0 | 0 | 0 | 0
F5_Commercial_Miscellaneous_Existing_Food Preparation_Natural Gas_Griddle_E5 | F5 | Commercial | Miscellaneous | Existing | Food Preparation | Natural Gas | Griddle | E5 | Utility - Cost of Operation | 0 | 0 | 0 | 0 | 0 | 0 | 0 | 0 | 0 | 0 | 0 | 0 | 0 | 0 | 0 | 0 | 0 | 0 | 0 | 0 | 0 | 0 | 0 | 0 | 0 | 0 | 0
F5_Commercial_Miscellaneous_Existing_Food Preparation_Natural Gas_Griddle_E6 | F5 | Commercial | Miscellaneous | Existing | Food Preparation | Natural Gas | Griddle | E6 | Utility - Cost of Operation | 0 | 0 | 0 | 0 | 0 | 0 | 0 | 0 | 0 | 0 | 0 | 0 | 0 | 0 | 0 | 0 | 0 | 0 | 0 | 0 | 0 | 0 | 0 | 0 | 0 | 0 | 0
F5_Commercial_Miscellaneous_Existing_Food Preparation_Natural Gas_Griddle_E7 | F5 | Commercial | Miscellaneous | Existing | Food Preparation | Natural Gas | Griddle | E7 | Utility - Cost of Operation | 0 | 0 | 0 | 0 | 0 | 0 | 0 | 0 | 0 | 0 | 0 | 0 | 0 | 0 | 0 | 0 | 0 | 0 | 0 | 0 | 0 | 0 | 0 | 0 | 0 | 0 | 0
F5_Commercial_Miscellaneous_Existing_Food Preparation_Natural Gas_Griddle_E8 | F5 | Commercial | Miscellaneous | Existing | Food Preparation | Natural Gas | Griddle | E8 | Utility - Cost of Operation | 0 | 0 | 0 | 0 | 0 | 0 | 0 | 0 | 0 | 0 | 0 | 0 | 0 | 0 | 0 | 0 | 0 | 0 | 0 | 0 | 0 | 0 | 0 | 0 | 0 | 0 | 0
F5_Commercial_Miscellaneous_Existing_Food Preparation_Natural Gas_Griddle_E9 | F5 | Commercial | Miscellaneous | Existing | Food Preparation | Natural Gas | Griddle | E9 | Utility - Cost of Operation | 0 | 0 | 0 | 0 | 0 | 0 | 0 | 0 | 0 | 0 | 0 | 0 | 0 | 0 | 0 | 0 | 0 | 0 | 0 | 0 | 0 | 0 | 0 | 0 | 0 | 0 | 0
F5_Commercial_Miscellaneous_Existing_Food Preparation_Natural Gas_Griddle_E10 | F5 | Commercial | Miscellaneous | Existing | Food Preparation | Natural Gas | Griddle | E10 | Utility - Cost of Operation | 0 | 0 | 0 | 0 | 0 | 0 | 0 | 0 | 0 | 0 | 0 | 0 | 0 | 0 | 0 | 0 | 0 | 0 | 0 | 0 | 0 | 0 | 0 | 0 | 0 | 0 | 0
F6_Commercial_Miscellaneous_Existing_Food Preparation_Natural Gas_Griddle_E1 | F6 | Commercial | Miscellaneous | Existing | Food Preparation | Natural Gas | Griddle | E1 | Utility - Value of Sales | 0 | 0 | 0 | 0 | 0 | 0 | 0 | 0 | 0 | 0 | 0 | 0 | 0 | 0 | 0 | 0 | 0 | 0 | 0 | 0 | 0 | 0 | 0 | 0 | 0 | 0 | 0
F6_Commercial_Miscellaneous_Existing_Food Preparation_Natural Gas_Griddle_E2 | F6 | Commercial | Miscellaneous | Existing | Food Preparation | Natural Gas | Griddle | E2 | Utility - Value of Sales | 0 | 0 | 0 | 0 | 0 | 0 | 0 | 0 | 0 | 0 | 0 | 0 | 0 | 0 | 0 | 0 | 0 | 0 | 0 | 0 | 0 | 0 | 0 | 0 | 0 | 0 | 0
F6_Commercial_Miscellaneous_Existing_Food Preparation_Natural Gas_Griddle_E3 | F6 | Commercial | Miscellaneous | Existing | Food Preparation | Natural Gas | Griddle | E3 | Utility - Value of Sales | 0 | 0 | 0 | 0 | 0 | 0 | 0 | 0 | 0 | 0 | 0 | 0 | 0 | 0 | 0 | 0 | 0 | 0 | 0 | 0 | 0 | 0 | 0 | 0 | 0 | 0 | 0
F6_Commercial_Miscellaneous_Existing_Food Preparation_Natural Gas_Griddle_E4 | F6 | Commercial | Miscellaneous | Existing | Food Preparation | Natural Gas | Griddle | E4 | Utility - Value of Sales | 0 | 0 | 0 | 0 | 0 | 0 | 0 | 0 | 0 | 0 | 0 | 0 | 0 | 0 | 0 | 0 | 0 | 0 | 0 | 0 | 0 | 0 | 0 | 0 | 0 | 0 | 0
F6_Commercial_Miscellaneous_Existing_Food Preparation_Natural Gas_Griddle_E5 | F6 | Commercial | Miscellaneous | Existing | Food Preparation | Natural Gas | Griddle | E5 | Utility - Value of Sales | 0 | 0 | 0 | 0 | 0 | 0 | 0 | 0 | 0 | 0 | 0 | 0 | 0 | 0 | 0 | 0 | 0 | 0 | 0 | 0 | 0 | 0 | 0 | 0 | 0 | 0 | 0
F6_Commercial_Miscellaneous_Existing_Food Preparation_Natural Gas_Griddle_E6 | F6 | Commercial | Miscellaneous | Existing | Food Preparation | Natural Gas | Griddle | E6 | Utility - Value of Sales | 0 | 0 | 0 | 0 | 0 | 0 | 0 | 0 | 0 | 0 | 0 | 0 | 0 | 0 | 0 | 0 | 0 | 0 | 0 | 0 | 0 | 0 | 0 | 0 | 0 | 0 | 0
F6_Commercial_Miscellaneous_Existing_Food Preparation_Natural Gas_Griddle_E7 | F6 | Commercial | Miscellaneous | Existing | Food Preparation | Natural Gas | Griddle | E7 | Utility - Value of Sales | 0 | 0 | 0 | 0 | 0 | 0 | 0 | 0 | 0 | 0 | 0 | 0 | 0 | 0 | 0 | 0 | 0 | 0 | 0 | 0 | 0 | 0 | 0 | 0 | 0 | 0 | 0
F6_Commercial_Miscellaneous_Existing_Food Preparation_Natural Gas_Griddle_E8 | F6 | Commercial | Miscellaneous | Existing | Food Preparation | Natural Gas | Griddle | E8 | Utility - Value of Sales | 0 | 0 | 0 | 0 | 0 | 0 | 0 | 0 | 0 | 0 | 0 | 0 | 0 | 0 | 0 | 0 | 0 | 0 | 0 | 0 | 0 | 0 | 0 | 0 | 0 | 0 | 0
F6_Commercial_Miscellaneous_Existing_Food Preparation_Natural Gas_Griddle_E9 | F6 | Commercial | Miscellaneous | Existing | Food Preparation | Natural Gas | Griddle | E9 | Utility - Value of Sales | 0 | 0 | 0 | 0 | 0 | 0 | 0 | 0 | 0 | 0 | 0 | 0 | 0 | 0 | 0 | 0 | 0 | 0 | 0 | 0 | 0 | 0 | 0 | 0 | 0 | 0 | 0
F6_Commercial_Miscellaneous_Existing_Food Preparation_Natural Gas_Griddle_E10 | F6 | Commercial | Miscellaneous | Existing | Food Preparation | Natural Gas | Griddle | E10 | Utility - Value of Sales | 0 | 0 | 0 | 0 | 0 | 0 | 0 | 0 | 0 | 0 | 0 | 0 | 0 | 0 | 0 | 0 | 0 | 0 | 0 | 0 | 0 | 0 | 0 | 0 | 0 | 0 | 0
F1_Commercial_Miscellaneous_Existing_Food Preparation_Natural Gas_Range_E1 | F1 | Commercial | Miscellaneous | Existing | Food Preparation | Natural Gas | Range | E1 | RVT - Cost of Equipment | 0.012552 | 0.012552 | 0.012552 | 0.012552 | 0.012552 | 0.012552 | 0.012552 | 0.012552 | 0.012552 | 0.012552 | 0.012552 | 0.012552 | 0.012552 | 0.012552 | 0.012552 | 0.012552 | 0.012552 | 0.012552 | 0.012552 | 0.012552 | 0.012552 | 0.012552 | 0.012552 | 0.012552 | 0.012552 | 0.012552 | 0.012552
F1_Commercial_Miscellaneous_Existing_Food Preparation_Natural Gas_Range_E2 | F1 | Commercial | Miscellaneous | Existing | Food Preparation | Natural Gas | Range | E2 | RVT - Cost of Equipment | 0.012552 | 0.012552 | 0.012552 | 0.012552 | 0.012552 | 0.012552 | 0.012552 | 0.012552 | 0.012552 | 0.012552 | 0.012552 | 0.012552 | 0.012552 | 0.012552 | 0.012552 | 0.012552 | 0.012552 | 0.012552 | 0.012552 | 0.012552 | 0.012552 | 0.012552 | 0.012552 | 0.012552 | 0.012552 | 0.012552 | 0.012552
F1_Commercial_Miscellaneous_Existing_Food Preparation_Natural Gas_Range_E3 | F1 | Commercial | Miscellaneous | Existing | Food Preparation | Natural Gas | Range | E3 | RVT - Cost of Equipment | 0 | 0 | 0 | 0 | 0 | 0 | 0 | 0 | 0 | 0 | 0 | 0 | 0 | 0 | 0 | 0 | 0 | 0 | 0 | 0 | 0 | 0 | 0 | 0 | 0 | 0 | 0
F1_Commercial_Miscellaneous_Existing_Food Preparation_Natural Gas_Range_E4 | F1 | Commercial | Miscellaneous | Existing | Food Preparation | Natural Gas | Range | E4 | RVT - Cost of Equipment | 0 | 0 | 0 | 0 | 0 | 0 | 0 | 0 | 0 | 0 | 0 | 0 | 0 | 0 | 0 | 0 | 0 | 0 | 0 | 0 | 0 | 0 | 0 | 0 | 0 | 0 | 0
F1_Commercial_Miscellaneous_Existing_Food Preparation_Natural Gas_Range_E5 | F1 | Commercial | Miscellaneous | Existing | Food Preparation | Natural Gas | Range | E5 | RVT - Cost of Equipment | 0 | 0 | 0 | 0 | 0 | 0 | 0 | 0 | 0 | 0 | 0 | 0 | 0 | 0 | 0 | 0 | 0 | 0 | 0 | 0 | 0 | 0 | 0 | 0 | 0 | 0 | 0
F1_Commercial_Miscellaneous_Existing_Food Preparation_Natural Gas_Range_E6 | F1 | Commercial | Miscellaneous | Existing | Food Preparation | Natural Gas | Range | E6 | RVT - Cost of Equipment | 0 | 0 | 0 | 0 | 0 | 0 | 0 | 0 | 0 | 0 | 0 | 0 | 0 | 0 | 0 | 0 | 0 | 0 | 0 | 0 | 0 | 0 | 0 | 0 | 0 | 0 | 0
F1_Commercial_Miscellaneous_Existing_Food Preparation_Natural Gas_Range_E7 | F1 | Commercial | Miscellaneous | Existing | Food Preparation | Natural Gas | Range | E7 | RVT - Cost of Equipment | 0 | 0 | 0 | 0 | 0 | 0 | 0 | 0 | 0 | 0 | 0 | 0 | 0 | 0 | 0 | 0 | 0 | 0 | 0 | 0 | 0 | 0 | 0 | 0 | 0 | 0 | 0
F1_Commercial_Miscellaneous_Existing_Food Preparation_Natural Gas_Range_E8 | F1 | Commercial | Miscellaneous | Existing | Food Preparation | Natural Gas | Range | E8 | RVT - Cost of Equipment | 0 | 0 | 0 | 0 | 0 | 0 | 0 | 0 | 0 | 0 | 0 | 0 | 0 | 0 | 0 | 0 | 0 | 0 | 0 | 0 | 0 | 0 | 0 | 0 | 0 | 0 | 0
F1_Commercial_Miscellaneous_Existing_Food Preparation_Natural Gas_Range_E9 | F1 | Commercial | Miscellaneous | Existing | Food Preparation | Natural Gas | Range | E9 | RVT - Cost of Equipment | 0 | 0 | 0 | 0 | 0 | 0 | 0 | 0 | 0 | 0 | 0 | 0 | 0 | 0 | 0 | 0 | 0 | 0 | 0 | 0 | 0 | 0 | 0 | 0 | 0 | 0 | 0
F1_Commercial_Miscellaneous_Existing_Food Preparation_Natural Gas_Range_E10 | F1 | Commercial | Miscellaneous | Existing | Food Preparation | Natural Gas | Range | E10 | RVT - Cost of Equipment | 0 | 0 | 0 | 0 | 0 | 0 | 0 | 0 | 0 | 0 | 0 | 0 | 0 | 0 | 0 | 0 | 0 | 0 | 0 | 0 | 0 | 0 | 0 | 0 | 0 | 0 | 0
F2_Commercial_Miscellaneous_Existing_Food Preparation_Natural Gas_Range_E1 | F2 | Commercial | Miscellaneous | Existing | Food Preparation | Natural Gas | Range | E1 | RVT - Cost of Operation | 0 | 0 | 0 | 0 | 0 | 0 | 0 | 0 | 0 | 0 | 0 | 0 | 0 | 0 | 0 | 0 | 0 | 0 | 0 | 0 | 0 | 0 | 0 | 0 | 0 | 0 | 0
F2_Commercial_Miscellaneous_Existing_Food Preparation_Natural Gas_Range_E2 | F2 | Commercial | Miscellaneous | Existing | Food Preparation | Natural Gas | Range | E2 | RVT - Cost of Operation | 0 | 0 | 0 | 0 | 0 | 0 | 0 | 0 | 0 | 0 | 0 | 0 | 0 | 0 | 0 | 0 | 0 | 0 | 0 | 0 | 0 | 0 | 0 | 0 | 0 | 0 | 0
F2_Commercial_Miscellaneous_Existing_Food Preparation_Natural Gas_Range_E3 | F2 | Commercial | Miscellaneous | Existing | Food Preparation | Natural Gas | Range | E3 | RVT - Cost of Operation | 0 | 0 | 0 | 0 | 0 | 0 | 0 | 0 | 0 | 0 | 0 | 0 | 0 | 0 | 0 | 0 | 0 | 0 | 0 | 0 | 0 | 0 | 0 | 0 | 0 | 0 | 0
F2_Commercial_Miscellaneous_Existing_Food Preparation_Natural Gas_Range_E4 | F2 | Commercial | Miscellaneous | Existing | Food Preparation | Natural Gas | Range | E4 | RVT - Cost of Operation | 0 | 0 | 0 | 0 | 0 | 0 | 0 | 0 | 0 | 0 | 0 | 0 | 0 | 0 | 0 | 0 | 0 | 0 | 0 | 0 | 0 | 0 | 0 | 0 | 0 | 0 | 0
F2_Commercial_Miscellaneous_Existing_Food Preparation_Natural Gas_Range_E5 | F2 | Commercial | Miscellaneous | Existing | Food Preparation | Natural Gas | Range | E5 | RVT - Cost of Operation | 0 | 0 | 0 | 0 | 0 | 0 | 0 | 0 | 0 | 0 | 0 | 0 | 0 | 0 | 0 | 0 | 0 | 0 | 0 | 0 | 0 | 0 | 0 | 0 | 0 | 0 | 0
F2_Commercial_Miscellaneous_Existing_Food Preparation_Natural Gas_Range_E6 | F2 | Commercial | Miscellaneous | Existing | Food Preparation | Natural Gas | Range | E6 | RVT - Cost of Operation | 0 | 0 | 0 | 0 | 0 | 0 | 0 | 0 | 0 | 0 | 0 | 0 | 0 | 0 | 0 | 0 | 0 | 0 | 0 | 0 | 0 | 0 | 0 | 0 | 0 | 0 | 0
F2_Commercial_Miscellaneous_Existing_Food Preparation_Natural Gas_Range_E7 | F2 | Commercial | Miscellaneous | Existing | Food Preparation | Natural Gas | Range | E7 | RVT - Cost of Operation | 0 | 0 | 0 | 0 | 0 | 0 | 0 | 0 | 0 | 0 | 0 | 0 | 0 | 0 | 0 | 0 | 0 | 0 | 0 | 0 | 0 | 0 | 0 | 0 | 0 | 0 | 0
F2_Commercial_Miscellaneous_Existing_Food Preparation_Natural Gas_Range_E8 | F2 | Commercial | Miscellaneous | Existing | Food Preparation | Natural Gas | Range | E8 | RVT - Cost of Operation | 0 | 0 | 0 | 0 | 0 | 0 | 0 | 0 | 0 | 0 | 0 | 0 | 0 | 0 | 0 | 0 | 0 | 0 | 0 | 0 | 0 | 0 | 0 | 0 | 0 | 0 | 0
F2_Commercial_Miscellaneous_Existing_Food Preparation_Natural Gas_Range_E9 | F2 | Commercial | Miscellaneous | Existing | Food Preparation | Natural Gas | Range | E9 | RVT - Cost of Operation | 0 | 0 | 0 | 0 | 0 | 0 | 0 | 0 | 0 | 0 | 0 | 0 | 0 | 0 | 0 | 0 | 0 | 0 | 0 | 0 | 0 | 0 | 0 | 0 | 0 | 0 | 0
F2_Commercial_Miscellaneous_Existing_Food Preparation_Natural Gas_Range_E10 | F2 | Commercial | Miscellaneous | Existing | Food Preparation | Natural Gas | Range | E10 | RVT - Cost of Operation | 0 | 0 | 0 | 0 | 0 | 0 | 0 | 0 | 0 | 0 | 0 | 0 | 0 | 0 | 0 | 0 | 0 | 0 | 0 | 0 | 0 | 0 | 0 | 0 | 0 | 0 | 0
F3_Commercial_Miscellaneous_Existing_Food Preparation_Natural Gas_Range_E1 | F3 | Commercial | Miscellaneous | Existing | Food Preparation | Natural Gas | Range | E1 | System - kBTUs of Consumption | 1.3413 | 1.3413 | 1.3413 | 1.3413 | 1.3413 | 1.3413 | 1.3413 | 1.3413 | 1.3413 | 1.3413 | 1.3413 | 1.3413 | 1.3413 | 1.3413 | 1.3413 | 1.3413 | 1.3413 | 1.3413 | 1.3413 | 1.3413 | 1.3413 | 1.3413 | 1.3413 | 1.3413 | 1.3413 | 1.3413 | 1.3413
F3_Commercial_Miscellaneous_Existing_Food Preparation_Natural Gas_Range_E2 | F3 | Commercial | Miscellaneous | Existing | Food Preparation | Natural Gas | Range | E2 | System - kBTUs of Consumption | 1.1497 | 1.1497 | 1.1497 | 1.1497 | 1.1497 | 1.1497 | 1.1497 | 1.1497 | 1.1497 | 1.1497 | 1.1497 | 1.1497 | 1.1497 | 1.1497 | 1.1497 | 1.1497 | 1.1497 | 1.1497 | 1.1497 | 1.1497 | 1.1497 | 1.1497 | 1.1497 | 1.1497 | 1.1497 | 1.1497 | 1.1497
F3_Commercial_Miscellaneous_Existing_Food Preparation_Natural Gas_Range_E3 | F3 | Commercial | Miscellaneous | Existing | Food Preparation | Natural Gas | Range | E3 | System - kBTUs of Consumption | 0 | 0 | 0 | 0 | 0 | 0 | 0 | 0 | 0 | 0 | 0 | 0 | 0 | 0 | 0 | 0 | 0 | 0 | 0 | 0 | 0 | 0 | 0 | 0 | 0 | 0 | 0
F3_Commercial_Miscellaneous_Existing_Food Preparation_Natural Gas_Range_E4 | F3 | Commercial | Miscellaneous | Existing | Food Preparation | Natural Gas | Range | E4 | System - kBTUs of Consumption | 0 | 0 | 0 | 0 | 0 | 0 | 0 | 0 | 0 | 0 | 0 | 0 | 0 | 0 | 0 | 0 | 0 | 0 | 0 | 0 | 0 | 0 | 0 | 0 | 0 | 0 | 0
F3_Commercial_Miscellaneous_Existing_Food Preparation_Natural Gas_Range_E5 | F3 | Commercial | Miscellaneous | Existing | Food Preparation | Natural Gas | Range | E5 | System - kBTUs of Consumption | 0 | 0 | 0 | 0 | 0 | 0 | 0 | 0 | 0 | 0 | 0 | 0 | 0 | 0 | 0 | 0 | 0 | 0 | 0 | 0 | 0 | 0 | 0 | 0 | 0 | 0 | 0
F3_Commercial_Miscellaneous_Existing_Food Preparation_Natural Gas_Range_E6 | F3 | Commercial | Miscellaneous | Existing | Food Preparation | Natural Gas | Range | E6 | System - kBTUs of Consumption | 0 | 0 | 0 | 0 | 0 | 0 | 0 | 0 | 0 | 0 | 0 | 0 | 0 | 0 | 0 | 0 | 0 | 0 | 0 | 0 | 0 | 0 | 0 | 0 | 0 | 0 | 0
F3_Commercial_Miscellaneous_Existing_Food Preparation_Natural Gas_Range_E7 | F3 | Commercial | Miscellaneous | Existing | Food Preparation | Natural Gas | Range | E7 | System - kBTUs of Consumption | 0 | 0 | 0 | 0 | 0 | 0 | 0 | 0 | 0 | 0 | 0 | 0 | 0 | 0 | 0 | 0 | 0 | 0 | 0 | 0 | 0 | 0 | 0 | 0 | 0 | 0 | 0
F3_Commercial_Miscellaneous_Existing_Food Preparation_Natural Gas_Range_E8 | F3 | Commercial | Miscellaneous | Existing | Food Preparation | Natural Gas | Range | E8 | System - kBTUs of Consumption | 0 | 0 | 0 | 0 | 0 | 0 | 0 | 0 | 0 | 0 | 0 | 0 | 0 | 0 | 0 | 0 | 0 | 0 | 0 | 0 | 0 | 0 | 0 | 0 | 0 | 0 | 0
F3_Commercial_Miscellaneous_Existing_Food Preparation_Natural Gas_Range_E9 | F3 | Commercial | Miscellaneous | Existing | Food Preparation | Natural Gas | Range | E9 | System - kBTUs of Consumption | 0 | 0 | 0 | 0 | 0 | 0 | 0 | 0 | 0 | 0 | 0 | 0 | 0 | 0 | 0 | 0 | 0 | 0 | 0 | 0 | 0 | 0 | 0 | 0 | 0 | 0 | 0
F3_Commercial_Miscellaneous_Existing_Food Preparation_Natural Gas_Range_E10 | F3 | Commercial | Miscellaneous | Existing | Food Preparation | Natural Gas | Range | E10 | System - kBTUs of Consumption | 0 | 0 | 0 | 0 | 0 | 0 | 0 | 0 | 0 | 0 | 0 | 0 | 0 | 0 | 0 | 0 | 0 | 0 | 0 | 0 | 0 | 0 | 0 | 0 | 0 | 0 | 0
F4_Commercial_Miscellaneous_Existing_Food Preparation_Natural Gas_Range_E1 | F4 | Commercial | Miscellaneous | Existing | Food Preparation | Natural Gas | Range | E1 | Utility - Cost of Equipment | 0.012552 | 0.012552 | 0.012552 | 0.012552 | 0.012552 | 0.012552 | 0.012552 | 0.012552 | 0.012552 | 0.012552 | 0.012552 | 0.012552 | 0.012552 | 0.012552 | 0.012552 | 0.012552 | 0.012552 | 0.012552 | 0.012552 | 0.012552 | 0.012552 | 0.012552 | 0.012552 | 0.012552 | 0.012552 | 0.012552 | 0.012552
F4_Commercial_Miscellaneous_Existing_Food Preparation_Natural Gas_Range_E2 | F4 | Commercial | Miscellaneous | Existing | Food Preparation | Natural Gas | Range | E2 | Utility - Cost of Equipment | 0.012552 | 0.012552 | 0.012552 | 0.012552 | 0.012552 | 0.012552 | 0.012552 | 0.012552 | 0.012552 | 0.012552 | 0.012552 | 0.012552 | 0.012552 | 0.012552 | 0.012552 | 0.012552 | 0.012552 | 0.012552 | 0.012552 | 0.012552 | 0.012552 | 0.012552 | 0.012552 | 0.012552 | 0.012552 | 0.012552 | 0.012552
F4_Commercial_Miscellaneous_Existing_Food Preparation_Natural Gas_Range_E3 | F4 | Commercial | Miscellaneous | Existing | Food Preparation | Natural Gas | Range | E3 | Utility - Cost of Equipment | 0 | 0 | 0 | 0 | 0 | 0 | 0 | 0 | 0 | 0 | 0 | 0 | 0 | 0 | 0 | 0 | 0 | 0 | 0 | 0 | 0 | 0 | 0 | 0 | 0 | 0 | 0
F4_Commercial_Miscellaneous_Existing_Food Preparation_Natural Gas_Range_E4 | F4 | Commercial | Miscellaneous | Existing | Food Preparation | Natural Gas | Range | E4 | Utility - Cost of Equipment | 0 | 0 | 0 | 0 | 0 | 0 | 0 | 0 | 0 | 0 | 0 | 0 | 0 | 0 | 0 | 0 | 0 | 0 | 0 | 0 | 0 | 0 | 0 | 0 | 0 | 0 | 0
F4_Commercial_Miscellaneous_Existing_Food Preparation_Natural Gas_Range_E5 | F4 | Commercial | Miscellaneous | Existing | Food Preparation | Natural Gas | Range | E5 | Utility - Cost of Equipment | 0 | 0 | 0 | 0 | 0 | 0 | 0 | 0 | 0 | 0 | 0 | 0 | 0 | 0 | 0 | 0 | 0 | 0 | 0 | 0 | 0 | 0 | 0 | 0 | 0 | 0 | 0
F4_Commercial_Miscellaneous_Existing_Food Preparation_Natural Gas_Range_E6 | F4 | Commercial | Miscellaneous | Existing | Food Preparation | Natural Gas | Range | E6 | Utility - Cost of Equipment | 0 | 0 | 0 | 0 | 0 | 0 | 0 | 0 | 0 | 0 | 0 | 0 | 0 | 0 | 0 | 0 | 0 | 0 | 0 | 0 | 0 | 0 | 0 | 0 | 0 | 0 | 0
F4_Commercial_Miscellaneous_Existing_Food Preparation_Natural Gas_Range_E7 | F4 | Commercial | Miscellaneous | Existing | Food Preparation | Natural Gas | Range | E7 | Utility - Cost of Equipment | 0 | 0 | 0 | 0 | 0 | 0 | 0 | 0 | 0 | 0 | 0 | 0 | 0 | 0 | 0 | 0 | 0 | 0 | 0 | 0 | 0 | 0 | 0 | 0 | 0 | 0 | 0
F4_Commercial_Miscellaneous_Existing_Food Preparation_Natural Gas_Range_E8 | F4 | Commercial | Miscellaneous | Existing | Food Preparation | Natural Gas | Range | E8 | Utility - Cost of Equipment | 0 | 0 | 0 | 0 | 0 | 0 | 0 | 0 | 0 | 0 | 0 | 0 | 0 | 0 | 0 | 0 | 0 | 0 | 0 | 0 | 0 | 0 | 0 | 0 | 0 | 0 | 0
F4_Commercial_Miscellaneous_Existing_Food Preparation_Natural Gas_Range_E9 | F4 | Commercial | Miscellaneous | Existing | Food Preparation | Natural Gas | Range | E9 | Utility - Cost of Equipment | 0 | 0 | 0 | 0 | 0 | 0 | 0 | 0 | 0 | 0 | 0 | 0 | 0 | 0 | 0 | 0 | 0 | 0 | 0 | 0 | 0 | 0 | 0 | 0 | 0 | 0 | 0
F4_Commercial_Miscellaneous_Existing_Food Preparation_Natural Gas_Range_E10 | F4 | Commercial | Miscellaneous | Existing | Food Preparation | Natural Gas | Range | E10 | Utility - Cost of Equipment | 0 | 0 | 0 | 0 | 0 | 0 | 0 | 0 | 0 | 0 | 0 | 0 | 0 | 0 | 0 | 0 | 0 | 0 | 0 | 0 | 0 | 0 | 0 | 0 | 0 | 0 | 0
F5_Commercial_Miscellaneous_Existing_Food Preparation_Natural Gas_Range_E1 | F5 | Commercial | Miscellaneous | Existing | Food Preparation | Natural Gas | Range | E1 | Utility - Cost of Operation | 0.018432 | 0.018166 | 0.017907 | 0.017655 | 0.017658 | 0.017825 | 0.018096 | 0.018425 | 0.01878 | 0.019143 | 0.019503 | 0.01982 | 0.020063 | 0.020166 | 0.020118 | 0.019921 | 0.01959 | 0.019155 | 0.018638 | 0.018026 | 0.017309 | 0.016483 | 0.015751 | 0.015277 | 0.015072 | 0.015146 | 0.01522
F5_Commercial_Miscellaneous_Existing_Food Preparation_Natural Gas_Range_E2 | F5 | Commercial | Miscellaneous | Existing | Food Preparation | Natural Gas | Range | E2 | Utility - Cost of Operation | 0.015799 | 0.015571 | 0.015349 | 0.015133 | 0.015135 | 0.015279 | 0.015511 | 0.015793 | 0.016097 | 0.016409 | 0.016716 | 0.016989 | 0.017197 | 0.017285 | 0.017244 | 0.017075 | 0.016791 | 0.016419 | 0.015976 | 0.01545 | 0.014836 | 0.014129 | 0.013501 | 0.013094 | 0.012919 | 0.012982 | 0.013046
F5_Commercial_Miscellaneous_Existing_Food Preparation_Natural Gas_Range_E3 | F5 | Commercial | Miscellaneous | Existing | Food Preparation | Natural Gas | Range | E3 | Utility - Cost of Operation | 0 | 0 | 0 | 0 | 0 | 0 | 0 | 0 | 0 | 0 | 0 | 0 | 0 | 0 | 0 | 0 | 0 | 0 | 0 | 0 | 0 | 0 | 0 | 0 | 0 | 0 | 0
F5_Commercial_Miscellaneous_Existing_Food Preparation_Natural Gas_Range_E4 | F5 | Commercial | Miscellaneous | Existing | Food Preparation | Natural Gas | Range | E4 | Utility - Cost of Operation | 0 | 0 | 0 | 0 | 0 | 0 | 0 | 0 | 0 | 0 | 0 | 0 | 0 | 0 | 0 | 0 | 0 | 0 | 0 | 0 | 0 | 0 | 0 | 0 | 0 | 0 | 0
F5_Commercial_Miscellaneous_Existing_Food Preparation_Natural Gas_Range_E5 | F5 | Commercial | Miscellaneous | Existing | Food Preparation | Natural Gas | Range | E5 | Utility - Cost of Operation | 0 | 0 | 0 | 0 | 0 | 0 | 0 | 0 | 0 | 0 | 0 | 0 | 0 | 0 | 0 | 0 | 0 | 0 | 0 | 0 | 0 | 0 | 0 | 0 | 0 | 0 | 0
F5_Commercial_Miscellaneous_Existing_Food Preparation_Natural Gas_Range_E6 | F5 | Commercial | Miscellaneous | Existing | Food Preparation | Natural Gas | Range | E6 | Utility - Cost of Operation | 0 | 0 | 0 | 0 | 0 | 0 | 0 | 0 | 0 | 0 | 0 | 0 | 0 | 0 | 0 | 0 | 0 | 0 | 0 | 0 | 0 | 0 | 0 | 0 | 0 | 0 | 0
F5_Commercial_Miscellaneous_Existing_Food Preparation_Natural Gas_Range_E7 | F5 | Commercial | Miscellaneous | Existing | Food Preparation | Natural Gas | Range | E7 | Utility - Cost of Operation | 0 | 0 | 0 | 0 | 0 | 0 | 0 | 0 | 0 | 0 | 0 | 0 | 0 | 0 | 0 | 0 | 0 | 0 | 0 | 0 | 0 | 0 | 0 | 0 | 0 | 0 | 0
F5_Commercial_Miscellaneous_Existing_Food Preparation_Natural Gas_Range_E8 | F5 | Commercial | Miscellaneous | Existing | Food Preparation | Natural Gas | Range | E8 | Utility - Cost of Operation | 0 | 0 | 0 | 0 | 0 | 0 | 0 | 0 | 0 | 0 | 0 | 0 | 0 | 0 | 0 | 0 | 0 | 0 | 0 | 0 | 0 | 0 | 0 | 0 | 0 | 0 | 0
F5_Commercial_Miscellaneous_Existing_Food Preparation_Natural Gas_Range_E9 | F5 | Commercial | Miscellaneous | Existing | Food Preparation | Natural Gas | Range | E9 | Utility - Cost of Operation | 0 | 0 | 0 | 0 | 0 | 0 | 0 | 0 | 0 | 0 | 0 | 0 | 0 | 0 | 0 | 0 | 0 | 0 | 0 | 0 | 0 | 0 | 0 | 0 | 0 | 0 | 0
F5_Commercial_Miscellaneous_Existing_Food Preparation_Natural Gas_Range_E10 | F5 | Commercial | Miscellaneous | Existing | Food Preparation | Natural Gas | Range | E10 | Utility - Cost of Operation | 0 | 0 | 0 | 0 | 0 | 0 | 0 | 0 | 0 | 0 | 0 | 0 | 0 | 0 | 0 | 0 | 0 | 0 | 0 | 0 | 0 | 0 | 0 | 0 | 0 | 0 | 0
F6_Commercial_Miscellaneous_Existing_Food Preparation_Natural Gas_Range_E1 | F6 | Commercial | Miscellaneous | Existing | Food Preparation | Natural Gas | Range | E1 | Utility - Value of Sales | 0 | 0 | 0 | 0 | 0 | 0 | 0 | 0 | 0 | 0 | 0 | 0 | 0 | 0 | 0 | 0 | 0 | 0 | 0 | 0 | 0 | 0 | 0 | 0 | 0 | 0 | 0
F6_Commercial_Miscellaneous_Existing_Food Preparation_Natural Gas_Range_E2 | F6 | Commercial | Miscellaneous | Existing | Food Preparation | Natural Gas | Range | E2 | Utility - Value of Sales | 0 | 0 | 0 | 0 | 0 | 0 | 0 | 0 | 0 | 0 | 0 | 0 | 0 | 0 | 0 | 0 | 0 | 0 | 0 | 0 | 0 | 0 | 0 | 0 | 0 | 0 | 0
F6_Commercial_Miscellaneous_Existing_Food Preparation_Natural Gas_Range_E3 | F6 | Commercial | Miscellaneous | Existing | Food Preparation | Natural Gas | Range | E3 | Utility - Value of Sales | 0 | 0 | 0 | 0 | 0 | 0 | 0 | 0 | 0 | 0 | 0 | 0 | 0 | 0 | 0 | 0 | 0 | 0 | 0 | 0 | 0 | 0 | 0 | 0 | 0 | 0 | 0
F6_Commercial_Miscellaneous_Existing_Food Preparation_Natural Gas_Range_E4 | F6 | Commercial | Miscellaneous | Existing | Food Preparation | Natural Gas | Range | E4 | Utility - Value of Sales | 0 | 0 | 0 | 0 | 0 | 0 | 0 | 0 | 0 | 0 | 0 | 0 | 0 | 0 | 0 | 0 | 0 | 0 | 0 | 0 | 0 | 0 | 0 | 0 | 0 | 0 | 0
F6_Commercial_Miscellaneous_Existing_Food Preparation_Natural Gas_Range_E5 | F6 | Commercial | Miscellaneous | Existing | Food Preparation | Natural Gas | Range | E5 | Utility - Value of Sales | 0 | 0 | 0 | 0 | 0 | 0 | 0 | 0 | 0 | 0 | 0 | 0 | 0 | 0 | 0 | 0 | 0 | 0 | 0 | 0 | 0 | 0 | 0 | 0 | 0 | 0 | 0
F6_Commercial_Miscellaneous_Existing_Food Preparation_Natural Gas_Range_E6 | F6 | Commercial | Miscellaneous | Existing | Food Preparation | Natural Gas | Range | E6 | Utility - Value of Sales | 0 | 0 | 0 | 0 | 0 | 0 | 0 | 0 | 0 | 0 | 0 | 0 | 0 | 0 | 0 | 0 | 0 | 0 | 0 | 0 | 0 | 0 | 0 | 0 | 0 | 0 | 0
F6_Commercial_Miscellaneous_Existing_Food Preparation_Natural Gas_Range_E7 | F6 | Commercial | Miscellaneous | Existing | Food Preparation | Natural Gas | Range | E7 | Utility - Value of Sales | 0 | 0 | 0 | 0 | 0 | 0 | 0 | 0 | 0 | 0 | 0 | 0 | 0 | 0 | 0 | 0 | 0 | 0 | 0 | 0 | 0 | 0 | 0 | 0 | 0 | 0 | 0
F6_Commercial_Miscellaneous_Existing_Food Preparation_Natural Gas_Range_E8 | F6 | Commercial | Miscellaneous | Existing | Food Preparation | Natural Gas | Range | E8 | Utility - Value of Sales | 0 | 0 | 0 | 0 | 0 | 0 | 0 | 0 | 0 | 0 | 0 | 0 | 0 | 0 | 0 | 0 | 0 | 0 | 0 | 0 | 0 | 0 | 0 | 0 | 0 | 0 | 0
F6_Commercial_Miscellaneous_Existing_Food Preparation_Natural Gas_Range_E9 | F6 | Commercial | Miscellaneous | Existing | Food Preparation | Natural Gas | Range | E9 | Utility - Value of Sales | 0 | 0 | 0 | 0 | 0 | 0 | 0 | 0 | 0 | 0 | 0 | 0 | 0 | 0 | 0 | 0 | 0 | 0 | 0 | 0 | 0 | 0 | 0 | 0 | 0 | 0 | 0
F6_Commercial_Miscellaneous_Existing_Food Preparation_Natural Gas_Range_E10 | F6 | Commercial | Miscellaneous | Existing | Food Preparation | Natural Gas | Range | E10 | Utility - Value of Sales | 0 | 0 | 0 | 0 | 0 | 0 | 0 | 0 | 0 | 0 | 0 | 0 | 0 | 0 | 0 | 0 | 0 | 0 | 0 | 0 | 0 | 0 | 0 | 0 | 0 | 0 | 0
F1_Commercial_Miscellaneous_Existing_Food Preparation_Natural Gas_Steamer_E1 | F1 | Commercial | Miscellaneous | Existing | Food Preparation | Natural Gas | Steamer | E1 | RVT - Cost of Equipment | 0.031697 | 0 | 0 | 0 | 0 | 0 | 0 | 0 | 0 | 0 | 0 | 0 | 0 | 0 | 0 | 0 | 0 | 0 | 0 | 0 | 0 | 0 | 0 | 0 | 0 | 0 | 0
F1_Commercial_Miscellaneous_Existing_Food Preparation_Natural Gas_Steamer_E2 | F1 | Commercial | Miscellaneous | Existing | Food Preparation | Natural Gas | Steamer | E2 | RVT - Cost of Equipment | 0.018412 | 0.018412 | 0.018412 | 0.018412 | 0.018412 | 0.018412 | 0.018412 | 0.018412 | 0.018412 | 0.018412 | 0.018412 | 0.018412 | 0.018412 | 0.018412 | 0.018412 | 0.018412 | 0.018412 | 0.018412 | 0.018412 | 0.018412 | 0.018412 | 0.018412 | 0.018412 | 0.018412 | 0.018412 | 0.018412 | 0.018412
F1_Commercial_Miscellaneous_Existing_Food Preparation_Natural Gas_Steamer_E3 | F1 | Commercial | Miscellaneous | Existing | Food Preparation | Natural Gas | Steamer | E3 | RVT - Cost of Equipment | 0 | 0 | 0 | 0 | 0 | 0 | 0 | 0 | 0 | 0 | 0 | 0 | 0 | 0 | 0 | 0 | 0 | 0 | 0 | 0 | 0 | 0 | 0 | 0 | 0 | 0 | 0
F1_Commercial_Miscellaneous_Existing_Food Preparation_Natural Gas_Steamer_E4 | F1 | Commercial | Miscellaneous | Existing | Food Preparation | Natural Gas | Steamer | E4 | RVT - Cost of Equipment | 0 | 0 | 0 | 0 | 0 | 0 | 0 | 0 | 0 | 0 | 0 | 0 | 0 | 0 | 0 | 0 | 0 | 0 | 0 | 0 | 0 | 0 | 0 | 0 | 0 | 0 | 0
F1_Commercial_Miscellaneous_Existing_Food Preparation_Natural Gas_Steamer_E5 | F1 | Commercial | Miscellaneous | Existing | Food Preparation | Natural Gas | Steamer | E5 | RVT - Cost of Equipment | 0 | 0 | 0 | 0 | 0 | 0 | 0 | 0 | 0 | 0 | 0 | 0 | 0 | 0 | 0 | 0 | 0 | 0 | 0 | 0 | 0 | 0 | 0 | 0 | 0 | 0 | 0
F1_Commercial_Miscellaneous_Existing_Food Preparation_Natural Gas_Steamer_E6 | F1 | Commercial | Miscellaneous | Existing | Food Preparation | Natural Gas | Steamer | E6 | RVT - Cost of Equipment | 0 | 0 | 0 | 0 | 0 | 0 | 0 | 0 | 0 | 0 | 0 | 0 | 0 | 0 | 0 | 0 | 0 | 0 | 0 | 0 | 0 | 0 | 0 | 0 | 0 | 0 | 0
F1_Commercial_Miscellaneous_Existing_Food Preparation_Natural Gas_Steamer_E7 | F1 | Commercial | Miscellaneous | Existing | Food Preparation | Natural Gas | Steamer | E7 | RVT - Cost of Equipment | 0 | 0 | 0 | 0 | 0 | 0 | 0 | 0 | 0 | 0 | 0 | 0 | 0 | 0 | 0 | 0 | 0 | 0 | 0 | 0 | 0 | 0 | 0 | 0 | 0 | 0 | 0
F1_Commercial_Miscellaneous_Existing_Food Preparation_Natural Gas_Steamer_E8 | F1 | Commercial | Miscellaneous | Existing | Food Preparation | Natural Gas | Steamer | E8 | RVT - Cost of Equipment | 0 | 0 | 0 | 0 | 0 | 0 | 0 | 0 | 0 | 0 | 0 | 0 | 0 | 0 | 0 | 0 | 0 | 0 | 0 | 0 | 0 | 0 | 0 | 0 | 0 | 0 | 0
F1_Commercial_Miscellaneous_Existing_Food Preparation_Natural Gas_Steamer_E9 | F1 | Commercial | Miscellaneous | Existing | Food Preparation | Natural Gas | Steamer | E9 | RVT - Cost of Equipment | 0 | 0 | 0 | 0 | 0 | 0 | 0 | 0 | 0 | 0 | 0 | 0 | 0 | 0 | 0 | 0 | 0 | 0 | 0 | 0 | 0 | 0 | 0 | 0 | 0 | 0 | 0
F1_Commercial_Miscellaneous_Existing_Food Preparation_Natural Gas_Steamer_E10 | F1 | Commercial | Miscellaneous | Existing | Food Preparation | Natural Gas | Steamer | E10 | RVT - Cost of Equipment | 0 | 0 | 0 | 0 | 0 | 0 | 0 | 0 | 0 | 0 | 0 | 0 | 0 | 0 | 0 | 0 | 0 | 0 | 0 | 0 | 0 | 0 | 0 | 0 | 0 | 0 | 0
F2_Commercial_Miscellaneous_Existing_Food Preparation_Natural Gas_Steamer_E1 | F2 | Commercial | Miscellaneous | Existing | Food Preparation | Natural Gas | Steamer | E1 | RVT - Cost of Operation | 0 | 0 | 0 | 0 | 0 | 0 | 0 | 0 | 0 | 0 | 0 | 0 | 0 | 0 | 0 | 0 | 0 | 0 | 0 | 0 | 0 | 0 | 0 | 0 | 0 | 0 | 0
F2_Commercial_Miscellaneous_Existing_Food Preparation_Natural Gas_Steamer_E2 | F2 | Commercial | Miscellaneous | Existing | Food Preparation | Natural Gas | Steamer | E2 | RVT - Cost of Operation | 0 | 0 | 0 | 0 | 0 | 0 | 0 | 0 | 0 | 0 | 0 | 0 | 0 | 0 | 0 | 0 | 0 | 0 | 0 | 0 | 0 | 0 | 0 | 0 | 0 | 0 | 0
F2_Commercial_Miscellaneous_Existing_Food Preparation_Natural Gas_Steamer_E3 | F2 | Commercial | Miscellaneous | Existing | Food Preparation | Natural Gas | Steamer | E3 | RVT - Cost of Operation | 0 | 0 | 0 | 0 | 0 | 0 | 0 | 0 | 0 | 0 | 0 | 0 | 0 | 0 | 0 | 0 | 0 | 0 | 0 | 0 | 0 | 0 | 0 | 0 | 0 | 0 | 0
F2_Commercial_Miscellaneous_Existing_Food Preparation_Natural Gas_Steamer_E4 | F2 | Commercial | Miscellaneous | Existing | Food Preparation | Natural Gas | Steamer | E4 | RVT - Cost of Operation | 0 | 0 | 0 | 0 | 0 | 0 | 0 | 0 | 0 | 0 | 0 | 0 | 0 | 0 | 0 | 0 | 0 | 0 | 0 | 0 | 0 | 0 | 0 | 0 | 0 | 0 | 0
F2_Commercial_Miscellaneous_Existing_Food Preparation_Natural Gas_Steamer_E5 | F2 | Commercial | Miscellaneous | Existing | Food Preparation | Natural Gas | Steamer | E5 | RVT - Cost of Operation | 0 | 0 | 0 | 0 | 0 | 0 | 0 | 0 | 0 | 0 | 0 | 0 | 0 | 0 | 0 | 0 | 0 | 0 | 0 | 0 | 0 | 0 | 0 | 0 | 0 | 0 | 0
F2_Commercial_Miscellaneous_Existing_Food Preparation_Natural Gas_Steamer_E6 | F2 | Commercial | Miscellaneous | Existing | Food Preparation | Natural Gas | Steamer | E6 | RVT - Cost of Operation | 0 | 0 | 0 | 0 | 0 | 0 | 0 | 0 | 0 | 0 | 0 | 0 | 0 | 0 | 0 | 0 | 0 | 0 | 0 | 0 | 0 | 0 | 0 | 0 | 0 | 0 | 0
F2_Commercial_Miscellaneous_Existing_Food Preparation_Natural Gas_Steamer_E7 | F2 | Commercial | Miscellaneous | Existing | Food Preparation | Natural Gas | Steamer | E7 | RVT - Cost of Operation | 0 | 0 | 0 | 0 | 0 | 0 | 0 | 0 | 0 | 0 | 0 | 0 | 0 | 0 | 0 | 0 | 0 | 0 | 0 | 0 | 0 | 0 | 0 | 0 | 0 | 0 | 0
F2_Commercial_Miscellaneous_Existing_Food Preparation_Natural Gas_Steamer_E8 | F2 | Commercial | Miscellaneous | Existing | Food Preparation | Natural Gas | Steamer | E8 | RVT - Cost of Operation | 0 | 0 | 0 | 0 | 0 | 0 | 0 | 0 | 0 | 0 | 0 | 0 | 0 | 0 | 0 | 0 | 0 | 0 | 0 | 0 | 0 | 0 | 0 | 0 | 0 | 0 | 0
F2_Commercial_Miscellaneous_Existing_Food Preparation_Natural Gas_Steamer_E9 | F2 | Commercial | Miscellaneous | Existing | Food Preparation | Natural Gas | Steamer | E9 | RVT - Cost of Operation | 0 | 0 | 0 | 0 | 0 | 0 | 0 | 0 | 0 | 0 | 0 | 0 | 0 | 0 | 0 | 0 | 0 | 0 | 0 | 0 | 0 | 0 | 0 | 0 | 0 | 0 | 0
F2_Commercial_Miscellaneous_Existing_Food Preparation_Natural Gas_Steamer_E10 | F2 | Commercial | Miscellaneous | Existing | Food Preparation | Natural Gas | Steamer | E10 | RVT - Cost of Operation | 0 | 0 | 0 | 0 | 0 | 0 | 0 | 0 | 0 | 0 | 0 | 0 | 0 | 0 | 0 | 0 | 0 | 0 | 0 | 0 | 0 | 0 | 0 | 0 | 0 | 0 | 0
F3_Commercial_Miscellaneous_Existing_Food Preparation_Natural Gas_Steamer_E1 | F3 | Commercial | Miscellaneous | Existing | Food Preparation | Natural Gas | Steamer | E1 | System - kBTUs of Consumption | 2.4973 | 0 | 0 | 0 | 0 | 0 | 0 | 0 | 0 | 0 | 0 | 0 | 0 | 0 | 0 | 0 | 0 | 0 | 0 | 0 | 0 | 0 | 0 | 0 | 0 | 0 | 0
F3_Commercial_Miscellaneous_Existing_Food Preparation_Natural Gas_Steamer_E2 | F3 | Commercial | Miscellaneous | Existing | Food Preparation | Natural Gas | Steamer | E2 | System - kBTUs of Consumption | 0.43793 | 0.43793 | 0.43793 | 0.43793 | 0.43793 | 0.43793 | 0.43793 | 0.43793 | 0.43793 | 0.43793 | 0.43793 | 0.43793 | 0.43793 | 0.43793 | 0.43793 | 0.43793 | 0.43793 | 0.43793 | 0.43793 | 0.43793 | 0.43793 | 0.43793 | 0.43793 | 0.43793 | 0.43793 | 0.43793 | 0.43793
F3_Commercial_Miscellaneous_Existing_Food Preparation_Natural Gas_Steamer_E3 | F3 | Commercial | Miscellaneous | Existing | Food Preparation | Natural Gas | Steamer | E3 | System - kBTUs of Consumption | 0 | 0 | 0 | 0 | 0 | 0 | 0 | 0 | 0 | 0 | 0 | 0 | 0 | 0 | 0 | 0 | 0 | 0 | 0 | 0 | 0 | 0 | 0 | 0 | 0 | 0 | 0
F3_Commercial_Miscellaneous_Existing_Food Preparation_Natural Gas_Steamer_E4 | F3 | Commercial | Miscellaneous | Existing | Food Preparation | Natural Gas | Steamer | E4 | System - kBTUs of Consumption | 0 | 0 | 0 | 0 | 0 | 0 | 0 | 0 | 0 | 0 | 0 | 0 | 0 | 0 | 0 | 0 | 0 | 0 | 0 | 0 | 0 | 0 | 0 | 0 | 0 | 0 | 0
F3_Commercial_Miscellaneous_Existing_Food Preparation_Natural Gas_Steamer_E5 | F3 | Commercial | Miscellaneous | Existing | Food Preparation | Natural Gas | Steamer | E5 | System - kBTUs of Consumption | 0 | 0 | 0 | 0 | 0 | 0 | 0 | 0 | 0 | 0 | 0 | 0 | 0 | 0 | 0 | 0 | 0 | 0 | 0 | 0 | 0 | 0 | 0 | 0 | 0 | 0 | 0
F3_Commercial_Miscellaneous_Existing_Food Preparation_Natural Gas_Steamer_E6 | F3 | Commercial | Miscellaneous | Existing | Food Preparation | Natural Gas | Steamer | E6 | System - kBTUs of Consumption | 0 | 0 | 0 | 0 | 0 | 0 | 0 | 0 | 0 | 0 | 0 | 0 | 0 | 0 | 0 | 0 | 0 | 0 | 0 | 0 | 0 | 0 | 0 | 0 | 0 | 0 | 0
F3_Commercial_Miscellaneous_Existing_Food Preparation_Natural Gas_Steamer_E7 | F3 | Commercial | Miscellaneous | Existing | Food Preparation | Natural Gas | Steamer | E7 | System - kBTUs of Consumption | 0 | 0 | 0 | 0 | 0 | 0 | 0 | 0 | 0 | 0 | 0 | 0 | 0 | 0 | 0 | 0 | 0 | 0 | 0 | 0 | 0 | 0 | 0 | 0 | 0 | 0 | 0
F3_Commercial_Miscellaneous_Existing_Food Preparation_Natural Gas_Steamer_E8 | F3 | Commercial | Miscellaneous | Existing | Food Preparation | Natural Gas | Steamer | E8 | System - kBTUs of Consumption | 0 | 0 | 0 | 0 | 0 | 0 | 0 | 0 | 0 | 0 | 0 | 0 | 0 | 0 | 0 | 0 | 0 | 0 | 0 | 0 | 0 | 0 | 0 | 0 | 0 | 0 | 0
F3_Commercial_Miscellaneous_Existing_Food Preparation_Natural Gas_Steamer_E9 | F3 | Commercial | Miscellaneous | Existing | Food Preparation | Natural Gas | Steamer | E9 | System - kBTUs of Consumption | 0 | 0 | 0 | 0 | 0 | 0 | 0 | 0 | 0 | 0 | 0 | 0 | 0 | 0 | 0 | 0 | 0 | 0 | 0 | 0 | 0 | 0 | 0 | 0 | 0 | 0 | 0
F3_Commercial_Miscellaneous_Existing_Food Preparation_Natural Gas_Steamer_E10 | F3 | Commercial | Miscellaneous | Existing | Food Preparation | Natural Gas | Steamer | E10 | System - kBTUs of Consumption | 0 | 0 | 0 | 0 | 0 | 0 | 0 | 0 | 0 | 0 | 0 | 0 | 0 | 0 | 0 | 0 | 0 | 0 | 0 | 0 | 0 | 0 | 0 | 0 | 0 | 0 | 0
F4_Commercial_Miscellaneous_Existing_Food Preparation_Natural Gas_Steamer_E1 | F4 | Commercial | Miscellaneous | Existing | Food Preparation | Natural Gas | Steamer | E1 | Utility - Cost of Equipment | 0.031697 | 0 | 0 | 0 | 0 | 0 | 0 | 0 | 0 | 0 | 0 | 0 | 0 | 0 | 0 | 0 | 0 | 0 | 0 | 0 | 0 | 0 | 0 | 0 | 0 | 0 | 0
F4_Commercial_Miscellaneous_Existing_Food Preparation_Natural Gas_Steamer_E2 | F4 | Commercial | Miscellaneous | Existing | Food Preparation | Natural Gas | Steamer | E2 | Utility - Cost of Equipment | 0.018412 | 0.018412 | 0.018412 | 0.018412 | 0.018412 | 0.018412 | 0.018412 | 0.018412 | 0.018412 | 0.018412 | 0.018412 | 0.018412 | 0.018412 | 0.018412 | 0.018412 | 0.018412 | 0.018412 | 0.018412 | 0.018412 | 0.018412 | 0.018412 | 0.018412 | 0.018412 | 0.018412 | 0.018412 | 0.018412 | 0.018412
F4_Commercial_Miscellaneous_Existing_Food Preparation_Natural Gas_Steamer_E3 | F4 | Commercial | Miscellaneous | Existing | Food Preparation | Natural Gas | Steamer | E3 | Utility - Cost of Equipment | 0 | 0 | 0 | 0 | 0 | 0 | 0 | 0 | 0 | 0 | 0 | 0 | 0 | 0 | 0 | 0 | 0 | 0 | 0 | 0 | 0 | 0 | 0 | 0 | 0 | 0 | 0
F4_Commercial_Miscellaneous_Existing_Food Preparation_Natural Gas_Steamer_E4 | F4 | Commercial | Miscellaneous | Existing | Food Preparation | Natural Gas | Steamer | E4 | Utility - Cost of Equipment | 0 | 0 | 0 | 0 | 0 | 0 | 0 | 0 | 0 | 0 | 0 | 0 | 0 | 0 | 0 | 0 | 0 | 0 | 0 | 0 | 0 | 0 | 0 | 0 | 0 | 0 | 0
F4_Commercial_Miscellaneous_Existing_Food Preparation_Natural Gas_Steamer_E5 | F4 | Commercial | Miscellaneous | Existing | Food Preparation | Natural Gas | Steamer | E5 | Utility - Cost of Equipment | 0 | 0 | 0 | 0 | 0 | 0 | 0 | 0 | 0 | 0 | 0 | 0 | 0 | 0 | 0 | 0 | 0 | 0 | 0 | 0 | 0 | 0 | 0 | 0 | 0 | 0 | 0
F4_Commercial_Miscellaneous_Existing_Food Preparation_Natural Gas_Steamer_E6 | F4 | Commercial | Miscellaneous | Existing | Food Preparation | Natural Gas | Steamer | E6 | Utility - Cost of Equipment | 0 | 0 | 0 | 0 | 0 | 0 | 0 | 0 | 0 | 0 | 0 | 0 | 0 | 0 | 0 | 0 | 0 | 0 | 0 | 0 | 0 | 0 | 0 | 0 | 0 | 0 | 0
F4_Commercial_Miscellaneous_Existing_Food Preparation_Natural Gas_Steamer_E7 | F4 | Commercial | Miscellaneous | Existing | Food Preparation | Natural Gas | Steamer | E7 | Utility - Cost of Equipment | 0 | 0 | 0 | 0 | 0 | 0 | 0 | 0 | 0 | 0 | 0 | 0 | 0 | 0 | 0 | 0 | 0 | 0 | 0 | 0 | 0 | 0 | 0 | 0 | 0 | 0 | 0
F4_Commercial_Miscellaneous_Existing_Food Preparation_Natural Gas_Steamer_E8 | F4 | Commercial | Miscellaneous | Existing | Food Preparation | Natural Gas | Steamer | E8 | Utility - Cost of Equipment | 0 | 0 | 0 | 0 | 0 | 0 | 0 | 0 | 0 | 0 | 0 | 0 | 0 | 0 | 0 | 0 | 0 | 0 | 0 | 0 | 0 | 0 | 0 | 0 | 0 | 0 | 0
F4_Commercial_Miscellaneous_Existing_Food Preparation_Natural Gas_Steamer_E9 | F4 | Commercial | Miscellaneous | Existing | Food Preparation | Natural Gas | Steamer | E9 | Utility - Cost of Equipment | 0 | 0 | 0 | 0 | 0 | 0 | 0 | 0 | 0 | 0 | 0 | 0 | 0 | 0 | 0 | 0 | 0 | 0 | 0 | 0 | 0 | 0 | 0 | 0 | 0 | 0 | 0
F4_Commercial_Miscellaneous_Existing_Food Preparation_Natural Gas_Steamer_E10 | F4 | Commercial | Miscellaneous | Existing | Food Preparation | Natural Gas | Steamer | E10 | Utility - Cost of Equipment | 0 | 0 | 0 | 0 | 0 | 0 | 0 | 0 | 0 | 0 | 0 | 0 | 0 | 0 | 0 | 0 | 0 | 0 | 0 | 0 | 0 | 0 | 0 | 0 | 0 | 0 | 0
F5_Commercial_Miscellaneous_Existing_Food Preparation_Natural Gas_Steamer_E1 | F5 | Commercial | Miscellaneous | Existing | Food Preparation | Natural Gas | Steamer | E1 | Utility - Cost of Operation | 0.034567 | 0 | 0 | 0 | 0 | 0 | 0 | 0 | 0 | 0 | 0 | 0 | 0 | 0 | 0 | 0 | 0 | 0 | 0 | 0 | 0 | 0 | 0 | 0 | 0 | 0 | 0
F5_Commercial_Miscellaneous_Existing_Food Preparation_Natural Gas_Steamer_E2 | F5 | Commercial | Miscellaneous | Existing | Food Preparation | Natural Gas | Steamer | E2 | Utility - Cost of Operation | 0.0060617 | 0.0059413 | 0.0058219 | 0.005705 | 0.005685 | 0.0057274 | 0.0058097 | 0.0059137 | 0.0060266 | 0.0061416 | 0.0062614 | 0.0063852 | 0.0065078 | 0.0066063 | 0.0066676 | 0.0066726 | 0.0066087 | 0.0064792 | 0.0062906 | 0.0060508 | 0.005771 | 0.0054496 | 0.0051637 | 0.0049772 | 0.0048941 | 0.0049181 | 0.0049422
F5_Commercial_Miscellaneous_Existing_Food Preparation_Natural Gas_Steamer_E3 | F5 | Commercial | Miscellaneous | Existing | Food Preparation | Natural Gas | Steamer | E3 | Utility - Cost of Operation | 0 | 0 | 0 | 0 | 0 | 0 | 0 | 0 | 0 | 0 | 0 | 0 | 0 | 0 | 0 | 0 | 0 | 0 | 0 | 0 | 0 | 0 | 0 | 0 | 0 | 0 | 0
F5_Commercial_Miscellaneous_Existing_Food Preparation_Natural Gas_Steamer_E4 | F5 | Commercial | Miscellaneous | Existing | Food Preparation | Natural Gas | Steamer | E4 | Utility - Cost of Operation | 0 | 0 | 0 | 0 | 0 | 0 | 0 | 0 | 0 | 0 | 0 | 0 | 0 | 0 | 0 | 0 | 0 | 0 | 0 | 0 | 0 | 0 | 0 | 0 | 0 | 0 | 0
F5_Commercial_Miscellaneous_Existing_Food Preparation_Natural Gas_Steamer_E5 | F5 | Commercial | Miscellaneous | Existing | Food Preparation | Natural Gas | Steamer | E5 | Utility - Cost of Operation | 0 | 0 | 0 | 0 | 0 | 0 | 0 | 0 | 0 | 0 | 0 | 0 | 0 | 0 | 0 | 0 | 0 | 0 | 0 | 0 | 0 | 0 | 0 | 0 | 0 | 0 | 0
F5_Commercial_Miscellaneous_Existing_Food Preparation_Natural Gas_Steamer_E6 | F5 | Commercial | Miscellaneous | Existing | Food Preparation | Natural Gas | Steamer | E6 | Utility - Cost of Operation | 0 | 0 | 0 | 0 | 0 | 0 | 0 | 0 | 0 | 0 | 0 | 0 | 0 | 0 | 0 | 0 | 0 | 0 | 0 | 0 | 0 | 0 | 0 | 0 | 0 | 0 | 0
F5_Commercial_Miscellaneous_Existing_Food Preparation_Natural Gas_Steamer_E7 | F5 | Commercial | Miscellaneous | Existing | Food Preparation | Natural Gas | Steamer | E7 | Utility - Cost of Operation | 0 | 0 | 0 | 0 | 0 | 0 | 0 | 0 | 0 | 0 | 0 | 0 | 0 | 0 | 0 | 0 | 0 | 0 | 0 | 0 | 0 | 0 | 0 | 0 | 0 | 0 | 0
F5_Commercial_Miscellaneous_Existing_Food Preparation_Natural Gas_Steamer_E8 | F5 | Commercial | Miscellaneous | Existing | Food Preparation | Natural Gas | Steamer | E8 | Utility - Cost of Operation | 0 | 0 | 0 | 0 | 0 | 0 | 0 | 0 | 0 | 0 | 0 | 0 | 0 | 0 | 0 | 0 | 0 | 0 | 0 | 0 | 0 | 0 | 0 | 0 | 0 | 0 | 0
F5_Commercial_Miscellaneous_Existing_Food Preparation_Natural Gas_Steamer_E9 | F5 | Commercial | Miscellaneous | Existing | Food Preparation | Natural Gas | Steamer | E9 | Utility - Cost of Operation | 0 | 0 | 0 | 0 | 0 | 0 | 0 | 0 | 0 | 0 | 0 | 0 | 0 | 0 | 0 | 0 | 0 | 0 | 0 | 0 | 0 | 0 | 0 | 0 | 0 | 0 | 0
F5_Commercial_Miscellaneous_Existing_Food Preparation_Natural Gas_Steamer_E10 | F5 | Commercial | Miscellaneous | Existing | Food Preparation | Natural Gas | Steamer | E10 | Utility - Cost of Operation | 0 | 0 | 0 | 0 | 0 | 0 | 0 | 0 | 0 | 0 | 0 | 0 | 0 | 0 | 0 | 0 | 0 | 0 | 0 | 0 | 0 | 0 | 0 | 0 | 0 | 0 | 0
F6_Commercial_Miscellaneous_Existing_Food Preparation_Natural Gas_Steamer_E1 | F6 | Commercial | Miscellaneous | Existing | Food Preparation | Natural Gas | Steamer | E1 | Utility - Value of Sales | 0 | 0 | 0 | 0 | 0 | 0 | 0 | 0 | 0 | 0 | 0 | 0 | 0 | 0 | 0 | 0 | 0 | 0 | 0 | 0 | 0 | 0 | 0 | 0 | 0 | 0 | 0
F6_Commercial_Miscellaneous_Existing_Food Preparation_Natural Gas_Steamer_E2 | F6 | Commercial | Miscellaneous | Existing | Food Preparation | Natural Gas | Steamer | E2 | Utility - Value of Sales | 0 | 0 | 0 | 0 | 0 | 0 | 0 | 0 | 0 | 0 | 0 | 0 | 0 | 0 | 0 | 0 | 0 | 0 | 0 | 0 | 0 | 0 | 0 | 0 | 0 | 0 | 0
F6_Commercial_Miscellaneous_Existing_Food Preparation_Natural Gas_Steamer_E3 | F6 | Commercial | Miscellaneous | Existing | Food Preparation | Natural Gas | Steamer | E3 | Utility - Value of Sales | 0 | 0 | 0 | 0 | 0 | 0 | 0 | 0 | 0 | 0 | 0 | 0 | 0 | 0 | 0 | 0 | 0 | 0 | 0 | 0 | 0 | 0 | 0 | 0 | 0 | 0 | 0
F6_Commercial_Miscellaneous_Existing_Food Preparation_Natural Gas_Steamer_E4 | F6 | Commercial | Miscellaneous | Existing | Food Preparation | Natural Gas | Steamer | E4 | Utility - Value of Sales | 0 | 0 | 0 | 0 | 0 | 0 | 0 | 0 | 0 | 0 | 0 | 0 | 0 | 0 | 0 | 0 | 0 | 0 | 0 | 0 | 0 | 0 | 0 | 0 | 0 | 0 | 0
F6_Commercial_Miscellaneous_Existing_Food Preparation_Natural Gas_Steamer_E5 | F6 | Commercial | Miscellaneous | Existing | Food Preparation | Natural Gas | Steamer | E5 | Utility - Value of Sales | 0 | 0 | 0 | 0 | 0 | 0 | 0 | 0 | 0 | 0 | 0 | 0 | 0 | 0 | 0 | 0 | 0 | 0 | 0 | 0 | 0 | 0 | 0 | 0 | 0 | 0 | 0
F6_Commercial_Miscellaneous_Existing_Food Preparation_Natural Gas_Steamer_E6 | F6 | Commercial | Miscellaneous | Existing | Food Preparation | Natural Gas | Steamer | E6 | Utility - Value of Sales | 0 | 0 | 0 | 0 | 0 | 0 | 0 | 0 | 0 | 0 | 0 | 0 | 0 | 0 | 0 | 0 | 0 | 0 | 0 | 0 | 0 | 0 | 0 | 0 | 0 | 0 | 0
F6_Commercial_Miscellaneous_Existing_Food Preparation_Natural Gas_Steamer_E7 | F6 | Commercial | Miscellaneous | Existing | Food Preparation | Natural Gas | Steamer | E7 | Utility - Value of Sales | 0 | 0 | 0 | 0 | 0 | 0 | 0 | 0 | 0 | 0 | 0 | 0 | 0 | 0 | 0 | 0 | 0 | 0 | 0 | 0 | 0 | 0 | 0 | 0 | 0 | 0 | 0
F6_Commercial_Miscellaneous_Existing_Food Preparation_Natural Gas_Steamer_E8 | F6 | Commercial | Miscellaneous | Existing | Food Preparation | Natural Gas | Steamer | E8 | Utility - Value of Sales | 0 | 0 | 0 | 0 | 0 | 0 | 0 | 0 | 0 | 0 | 0 | 0 | 0 | 0 | 0 | 0 | 0 | 0 | 0 | 0 | 0 | 0 | 0 | 0 | 0 | 0 | 0
F6_Commercial_Miscellaneous_Existing_Food Preparation_Natural Gas_Steamer_E9 | F6 | Commercial | Miscellaneous | Existing | Food Preparation | Natural Gas | Steamer | E9 | Utility - Value of Sales | 0 | 0 | 0 | 0 | 0 | 0 | 0 | 0 | 0 | 0 | 0 | 0 | 0 | 0 | 0 | 0 | 0 | 0 | 0 | 0 | 0 | 0 | 0 | 0 | 0 | 0 | 0
F6_Commercial_Miscellaneous_Existing_Food Preparation_Natural Gas_Steamer_E10 | F6 | Commercial | Miscellaneous | Existing | Food Preparation | Natural Gas | Steamer | E10 | Utility - Value of Sales | 0 | 0 | 0 | 0 | 0 | 0 | 0 | 0 | 0 | 0 | 0 | 0 | 0 | 0 | 0 | 0 | 0 | 0 | 0 | 0 | 0 | 0 | 0 | 0 | 0 | 0 | 0
F1_Commercial_Miscellaneous_Existing_Food Preparation_Natural Gas_Commercial Food Prep Other_E1 | F1 | Commercial | Miscellaneous | Existing | Food Preparation | Natural Gas | Commercial Food Prep Other | E1 | RVT - Cost of Equipment | 0.0007067 | 0.0007067 | 0.0007067 | 0.0007067 | 0.0007067 | 0.0007067 | 0.0007067 | 0.0007067 | 0.0007067 | 0.0007067 | 0.0007067 | 0.0007067 | 0.0007067 | 0.0007067 | 0.0007067 | 0.0007067 | 0.0007067 | 0.0007067 | 0.0007067 | 0.0007067 | 0.0007067 | 0.0007067 | 0.0007067 | 0.0007067 | 0.0007067 | 0.0007067 | 0.0007067
F1_Commercial_Miscellaneous_Existing_Food Preparation_Natural Gas_Commercial Food Prep Other_E2 | F1 | Commercial | Miscellaneous | Existing | Food Preparation | Natural Gas | Commercial Food Prep Other | E2 | RVT - Cost of Equipment | 0.00085847 | 0.00085847 | 0.00085847 | 0.00085847 | 0.00085847 | 0.00085847 | 0.00085847 | 0.00085847 | 0.00085847 | 0.00085847 | 0.00085847 | 0.00085847 | 0.00085847 | 0.00085847 | 0.00085847 | 0.00085847 | 0.00085847 | 0.00085847 | 0.00085847 | 0.00085847 | 0.00085847 | 0.00085847 | 0.00085847 | 0.00085847 | 0.00085847 | 0.00085847 | 0.00085847
F1_Commercial_Miscellaneous_Existing_Food Preparation_Natural Gas_Commercial Food Prep Other_E3 | F1 | Commercial | Miscellaneous | Existing | Food Preparation | Natural Gas | Commercial Food Prep Other | E3 | RVT - Cost of Equipment | 0 | 0 | 0 | 0 | 0 | 0 | 0 | 0 | 0 | 0 | 0 | 0 | 0 | 0 | 0 | 0 | 0 | 0 | 0 | 0 | 0 | 0 | 0 | 0 | 0 | 0 | 0
F1_Commercial_Miscellaneous_Existing_Food Preparation_Natural Gas_Commercial Food Prep Other_E4 | F1 | Commercial | Miscellaneous | Existing | Food Preparation | Natural Gas | Commercial Food Prep Other | E4 | RVT - Cost of Equipment | 0 | 0 | 0 | 0 | 0 | 0 | 0 | 0 | 0 | 0 | 0 | 0 | 0 | 0 | 0 | 0 | 0 | 0 | 0 | 0 | 0 | 0 | 0 | 0 | 0 | 0 | 0
F1_Commercial_Miscellaneous_Existing_Food Preparation_Natural Gas_Commercial Food Prep Other_E5 | F1 | Commercial | Miscellaneous | Existing | Food Preparation | Natural Gas | Commercial Food Prep Other | E5 | RVT - Cost of Equipment | 0 | 0 | 0 | 0 | 0 | 0 | 0 | 0 | 0 | 0 | 0 | 0 | 0 | 0 | 0 | 0 | 0 | 0 | 0 | 0 | 0 | 0 | 0 | 0 | 0 | 0 | 0
F1_Commercial_Miscellaneous_Existing_Food Preparation_Natural Gas_Commercial Food Prep Other_E6 | F1 | Commercial | Miscellaneous | Existing | Food Preparation | Natural Gas | Commercial Food Prep Other | E6 | RVT - Cost of Equipment | 0 | 0 | 0 | 0 | 0 | 0 | 0 | 0 | 0 | 0 | 0 | 0 | 0 | 0 | 0 | 0 | 0 | 0 | 0 | 0 | 0 | 0 | 0 | 0 | 0 | 0 | 0
F1_Commercial_Miscellaneous_Existing_Food Preparation_Natural Gas_Commercial Food Prep Other_E7 | F1 | Commercial | Miscellaneous | Existing | Food Preparation | Natural Gas | Commercial Food Prep Other | E7 | RVT - Cost of Equipment | 0 | 0 | 0 | 0 | 0 | 0 | 0 | 0 | 0 | 0 | 0 | 0 | 0 | 0 | 0 | 0 | 0 | 0 | 0 | 0 | 0 | 0 | 0 | 0 | 0 | 0 | 0
F1_Commercial_Miscellaneous_Existing_Food Preparation_Natural Gas_Commercial Food Prep Other_E8 | F1 | Commercial | Miscellaneous | Existing | Food Preparation | Natural Gas | Commercial Food Prep Other | E8 | RVT - Cost of Equipment | 0 | 0 | 0 | 0 | 0 | 0 | 0 | 0 | 0 | 0 | 0 | 0 | 0 | 0 | 0 | 0 | 0 | 0 | 0 | 0 | 0 | 0 | 0 | 0 | 0 | 0 | 0
F1_Commercial_Miscellaneous_Existing_Food Preparation_Natural Gas_Commercial Food Prep Other_E9 | F1 | Commercial | Miscellaneous | Existing | Food Preparation | Natural Gas | Commercial Food Prep Other | E9 | RVT - Cost of Equipment | 0 | 0 | 0 | 0 | 0 | 0 | 0 | 0 | 0 | 0 | 0 | 0 | 0 | 0 | 0 | 0 | 0 | 0 | 0 | 0 | 0 | 0 | 0 | 0 | 0 | 0 | 0
F1_Commercial_Miscellaneous_Existing_Food Preparation_Natural Gas_Commercial Food Prep Other_E10 | F1 | Commercial | Miscellaneous | Existing | Food Preparation | Natural Gas | Commercial Food Prep Other | E10 | RVT - Cost of Equipment | 0 | 0 | 0 | 0 | 0 | 0 | 0 | 0 | 0 | 0 | 0 | 0 | 0 | 0 | 0 | 0 | 0 | 0 | 0 | 0 | 0 | 0 | 0 | 0 | 0 | 0 | 0
F2_Commercial_Miscellaneous_Existing_Food Preparation_Natural Gas_Commercial Food Prep Other_E1 | F2 | Commercial | Miscellaneous | Existing | Food Preparation | Natural Gas | Commercial Food Prep Other | E1 | RVT - Cost of Operation | 0 | 0 | 0 | 0 | 0 | 0 | 0 | 0 | 0 | 0 | 0 | 0 | 0 | 0 | 0 | 0 | 0 | 0 | 0 | 0 | 0 | 0 | 0 | 0 | 0 | 0 | 0
F2_Commercial_Miscellaneous_Existing_Food Preparation_Natural Gas_Commercial Food Prep Other_E2 | F2 | Commercial | Miscellaneous | Existing | Food Preparation | Natural Gas | Commercial Food Prep Other | E2 | RVT - Cost of Operation | 0 | 0 | 0 | 0 | 0 | 0 | 0 | 0 | 0 | 0 | 0 | 0 | 0 | 0 | 0 | 0 | 0 | 0 | 0 | 0 | 0 | 0 | 0 | 0 | 0 | 0 | 0
F2_Commercial_Miscellaneous_Existing_Food Preparation_Natural Gas_Commercial Food Prep Other_E3 | F2 | Commercial | Miscellaneous | Existing | Food Preparation | Natural Gas | Commercial Food Prep Other | E3 | RVT - Cost of Operation | 0 | 0 | 0 | 0 | 0 | 0 | 0 | 0 | 0 | 0 | 0 | 0 | 0 | 0 | 0 | 0 | 0 | 0 | 0 | 0 | 0 | 0 | 0 | 0 | 0 | 0 | 0
F2_Commercial_Miscellaneous_Existing_Food Preparation_Natural Gas_Commercial Food Prep Other_E4 | F2 | Commercial | Miscellaneous | Existing | Food Preparation | Natural Gas | Commercial Food Prep Other | E4 | RVT - Cost of Operation | 0 | 0 | 0 | 0 | 0 | 0 | 0 | 0 | 0 | 0 | 0 | 0 | 0 | 0 | 0 | 0 | 0 | 0 | 0 | 0 | 0 | 0 | 0 | 0 | 0 | 0 | 0
F2_Commercial_Miscellaneous_Existing_Food Preparation_Natural Gas_Commercial Food Prep Other_E5 | F2 | Commercial | Miscellaneous | Existing | Food Preparation | Natural Gas | Commercial Food Prep Other | E5 | RVT - Cost of Operation | 0 | 0 | 0 | 0 | 0 | 0 | 0 | 0 | 0 | 0 | 0 | 0 | 0 | 0 | 0 | 0 | 0 | 0 | 0 | 0 | 0 | 0 | 0 | 0 | 0 | 0 | 0
F2_Commercial_Miscellaneous_Existing_Food Preparation_Natural Gas_Commercial Food Prep Other_E6 | F2 | Commercial | Miscellaneous | Existing | Food Preparation | Natural Gas | Commercial Food Prep Other | E6 | RVT - Cost of Operation | 0 | 0 | 0 | 0 | 0 | 0 | 0 | 0 | 0 | 0 | 0 | 0 | 0 | 0 | 0 | 0 | 0 | 0 | 0 | 0 | 0 | 0 | 0 | 0 | 0 | 0 | 0
F2_Commercial_Miscellaneous_Existing_Food Preparation_Natural Gas_Commercial Food Prep Other_E7 | F2 | Commercial | Miscellaneous | Existing | Food Preparation | Natural Gas | Commercial Food Prep Other | E7 | RVT - Cost of Operation | 0 | 0 | 0 | 0 | 0 | 0 | 0 | 0 | 0 | 0 | 0 | 0 | 0 | 0 | 0 | 0 | 0 | 0 | 0 | 0 | 0 | 0 | 0 | 0 | 0 | 0 | 0
F2_Commercial_Miscellaneous_Existing_Food Preparation_Natural Gas_Commercial Food Prep Other_E8 | F2 | Commercial | Miscellaneous | Existing | Food Preparation | Natural Gas | Commercial Food Prep Other | E8 | RVT - Cost of Operation | 0 | 0 | 0 | 0 | 0 | 0 | 0 | 0 | 0 | 0 | 0 | 0 | 0 | 0 | 0 | 0 | 0 | 0 | 0 | 0 | 0 | 0 | 0 | 0 | 0 | 0 | 0
F2_Commercial_Miscellaneous_Existing_Food Preparation_Natural Gas_Commercial Food Prep Other_E9 | F2 | Commercial | Miscellaneous | Existing | Food Preparation | Natural Gas | Commercial Food Prep Other | E9 | RVT - Cost of Operation | 0 | 0 | 0 | 0 | 0 | 0 | 0 | 0 | 0 | 0 | 0 | 0 | 0 | 0 | 0 | 0 | 0 | 0 | 0 | 0 | 0 | 0 | 0 | 0 | 0 | 0 | 0
F2_Commercial_Miscellaneous_Existing_Food Preparation_Natural Gas_Commercial Food Prep Other_E10 | F2 | Commercial | Miscellaneous | Existing | Food Preparation | Natural Gas | Commercial Food Prep Other | E10 | RVT - Cost of Operation | 0 | 0 | 0 | 0 | 0 | 0 | 0 | 0 | 0 | 0 | 0 | 0 | 0 | 0 | 0 | 0 | 0 | 0 | 0 | 0 | 0 | 0 | 0 | 0 | 0 | 0 | 0
F3_Commercial_Miscellaneous_Existing_Food Preparation_Natural Gas_Commercial Food Prep Other_E1 | F3 | Commercial | Miscellaneous | Existing | Food Preparation | Natural Gas | Commercial Food Prep Other | E1 | System - kBTUs of Consumption | 0.59825 | 0.59825 | 0.59825 | 0.59825 | 0.59825 | 0.59825 | 0.59825 | 0.59825 | 0.59825 | 0.59825 | 0.59825 | 0.59825 | 0.59825 | 0.59825 | 0.59825 | 0.59825 | 0.59825 | 0.59825 | 0.59825 | 0.59825 | 0.59825 | 0.59825 | 0.59825 | 0.59825 | 0.59825 | 0.59825 | 0.59825
F3_Commercial_Miscellaneous_Existing_Food Preparation_Natural Gas_Commercial Food Prep Other_E2 | F3 | Commercial | Miscellaneous | Existing | Food Preparation | Natural Gas | Commercial Food Prep Other | E2 | System - kBTUs of Consumption | 0.44433 | 0.44433 | 0.44433 | 0.44433 | 0.44433 | 0.44433 | 0.44433 | 0.44433 | 0.44433 | 0.44433 | 0.44433 | 0.44433 | 0.44433 | 0.44433 | 0.44433 | 0.44433 | 0.44433 | 0.44433 | 0.44433 | 0.44433 | 0.44433 | 0.44433 | 0.44433 | 0.44433 | 0.44433 | 0.44433 | 0.44433
F3_Commercial_Miscellaneous_Existing_Food Preparation_Natural Gas_Commercial Food Prep Other_E3 | F3 | Commercial | Miscellaneous | Existing | Food Preparation | Natural Gas | Commercial Food Prep Other | E3 | System - kBTUs of Consumption | 0 | 0 | 0 | 0 | 0 | 0 | 0 | 0 | 0 | 0 | 0 | 0 | 0 | 0 | 0 | 0 | 0 | 0 | 0 | 0 | 0 | 0 | 0 | 0 | 0 | 0 | 0
F3_Commercial_Miscellaneous_Existing_Food Preparation_Natural Gas_Commercial Food Prep Other_E4 | F3 | Commercial | Miscellaneous | Existing | Food Preparation | Natural Gas | Commercial Food Prep Other | E4 | System - kBTUs of Consumption | 0 | 0 | 0 | 0 | 0 | 0 | 0 | 0 | 0 | 0 | 0 | 0 | 0 | 0 | 0 | 0 | 0 | 0 | 0 | 0 | 0 | 0 | 0 | 0 | 0 | 0 | 0
F3_Commercial_Miscellaneous_Existing_Food Preparation_Natural Gas_Commercial Food Prep Other_E5 | F3 | Commercial | Miscellaneous | Existing | Food Preparation | Natural Gas | Commercial Food Prep Other | E5 | System - kBTUs of Consumption | 0 | 0 | 0 | 0 | 0 | 0 | 0 | 0 | 0 | 0 | 0 | 0 | 0 | 0 | 0 | 0 | 0 | 0 | 0 | 0 | 0 | 0 | 0 | 0 | 0 | 0 | 0
F3_Commercial_Miscellaneous_Existing_Food Preparation_Natural Gas_Commercial Food Prep Other_E6 | F3 | Commercial | Miscellaneous | Existing | Food Preparation | Natural Gas | Commercial Food Prep Other | E6 | System - kBTUs of Consumption | 0 | 0 | 0 | 0 | 0 | 0 | 0 | 0 | 0 | 0 | 0 | 0 | 0 | 0 | 0 | 0 | 0 | 0 | 0 | 0 | 0 | 0 | 0 | 0 | 0 | 0 | 0
F3_Commercial_Miscellaneous_Existing_Food Preparation_Natural Gas_Commercial Food Prep Other_E7 | F3 | Commercial | Miscellaneous | Existing | Food Preparation | Natural Gas | Commercial Food Prep Other | E7 | System - kBTUs of Consumption | 0 | 0 | 0 | 0 | 0 | 0 | 0 | 0 | 0 | 0 | 0 | 0 | 0 | 0 | 0 | 0 | 0 | 0 | 0 | 0 | 0 | 0 | 0 | 0 | 0 | 0 | 0
F3_Commercial_Miscellaneous_Existing_Food Preparation_Natural Gas_Commercial Food Prep Other_E8 | F3 | Commercial | Miscellaneous | Existing | Food Preparation | Natural Gas | Commercial Food Prep Other | E8 | System - kBTUs of Consumption | 0 | 0 | 0 | 0 | 0 | 0 | 0 | 0 | 0 | 0 | 0 | 0 | 0 | 0 | 0 | 0 | 0 | 0 | 0 | 0 | 0 | 0 | 0 | 0 | 0 | 0 | 0
F3_Commercial_Miscellaneous_Existing_Food Preparation_Natural Gas_Commercial Food Prep Other_E9 | F3 | Commercial | Miscellaneous | Existing | Food Preparation | Natural Gas | Commercial Food Prep Other | E9 | System - kBTUs of Consumption | 0 | 0 | 0 | 0 | 0 | 0 | 0 | 0 | 0 | 0 | 0 | 0 | 0 | 0 | 0 | 0 | 0 | 0 | 0 | 0 | 0 | 0 | 0 | 0 | 0 | 0 | 0
F3_Commercial_Miscellaneous_Existing_Food Preparation_Natural Gas_Commercial Food Prep Other_E10 | F3 | Commercial | Miscellaneous | Existing | Food Preparation | Natural Gas | Commercial Food Prep Other | E10 | System - kBTUs of Consumption | 0 | 0 | 0 | 0 | 0 | 0 | 0 | 0 | 0 | 0 | 0 | 0 | 0 | 0 | 0 | 0 | 0 | 0 | 0 | 0 | 0 | 0 | 0 | 0 | 0 | 0 | 0
F4_Commercial_Miscellaneous_Existing_Food Preparation_Natural Gas_Commercial Food Prep Other_E1 | F4 | Commercial | Miscellaneous | Existing | Food Preparation | Natural Gas | Commercial Food Prep Other | E1 | Utility - Cost of Equipment | 0.0007067 | 0.0007067 | 0.0007067 | 0.0007067 | 0.0007067 | 0.0007067 | 0.0007067 | 0.0007067 | 0.0007067 | 0.0007067 | 0.0007067 | 0.0007067 | 0.0007067 | 0.0007067 | 0.0007067 | 0.0007067 | 0.0007067 | 0.0007067 | 0.0007067 | 0.0007067 | 0.0007067 | 0.0007067 | 0.0007067 | 0.0007067 | 0.0007067 | 0.0007067 | 0.0007067
F4_Commercial_Miscellaneous_Existing_Food Preparation_Natural Gas_Commercial Food Prep Other_E2 | F4 | Commercial | Miscellaneous | Existing | Food Preparation | Natural Gas | Commercial Food Prep Other | E2 | Utility - Cost of Equipment | 0.00085847 | 0.00085847 | 0.00085847 | 0.00085847 | 0.00085847 | 0.00085847 | 0.00085847 | 0.00085847 | 0.00085847 | 0.00085847 | 0.00085847 | 0.00085847 | 0.00085847 | 0.00085847 | 0.00085847 | 0.00085847 | 0.00085847 | 0.00085847 | 0.00085847 | 0.00085847 | 0.00085847 | 0.00085847 | 0.00085847 | 0.00085847 | 0.00085847 | 0.00085847 | 0.00085847
F4_Commercial_Miscellaneous_Existing_Food Preparation_Natural Gas_Commercial Food Prep Other_E3 | F4 | Commercial | Miscellaneous | Existing | Food Preparation | Natural Gas | Commercial Food Prep Other | E3 | Utility - Cost of Equipment | 0 | 0 | 0 | 0 | 0 | 0 | 0 | 0 | 0 | 0 | 0 | 0 | 0 | 0 | 0 | 0 | 0 | 0 | 0 | 0 | 0 | 0 | 0 | 0 | 0 | 0 | 0
F4_Commercial_Miscellaneous_Existing_Food Preparation_Natural Gas_Commercial Food Prep Other_E4 | F4 | Commercial | Miscellaneous | Existing | Food Preparation | Natural Gas | Commercial Food Prep Other | E4 | Utility - Cost of Equipment | 0 | 0 | 0 | 0 | 0 | 0 | 0 | 0 | 0 | 0 | 0 | 0 | 0 | 0 | 0 | 0 | 0 | 0 | 0 | 0 | 0 | 0 | 0 | 0 | 0 | 0 | 0
F4_Commercial_Miscellaneous_Existing_Food Preparation_Natural Gas_Commercial Food Prep Other_E5 | F4 | Commercial | Miscellaneous | Existing | Food Preparation | Natural Gas | Commercial Food Prep Other | E5 | Utility - Cost of Equipment | 0 | 0 | 0 | 0 | 0 | 0 | 0 | 0 | 0 | 0 | 0 | 0 | 0 | 0 | 0 | 0 | 0 | 0 | 0 | 0 | 0 | 0 | 0 | 0 | 0 | 0 | 0
F4_Commercial_Miscellaneous_Existing_Food Preparation_Natural Gas_Commercial Food Prep Other_E6 | F4 | Commercial | Miscellaneous | Existing | Food Preparation | Natural Gas | Commercial Food Prep Other | E6 | Utility - Cost of Equipment | 0 | 0 | 0 | 0 | 0 | 0 | 0 | 0 | 0 | 0 | 0 | 0 | 0 | 0 | 0 | 0 | 0 | 0 | 0 | 0 | 0 | 0 | 0 | 0 | 0 | 0 | 0
F4_Commercial_Miscellaneous_Existing_Food Preparation_Natural Gas_Commercial Food Prep Other_E7 | F4 | Commercial | Miscellaneous | Existing | Food Preparation | Natural Gas | Commercial Food Prep Other | E7 | Utility - Cost of Equipment | 0 | 0 | 0 | 0 | 0 | 0 | 0 | 0 | 0 | 0 | 0 | 0 | 0 | 0 | 0 | 0 | 0 | 0 | 0 | 0 | 0 | 0 | 0 | 0 | 0 | 0 | 0
F4_Commercial_Miscellaneous_Existing_Food Preparation_Natural Gas_Commercial Food Prep Other_E8 | F4 | Commercial | Miscellaneous | Existing | Food Preparation | Natural Gas | Commercial Food Prep Other | E8 | Utility - Cost of Equipment | 0 | 0 | 0 | 0 | 0 | 0 | 0 | 0 | 0 | 0 | 0 | 0 | 0 | 0 | 0 | 0 | 0 | 0 | 0 | 0 | 0 | 0 | 0 | 0 | 0 | 0 | 0
F4_Commercial_Miscellaneous_Existing_Food Preparation_Natural Gas_Commercial Food Prep Other_E9 | F4 | Commercial | Miscellaneous | Existing | Food Preparation | Natural Gas | Commercial Food Prep Other | E9 | Utility - Cost of Equipment | 0 | 0 | 0 | 0 | 0 | 0 | 0 | 0 | 0 | 0 | 0 | 0 | 0 | 0 | 0 | 0 | 0 | 0 | 0 | 0 | 0 | 0 | 0 | 0 | 0 | 0 | 0
F4_Commercial_Miscellaneous_Existing_Food Preparation_Natural Gas_Commercial Food Prep Other_E10 | F4 | Commercial | Miscellaneous | Existing | Food Preparation | Natural Gas | Commercial Food Prep Other | E10 | Utility - Cost of Equipment | 0 | 0 | 0 | 0 | 0 | 0 | 0 | 0 | 0 | 0 | 0 | 0 | 0 | 0 | 0 | 0 | 0 | 0 | 0 | 0 | 0 | 0 | 0 | 0 | 0 | 0 | 0
F5_Commercial_Miscellaneous_Existing_Food Preparation_Natural Gas_Commercial Food Prep Other_E1 | F5 | Commercial | Miscellaneous | Existing | Food Preparation | Natural Gas | Commercial Food Prep Other | E1 | Utility - Cost of Operation | 0.0082211 | 0.0081025 | 0.0079868 | 0.0078746 | 0.0078757 | 0.0079503 | 0.0080714 | 0.0082181 | 0.0083765 | 0.0085384 | 0.0086986 | 0.0088404 | 0.0089486 | 0.0089946 | 0.0089733 | 0.0088854 | 0.0087374 | 0.0085437 | 0.0083131 | 0.0080398 | 0.00772 | 0.007352 | 0.0070253 | 0.0068138 | 0.0067224 | 0.0067554 | 0.0067885
F5_Commercial_Miscellaneous_Existing_Food Preparation_Natural Gas_Commercial Food Prep Other_E2 | F5 | Commercial | Miscellaneous | Existing | Food Preparation | Natural Gas | Commercial Food Prep Other | E2 | Utility - Cost of Operation | 0.0061059 | 0.0060178 | 0.0059319 | 0.0058486 | 0.0058494 | 0.0059048 | 0.0059948 | 0.0061037 | 0.0062213 | 0.0063416 | 0.0064606 | 0.0065659 | 0.0066463 | 0.0066804 | 0.0066646 | 0.0065993 | 0.0064894 | 0.0063456 | 0.0061743 | 0.0059713 | 0.0057338 | 0.0054605 | 0.0052178 | 0.0050607 | 0.0049929 | 0.0050173 | 0.0050419
F5_Commercial_Miscellaneous_Existing_Food Preparation_Natural Gas_Commercial Food Prep Other_E3 | F5 | Commercial | Miscellaneous | Existing | Food Preparation | Natural Gas | Commercial Food Prep Other | E3 | Utility - Cost of Operation | 0 | 0 | 0 | 0 | 0 | 0 | 0 | 0 | 0 | 0 | 0 | 0 | 0 | 0 | 0 | 0 | 0 | 0 | 0 | 0 | 0 | 0 | 0 | 0 | 0 | 0 | 0
F5_Commercial_Miscellaneous_Existing_Food Preparation_Natural Gas_Commercial Food Prep Other_E4 | F5 | Commercial | Miscellaneous | Existing | Food Preparation | Natural Gas | Commercial Food Prep Other | E4 | Utility - Cost of Operation | 0 | 0 | 0 | 0 | 0 | 0 | 0 | 0 | 0 | 0 | 0 | 0 | 0 | 0 | 0 | 0 | 0 | 0 | 0 | 0 | 0 | 0 | 0 | 0 | 0 | 0 | 0
F5_Commercial_Miscellaneous_Existing_Food Preparation_Natural Gas_Commercial Food Prep Other_E5 | F5 | Commercial | Miscellaneous | Existing | Food Preparation | Natural Gas | Commercial Food Prep Other | E5 | Utility - Cost of Operation | 0 | 0 | 0 | 0 | 0 | 0 | 0 | 0 | 0 | 0 | 0 | 0 | 0 | 0 | 0 | 0 | 0 | 0 | 0 | 0 | 0 | 0 | 0 | 0 | 0 | 0 | 0
F5_Commercial_Miscellaneous_Existing_Food Preparation_Natural Gas_Commercial Food Prep Other_E6 | F5 | Commercial | Miscellaneous | Existing | Food Preparation | Natural Gas | Commercial Food Prep Other | E6 | Utility - Cost of Operation | 0 | 0 | 0 | 0 | 0 | 0 | 0 | 0 | 0 | 0 | 0 | 0 | 0 | 0 | 0 | 0 | 0 | 0 | 0 | 0 | 0 | 0 | 0 | 0 | 0 | 0 | 0
F5_Commercial_Miscellaneous_Existing_Food Preparation_Natural Gas_Commercial Food Prep Other_E7 | F5 | Commercial | Miscellaneous | Existing | Food Preparation | Natural Gas | Commercial Food Prep Other | E7 | Utility - Cost of Operation | 0 | 0 | 0 | 0 | 0 | 0 | 0 | 0 | 0 | 0 | 0 | 0 | 0 | 0 | 0 | 0 | 0 | 0 | 0 | 0 | 0 | 0 | 0 | 0 | 0 | 0 | 0
F5_Commercial_Miscellaneous_Existing_Food Preparation_Natural Gas_Commercial Food Prep Other_E8 | F5 | Commercial | Miscellaneous | Existing | Food Preparation | Natural Gas | Commercial Food Prep Other | E8 | Utility - Cost of Operation | 0 | 0 | 0 | 0 | 0 | 0 | 0 | 0 | 0 | 0 | 0 | 0 | 0 | 0 | 0 | 0 | 0 | 0 | 0 | 0 | 0 | 0 | 0 | 0 | 0 | 0 | 0
F5_Commercial_Miscellaneous_Existing_Food Preparation_Natural Gas_Commercial Food Prep Other_E9 | F5 | Commercial | Miscellaneous | Existing | Food Preparation | Natural Gas | Commercial Food Prep Other | E9 | Utility - Cost of Operation | 0 | 0 | 0 | 0 | 0 | 0 | 0 | 0 | 0 | 0 | 0 | 0 | 0 | 0 | 0 | 0 | 0 | 0 | 0 | 0 | 0 | 0 | 0 | 0 | 0 | 0 | 0
F5_Commercial_Miscellaneous_Existing_Food Preparation_Natural Gas_Commercial Food Prep Other_E10 | F5 | Commercial | Miscellaneous | Existing | Food Preparation | Natural Gas | Commercial Food Prep Other | E10 | Utility - Cost of Operation | 0 | 0 | 0 | 0 | 0 | 0 | 0 | 0 | 0 | 0 | 0 | 0 | 0 | 0 | 0 | 0 | 0 | 0 | 0 | 0 | 0 | 0 | 0 | 0 | 0 | 0 | 0
F6_Commercial_Miscellaneous_Existing_Food Preparation_Natural Gas_Commercial Food Prep Other_E1 | F6 | Commercial | Miscellaneous | Existing | Food Preparation | Natural Gas | Commercial Food Prep Other | E1 | Utility - Value of Sales | 0 | 0 | 0 | 0 | 0 | 0 | 0 | 0 | 0 | 0 | 0 | 0 | 0 | 0 | 0 | 0 | 0 | 0 | 0 | 0 | 0 | 0 | 0 | 0 | 0 | 0 | 0
F6_Commercial_Miscellaneous_Existing_Food Preparation_Natural Gas_Commercial Food Prep Other_E2 | F6 | Commercial | Miscellaneous | Existing | Food Preparation | Natural Gas | Commercial Food Prep Other | E2 | Utility - Value of Sales | 0 | 0 | 0 | 0 | 0 | 0 | 0 | 0 | 0 | 0 | 0 | 0 | 0 | 0 | 0 | 0 | 0 | 0 | 0 | 0 | 0 | 0 | 0 | 0 | 0 | 0 | 0
F6_Commercial_Miscellaneous_Existing_Food Preparation_Natural Gas_Commercial Food Prep Other_E3 | F6 | Commercial | Miscellaneous | Existing | Food Preparation | Natural Gas | Commercial Food Prep Other | E3 | Utility - Value of Sales | 0 | 0 | 0 | 0 | 0 | 0 | 0 | 0 | 0 | 0 | 0 | 0 | 0 | 0 | 0 | 0 | 0 | 0 | 0 | 0 | 0 | 0 | 0 | 0 | 0 | 0 | 0
F6_Commercial_Miscellaneous_Existing_Food Preparation_Natural Gas_Commercial Food Prep Other_E4 | F6 | Commercial | Miscellaneous | Existing | Food Preparation | Natural Gas | Commercial Food Prep Other | E4 | Utility - Value of Sales | 0 | 0 | 0 | 0 | 0 | 0 | 0 | 0 | 0 | 0 | 0 | 0 | 0 | 0 | 0 | 0 | 0 | 0 | 0 | 0 | 0 | 0 | 0 | 0 | 0 | 0 | 0
F6_Commercial_Miscellaneous_Existing_Food Preparation_Natural Gas_Commercial Food Prep Other_E5 | F6 | Commercial | Miscellaneous | Existing | Food Preparation | Natural Gas | Commercial Food Prep Other | E5 | Utility - Value of Sales | 0 | 0 | 0 | 0 | 0 | 0 | 0 | 0 | 0 | 0 | 0 | 0 | 0 | 0 | 0 | 0 | 0 | 0 | 0 | 0 | 0 | 0 | 0 | 0 | 0 | 0 | 0
F6_Commercial_Miscellaneous_Existing_Food Preparation_Natural Gas_Commercial Food Prep Other_E6 | F6 | Commercial | Miscellaneous | Existing | Food Preparation | Natural Gas | Commercial Food Prep Other | E6 | Utility - Value of Sales | 0 | 0 | 0 | 0 | 0 | 0 | 0 | 0 | 0 | 0 | 0 | 0 | 0 | 0 | 0 | 0 | 0 | 0 | 0 | 0 | 0 | 0 | 0 | 0 | 0 | 0 | 0
F6_Commercial_Miscellaneous_Existing_Food Preparation_Natural Gas_Commercial Food Prep Other_E7 | F6 | Commercial | Miscellaneous | Existing | Food Preparation | Natural Gas | Commercial Food Prep Other | E7 | Utility - Value of Sales | 0 | 0 | 0 | 0 | 0 | 0 | 0 | 0 | 0 | 0 | 0 | 0 | 0 | 0 | 0 | 0 | 0 | 0 | 0 | 0 | 0 | 0 | 0 | 0 | 0 | 0 | 0
F6_Commercial_Miscellaneous_Existing_Food Preparation_Natural Gas_Commercial Food Prep Other_E8 | F6 | Commercial | Miscellaneous | Existing | Food Preparation | Natural Gas | Commercial Food Prep Other | E8 | Utility - Value of Sales | 0 | 0 | 0 | 0 | 0 | 0 | 0 | 0 | 0 | 0 | 0 | 0 | 0 | 0 | 0 | 0 | 0 | 0 | 0 | 0 | 0 | 0 | 0 | 0 | 0 | 0 | 0
F6_Commercial_Miscellaneous_Existing_Food Preparation_Natural Gas_Commercial Food Prep Other_E9 | F6 | Commercial | Miscellaneous | Existing | Food Preparation | Natural Gas | Commercial Food Prep Other | E9 | Utility - Value of Sales | 0 | 0 | 0 | 0 | 0 | 0 | 0 | 0 | 0 | 0 | 0 | 0 | 0 | 0 | 0 | 0 | 0 | 0 | 0 | 0 | 0 | 0 | 0 | 0 | 0 | 0 | 0
F6_Commercial_Miscellaneous_Existing_Food Preparation_Natural Gas_Commercial Food Prep Other_E10 | F6 | Commercial | Miscellaneous | Existing | Food Preparation | Natural Gas | Commercial Food Prep Other | E10 | Utility - Value of Sales | 0 | 0 | 0 | 0 | 0 | 0 | 0 | 0 | 0 | 0 | 0 | 0 | 0 | 0 | 0 | 0 | 0 | 0 | 0 | 0 | 0 | 0 | 0 | 0 | 0 | 0 | 0
F1_Commercial_Miscellaneous_Existing_Miscellaneous_Natural Gas_Pool Heater_E1 | F1 | Commercial | Miscellaneous | Existing | Miscellaneous | Natural Gas | Pool Heater | E1 | RVT - Cost of Equipment | 0.054238 | 0.054238 | 0.054238 | 0.054238 | 0.054238 | 0.054238 | 0.054238 | 0.054238 | 0.054238 | 0.054238 | 0.054238 | 0.054238 | 0.054238 | 0.054238 | 0.054238 | 0.054238 | 0.054238 | 0.054238 | 0.054238 | 0.054238 | 0.054238 | 0.054238 | 0.054238 | 0.054238 | 0.054238 | 0.054238 | 0.054238
F1_Commercial_Miscellaneous_Existing_Miscellaneous_Natural Gas_Pool Heater_E2 | F1 | Commercial | Miscellaneous | Existing | Miscellaneous | Natural Gas | Pool Heater | E2 | RVT - Cost of Equipment | 0.088808 | 0.088808 | 0.088808 | 0.088808 | 0.088808 | 0.088808 | 0.088808 | 0.088808 | 0.088808 | 0.088808 | 0.088808 | 0.088808 | 0.088808 | 0.088808 | 0.088808 | 0.088808 | 0.088808 | 0.088808 | 0.088808 | 0.088808 | 0.088808 | 0.088808 | 0.088808 | 0.088808 | 0.088808 | 0.088808 | 0.088808
F1_Commercial_Miscellaneous_Existing_Miscellaneous_Natural Gas_Pool Heater_E3 | F1 | Commercial | Miscellaneous | Existing | Miscellaneous | Natural Gas | Pool Heater | E3 | RVT - Cost of Equipment | 0 | 0 | 0 | 0 | 0 | 0 | 0 | 0 | 0 | 0 | 0 | 0 | 0 | 0 | 0 | 0 | 0 | 0 | 0 | 0 | 0 | 0 | 0 | 0 | 0 | 0 | 0
F1_Commercial_Miscellaneous_Existing_Miscellaneous_Natural Gas_Pool Heater_E4 | F1 | Commercial | Miscellaneous | Existing | Miscellaneous | Natural Gas | Pool Heater | E4 | RVT - Cost of Equipment | 0 | 0 | 0 | 0 | 0 | 0 | 0 | 0 | 0 | 0 | 0 | 0 | 0 | 0 | 0 | 0 | 0 | 0 | 0 | 0 | 0 | 0 | 0 | 0 | 0 | 0 | 0
F1_Commercial_Miscellaneous_Existing_Miscellaneous_Natural Gas_Pool Heater_E5 | F1 | Commercial | Miscellaneous | Existing | Miscellaneous | Natural Gas | Pool Heater | E5 | RVT - Cost of Equipment | 0 | 0 | 0 | 0 | 0 | 0 | 0 | 0 | 0 | 0 | 0 | 0 | 0 | 0 | 0 | 0 | 0 | 0 | 0 | 0 | 0 | 0 | 0 | 0 | 0 | 0 | 0
F1_Commercial_Miscellaneous_Existing_Miscellaneous_Natural Gas_Pool Heater_E6 | F1 | Commercial | Miscellaneous | Existing | Miscellaneous | Natural Gas | Pool Heater | E6 | RVT - Cost of Equipment | 0 | 0 | 0 | 0 | 0 | 0 | 0 | 0 | 0 | 0 | 0 | 0 | 0 | 0 | 0 | 0 | 0 | 0 | 0 | 0 | 0 | 0 | 0 | 0 | 0 | 0 | 0
F1_Commercial_Miscellaneous_Existing_Miscellaneous_Natural Gas_Pool Heater_E7 | F1 | Commercial | Miscellaneous | Existing | Miscellaneous | Natural Gas | Pool Heater | E7 | RVT - Cost of Equipment | 0 | 0 | 0 | 0 | 0 | 0 | 0 | 0 | 0 | 0 | 0 | 0 | 0 | 0 | 0 | 0 | 0 | 0 | 0 | 0 | 0 | 0 | 0 | 0 | 0 | 0 | 0
F1_Commercial_Miscellaneous_Existing_Miscellaneous_Natural Gas_Pool Heater_E8 | F1 | Commercial | Miscellaneous | Existing | Miscellaneous | Natural Gas | Pool Heater | E8 | RVT - Cost of Equipment | 0 | 0 | 0 | 0 | 0 | 0 | 0 | 0 | 0 | 0 | 0 | 0 | 0 | 0 | 0 | 0 | 0 | 0 | 0 | 0 | 0 | 0 | 0 | 0 | 0 | 0 | 0
F1_Commercial_Miscellaneous_Existing_Miscellaneous_Natural Gas_Pool Heater_E9 | F1 | Commercial | Miscellaneous | Existing | Miscellaneous | Natural Gas | Pool Heater | E9 | RVT - Cost of Equipment | 0 | 0 | 0 | 0 | 0 | 0 | 0 | 0 | 0 | 0 | 0 | 0 | 0 | 0 | 0 | 0 | 0 | 0 | 0 | 0 | 0 | 0 | 0 | 0 | 0 | 0 | 0
F1_Commercial_Miscellaneous_Existing_Miscellaneous_Natural Gas_Pool Heater_E10 | F1 | Commercial | Miscellaneous | Existing | Miscellaneous | Natural Gas | Pool Heater | E10 | RVT - Cost of Equipment | 0 | 0 | 0 | 0 | 0 | 0 | 0 | 0 | 0 | 0 | 0 | 0 | 0 | 0 | 0 | 0 | 0 | 0 | 0 | 0 | 0 | 0 | 0 | 0 | 0 | 0 | 0
F2_Commercial_Miscellaneous_Existing_Miscellaneous_Natural Gas_Pool Heater_E1 | F2 | Commercial | Miscellaneous | Existing | Miscellaneous | Natural Gas | Pool Heater | E1 | RVT - Cost of Operation | 0 | 0 | 0 | 0 | 0 | 0 | 0 | 0 | 0 | 0 | 0 | 0 | 0 | 0 | 0 | 0 | 0 | 0 | 0 | 0 | 0 | 0 | 0 | 0 | 0 | 0 | 0
F2_Commercial_Miscellaneous_Existing_Miscellaneous_Natural Gas_Pool Heater_E2 | F2 | Commercial | Miscellaneous | Existing | Miscellaneous | Natural Gas | Pool Heater | E2 | RVT - Cost of Operation | 0 | 0 | 0 | 0 | 0 | 0 | 0 | 0 | 0 | 0 | 0 | 0 | 0 | 0 | 0 | 0 | 0 | 0 | 0 | 0 | 0 | 0 | 0 | 0 | 0 | 0 | 0
F2_Commercial_Miscellaneous_Existing_Miscellaneous_Natural Gas_Pool Heater_E3 | F2 | Commercial | Miscellaneous | Existing | Miscellaneous | Natural Gas | Pool Heater | E3 | RVT - Cost of Operation | 0 | 0 | 0 | 0 | 0 | 0 | 0 | 0 | 0 | 0 | 0 | 0 | 0 | 0 | 0 | 0 | 0 | 0 | 0 | 0 | 0 | 0 | 0 | 0 | 0 | 0 | 0
F2_Commercial_Miscellaneous_Existing_Miscellaneous_Natural Gas_Pool Heater_E4 | F2 | Commercial | Miscellaneous | Existing | Miscellaneous | Natural Gas | Pool Heater | E4 | RVT - Cost of Operation | 0 | 0 | 0 | 0 | 0 | 0 | 0 | 0 | 0 | 0 | 0 | 0 | 0 | 0 | 0 | 0 | 0 | 0 | 0 | 0 | 0 | 0 | 0 | 0 | 0 | 0 | 0
F2_Commercial_Miscellaneous_Existing_Miscellaneous_Natural Gas_Pool Heater_E5 | F2 | Commercial | Miscellaneous | Existing | Miscellaneous | Natural Gas | Pool Heater | E5 | RVT - Cost of Operation | 0 | 0 | 0 | 0 | 0 | 0 | 0 | 0 | 0 | 0 | 0 | 0 | 0 | 0 | 0 | 0 | 0 | 0 | 0 | 0 | 0 | 0 | 0 | 0 | 0 | 0 | 0
F2_Commercial_Miscellaneous_Existing_Miscellaneous_Natural Gas_Pool Heater_E6 | F2 | Commercial | Miscellaneous | Existing | Miscellaneous | Natural Gas | Pool Heater | E6 | RVT - Cost of Operation | 0 | 0 | 0 | 0 | 0 | 0 | 0 | 0 | 0 | 0 | 0 | 0 | 0 | 0 | 0 | 0 | 0 | 0 | 0 | 0 | 0 | 0 | 0 | 0 | 0 | 0 | 0
F2_Commercial_Miscellaneous_Existing_Miscellaneous_Natural Gas_Pool Heater_E7 | F2 | Commercial | Miscellaneous | Existing | Miscellaneous | Natural Gas | Pool Heater | E7 | RVT - Cost of Operation | 0 | 0 | 0 | 0 | 0 | 0 | 0 | 0 | 0 | 0 | 0 | 0 | 0 | 0 | 0 | 0 | 0 | 0 | 0 | 0 | 0 | 0 | 0 | 0 | 0 | 0 | 0
F2_Commercial_Miscellaneous_Existing_Miscellaneous_Natural Gas_Pool Heater_E8 | F2 | Commercial | Miscellaneous | Existing | Miscellaneous | Natural Gas | Pool Heater | E8 | RVT - Cost of Operation | 0 | 0 | 0 | 0 | 0 | 0 | 0 | 0 | 0 | 0 | 0 | 0 | 0 | 0 | 0 | 0 | 0 | 0 | 0 | 0 | 0 | 0 | 0 | 0 | 0 | 0 | 0
F2_Commercial_Miscellaneous_Existing_Miscellaneous_Natural Gas_Pool Heater_E9 | F2 | Commercial | Miscellaneous | Existing | Miscellaneous | Natural Gas | Pool Heater | E9 | RVT - Cost of Operation | 0 | 0 | 0 | 0 | 0 | 0 | 0 | 0 | 0 | 0 | 0 | 0 | 0 | 0 | 0 | 0 | 0 | 0 | 0 | 0 | 0 | 0 | 0 | 0 | 0 | 0 | 0
F2_Commercial_Miscellaneous_Existing_Miscellaneous_Natural Gas_Pool Heater_E10 | F2 | Commercial | Miscellaneous | Existing | Miscellaneous | Natural Gas | Pool Heater | E10 | RVT - Cost of Operation | 0 | 0 | 0 | 0 | 0 | 0 | 0 | 0 | 0 | 0 | 0 | 0 | 0 | 0 | 0 | 0 | 0 | 0 | 0 | 0 | 0 | 0 | 0 | 0 | 0 | 0 | 0
F3_Commercial_Miscellaneous_Existing_Miscellaneous_Natural Gas_Pool Heater_E1 | F3 | Commercial | Miscellaneous | Existing | Miscellaneous | Natural Gas | Pool Heater | E1 | System - kBTUs of Consumption | 19.3498 | 19.3498 | 19.3498 | 19.3498 | 19.3498 | 19.3498 | 19.3498 | 19.3498 | 19.3498 | 19.3498 | 19.3498 | 19.3498 | 19.3498 | 19.3498 | 19.3498 | 19.3498 | 19.3498 | 19.3498 | 19.3498 | 19.3498 | 19.3498 | 19.3498 | 19.3498 | 19.3498 | 19.3498 | 19.3498 | 19.3498
F3_Commercial_Miscellaneous_Existing_Miscellaneous_Natural Gas_Pool Heater_E2 | F3 | Commercial | Miscellaneous | Existing | Miscellaneous | Natural Gas | Pool Heater | E2 | System - kBTUs of Consumption | 16.4473 | 16.4473 | 16.4473 | 16.4473 | 16.4473 | 16.4473 | 16.4473 | 16.4473 | 16.4473 | 16.4473 | 16.4473 | 16.4473 | 16.4473 | 16.4473 | 16.4473 | 16.4473 | 16.4473 | 16.4473 | 16.4473 | 16.4473 | 16.4473 | 16.4473 | 16.4473 | 16.4473 | 16.4473 | 16.4473 | 16.4473
F3_Commercial_Miscellaneous_Existing_Miscellaneous_Natural Gas_Pool Heater_E3 | F3 | Commercial | Miscellaneous | Existing | Miscellaneous | Natural Gas | Pool Heater | E3 | System - kBTUs of Consumption | 0 | 0 | 0 | 0 | 0 | 0 | 0 | 0 | 0 | 0 | 0 | 0 | 0 | 0 | 0 | 0 | 0 | 0 | 0 | 0 | 0 | 0 | 0 | 0 | 0 | 0 | 0
F3_Commercial_Miscellaneous_Existing_Miscellaneous_Natural Gas_Pool Heater_E4 | F3 | Commercial | Miscellaneous | Existing | Miscellaneous | Natural Gas | Pool Heater | E4 | System - kBTUs of Consumption | 0 | 0 | 0 | 0 | 0 | 0 | 0 | 0 | 0 | 0 | 0 | 0 | 0 | 0 | 0 | 0 | 0 | 0 | 0 | 0 | 0 | 0 | 0 | 0 | 0 | 0 | 0
F3_Commercial_Miscellaneous_Existing_Miscellaneous_Natural Gas_Pool Heater_E5 | F3 | Commercial | Miscellaneous | Existing | Miscellaneous | Natural Gas | Pool Heater | E5 | System - kBTUs of Consumption | 0 | 0 | 0 | 0 | 0 | 0 | 0 | 0 | 0 | 0 | 0 | 0 | 0 | 0 | 0 | 0 | 0 | 0 | 0 | 0 | 0 | 0 | 0 | 0 | 0 | 0 | 0
F3_Commercial_Miscellaneous_Existing_Miscellaneous_Natural Gas_Pool Heater_E6 | F3 | Commercial | Miscellaneous | Existing | Miscellaneous | Natural Gas | Pool Heater | E6 | System - kBTUs of Consumption | 0 | 0 | 0 | 0 | 0 | 0 | 0 | 0 | 0 | 0 | 0 | 0 | 0 | 0 | 0 | 0 | 0 | 0 | 0 | 0 | 0 | 0 | 0 | 0 | 0 | 0 | 0
F3_Commercial_Miscellaneous_Existing_Miscellaneous_Natural Gas_Pool Heater_E7 | F3 | Commercial | Miscellaneous | Existing | Miscellaneous | Natural Gas | Pool Heater | E7 | System - kBTUs of Consumption | 0 | 0 | 0 | 0 | 0 | 0 | 0 | 0 | 0 | 0 | 0 | 0 | 0 | 0 | 0 | 0 | 0 | 0 | 0 | 0 | 0 | 0 | 0 | 0 | 0 | 0 | 0
F3_Commercial_Miscellaneous_Existing_Miscellaneous_Natural Gas_Pool Heater_E8 | F3 | Commercial | Miscellaneous | Existing | Miscellaneous | Natural Gas | Pool Heater | E8 | System - kBTUs of Consumption | 0 | 0 | 0 | 0 | 0 | 0 | 0 | 0 | 0 | 0 | 0 | 0 | 0 | 0 | 0 | 0 | 0 | 0 | 0 | 0 | 0 | 0 | 0 | 0 | 0 | 0 | 0
F3_Commercial_Miscellaneous_Existing_Miscellaneous_Natural Gas_Pool Heater_E9 | F3 | Commercial | Miscellaneous | Existing | Miscellaneous | Natural Gas | Pool Heater | E9 | System - kBTUs of Consumption | 0 | 0 | 0 | 0 | 0 | 0 | 0 | 0 | 0 | 0 | 0 | 0 | 0 | 0 | 0 | 0 | 0 | 0 | 0 | 0 | 0 | 0 | 0 | 0 | 0 | 0 | 0
F3_Commercial_Miscellaneous_Existing_Miscellaneous_Natural Gas_Pool Heater_E10 | F3 | Commercial | Miscellaneous | Existing | Miscellaneous | Natural Gas | Pool Heater | E10 | System - kBTUs of Consumption | 0 | 0 | 0 | 0 | 0 | 0 | 0 | 0 | 0 | 0 | 0 | 0 | 0 | 0 | 0 | 0 | 0 | 0 | 0 | 0 | 0 | 0 | 0 | 0 | 0 | 0 | 0
F4_Commercial_Miscellaneous_Existing_Miscellaneous_Natural Gas_Pool Heater_E1 | F4 | Commercial | Miscellaneous | Existing | Miscellaneous | Natural Gas | Pool Heater | E1 | Utility - Cost of Equipment | 0.054238 | 0.054238 | 0.054238 | 0.054238 | 0.054238 | 0.054238 | 0.054238 | 0.054238 | 0.054238 | 0.054238 | 0.054238 | 0.054238 | 0.054238 | 0.054238 | 0.054238 | 0.054238 | 0.054238 | 0.054238 | 0.054238 | 0.054238 | 0.054238 | 0.054238 | 0.054238 | 0.054238 | 0.054238 | 0.054238 | 0.054238
F4_Commercial_Miscellaneous_Existing_Miscellaneous_Natural Gas_Pool Heater_E2 | F4 | Commercial | Miscellaneous | Existing | Miscellaneous | Natural Gas | Pool Heater | E2 | Utility - Cost of Equipment | 0.088808 | 0.088808 | 0.088808 | 0.088808 | 0.088808 | 0.088808 | 0.088808 | 0.088808 | 0.088808 | 0.088808 | 0.088808 | 0.088808 | 0.088808 | 0.088808 | 0.088808 | 0.088808 | 0.088808 | 0.088808 | 0.088808 | 0.088808 | 0.088808 | 0.088808 | 0.088808 | 0.088808 | 0.088808 | 0.088808 | 0.088808
F4_Commercial_Miscellaneous_Existing_Miscellaneous_Natural Gas_Pool Heater_E3 | F4 | Commercial | Miscellaneous | Existing | Miscellaneous | Natural Gas | Pool Heater | E3 | Utility - Cost of Equipment | 0 | 0 | 0 | 0 | 0 | 0 | 0 | 0 | 0 | 0 | 0 | 0 | 0 | 0 | 0 | 0 | 0 | 0 | 0 | 0 | 0 | 0 | 0 | 0 | 0 | 0 | 0
F4_Commercial_Miscellaneous_Existing_Miscellaneous_Natural Gas_Pool Heater_E4 | F4 | Commercial | Miscellaneous | Existing | Miscellaneous | Natural Gas | Pool Heater | E4 | Utility - Cost of Equipment | 0 | 0 | 0 | 0 | 0 | 0 | 0 | 0 | 0 | 0 | 0 | 0 | 0 | 0 | 0 | 0 | 0 | 0 | 0 | 0 | 0 | 0 | 0 | 0 | 0 | 0 | 0
F4_Commercial_Miscellaneous_Existing_Miscellaneous_Natural Gas_Pool Heater_E5 | F4 | Commercial | Miscellaneous | Existing | Miscellaneous | Natural Gas | Pool Heater | E5 | Utility - Cost of Equipment | 0 | 0 | 0 | 0 | 0 | 0 | 0 | 0 | 0 | 0 | 0 | 0 | 0 | 0 | 0 | 0 | 0 | 0 | 0 | 0 | 0 | 0 | 0 | 0 | 0 | 0 | 0
F4_Commercial_Miscellaneous_Existing_Miscellaneous_Natural Gas_Pool Heater_E6 | F4 | Commercial | Miscellaneous | Existing | Miscellaneous | Natural Gas | Pool Heater | E6 | Utility - Cost of Equipment | 0 | 0 | 0 | 0 | 0 | 0 | 0 | 0 | 0 | 0 | 0 | 0 | 0 | 0 | 0 | 0 | 0 | 0 | 0 | 0 | 0 | 0 | 0 | 0 | 0 | 0 | 0
F4_Commercial_Miscellaneous_Existing_Miscellaneous_Natural Gas_Pool Heater_E7 | F4 | Commercial | Miscellaneous | Existing | Miscellaneous | Natural Gas | Pool Heater | E7 | Utility - Cost of Equipment | 0 | 0 | 0 | 0 | 0 | 0 | 0 | 0 | 0 | 0 | 0 | 0 | 0 | 0 | 0 | 0 | 0 | 0 | 0 | 0 | 0 | 0 | 0 | 0 | 0 | 0 | 0
F4_Commercial_Miscellaneous_Existing_Miscellaneous_Natural Gas_Pool Heater_E8 | F4 | Commercial | Miscellaneous | Existing | Miscellaneous | Natural Gas | Pool Heater | E8 | Utility - Cost of Equipment | 0 | 0 | 0 | 0 | 0 | 0 | 0 | 0 | 0 | 0 | 0 | 0 | 0 | 0 | 0 | 0 | 0 | 0 | 0 | 0 | 0 | 0 | 0 | 0 | 0 | 0 | 0
F4_Commercial_Miscellaneous_Existing_Miscellaneous_Natural Gas_Pool Heater_E9 | F4 | Commercial | Miscellaneous | Existing | Miscellaneous | Natural Gas | Pool Heater | E9 | Utility - Cost of Equipment | 0 | 0 | 0 | 0 | 0 | 0 | 0 | 0 | 0 | 0 | 0 | 0 | 0 | 0 | 0 | 0 | 0 | 0 | 0 | 0 | 0 | 0 | 0 | 0 | 0 | 0 | 0
F4_Commercial_Miscellaneous_Existing_Miscellaneous_Natural Gas_Pool Heater_E10 | F4 | Commercial | Miscellaneous | Existing | Miscellaneous | Natural Gas | Pool Heater | E10 | Utility - Cost of Equipment | 0 | 0 | 0 | 0 | 0 | 0 | 0 | 0 | 0 | 0 | 0 | 0 | 0 | 0 | 0 | 0 | 0 | 0 | 0 | 0 | 0 | 0 | 0 | 0 | 0 | 0 | 0
F5_Commercial_Miscellaneous_Existing_Miscellaneous_Natural Gas_Pool Heater_E1 | F5 | Commercial | Miscellaneous | Existing | Miscellaneous | Natural Gas | Pool Heater | E1 | Utility - Cost of Operation | 0.27242 | 0.26532 | 0.2578 | 0.25018 | 0.24782 | 0.24889 | 0.25212 | 0.2565 | 0.26135 | 0.26631 | 0.27145 | 0.27676 | 0.2824 | 0.28796 | 0.29321 | 0.29721 | 0.29872 | 0.29666 | 0.29024 | 0.27932 | 0.26446 | 0.24638 | 0.23028 | 0.21967 | 0.21479 | 0.21585 | 0.2169
F5_Commercial_Miscellaneous_Existing_Miscellaneous_Natural Gas_Pool Heater_E2 | F5 | Commercial | Miscellaneous | Existing | Miscellaneous | Natural Gas | Pool Heater | E2 | Utility - Cost of Operation | 0.23156 | 0.22552 | 0.21913 | 0.21265 | 0.21065 | 0.21156 | 0.2143 | 0.21802 | 0.22215 | 0.22636 | 0.23073 | 0.23525 | 0.24004 | 0.24476 | 0.24923 | 0.25263 | 0.25391 | 0.25216 | 0.2467 | 0.23742 | 0.22479 | 0.20943 | 0.19574 | 0.18672 | 0.18257 | 0.18347 | 0.18437
F5_Commercial_Miscellaneous_Existing_Miscellaneous_Natural Gas_Pool Heater_E3 | F5 | Commercial | Miscellaneous | Existing | Miscellaneous | Natural Gas | Pool Heater | E3 | Utility - Cost of Operation | 0 | 0 | 0 | 0 | 0 | 0 | 0 | 0 | 0 | 0 | 0 | 0 | 0 | 0 | 0 | 0 | 0 | 0 | 0 | 0 | 0 | 0 | 0 | 0 | 0 | 0 | 0
F5_Commercial_Miscellaneous_Existing_Miscellaneous_Natural Gas_Pool Heater_E4 | F5 | Commercial | Miscellaneous | Existing | Miscellaneous | Natural Gas | Pool Heater | E4 | Utility - Cost of Operation | 0 | 0 | 0 | 0 | 0 | 0 | 0 | 0 | 0 | 0 | 0 | 0 | 0 | 0 | 0 | 0 | 0 | 0 | 0 | 0 | 0 | 0 | 0 | 0 | 0 | 0 | 0
F5_Commercial_Miscellaneous_Existing_Miscellaneous_Natural Gas_Pool Heater_E5 | F5 | Commercial | Miscellaneous | Existing | Miscellaneous | Natural Gas | Pool Heater | E5 | Utility - Cost of Operation | 0 | 0 | 0 | 0 | 0 | 0 | 0 | 0 | 0 | 0 | 0 | 0 | 0 | 0 | 0 | 0 | 0 | 0 | 0 | 0 | 0 | 0 | 0 | 0 | 0 | 0 | 0
F5_Commercial_Miscellaneous_Existing_Miscellaneous_Natural Gas_Pool Heater_E6 | F5 | Commercial | Miscellaneous | Existing | Miscellaneous | Natural Gas | Pool Heater | E6 | Utility - Cost of Operation | 0 | 0 | 0 | 0 | 0 | 0 | 0 | 0 | 0 | 0 | 0 | 0 | 0 | 0 | 0 | 0 | 0 | 0 | 0 | 0 | 0 | 0 | 0 | 0 | 0 | 0 | 0
F5_Commercial_Miscellaneous_Existing_Miscellaneous_Natural Gas_Pool Heater_E7 | F5 | Commercial | Miscellaneous | Existing | Miscellaneous | Natural Gas | Pool Heater | E7 | Utility - Cost of Operation | 0 | 0 | 0 | 0 | 0 | 0 | 0 | 0 | 0 | 0 | 0 | 0 | 0 | 0 | 0 | 0 | 0 | 0 | 0 | 0 | 0 | 0 | 0 | 0 | 0 | 0 | 0
F5_Commercial_Miscellaneous_Existing_Miscellaneous_Natural Gas_Pool Heater_E8 | F5 | Commercial | Miscellaneous | Existing | Miscellaneous | Natural Gas | Pool Heater | E8 | Utility - Cost of Operation | 0 | 0 | 0 | 0 | 0 | 0 | 0 | 0 | 0 | 0 | 0 | 0 | 0 | 0 | 0 | 0 | 0 | 0 | 0 | 0 | 0 | 0 | 0 | 0 | 0 | 0 | 0
F5_Commercial_Miscellaneous_Existing_Miscellaneous_Natural Gas_Pool Heater_E9 | F5 | Commercial | Miscellaneous | Existing | Miscellaneous | Natural Gas | Pool Heater | E9 | Utility - Cost of Operation | 0 | 0 | 0 | 0 | 0 | 0 | 0 | 0 | 0 | 0 | 0 | 0 | 0 | 0 | 0 | 0 | 0 | 0 | 0 | 0 | 0 | 0 | 0 | 0 | 0 | 0 | 0
F5_Commercial_Miscellaneous_Existing_Miscellaneous_Natural Gas_Pool Heater_E10 | F5 | Commercial | Miscellaneous | Existing | Miscellaneous | Natural Gas | Pool Heater | E10 | Utility - Cost of Operation | 0 | 0 | 0 | 0 | 0 | 0 | 0 | 0 | 0 | 0 | 0 | 0 | 0 | 0 | 0 | 0 | 0 | 0 | 0 | 0 | 0 | 0 | 0 | 0 | 0 | 0 | 0
F6_Commercial_Miscellaneous_Existing_Miscellaneous_Natural Gas_Pool Heater_E1 | F6 | Commercial | Miscellaneous | Existing | Miscellaneous | Natural Gas | Pool Heater | E1 | Utility - Value of Sales | 0 | 0 | 0 | 0 | 0 | 0 | 0 | 0 | 0 | 0 | 0 | 0 | 0 | 0 | 0 | 0 | 0 | 0 | 0 | 0 | 0 | 0 | 0 | 0 | 0 | 0 | 0
F6_Commercial_Miscellaneous_Existing_Miscellaneous_Natural Gas_Pool Heater_E2 | F6 | Commercial | Miscellaneous | Existing | Miscellaneous | Natural Gas | Pool Heater | E2 | Utility - Value of Sales | 0 | 0 | 0 | 0 | 0 | 0 | 0 | 0 | 0 | 0 | 0 | 0 | 0 | 0 | 0 | 0 | 0 | 0 | 0 | 0 | 0 | 0 | 0 | 0 | 0 | 0 | 0
F6_Commercial_Miscellaneous_Existing_Miscellaneous_Natural Gas_Pool Heater_E3 | F6 | Commercial | Miscellaneous | Existing | Miscellaneous | Natural Gas | Pool Heater | E3 | Utility - Value of Sales | 0 | 0 | 0 | 0 | 0 | 0 | 0 | 0 | 0 | 0 | 0 | 0 | 0 | 0 | 0 | 0 | 0 | 0 | 0 | 0 | 0 | 0 | 0 | 0 | 0 | 0 | 0
F6_Commercial_Miscellaneous_Existing_Miscellaneous_Natural Gas_Pool Heater_E4 | F6 | Commercial | Miscellaneous | Existing | Miscellaneous | Natural Gas | Pool Heater | E4 | Utility - Value of Sales | 0 | 0 | 0 | 0 | 0 | 0 | 0 | 0 | 0 | 0 | 0 | 0 | 0 | 0 | 0 | 0 | 0 | 0 | 0 | 0 | 0 | 0 | 0 | 0 | 0 | 0 | 0
F6_Commercial_Miscellaneous_Existing_Miscellaneous_Natural Gas_Pool Heater_E5 | F6 | Commercial | Miscellaneous | Existing | Miscellaneous | Natural Gas | Pool Heater | E5 | Utility - Value of Sales | 0 | 0 | 0 | 0 | 0 | 0 | 0 | 0 | 0 | 0 | 0 | 0 | 0 | 0 | 0 | 0 | 0 | 0 | 0 | 0 | 0 | 0 | 0 | 0 | 0 | 0 | 0
F6_Commercial_Miscellaneous_Existing_Miscellaneous_Natural Gas_Pool Heater_E6 | F6 | Commercial | Miscellaneous | Existing | Miscellaneous | Natural Gas | Pool Heater | E6 | Utility - Value of Sales | 0 | 0 | 0 | 0 | 0 | 0 | 0 | 0 | 0 | 0 | 0 | 0 | 0 | 0 | 0 | 0 | 0 | 0 | 0 | 0 | 0 | 0 | 0 | 0 | 0 | 0 | 0
F6_Commercial_Miscellaneous_Existing_Miscellaneous_Natural Gas_Pool Heater_E7 | F6 | Commercial | Miscellaneous | Existing | Miscellaneous | Natural Gas | Pool Heater | E7 | Utility - Value of Sales | 0 | 0 | 0 | 0 | 0 | 0 | 0 | 0 | 0 | 0 | 0 | 0 | 0 | 0 | 0 | 0 | 0 | 0 | 0 | 0 | 0 | 0 | 0 | 0 | 0 | 0 | 0
F6_Commercial_Miscellaneous_Existing_Miscellaneous_Natural Gas_Pool Heater_E8 | F6 | Commercial | Miscellaneous | Existing | Miscellaneous | Natural Gas | Pool Heater | E8 | Utility - Value of Sales | 0 | 0 | 0 | 0 | 0 | 0 | 0 | 0 | 0 | 0 | 0 | 0 | 0 | 0 | 0 | 0 | 0 | 0 | 0 | 0 | 0 | 0 | 0 | 0 | 0 | 0 | 0
F6_Commercial_Miscellaneous_Existing_Miscellaneous_Natural Gas_Pool Heater_E9 | F6 | Commercial | Miscellaneous | Existing | Miscellaneous | Natural Gas | Pool Heater | E9 | Utility - Value of Sales | 0 | 0 | 0 | 0 | 0 | 0 | 0 | 0 | 0 | 0 | 0 | 0 | 0 | 0 | 0 | 0 | 0 | 0 | 0 | 0 | 0 | 0 | 0 | 0 | 0 | 0 | 0
F6_Commercial_Miscellaneous_Existing_Miscellaneous_Natural Gas_Pool Heater_E10 | F6 | Commercial | Miscellaneous | Existing | Miscellaneous | Natural Gas | Pool Heater | E10 | Utility - Value of Sales | 0 | 0 | 0 | 0 | 0 | 0 | 0 | 0 | 0 | 0 | 0 | 0 | 0 | 0 | 0 | 0 | 0 | 0 | 0 | 0 | 0 | 0 | 0 | 0 | 0 | 0 | 0
F1_Commercial_Miscellaneous_Existing_Miscellaneous_Natural Gas_Miscellaneous_E1 | F1 | Commercial | Miscellaneous | Existing | Miscellaneous | Natural Gas | Miscellaneous | E1 | RVT - Cost of Equipment | 0.036398 | 0.036398 | 0.036398 | 0.036398 | 0.036398 | 0.036398 | 0.036398 | 0.036398 | 0.036398 | 0.036398 | 0.036398 | 0.036398 | 0.036398 | 0.036398 | 0.036398 | 0.036398 | 0.036398 | 0.036398 | 0.036398 | 0.036398 | 0.036398 | 0.036398 | 0.036398 | 0.036398 | 0.036398 | 0.036398 | 0.036398
F1_Commercial_Miscellaneous_Existing_Miscellaneous_Natural Gas_Miscellaneous_E2 | F1 | Commercial | Miscellaneous | Existing | Miscellaneous | Natural Gas | Miscellaneous | E2 | RVT - Cost of Equipment | 0 | 0 | 0 | 0 | 0 | 0 | 0 | 0 | 0 | 0 | 0 | 0 | 0 | 0 | 0 | 0 | 0 | 0 | 0 | 0 | 0 | 0 | 0 | 0 | 0 | 0 | 0
F1_Commercial_Miscellaneous_Existing_Miscellaneous_Natural Gas_Miscellaneous_E3 | F1 | Commercial | Miscellaneous | Existing | Miscellaneous | Natural Gas | Miscellaneous | E3 | RVT - Cost of Equipment | 0 | 0 | 0 | 0 | 0 | 0 | 0 | 0 | 0 | 0 | 0 | 0 | 0 | 0 | 0 | 0 | 0 | 0 | 0 | 0 | 0 | 0 | 0 | 0 | 0 | 0 | 0
F1_Commercial_Miscellaneous_Existing_Miscellaneous_Natural Gas_Miscellaneous_E4 | F1 | Commercial | Miscellaneous | Existing | Miscellaneous | Natural Gas | Miscellaneous | E4 | RVT - Cost of Equipment | 0 | 0 | 0 | 0 | 0 | 0 | 0 | 0 | 0 | 0 | 0 | 0 | 0 | 0 | 0 | 0 | 0 | 0 | 0 | 0 | 0 | 0 | 0 | 0 | 0 | 0 | 0
F1_Commercial_Miscellaneous_Existing_Miscellaneous_Natural Gas_Miscellaneous_E5 | F1 | Commercial | Miscellaneous | Existing | Miscellaneous | Natural Gas | Miscellaneous | E5 | RVT - Cost of Equipment | 0 | 0 | 0 | 0 | 0 | 0 | 0 | 0 | 0 | 0 | 0 | 0 | 0 | 0 | 0 | 0 | 0 | 0 | 0 | 0 | 0 | 0 | 0 | 0 | 0 | 0 | 0
F1_Commercial_Miscellaneous_Existing_Miscellaneous_Natural Gas_Miscellaneous_E6 | F1 | Commercial | Miscellaneous | Existing | Miscellaneous | Natural Gas | Miscellaneous | E6 | RVT - Cost of Equipment | 0 | 0 | 0 | 0 | 0 | 0 | 0 | 0 | 0 | 0 | 0 | 0 | 0 | 0 | 0 | 0 | 0 | 0 | 0 | 0 | 0 | 0 | 0 | 0 | 0 | 0 | 0
F1_Commercial_Miscellaneous_Existing_Miscellaneous_Natural Gas_Miscellaneous_E7 | F1 | Commercial | Miscellaneous | Existing | Miscellaneous | Natural Gas | Miscellaneous | E7 | RVT - Cost of Equipment | 0 | 0 | 0 | 0 | 0 | 0 | 0 | 0 | 0 | 0 | 0 | 0 | 0 | 0 | 0 | 0 | 0 | 0 | 0 | 0 | 0 | 0 | 0 | 0 | 0 | 0 | 0
F1_Commercial_Miscellaneous_Existing_Miscellaneous_Natural Gas_Miscellaneous_E8 | F1 | Commercial | Miscellaneous | Existing | Miscellaneous | Natural Gas | Miscellaneous | E8 | RVT - Cost of Equipment | 0 | 0 | 0 | 0 | 0 | 0 | 0 | 0 | 0 | 0 | 0 | 0 | 0 | 0 | 0 | 0 | 0 | 0 | 0 | 0 | 0 | 0 | 0 | 0 | 0 | 0 | 0
F1_Commercial_Miscellaneous_Existing_Miscellaneous_Natural Gas_Miscellaneous_E9 | F1 | Commercial | Miscellaneous | Existing | Miscellaneous | Natural Gas | Miscellaneous | E9 | RVT - Cost of Equipment | 0 | 0 | 0 | 0 | 0 | 0 | 0 | 0 | 0 | 0 | 0 | 0 | 0 | 0 | 0 | 0 | 0 | 0 | 0 | 0 | 0 | 0 | 0 | 0 | 0 | 0 | 0
F1_Commercial_Miscellaneous_Existing_Miscellaneous_Natural Gas_Miscellaneous_E10 | F1 | Commercial | Miscellaneous | Existing | Miscellaneous | Natural Gas | Miscellaneous | E10 | RVT - Cost of Equipment | 0 | 0 | 0 | 0 | 0 | 0 | 0 | 0 | 0 | 0 | 0 | 0 | 0 | 0 | 0 | 0 | 0 | 0 | 0 | 0 | 0 | 0 | 0 | 0 | 0 | 0 | 0
F2_Commercial_Miscellaneous_Existing_Miscellaneous_Natural Gas_Miscellaneous_E1 | F2 | Commercial | Miscellaneous | Existing | Miscellaneous | Natural Gas | Miscellaneous | E1 | RVT - Cost of Operation | 0 | 0 | 0 | 0 | 0 | 0 | 0 | 0 | 0 | 0 | 0 | 0 | 0 | 0 | 0 | 0 | 0 | 0 | 0 | 0 | 0 | 0 | 0 | 0 | 0 | 0 | 0
F2_Commercial_Miscellaneous_Existing_Miscellaneous_Natural Gas_Miscellaneous_E2 | F2 | Commercial | Miscellaneous | Existing | Miscellaneous | Natural Gas | Miscellaneous | E2 | RVT - Cost of Operation | 0 | 0 | 0 | 0 | 0 | 0 | 0 | 0 | 0 | 0 | 0 | 0 | 0 | 0 | 0 | 0 | 0 | 0 | 0 | 0 | 0 | 0 | 0 | 0 | 0 | 0 | 0
F2_Commercial_Miscellaneous_Existing_Miscellaneous_Natural Gas_Miscellaneous_E3 | F2 | Commercial | Miscellaneous | Existing | Miscellaneous | Natural Gas | Miscellaneous | E3 | RVT - Cost of Operation | 0 | 0 | 0 | 0 | 0 | 0 | 0 | 0 | 0 | 0 | 0 | 0 | 0 | 0 | 0 | 0 | 0 | 0 | 0 | 0 | 0 | 0 | 0 | 0 | 0 | 0 | 0
F2_Commercial_Miscellaneous_Existing_Miscellaneous_Natural Gas_Miscellaneous_E4 | F2 | Commercial | Miscellaneous | Existing | Miscellaneous | Natural Gas | Miscellaneous | E4 | RVT - Cost of Operation | 0 | 0 | 0 | 0 | 0 | 0 | 0 | 0 | 0 | 0 | 0 | 0 | 0 | 0 | 0 | 0 | 0 | 0 | 0 | 0 | 0 | 0 | 0 | 0 | 0 | 0 | 0
F2_Commercial_Miscellaneous_Existing_Miscellaneous_Natural Gas_Miscellaneous_E5 | F2 | Commercial | Miscellaneous | Existing | Miscellaneous | Natural Gas | Miscellaneous | E5 | RVT - Cost of Operation | 0 | 0 | 0 | 0 | 0 | 0 | 0 | 0 | 0 | 0 | 0 | 0 | 0 | 0 | 0 | 0 | 0 | 0 | 0 | 0 | 0 | 0 | 0 | 0 | 0 | 0 | 0
F2_Commercial_Miscellaneous_Existing_Miscellaneous_Natural Gas_Miscellaneous_E6 | F2 | Commercial | Miscellaneous | Existing | Miscellaneous | Natural Gas | Miscellaneous | E6 | RVT - Cost of Operation | 0 | 0 | 0 | 0 | 0 | 0 | 0 | 0 | 0 | 0 | 0 | 0 | 0 | 0 | 0 | 0 | 0 | 0 | 0 | 0 | 0 | 0 | 0 | 0 | 0 | 0 | 0
F2_Commercial_Miscellaneous_Existing_Miscellaneous_Natural Gas_Miscellaneous_E7 | F2 | Commercial | Miscellaneous | Existing | Miscellaneous | Natural Gas | Miscellaneous | E7 | RVT - Cost of Operation | 0 | 0 | 0 | 0 | 0 | 0 | 0 | 0 | 0 | 0 | 0 | 0 | 0 | 0 | 0 | 0 | 0 | 0 | 0 | 0 | 0 | 0 | 0 | 0 | 0 | 0 | 0
F2_Commercial_Miscellaneous_Existing_Miscellaneous_Natural Gas_Miscellaneous_E8 | F2 | Commercial | Miscellaneous | Existing | Miscellaneous | Natural Gas | Miscellaneous | E8 | RVT - Cost of Operation | 0 | 0 | 0 | 0 | 0 | 0 | 0 | 0 | 0 | 0 | 0 | 0 | 0 | 0 | 0 | 0 | 0 | 0 | 0 | 0 | 0 | 0 | 0 | 0 | 0 | 0 | 0
F2_Commercial_Miscellaneous_Existing_Miscellaneous_Natural Gas_Miscellaneous_E9 | F2 | Commercial | Miscellaneous | Existing | Miscellaneous | Natural Gas | Miscellaneous | E9 | RVT - Cost of Operation | 0 | 0 | 0 | 0 | 0 | 0 | 0 | 0 | 0 | 0 | 0 | 0 | 0 | 0 | 0 | 0 | 0 | 0 | 0 | 0 | 0 | 0 | 0 | 0 | 0 | 0 | 0
F2_Commercial_Miscellaneous_Existing_Miscellaneous_Natural Gas_Miscellaneous_E10 | F2 | Commercial | Miscellaneous | Existing | Miscellaneous | Natural Gas | Miscellaneous | E10 | RVT - Cost of Operation | 0 | 0 | 0 | 0 | 0 | 0 | 0 | 0 | 0 | 0 | 0 | 0 | 0 | 0 | 0 | 0 | 0 | 0 | 0 | 0 | 0 | 0 | 0 | 0 | 0 | 0 | 0
F3_Commercial_Miscellaneous_Existing_Miscellaneous_Natural Gas_Miscellaneous_E1 | F3 | Commercial | Miscellaneous | Existing | Miscellaneous | Natural Gas | Miscellaneous | E1 | System - kBTUs of Consumption | 13.9257 | 13.9257 | 13.9257 | 13.9257 | 13.9257 | 13.9257 | 13.9257 | 13.9257 | 13.9257 | 13.9257 | 13.9257 | 13.9257 | 13.9257 | 13.9257 | 13.9257 | 13.9257 | 13.9257 | 13.9257 | 13.9257 | 13.9257 | 13.9257 | 13.9257 | 13.9257 | 13.9257 | 13.9257 | 13.9257 | 13.9257
F3_Commercial_Miscellaneous_Existing_Miscellaneous_Natural Gas_Miscellaneous_E2 | F3 | Commercial | Miscellaneous | Existing | Miscellaneous | Natural Gas | Miscellaneous | E2 | System - kBTUs of Consumption | 0 | 0 | 0 | 0 | 0 | 0 | 0 | 0 | 0 | 0 | 0 | 0 | 0 | 0 | 0 | 0 | 0 | 0 | 0 | 0 | 0 | 0 | 0 | 0 | 0 | 0 | 0
F3_Commercial_Miscellaneous_Existing_Miscellaneous_Natural Gas_Miscellaneous_E3 | F3 | Commercial | Miscellaneous | Existing | Miscellaneous | Natural Gas | Miscellaneous | E3 | System - kBTUs of Consumption | 0 | 0 | 0 | 0 | 0 | 0 | 0 | 0 | 0 | 0 | 0 | 0 | 0 | 0 | 0 | 0 | 0 | 0 | 0 | 0 | 0 | 0 | 0 | 0 | 0 | 0 | 0
F3_Commercial_Miscellaneous_Existing_Miscellaneous_Natural Gas_Miscellaneous_E4 | F3 | Commercial | Miscellaneous | Existing | Miscellaneous | Natural Gas | Miscellaneous | E4 | System - kBTUs of Consumption | 0 | 0 | 0 | 0 | 0 | 0 | 0 | 0 | 0 | 0 | 0 | 0 | 0 | 0 | 0 | 0 | 0 | 0 | 0 | 0 | 0 | 0 | 0 | 0 | 0 | 0 | 0
F3_Commercial_Miscellaneous_Existing_Miscellaneous_Natural Gas_Miscellaneous_E5 | F3 | Commercial | Miscellaneous | Existing | Miscellaneous | Natural Gas | Miscellaneous | E5 | System - kBTUs of Consumption | 0 | 0 | 0 | 0 | 0 | 0 | 0 | 0 | 0 | 0 | 0 | 0 | 0 | 0 | 0 | 0 | 0 | 0 | 0 | 0 | 0 | 0 | 0 | 0 | 0 | 0 | 0
F3_Commercial_Miscellaneous_Existing_Miscellaneous_Natural Gas_Miscellaneous_E6 | F3 | Commercial | Miscellaneous | Existing | Miscellaneous | Natural Gas | Miscellaneous | E6 | System - kBTUs of Consumption | 0 | 0 | 0 | 0 | 0 | 0 | 0 | 0 | 0 | 0 | 0 | 0 | 0 | 0 | 0 | 0 | 0 | 0 | 0 | 0 | 0 | 0 | 0 | 0 | 0 | 0 | 0
F3_Commercial_Miscellaneous_Existing_Miscellaneous_Natural Gas_Miscellaneous_E7 | F3 | Commercial | Miscellaneous | Existing | Miscellaneous | Natural Gas | Miscellaneous | E7 | System - kBTUs of Consumption | 0 | 0 | 0 | 0 | 0 | 0 | 0 | 0 | 0 | 0 | 0 | 0 | 0 | 0 | 0 | 0 | 0 | 0 | 0 | 0 | 0 | 0 | 0 | 0 | 0 | 0 | 0
F3_Commercial_Miscellaneous_Existing_Miscellaneous_Natural Gas_Miscellaneous_E8 | F3 | Commercial | Miscellaneous | Existing | Miscellaneous | Natural Gas | Miscellaneous | E8 | System - kBTUs of Consumption | 0 | 0 | 0 | 0 | 0 | 0 | 0 | 0 | 0 | 0 | 0 | 0 | 0 | 0 | 0 | 0 | 0 | 0 | 0 | 0 | 0 | 0 | 0 | 0 | 0 | 0 | 0
F3_Commercial_Miscellaneous_Existing_Miscellaneous_Natural Gas_Miscellaneous_E9 | F3 | Commercial | Miscellaneous | Existing | Miscellaneous | Natural Gas | Miscellaneous | E9 | System - kBTUs of Consumption | 0 | 0 | 0 | 0 | 0 | 0 | 0 | 0 | 0 | 0 | 0 | 0 | 0 | 0 | 0 | 0 | 0 | 0 | 0 | 0 | 0 | 0 | 0 | 0 | 0 | 0 | 0
F3_Commercial_Miscellaneous_Existing_Miscellaneous_Natural Gas_Miscellaneous_E10 | F3 | Commercial | Miscellaneous | Existing | Miscellaneous | Natural Gas | Miscellaneous | E10 | System - kBTUs of Consumption | 0 | 0 | 0 | 0 | 0 | 0 | 0 | 0 | 0 | 0 | 0 | 0 | 0 | 0 | 0 | 0 | 0 | 0 | 0 | 0 | 0 | 0 | 0 | 0 | 0 | 0 | 0
F4_Commercial_Miscellaneous_Existing_Miscellaneous_Natural Gas_Miscellaneous_E1 | F4 | Commercial | Miscellaneous | Existing | Miscellaneous | Natural Gas | Miscellaneous | E1 | Utility - Cost of Equipment | 0.036398 | 0.036398 | 0.036398 | 0.036398 | 0.036398 | 0.036398 | 0.036398 | 0.036398 | 0.036398 | 0.036398 | 0.036398 | 0.036398 | 0.036398 | 0.036398 | 0.036398 | 0.036398 | 0.036398 | 0.036398 | 0.036398 | 0.036398 | 0.036398 | 0.036398 | 0.036398 | 0.036398 | 0.036398 | 0.036398 | 0.036398
F4_Commercial_Miscellaneous_Existing_Miscellaneous_Natural Gas_Miscellaneous_E2 | F4 | Commercial | Miscellaneous | Existing | Miscellaneous | Natural Gas | Miscellaneous | E2 | Utility - Cost of Equipment | 0 | 0 | 0 | 0 | 0 | 0 | 0 | 0 | 0 | 0 | 0 | 0 | 0 | 0 | 0 | 0 | 0 | 0 | 0 | 0 | 0 | 0 | 0 | 0 | 0 | 0 | 0
F4_Commercial_Miscellaneous_Existing_Miscellaneous_Natural Gas_Miscellaneous_E3 | F4 | Commercial | Miscellaneous | Existing | Miscellaneous | Natural Gas | Miscellaneous | E3 | Utility - Cost of Equipment | 0 | 0 | 0 | 0 | 0 | 0 | 0 | 0 | 0 | 0 | 0 | 0 | 0 | 0 | 0 | 0 | 0 | 0 | 0 | 0 | 0 | 0 | 0 | 0 | 0 | 0 | 0
F4_Commercial_Miscellaneous_Existing_Miscellaneous_Natural Gas_Miscellaneous_E4 | F4 | Commercial | Miscellaneous | Existing | Miscellaneous | Natural Gas | Miscellaneous | E4 | Utility - Cost of Equipment | 0 | 0 | 0 | 0 | 0 | 0 | 0 | 0 | 0 | 0 | 0 | 0 | 0 | 0 | 0 | 0 | 0 | 0 | 0 | 0 | 0 | 0 | 0 | 0 | 0 | 0 | 0
F4_Commercial_Miscellaneous_Existing_Miscellaneous_Natural Gas_Miscellaneous_E5 | F4 | Commercial | Miscellaneous | Existing | Miscellaneous | Natural Gas | Miscellaneous | E5 | Utility - Cost of Equipment | 0 | 0 | 0 | 0 | 0 | 0 | 0 | 0 | 0 | 0 | 0 | 0 | 0 | 0 | 0 | 0 | 0 | 0 | 0 | 0 | 0 | 0 | 0 | 0 | 0 | 0 | 0
F4_Commercial_Miscellaneous_Existing_Miscellaneous_Natural Gas_Miscellaneous_E6 | F4 | Commercial | Miscellaneous | Existing | Miscellaneous | Natural Gas | Miscellaneous | E6 | Utility - Cost of Equipment | 0 | 0 | 0 | 0 | 0 | 0 | 0 | 0 | 0 | 0 | 0 | 0 | 0 | 0 | 0 | 0 | 0 | 0 | 0 | 0 | 0 | 0 | 0 | 0 | 0 | 0 | 0
F4_Commercial_Miscellaneous_Existing_Miscellaneous_Natural Gas_Miscellaneous_E7 | F4 | Commercial | Miscellaneous | Existing | Miscellaneous | Natural Gas | Miscellaneous | E7 | Utility - Cost of Equipment | 0 | 0 | 0 | 0 | 0 | 0 | 0 | 0 | 0 | 0 | 0 | 0 | 0 | 0 | 0 | 0 | 0 | 0 | 0 | 0 | 0 | 0 | 0 | 0 | 0 | 0 | 0
F4_Commercial_Miscellaneous_Existing_Miscellaneous_Natural Gas_Miscellaneous_E8 | F4 | Commercial | Miscellaneous | Existing | Miscellaneous | Natural Gas | Miscellaneous | E8 | Utility - Cost of Equipment | 0 | 0 | 0 | 0 | 0 | 0 | 0 | 0 | 0 | 0 | 0 | 0 | 0 | 0 | 0 | 0 | 0 | 0 | 0 | 0 | 0 | 0 | 0 | 0 | 0 | 0 | 0
F4_Commercial_Miscellaneous_Existing_Miscellaneous_Natural Gas_Miscellaneous_E9 | F4 | Commercial | Miscellaneous | Existing | Miscellaneous | Natural Gas | Miscellaneous | E9 | Utility - Cost of Equipment | 0 | 0 | 0 | 0 | 0 | 0 | 0 | 0 | 0 | 0 | 0 | 0 | 0 | 0 | 0 | 0 | 0 | 0 | 0 | 0 | 0 | 0 | 0 | 0 | 0 | 0 | 0
F4_Commercial_Miscellaneous_Existing_Miscellaneous_Natural Gas_Miscellaneous_E10 | F4 | Commercial | Miscellaneous | Existing | Miscellaneous | Natural Gas | Miscellaneous | E10 | Utility - Cost of Equipment | 0 | 0 | 0 | 0 | 0 | 0 | 0 | 0 | 0 | 0 | 0 | 0 | 0 | 0 | 0 | 0 | 0 | 0 | 0 | 0 | 0 | 0 | 0 | 0 | 0 | 0 | 0
F5_Commercial_Miscellaneous_Existing_Miscellaneous_Natural Gas_Miscellaneous_E1 | F5 | Commercial | Miscellaneous | Existing | Miscellaneous | Natural Gas | Miscellaneous | E1 | Utility - Cost of Operation | 0.19517 | 0.19042 | 0.18455 | 0.17809 | 0.17571 | 0.17606 | 0.17816 | 0.18121 | 0.18462 | 0.18809 | 0.1917 | 0.19546 | 0.19946 | 0.20337 | 0.20711 | 0.21012 | 0.21165 | 0.21113 | 0.20804 | 0.20181 | 0.19196 | 0.1785 | 0.16551 | 0.1565 | 0.15228 | 0.15303 | 0.15378
F5_Commercial_Miscellaneous_Existing_Miscellaneous_Natural Gas_Miscellaneous_E2 | F5 | Commercial | Miscellaneous | Existing | Miscellaneous | Natural Gas | Miscellaneous | E2 | Utility - Cost of Operation | 0 | 0 | 0 | 0 | 0 | 0 | 0 | 0 | 0 | 0 | 0 | 0 | 0 | 0 | 0 | 0 | 0 | 0 | 0 | 0 | 0 | 0 | 0 | 0 | 0 | 0 | 0
F5_Commercial_Miscellaneous_Existing_Miscellaneous_Natural Gas_Miscellaneous_E3 | F5 | Commercial | Miscellaneous | Existing | Miscellaneous | Natural Gas | Miscellaneous | E3 | Utility - Cost of Operation | 0 | 0 | 0 | 0 | 0 | 0 | 0 | 0 | 0 | 0 | 0 | 0 | 0 | 0 | 0 | 0 | 0 | 0 | 0 | 0 | 0 | 0 | 0 | 0 | 0 | 0 | 0
F5_Commercial_Miscellaneous_Existing_Miscellaneous_Natural Gas_Miscellaneous_E4 | F5 | Commercial | Miscellaneous | Existing | Miscellaneous | Natural Gas | Miscellaneous | E4 | Utility - Cost of Operation | 0 | 0 | 0 | 0 | 0 | 0 | 0 | 0 | 0 | 0 | 0 | 0 | 0 | 0 | 0 | 0 | 0 | 0 | 0 | 0 | 0 | 0 | 0 | 0 | 0 | 0 | 0
F5_Commercial_Miscellaneous_Existing_Miscellaneous_Natural Gas_Miscellaneous_E5 | F5 | Commercial | Miscellaneous | Existing | Miscellaneous | Natural Gas | Miscellaneous | E5 | Utility - Cost of Operation | 0 | 0 | 0 | 0 | 0 | 0 | 0 | 0 | 0 | 0 | 0 | 0 | 0 | 0 | 0 | 0 | 0 | 0 | 0 | 0 | 0 | 0 | 0 | 0 | 0 | 0 | 0
F5_Commercial_Miscellaneous_Existing_Miscellaneous_Natural Gas_Miscellaneous_E6 | F5 | Commercial | Miscellaneous | Existing | Miscellaneous | Natural Gas | Miscellaneous | E6 | Utility - Cost of Operation | 0 | 0 | 0 | 0 | 0 | 0 | 0 | 0 | 0 | 0 | 0 | 0 | 0 | 0 | 0 | 0 | 0 | 0 | 0 | 0 | 0 | 0 | 0 | 0 | 0 | 0 | 0
F5_Commercial_Miscellaneous_Existing_Miscellaneous_Natural Gas_Miscellaneous_E7 | F5 | Commercial | Miscellaneous | Existing | Miscellaneous | Natural Gas | Miscellaneous | E7 | Utility - Cost of Operation | 0 | 0 | 0 | 0 | 0 | 0 | 0 | 0 | 0 | 0 | 0 | 0 | 0 | 0 | 0 | 0 | 0 | 0 | 0 | 0 | 0 | 0 | 0 | 0 | 0 | 0 | 0
F5_Commercial_Miscellaneous_Existing_Miscellaneous_Natural Gas_Miscellaneous_E8 | F5 | Commercial | Miscellaneous | Existing | Miscellaneous | Natural Gas | Miscellaneous | E8 | Utility - Cost of Operation | 0 | 0 | 0 | 0 | 0 | 0 | 0 | 0 | 0 | 0 | 0 | 0 | 0 | 0 | 0 | 0 | 0 | 0 | 0 | 0 | 0 | 0 | 0 | 0 | 0 | 0 | 0
F5_Commercial_Miscellaneous_Existing_Miscellaneous_Natural Gas_Miscellaneous_E9 | F5 | Commercial | Miscellaneous | Existing | Miscellaneous | Natural Gas | Miscellaneous | E9 | Utility - Cost of Operation | 0 | 0 | 0 | 0 | 0 | 0 | 0 | 0 | 0 | 0 | 0 | 0 | 0 | 0 | 0 | 0 | 0 | 0 | 0 | 0 | 0 | 0 | 0 | 0 | 0 | 0 | 0
F5_Commercial_Miscellaneous_Existing_Miscellaneous_Natural Gas_Miscellaneous_E10 | F5 | Commercial | Miscellaneous | Existing | Miscellaneous | Natural Gas | Miscellaneous | E10 | Utility - Cost of Operation | 0 | 0 | 0 | 0 | 0 | 0 | 0 | 0 | 0 | 0 | 0 | 0 | 0 | 0 | 0 | 0 | 0 | 0 | 0 | 0 | 0 | 0 | 0 | 0 | 0 | 0 | 0
F6_Commercial_Miscellaneous_Existing_Miscellaneous_Natural Gas_Miscellaneous_E1 | F6 | Commercial | Miscellaneous | Existing | Miscellaneous | Natural Gas | Miscellaneous | E1 | Utility - Value of Sales | 0 | 0 | 0 | 0 | 0 | 0 | 0 | 0 | 0 | 0 | 0 | 0 | 0 | 0 | 0 | 0 | 0 | 0 | 0 | 0 | 0 | 0 | 0 | 0 | 0 | 0 | 0
F6_Commercial_Miscellaneous_Existing_Miscellaneous_Natural Gas_Miscellaneous_E2 | F6 | Commercial | Miscellaneous | Existing | Miscellaneous | Natural Gas | Miscellaneous | E2 | Utility - Value of Sales | 0 | 0 | 0 | 0 | 0 | 0 | 0 | 0 | 0 | 0 | 0 | 0 | 0 | 0 | 0 | 0 | 0 | 0 | 0 | 0 | 0 | 0 | 0 | 0 | 0 | 0 | 0
F6_Commercial_Miscellaneous_Existing_Miscellaneous_Natural Gas_Miscellaneous_E3 | F6 | Commercial | Miscellaneous | Existing | Miscellaneous | Natural Gas | Miscellaneous | E3 | Utility - Value of Sales | 0 | 0 | 0 | 0 | 0 | 0 | 0 | 0 | 0 | 0 | 0 | 0 | 0 | 0 | 0 | 0 | 0 | 0 | 0 | 0 | 0 | 0 | 0 | 0 | 0 | 0 | 0
F6_Commercial_Miscellaneous_Existing_Miscellaneous_Natural Gas_Miscellaneous_E4 | F6 | Commercial | Miscellaneous | Existing | Miscellaneous | Natural Gas | Miscellaneous | E4 | Utility - Value of Sales | 0 | 0 | 0 | 0 | 0 | 0 | 0 | 0 | 0 | 0 | 0 | 0 | 0 | 0 | 0 | 0 | 0 | 0 | 0 | 0 | 0 | 0 | 0 | 0 | 0 | 0 | 0
F6_Commercial_Miscellaneous_Existing_Miscellaneous_Natural Gas_Miscellaneous_E5 | F6 | Commercial | Miscellaneous | Existing | Miscellaneous | Natural Gas | Miscellaneous | E5 | Utility - Value of Sales | 0 | 0 | 0 | 0 | 0 | 0 | 0 | 0 | 0 | 0 | 0 | 0 | 0 | 0 | 0 | 0 | 0 | 0 | 0 | 0 | 0 | 0 | 0 | 0 | 0 | 0 | 0
F6_Commercial_Miscellaneous_Existing_Miscellaneous_Natural Gas_Miscellaneous_E6 | F6 | Commercial | Miscellaneous | Existing | Miscellaneous | Natural Gas | Miscellaneous | E6 | Utility - Value of Sales | 0 | 0 | 0 | 0 | 0 | 0 | 0 | 0 | 0 | 0 | 0 | 0 | 0 | 0 | 0 | 0 | 0 | 0 | 0 | 0 | 0 | 0 | 0 | 0 | 0 | 0 | 0
F6_Commercial_Miscellaneous_Existing_Miscellaneous_Natural Gas_Miscellaneous_E7 | F6 | Commercial | Miscellaneous | Existing | Miscellaneous | Natural Gas | Miscellaneous | E7 | Utility - Value of Sales | 0 | 0 | 0 | 0 | 0 | 0 | 0 | 0 | 0 | 0 | 0 | 0 | 0 | 0 | 0 | 0 | 0 | 0 | 0 | 0 | 0 | 0 | 0 | 0 | 0 | 0 | 0
F6_Commercial_Miscellaneous_Existing_Miscellaneous_Natural Gas_Miscellaneous_E8 | F6 | Commercial | Miscellaneous | Existing | Miscellaneous | Natural Gas | Miscellaneous | E8 | Utility - Value of Sales | 0 | 0 | 0 | 0 | 0 | 0 | 0 | 0 | 0 | 0 | 0 | 0 | 0 | 0 | 0 | 0 | 0 | 0 | 0 | 0 | 0 | 0 | 0 | 0 | 0 | 0 | 0
F6_Commercial_Miscellaneous_Existing_Miscellaneous_Natural Gas_Miscellaneous_E9 | F6 | Commercial | Miscellaneous | Existing | Miscellaneous | Natural Gas | Miscellaneous | E9 | Utility - Value of Sales | 0 | 0 | 0 | 0 | 0 | 0 | 0 | 0 | 0 | 0 | 0 | 0 | 0 | 0 | 0 | 0 | 0 | 0 | 0 | 0 | 0 | 0 | 0 | 0 | 0 | 0 | 0
F6_Commercial_Miscellaneous_Existing_Miscellaneous_Natural Gas_Miscellaneous_E10 | F6 | Commercial | Miscellaneous | Existing | Miscellaneous | Natural Gas | Miscellaneous | E10 | Utility - Value of Sales | 0 | 0 | 0 | 0 | 0 | 0 | 0 | 0 | 0 | 0 | 0 | 0 | 0 | 0 | 0 | 0 | 0 | 0 | 0 | 0 | 0 | 0 | 0 | 0 | 0 | 0 | 0
F1_Commercial_Miscellaneous_New_Space Heating_Natural Gas_Furnace_E1 | F1 | Commercial | Miscellaneous | New | Space Heating | Natural Gas | Furnace | E1 | RVT - Cost of Equipment | 0.063627 | 0.063627 | 0.063627 | 0 | 0 | 0 | 0 | 0 | 0 | 0 | 0 | 0 | 0 | 0 | 0 | 0 | 0 | 0 | 0 | 0 | 0 | 0 | 0 | 0 | 0 | 0 | 0
F1_Commercial_Miscellaneous_New_Space Heating_Natural Gas_Furnace_E2 | F1 | Commercial | Miscellaneous | New | Space Heating | Natural Gas | Furnace | E2 | RVT - Cost of Equipment | 0.078185 | 0.078185 | 0.078185 | 0.078185 | 0.078185 | 0.078185 | 0.078185 | 0.078185 | 0.078185 | 0.078185 | 0.078185 | 0.078185 | 0.078185 | 0.078185 | 0.078185 | 0.078185 | 0.078185 | 0.078185 | 0.078185 | 0.078185 | 0.078185 | 0.078185 | 0.078185 | 0.078185 | 0.078185 | 0.078185 | 0.078185
F1_Commercial_Miscellaneous_New_Space Heating_Natural Gas_Furnace_E3 | F1 | Commercial | Miscellaneous | New | Space Heating | Natural Gas | Furnace | E3 | RVT - Cost of Equipment | 0.092743 | 0.092743 | 0.092743 | 0.092743 | 0.092743 | 0.092743 | 0.092743 | 0.092743 | 0.092743 | 0.092743 | 0.092743 | 0.092743 | 0.092743 | 0.092743 | 0.092743 | 0.092743 | 0.092743 | 0.092743 | 0.092743 | 0.092743 | 0.092743 | 0.092743 | 0.092743 | 0.092743 | 0.092743 | 0.092743 | 0.092743
F1_Commercial_Miscellaneous_New_Space Heating_Natural Gas_Furnace_E4 | F1 | Commercial | Miscellaneous | New | Space Heating | Natural Gas | Furnace | E4 | RVT - Cost of Equipment | 0 | 0 | 0 | 0 | 0 | 0 | 0 | 0 | 0 | 0 | 0 | 0 | 0 | 0 | 0 | 0 | 0 | 0 | 0 | 0 | 0 | 0 | 0 | 0 | 0 | 0 | 0
F1_Commercial_Miscellaneous_New_Space Heating_Natural Gas_Furnace_E5 | F1 | Commercial | Miscellaneous | New | Space Heating | Natural Gas | Furnace | E5 | RVT - Cost of Equipment | 0 | 0 | 0 | 0 | 0 | 0 | 0 | 0 | 0 | 0 | 0 | 0 | 0 | 0 | 0 | 0 | 0 | 0 | 0 | 0 | 0 | 0 | 0 | 0 | 0 | 0 | 0
F1_Commercial_Miscellaneous_New_Space Heating_Natural Gas_Furnace_E6 | F1 | Commercial | Miscellaneous | New | Space Heating | Natural Gas | Furnace | E6 | RVT - Cost of Equipment | 0 | 0 | 0 | 0 | 0 | 0 | 0 | 0 | 0 | 0 | 0 | 0 | 0 | 0 | 0 | 0 | 0 | 0 | 0 | 0 | 0 | 0 | 0 | 0 | 0 | 0 | 0
F1_Commercial_Miscellaneous_New_Space Heating_Natural Gas_Furnace_E7 | F1 | Commercial | Miscellaneous | New | Space Heating | Natural Gas | Furnace | E7 | RVT - Cost of Equipment | 0 | 0 | 0 | 0 | 0 | 0 | 0 | 0 | 0 | 0 | 0 | 0 | 0 | 0 | 0 | 0 | 0 | 0 | 0 | 0 | 0 | 0 | 0 | 0 | 0 | 0 | 0
F1_Commercial_Miscellaneous_New_Space Heating_Natural Gas_Furnace_E8 | F1 | Commercial | Miscellaneous | New | Space Heating | Natural Gas | Furnace | E8 | RVT - Cost of Equipment | 0 | 0 | 0 | 0 | 0 | 0 | 0 | 0 | 0 | 0 | 0 | 0 | 0 | 0 | 0 | 0 | 0 | 0 | 0 | 0 | 0 | 0 | 0 | 0 | 0 | 0 | 0
F1_Commercial_Miscellaneous_New_Space Heating_Natural Gas_Furnace_E9 | F1 | Commercial | Miscellaneous | New | Space Heating | Natural Gas | Furnace | E9 | RVT - Cost of Equipment | 0 | 0 | 0 | 0 | 0 | 0 | 0 | 0 | 0 | 0 | 0 | 0 | 0 | 0 | 0 | 0 | 0 | 0 | 0 | 0 | 0 | 0 | 0 | 0 | 0 | 0 | 0
F1_Commercial_Miscellaneous_New_Space Heating_Natural Gas_Furnace_E10 | F1 | Commercial | Miscellaneous | New | Space Heating | Natural Gas | Furnace | E10 | RVT - Cost of Equipment | 0 | 0 | 0 | 0 | 0 | 0 | 0 | 0 | 0 | 0 | 0 | 0 | 0 | 0 | 0 | 0 | 0 | 0 | 0 | 0 | 0 | 0 | 0 | 0 | 0 | 0 | 0
F2_Commercial_Miscellaneous_New_Space Heating_Natural Gas_Furnace_E1 | F2 | Commercial | Miscellaneous | New | Space Heating | Natural Gas | Furnace | E1 | RVT - Cost of Operation | 0 | 0 | 0 | 0 | 0 | 0 | 0 | 0 | 0 | 0 | 0 | 0 | 0 | 0 | 0 | 0 | 0 | 0 | 0 | 0 | 0 | 0 | 0 | 0 | 0 | 0 | 0
F2_Commercial_Miscellaneous_New_Space Heating_Natural Gas_Furnace_E2 | F2 | Commercial | Miscellaneous | New | Space Heating | Natural Gas | Furnace | E2 | RVT - Cost of Operation | 0 | 0 | 0 | 0 | 0 | 0 | 0 | 0 | 0 | 0 | 0 | 0 | 0 | 0 | 0 | 0 | 0 | 0 | 0 | 0 | 0 | 0 | 0 | 0 | 0 | 0 | 0
F2_Commercial_Miscellaneous_New_Space Heating_Natural Gas_Furnace_E3 | F2 | Commercial | Miscellaneous | New | Space Heating | Natural Gas | Furnace | E3 | RVT - Cost of Operation | 0 | 0 | 0 | 0 | 0 | 0 | 0 | 0 | 0 | 0 | 0 | 0 | 0 | 0 | 0 | 0 | 0 | 0 | 0 | 0 | 0 | 0 | 0 | 0 | 0 | 0 | 0
F2_Commercial_Miscellaneous_New_Space Heating_Natural Gas_Furnace_E4 | F2 | Commercial | Miscellaneous | New | Space Heating | Natural Gas | Furnace | E4 | RVT - Cost of Operation | 0 | 0 | 0 | 0 | 0 | 0 | 0 | 0 | 0 | 0 | 0 | 0 | 0 | 0 | 0 | 0 | 0 | 0 | 0 | 0 | 0 | 0 | 0 | 0 | 0 | 0 | 0
F2_Commercial_Miscellaneous_New_Space Heating_Natural Gas_Furnace_E5 | F2 | Commercial | Miscellaneous | New | Space Heating | Natural Gas | Furnace | E5 | RVT - Cost of Operation | 0 | 0 | 0 | 0 | 0 | 0 | 0 | 0 | 0 | 0 | 0 | 0 | 0 | 0 | 0 | 0 | 0 | 0 | 0 | 0 | 0 | 0 | 0 | 0 | 0 | 0 | 0
F2_Commercial_Miscellaneous_New_Space Heating_Natural Gas_Furnace_E6 | F2 | Commercial | Miscellaneous | New | Space Heating | Natural Gas | Furnace | E6 | RVT - Cost of Operation | 0 | 0 | 0 | 0 | 0 | 0 | 0 | 0 | 0 | 0 | 0 | 0 | 0 | 0 | 0 | 0 | 0 | 0 | 0 | 0 | 0 | 0 | 0 | 0 | 0 | 0 | 0
F2_Commercial_Miscellaneous_New_Space Heating_Natural Gas_Furnace_E7 | F2 | Commercial | Miscellaneous | New | Space Heating | Natural Gas | Furnace | E7 | RVT - Cost of Operation | 0 | 0 | 0 | 0 | 0 | 0 | 0 | 0 | 0 | 0 | 0 | 0 | 0 | 0 | 0 | 0 | 0 | 0 | 0 | 0 | 0 | 0 | 0 | 0 | 0 | 0 | 0
F2_Commercial_Miscellaneous_New_Space Heating_Natural Gas_Furnace_E8 | F2 | Commercial | Miscellaneous | New | Space Heating | Natural Gas | Furnace | E8 | RVT - Cost of Operation | 0 | 0 | 0 | 0 | 0 | 0 | 0 | 0 | 0 | 0 | 0 | 0 | 0 | 0 | 0 | 0 | 0 | 0 | 0 | 0 | 0 | 0 | 0 | 0 | 0 | 0 | 0
F2_Commercial_Miscellaneous_New_Space Heating_Natural Gas_Furnace_E9 | F2 | Commercial | Miscellaneous | New | Space Heating | Natural Gas | Furnace | E9 | RVT - Cost of Operation | 0 | 0 | 0 | 0 | 0 | 0 | 0 | 0 | 0 | 0 | 0 | 0 | 0 | 0 | 0 | 0 | 0 | 0 | 0 | 0 | 0 | 0 | 0 | 0 | 0 | 0 | 0
F2_Commercial_Miscellaneous_New_Space Heating_Natural Gas_Furnace_E10 | F2 | Commercial | Miscellaneous | New | Space Heating | Natural Gas | Furnace | E10 | RVT - Cost of Operation | 0 | 0 | 0 | 0 | 0 | 0 | 0 | 0 | 0 | 0 | 0 | 0 | 0 | 0 | 0 | 0 | 0 | 0 | 0 | 0 | 0 | 0 | 0 | 0 | 0 | 0 | 0
F3_Commercial_Miscellaneous_New_Space Heating_Natural Gas_Furnace_E1 | F3 | Commercial | Miscellaneous | New | Space Heating | Natural Gas | Furnace | E1 | System - kBTUs of Consumption | 61.6678 | 61.8475 | 61.837 | 0 | 0 | 0 | 0 | 0 | 0 | 0 | 0 | 0 | 0 | 0 | 0 | 0 | 0 | 0 | 0 | 0 | 0 | 0 | 0 | 0 | 0 | 0 | 0
F3_Commercial_Miscellaneous_New_Space Heating_Natural Gas_Furnace_E2 | F3 | Commercial | Miscellaneous | New | Space Heating | Natural Gas | Furnace | E2 | System - kBTUs of Consumption | 54.8158 | 54.9756 | 54.9663 | 54.9663 | 54.9663 | 54.9663 | 54.9663 | 54.9663 | 54.9663 | 54.9663 | 54.9663 | 54.9663 | 54.9663 | 54.9663 | 54.9663 | 54.9663 | 54.9663 | 54.9663 | 54.9663 | 54.9663 | 54.9663 | 54.9663 | 54.9663 | 54.9663 | 54.9663 | 54.9663 | 54.9663
F3_Commercial_Miscellaneous_New_Space Heating_Natural Gas_Furnace_E3 | F3 | Commercial | Miscellaneous | New | Space Heating | Natural Gas | Furnace | E3 | System - kBTUs of Consumption | 51.3898 | 51.5396 | 51.5309 | 51.5309 | 51.5309 | 51.5309 | 51.5309 | 51.5309 | 51.5309 | 51.5309 | 51.5309 | 51.5309 | 51.5309 | 51.5309 | 51.5309 | 51.5309 | 51.5309 | 51.5309 | 51.5309 | 51.5309 | 51.5309 | 51.5309 | 51.5309 | 51.5309 | 51.5309 | 51.5309 | 51.5309
F3_Commercial_Miscellaneous_New_Space Heating_Natural Gas_Furnace_E4 | F3 | Commercial | Miscellaneous | New | Space Heating | Natural Gas | Furnace | E4 | System - kBTUs of Consumption | 0 | 0 | 0 | 0 | 0 | 0 | 0 | 0 | 0 | 0 | 0 | 0 | 0 | 0 | 0 | 0 | 0 | 0 | 0 | 0 | 0 | 0 | 0 | 0 | 0 | 0 | 0
F3_Commercial_Miscellaneous_New_Space Heating_Natural Gas_Furnace_E5 | F3 | Commercial | Miscellaneous | New | Space Heating | Natural Gas | Furnace | E5 | System - kBTUs of Consumption | 0 | 0 | 0 | 0 | 0 | 0 | 0 | 0 | 0 | 0 | 0 | 0 | 0 | 0 | 0 | 0 | 0 | 0 | 0 | 0 | 0 | 0 | 0 | 0 | 0 | 0 | 0
F3_Commercial_Miscellaneous_New_Space Heating_Natural Gas_Furnace_E6 | F3 | Commercial | Miscellaneous | New | Space Heating | Natural Gas | Furnace | E6 | System - kBTUs of Consumption | 0 | 0 | 0 | 0 | 0 | 0 | 0 | 0 | 0 | 0 | 0 | 0 | 0 | 0 | 0 | 0 | 0 | 0 | 0 | 0 | 0 | 0 | 0 | 0 | 0 | 0 | 0
F3_Commercial_Miscellaneous_New_Space Heating_Natural Gas_Furnace_E7 | F3 | Commercial | Miscellaneous | New | Space Heating | Natural Gas | Furnace | E7 | System - kBTUs of Consumption | 0 | 0 | 0 | 0 | 0 | 0 | 0 | 0 | 0 | 0 | 0 | 0 | 0 | 0 | 0 | 0 | 0 | 0 | 0 | 0 | 0 | 0 | 0 | 0 | 0 | 0 | 0
F3_Commercial_Miscellaneous_New_Space Heating_Natural Gas_Furnace_E8 | F3 | Commercial | Miscellaneous | New | Space Heating | Natural Gas | Furnace | E8 | System - kBTUs of Consumption | 0 | 0 | 0 | 0 | 0 | 0 | 0 | 0 | 0 | 0 | 0 | 0 | 0 | 0 | 0 | 0 | 0 | 0 | 0 | 0 | 0 | 0 | 0 | 0 | 0 | 0 | 0
F3_Commercial_Miscellaneous_New_Space Heating_Natural Gas_Furnace_E9 | F3 | Commercial | Miscellaneous | New | Space Heating | Natural Gas | Furnace | E9 | System - kBTUs of Consumption | 0 | 0 | 0 | 0 | 0 | 0 | 0 | 0 | 0 | 0 | 0 | 0 | 0 | 0 | 0 | 0 | 0 | 0 | 0 | 0 | 0 | 0 | 0 | 0 | 0 | 0 | 0
F3_Commercial_Miscellaneous_New_Space Heating_Natural Gas_Furnace_E10 | F3 | Commercial | Miscellaneous | New | Space Heating | Natural Gas | Furnace | E10 | System - kBTUs of Consumption | 0 | 0 | 0 | 0 | 0 | 0 | 0 | 0 | 0 | 0 | 0 | 0 | 0 | 0 | 0 | 0 | 0 | 0 | 0 | 0 | 0 | 0 | 0 | 0 | 0 | 0 | 0
F4_Commercial_Miscellaneous_New_Space Heating_Natural Gas_Furnace_E1 | F4 | Commercial | Miscellaneous | New | Space Heating | Natural Gas | Furnace | E1 | Utility - Cost of Equipment | 0.063627 | 0.063627 | 0.063627 | 0 | 0 | 0 | 0 | 0 | 0 | 0 | 0 | 0 | 0 | 0 | 0 | 0 | 0 | 0 | 0 | 0 | 0 | 0 | 0 | 0 | 0 | 0 | 0
F4_Commercial_Miscellaneous_New_Space Heating_Natural Gas_Furnace_E2 | F4 | Commercial | Miscellaneous | New | Space Heating | Natural Gas | Furnace | E2 | Utility - Cost of Equipment | 0.078185 | 0.078185 | 0.078185 | 0.078185 | 0.078185 | 0.078185 | 0.078185 | 0.078185 | 0.078185 | 0.078185 | 0.078185 | 0.078185 | 0.078185 | 0.078185 | 0.078185 | 0.078185 | 0.078185 | 0.078185 | 0.078185 | 0.078185 | 0.078185 | 0.078185 | 0.078185 | 0.078185 | 0.078185 | 0.078185 | 0.078185
F4_Commercial_Miscellaneous_New_Space Heating_Natural Gas_Furnace_E3 | F4 | Commercial | Miscellaneous | New | Space Heating | Natural Gas | Furnace | E3 | Utility - Cost of Equipment | 0.092743 | 0.092743 | 0.092743 | 0.092743 | 0.092743 | 0.092743 | 0.092743 | 0.092743 | 0.092743 | 0.092743 | 0.092743 | 0.092743 | 0.092743 | 0.092743 | 0.092743 | 0.092743 | 0.092743 | 0.092743 | 0.092743 | 0.092743 | 0.092743 | 0.092743 | 0.092743 | 0.092743 | 0.092743 | 0.092743 | 0.092743
F4_Commercial_Miscellaneous_New_Space Heating_Natural Gas_Furnace_E4 | F4 | Commercial | Miscellaneous | New | Space Heating | Natural Gas | Furnace | E4 | Utility - Cost of Equipment | 0 | 0 | 0 | 0 | 0 | 0 | 0 | 0 | 0 | 0 | 0 | 0 | 0 | 0 | 0 | 0 | 0 | 0 | 0 | 0 | 0 | 0 | 0 | 0 | 0 | 0 | 0
F4_Commercial_Miscellaneous_New_Space Heating_Natural Gas_Furnace_E5 | F4 | Commercial | Miscellaneous | New | Space Heating | Natural Gas | Furnace | E5 | Utility - Cost of Equipment | 0 | 0 | 0 | 0 | 0 | 0 | 0 | 0 | 0 | 0 | 0 | 0 | 0 | 0 | 0 | 0 | 0 | 0 | 0 | 0 | 0 | 0 | 0 | 0 | 0 | 0 | 0
F4_Commercial_Miscellaneous_New_Space Heating_Natural Gas_Furnace_E6 | F4 | Commercial | Miscellaneous | New | Space Heating | Natural Gas | Furnace | E6 | Utility - Cost of Equipment | 0 | 0 | 0 | 0 | 0 | 0 | 0 | 0 | 0 | 0 | 0 | 0 | 0 | 0 | 0 | 0 | 0 | 0 | 0 | 0 | 0 | 0 | 0 | 0 | 0 | 0 | 0
F4_Commercial_Miscellaneous_New_Space Heating_Natural Gas_Furnace_E7 | F4 | Commercial | Miscellaneous | New | Space Heating | Natural Gas | Furnace | E7 | Utility - Cost of Equipment | 0 | 0 | 0 | 0 | 0 | 0 | 0 | 0 | 0 | 0 | 0 | 0 | 0 | 0 | 0 | 0 | 0 | 0 | 0 | 0 | 0 | 0 | 0 | 0 | 0 | 0 | 0
F4_Commercial_Miscellaneous_New_Space Heating_Natural Gas_Furnace_E8 | F4 | Commercial | Miscellaneous | New | Space Heating | Natural Gas | Furnace | E8 | Utility - Cost of Equipment | 0 | 0 | 0 | 0 | 0 | 0 | 0 | 0 | 0 | 0 | 0 | 0 | 0 | 0 | 0 | 0 | 0 | 0 | 0 | 0 | 0 | 0 | 0 | 0 | 0 | 0 | 0
F4_Commercial_Miscellaneous_New_Space Heating_Natural Gas_Furnace_E9 | F4 | Commercial | Miscellaneous | New | Space Heating | Natural Gas | Furnace | E9 | Utility - Cost of Equipment | 0 | 0 | 0 | 0 | 0 | 0 | 0 | 0 | 0 | 0 | 0 | 0 | 0 | 0 | 0 | 0 | 0 | 0 | 0 | 0 | 0 | 0 | 0 | 0 | 0 | 0 | 0
F4_Commercial_Miscellaneous_New_Space Heating_Natural Gas_Furnace_E10 | F4 | Commercial | Miscellaneous | New | Space Heating | Natural Gas | Furnace | E10 | Utility - Cost of Equipment | 0 | 0 | 0 | 0 | 0 | 0 | 0 | 0 | 0 | 0 | 0 | 0 | 0 | 0 | 0 | 0 | 0 | 0 | 0 | 0 | 0 | 0 | 0 | 0 | 0 | 0 | 0
F5_Commercial_Miscellaneous_New_Space Heating_Natural Gas_Furnace_E1 | F5 | Commercial | Miscellaneous | New | Space Heating | Natural Gas | Furnace | E1 | Utility - Cost of Operation | 0.89618 | 0.89091 | 0.87848 | 0 | 0 | 0 | 0 | 0 | 0 | 0 | 0 | 0 | 0 | 0 | 0 | 0 | 0 | 0 | 0 | 0 | 0 | 0 | 0 | 0 | 0 | 0 | 0
F5_Commercial_Miscellaneous_New_Space Heating_Natural Gas_Furnace_E2 | F5 | Commercial | Miscellaneous | New | Space Heating | Natural Gas | Furnace | E2 | Utility - Cost of Operation | 0.7966 | 0.79192 | 0.78087 | 0.76894 | 0.76564 | 0.76516 | 0.76667 | 0.76872 | 0.77032 | 0.7711 | 0.77102 | 0.77001 | 0.76778 | 0.76374 | 0.75792 | 0.75063 | 0.74123 | 0.73013 | 0.71691 | 0.70113 | 0.68235 | 0.66101 | 0.64339 | 0.63232 | 0.62815 | 0.63123 | 0.63432
F5_Commercial_Miscellaneous_New_Space Heating_Natural Gas_Furnace_E3 | F5 | Commercial | Miscellaneous | New | Space Heating | Natural Gas | Furnace | E3 | Utility - Cost of Operation | 0.74681 | 0.74242 | 0.73207 | 0.72088 | 0.71779 | 0.71734 | 0.71876 | 0.72068 | 0.72217 | 0.7229 | 0.72284 | 0.72188 | 0.71979 | 0.71601 | 0.71055 | 0.70371 | 0.6949 | 0.68449 | 0.6721 | 0.65731 | 0.6397 | 0.6197 | 0.60318 | 0.5928 | 0.58889 | 0.59178 | 0.59468
F5_Commercial_Miscellaneous_New_Space Heating_Natural Gas_Furnace_E4 | F5 | Commercial | Miscellaneous | New | Space Heating | Natural Gas | Furnace | E4 | Utility - Cost of Operation | 0 | 0 | 0 | 0 | 0 | 0 | 0 | 0 | 0 | 0 | 0 | 0 | 0 | 0 | 0 | 0 | 0 | 0 | 0 | 0 | 0 | 0 | 0 | 0 | 0 | 0 | 0
F5_Commercial_Miscellaneous_New_Space Heating_Natural Gas_Furnace_E5 | F5 | Commercial | Miscellaneous | New | Space Heating | Natural Gas | Furnace | E5 | Utility - Cost of Operation | 0 | 0 | 0 | 0 | 0 | 0 | 0 | 0 | 0 | 0 | 0 | 0 | 0 | 0 | 0 | 0 | 0 | 0 | 0 | 0 | 0 | 0 | 0 | 0 | 0 | 0 | 0
F5_Commercial_Miscellaneous_New_Space Heating_Natural Gas_Furnace_E6 | F5 | Commercial | Miscellaneous | New | Space Heating | Natural Gas | Furnace | E6 | Utility - Cost of Operation | 0 | 0 | 0 | 0 | 0 | 0 | 0 | 0 | 0 | 0 | 0 | 0 | 0 | 0 | 0 | 0 | 0 | 0 | 0 | 0 | 0 | 0 | 0 | 0 | 0 | 0 | 0
F5_Commercial_Miscellaneous_New_Space Heating_Natural Gas_Furnace_E7 | F5 | Commercial | Miscellaneous | New | Space Heating | Natural Gas | Furnace | E7 | Utility - Cost of Operation | 0 | 0 | 0 | 0 | 0 | 0 | 0 | 0 | 0 | 0 | 0 | 0 | 0 | 0 | 0 | 0 | 0 | 0 | 0 | 0 | 0 | 0 | 0 | 0 | 0 | 0 | 0
F5_Commercial_Miscellaneous_New_Space Heating_Natural Gas_Furnace_E8 | F5 | Commercial | Miscellaneous | New | Space Heating | Natural Gas | Furnace | E8 | Utility - Cost of Operation | 0 | 0 | 0 | 0 | 0 | 0 | 0 | 0 | 0 | 0 | 0 | 0 | 0 | 0 | 0 | 0 | 0 | 0 | 0 | 0 | 0 | 0 | 0 | 0 | 0 | 0 | 0
F5_Commercial_Miscellaneous_New_Space Heating_Natural Gas_Furnace_E9 | F5 | Commercial | Miscellaneous | New | Space Heating | Natural Gas | Furnace | E9 | Utility - Cost of Operation | 0 | 0 | 0 | 0 | 0 | 0 | 0 | 0 | 0 | 0 | 0 | 0 | 0 | 0 | 0 | 0 | 0 | 0 | 0 | 0 | 0 | 0 | 0 | 0 | 0 | 0 | 0
F5_Commercial_Miscellaneous_New_Space Heating_Natural Gas_Furnace_E10 | F5 | Commercial | Miscellaneous | New | Space Heating | Natural Gas | Furnace | E10 | Utility - Cost of Operation | 0 | 0 | 0 | 0 | 0 | 0 | 0 | 0 | 0 | 0 | 0 | 0 | 0 | 0 | 0 | 0 | 0 | 0 | 0 | 0 | 0 | 0 | 0 | 0 | 0 | 0 | 0
F6_Commercial_Miscellaneous_New_Space Heating_Natural Gas_Furnace_E1 | F6 | Commercial | Miscellaneous | New | Space Heating | Natural Gas | Furnace | E1 | Utility - Value of Sales | 0 | 0 | 0 | 0 | 0 | 0 | 0 | 0 | 0 | 0 | 0 | 0 | 0 | 0 | 0 | 0 | 0 | 0 | 0 | 0 | 0 | 0 | 0 | 0 | 0 | 0 | 0
F6_Commercial_Miscellaneous_New_Space Heating_Natural Gas_Furnace_E2 | F6 | Commercial | Miscellaneous | New | Space Heating | Natural Gas | Furnace | E2 | Utility - Value of Sales | 0 | 0 | 0 | 0 | 0 | 0 | 0 | 0 | 0 | 0 | 0 | 0 | 0 | 0 | 0 | 0 | 0 | 0 | 0 | 0 | 0 | 0 | 0 | 0 | 0 | 0 | 0
F6_Commercial_Miscellaneous_New_Space Heating_Natural Gas_Furnace_E3 | F6 | Commercial | Miscellaneous | New | Space Heating | Natural Gas | Furnace | E3 | Utility - Value of Sales | 0 | 0 | 0 | 0 | 0 | 0 | 0 | 0 | 0 | 0 | 0 | 0 | 0 | 0 | 0 | 0 | 0 | 0 | 0 | 0 | 0 | 0 | 0 | 0 | 0 | 0 | 0
F6_Commercial_Miscellaneous_New_Space Heating_Natural Gas_Furnace_E4 | F6 | Commercial | Miscellaneous | New | Space Heating | Natural Gas | Furnace | E4 | Utility - Value of Sales | 0 | 0 | 0 | 0 | 0 | 0 | 0 | 0 | 0 | 0 | 0 | 0 | 0 | 0 | 0 | 0 | 0 | 0 | 0 | 0 | 0 | 0 | 0 | 0 | 0 | 0 | 0
F6_Commercial_Miscellaneous_New_Space Heating_Natural Gas_Furnace_E5 | F6 | Commercial | Miscellaneous | New | Space Heating | Natural Gas | Furnace | E5 | Utility - Value of Sales | 0 | 0 | 0 | 0 | 0 | 0 | 0 | 0 | 0 | 0 | 0 | 0 | 0 | 0 | 0 | 0 | 0 | 0 | 0 | 0 | 0 | 0 | 0 | 0 | 0 | 0 | 0
F6_Commercial_Miscellaneous_New_Space Heating_Natural Gas_Furnace_E6 | F6 | Commercial | Miscellaneous | New | Space Heating | Natural Gas | Furnace | E6 | Utility - Value of Sales | 0 | 0 | 0 | 0 | 0 | 0 | 0 | 0 | 0 | 0 | 0 | 0 | 0 | 0 | 0 | 0 | 0 | 0 | 0 | 0 | 0 | 0 | 0 | 0 | 0 | 0 | 0
F6_Commercial_Miscellaneous_New_Space Heating_Natural Gas_Furnace_E7 | F6 | Commercial | Miscellaneous | New | Space Heating | Natural Gas | Furnace | E7 | Utility - Value of Sales | 0 | 0 | 0 | 0 | 0 | 0 | 0 | 0 | 0 | 0 | 0 | 0 | 0 | 0 | 0 | 0 | 0 | 0 | 0 | 0 | 0 | 0 | 0 | 0 | 0 | 0 | 0
F6_Commercial_Miscellaneous_New_Space Heating_Natural Gas_Furnace_E8 | F6 | Commercial | Miscellaneous | New | Space Heating | Natural Gas | Furnace | E8 | Utility - Value of Sales | 0 | 0 | 0 | 0 | 0 | 0 | 0 | 0 | 0 | 0 | 0 | 0 | 0 | 0 | 0 | 0 | 0 | 0 | 0 | 0 | 0 | 0 | 0 | 0 | 0 | 0 | 0
F6_Commercial_Miscellaneous_New_Space Heating_Natural Gas_Furnace_E9 | F6 | Commercial | Miscellaneous | New | Space Heating | Natural Gas | Furnace | E9 | Utility - Value of Sales | 0 | 0 | 0 | 0 | 0 | 0 | 0 | 0 | 0 | 0 | 0 | 0 | 0 | 0 | 0 | 0 | 0 | 0 | 0 | 0 | 0 | 0 | 0 | 0 | 0 | 0 | 0
F6_Commercial_Miscellaneous_New_Space Heating_Natural Gas_Furnace_E10 | F6 | Commercial | Miscellaneous | New | Space Heating | Natural Gas | Furnace | E10 | Utility - Value of Sales | 0 | 0 | 0 | 0 | 0 | 0 | 0 | 0 | 0 | 0 | 0 | 0 | 0 | 0 | 0 | 0 | 0 | 0 | 0 | 0 | 0 | 0 | 0 | 0 | 0 | 0 | 0
F1_Commercial_Miscellaneous_New_Space Heating_Natural Gas_Boiler_E1 | F1 | Commercial | Miscellaneous | New | Space Heating | Natural Gas | Boiler | E1 | RVT - Cost of Equipment | 0.3496 | 0.3496 | 0.3496 | 0.3496 | 0.3496 | 0.3496 | 0.3496 | 0.3496 | 0.3496 | 0.3496 | 0.3496 | 0.3496 | 0.3496 | 0.3496 | 0.3496 | 0.3496 | 0.3496 | 0.3496 | 0.3496 | 0.3496 | 0.3496 | 0.3496 | 0.3496 | 0.3496 | 0.3496 | 0.3496 | 0.3496
F1_Commercial_Miscellaneous_New_Space Heating_Natural Gas_Boiler_E2 | F1 | Commercial | Miscellaneous | New | Space Heating | Natural Gas | Boiler | E2 | RVT - Cost of Equipment | 0.39774 | 0.39774 | 0.39774 | 0.39774 | 0.39774 | 0.39774 | 0.39774 | 0.39774 | 0.39774 | 0.39774 | 0.39774 | 0.39774 | 0.39774 | 0.39774 | 0.39774 | 0.39774 | 0.39774 | 0.39774 | 0.39774 | 0.39774 | 0.39774 | 0.39774 | 0.39774 | 0.39774 | 0.39774 | 0.39774 | 0.39774
F1_Commercial_Miscellaneous_New_Space Heating_Natural Gas_Boiler_E3 | F1 | Commercial | Miscellaneous | New | Space Heating | Natural Gas | Boiler | E3 | RVT - Cost of Equipment | 0.49443 | 0.49443 | 0.49443 | 0.49443 | 0.49443 | 0.49443 | 0.49443 | 0.49443 | 0.49443 | 0.49443 | 0.49443 | 0.49443 | 0.49443 | 0.49443 | 0.49443 | 0.49443 | 0.49443 | 0.49443 | 0.49443 | 0.49443 | 0.49443 | 0.49443 | 0.49443 | 0.49443 | 0.49443 | 0.49443 | 0.49443
F1_Commercial_Miscellaneous_New_Space Heating_Natural Gas_Boiler_E4 | F1 | Commercial | Miscellaneous | New | Space Heating | Natural Gas | Boiler | E4 | RVT - Cost of Equipment | 1.844 | 1.844 | 1.844 | 1.844 | 1.844 | 1.844 | 1.844 | 1.844 | 1.844 | 1.844 | 1.844 | 1.844 | 1.844 | 1.844 | 1.844 | 1.844 | 1.844 | 1.844 | 1.844 | 1.844 | 1.844 | 1.844 | 1.844 | 1.844 | 1.844 | 1.844 | 1.844
F1_Commercial_Miscellaneous_New_Space Heating_Natural Gas_Boiler_E5 | F1 | Commercial | Miscellaneous | New | Space Heating | Natural Gas | Boiler | E5 | RVT - Cost of Equipment | 0 | 0 | 0 | 0 | 0 | 0 | 0 | 0 | 0 | 0 | 0 | 0 | 0 | 0 | 0 | 0 | 0 | 0 | 0 | 0 | 0 | 0 | 0 | 0 | 0 | 0 | 0
F1_Commercial_Miscellaneous_New_Space Heating_Natural Gas_Boiler_E6 | F1 | Commercial | Miscellaneous | New | Space Heating | Natural Gas | Boiler | E6 | RVT - Cost of Equipment | 0 | 0 | 0 | 0 | 0 | 0 | 0 | 0 | 0 | 0 | 0 | 0 | 0 | 0 | 0 | 0 | 0 | 0 | 0 | 0 | 0 | 0 | 0 | 0 | 0 | 0 | 0
F1_Commercial_Miscellaneous_New_Space Heating_Natural Gas_Boiler_E7 | F1 | Commercial | Miscellaneous | New | Space Heating | Natural Gas | Boiler | E7 | RVT - Cost of Equipment | 0 | 0 | 0 | 0 | 0 | 0 | 0 | 0 | 0 | 0 | 0 | 0 | 0 | 0 | 0 | 0 | 0 | 0 | 0 | 0 | 0 | 0 | 0 | 0 | 0 | 0 | 0
F1_Commercial_Miscellaneous_New_Space Heating_Natural Gas_Boiler_E8 | F1 | Commercial | Miscellaneous | New | Space Heating | Natural Gas | Boiler | E8 | RVT - Cost of Equipment | 0 | 0 | 0 | 0 | 0 | 0 | 0 | 0 | 0 | 0 | 0 | 0 | 0 | 0 | 0 | 0 | 0 | 0 | 0 | 0 | 0 | 0 | 0 | 0 | 0 | 0 | 0
F1_Commercial_Miscellaneous_New_Space Heating_Natural Gas_Boiler_E9 | F1 | Commercial | Miscellaneous | New | Space Heating | Natural Gas | Boiler | E9 | RVT - Cost of Equipment | 0 | 0 | 0 | 0 | 0 | 0 | 0 | 0 | 0 | 0 | 0 | 0 | 0 | 0 | 0 | 0 | 0 | 0 | 0 | 0 | 0 | 0 | 0 | 0 | 0 | 0 | 0
F1_Commercial_Miscellaneous_New_Space Heating_Natural Gas_Boiler_E10 | F1 | Commercial | Miscellaneous | New | Space Heating | Natural Gas | Boiler | E10 | RVT - Cost of Equipment | 0 | 0 | 0 | 0 | 0 | 0 | 0 | 0 | 0 | 0 | 0 | 0 | 0 | 0 | 0 | 0 | 0 | 0 | 0 | 0 | 0 | 0 | 0 | 0 | 0 | 0 | 0
F2_Commercial_Miscellaneous_New_Space Heating_Natural Gas_Boiler_E1 | F2 | Commercial | Miscellaneous | New | Space Heating | Natural Gas | Boiler | E1 | RVT - Cost of Operation | 0 | 0 | 0 | 0 | 0 | 0 | 0 | 0 | 0 | 0 | 0 | 0 | 0 | 0 | 0 | 0 | 0 | 0 | 0 | 0 | 0 | 0 | 0 | 0 | 0 | 0 | 0
F2_Commercial_Miscellaneous_New_Space Heating_Natural Gas_Boiler_E2 | F2 | Commercial | Miscellaneous | New | Space Heating | Natural Gas | Boiler | E2 | RVT - Cost of Operation | 0 | 0 | 0 | 0 | 0 | 0 | 0 | 0 | 0 | 0 | 0 | 0 | 0 | 0 | 0 | 0 | 0 | 0 | 0 | 0 | 0 | 0 | 0 | 0 | 0 | 0 | 0
F2_Commercial_Miscellaneous_New_Space Heating_Natural Gas_Boiler_E3 | F2 | Commercial | Miscellaneous | New | Space Heating | Natural Gas | Boiler | E3 | RVT - Cost of Operation | 0 | 0 | 0 | 0 | 0 | 0 | 0 | 0 | 0 | 0 | 0 | 0 | 0 | 0 | 0 | 0 | 0 | 0 | 0 | 0 | 0 | 0 | 0 | 0 | 0 | 0 | 0
F2_Commercial_Miscellaneous_New_Space Heating_Natural Gas_Boiler_E4 | F2 | Commercial | Miscellaneous | New | Space Heating | Natural Gas | Boiler | E4 | RVT - Cost of Operation | 0 | 0 | 0 | 0 | 0 | 0 | 0 | 0 | 0 | 0 | 0 | 0 | 0 | 0 | 0 | 0 | 0 | 0 | 0 | 0 | 0 | 0 | 0 | 0 | 0 | 0 | 0
F2_Commercial_Miscellaneous_New_Space Heating_Natural Gas_Boiler_E5 | F2 | Commercial | Miscellaneous | New | Space Heating | Natural Gas | Boiler | E5 | RVT - Cost of Operation | 0 | 0 | 0 | 0 | 0 | 0 | 0 | 0 | 0 | 0 | 0 | 0 | 0 | 0 | 0 | 0 | 0 | 0 | 0 | 0 | 0 | 0 | 0 | 0 | 0 | 0 | 0
F2_Commercial_Miscellaneous_New_Space Heating_Natural Gas_Boiler_E6 | F2 | Commercial | Miscellaneous | New | Space Heating | Natural Gas | Boiler | E6 | RVT - Cost of Operation | 0 | 0 | 0 | 0 | 0 | 0 | 0 | 0 | 0 | 0 | 0 | 0 | 0 | 0 | 0 | 0 | 0 | 0 | 0 | 0 | 0 | 0 | 0 | 0 | 0 | 0 | 0
F2_Commercial_Miscellaneous_New_Space Heating_Natural Gas_Boiler_E7 | F2 | Commercial | Miscellaneous | New | Space Heating | Natural Gas | Boiler | E7 | RVT - Cost of Operation | 0 | 0 | 0 | 0 | 0 | 0 | 0 | 0 | 0 | 0 | 0 | 0 | 0 | 0 | 0 | 0 | 0 | 0 | 0 | 0 | 0 | 0 | 0 | 0 | 0 | 0 | 0
F2_Commercial_Miscellaneous_New_Space Heating_Natural Gas_Boiler_E8 | F2 | Commercial | Miscellaneous | New | Space Heating | Natural Gas | Boiler | E8 | RVT - Cost of Operation | 0 | 0 | 0 | 0 | 0 | 0 | 0 | 0 | 0 | 0 | 0 | 0 | 0 | 0 | 0 | 0 | 0 | 0 | 0 | 0 | 0 | 0 | 0 | 0 | 0 | 0 | 0
F2_Commercial_Miscellaneous_New_Space Heating_Natural Gas_Boiler_E9 | F2 | Commercial | Miscellaneous | New | Space Heating | Natural Gas | Boiler | E9 | RVT - Cost of Operation | 0 | 0 | 0 | 0 | 0 | 0 | 0 | 0 | 0 | 0 | 0 | 0 | 0 | 0 | 0 | 0 | 0 | 0 | 0 | 0 | 0 | 0 | 0 | 0 | 0 | 0 | 0
F2_Commercial_Miscellaneous_New_Space Heating_Natural Gas_Boiler_E10 | F2 | Commercial | Miscellaneous | New | Space Heating | Natural Gas | Boiler | E10 | RVT - Cost of Operation | 0 | 0 | 0 | 0 | 0 | 0 | 0 | 0 | 0 | 0 | 0 | 0 | 0 | 0 | 0 | 0 | 0 | 0 | 0 | 0 | 0 | 0 | 0 | 0 | 0 | 0 | 0
F3_Commercial_Miscellaneous_New_Space Heating_Natural Gas_Boiler_E1 | F3 | Commercial | Miscellaneous | New | Space Heating | Natural Gas | Boiler | E1 | System - kBTUs of Consumption | 95.9122 | 96.1693 | 96.1543 | 96.1543 | 96.1543 | 96.1543 | 96.1543 | 96.1543 | 96.1543 | 96.1543 | 96.1543 | 96.1543 | 96.1543 | 96.1543 | 96.1543 | 96.1543 | 96.1543 | 96.1543 | 96.1543 | 96.1543 | 96.1543 | 96.1543 | 96.1543 | 96.1543 | 96.1543 | 96.1543 | 96.1543
F3_Commercial_Miscellaneous_New_Space Heating_Natural Gas_Boiler_E2 | F3 | Commercial | Miscellaneous | New | Space Heating | Natural Gas | Boiler | E2 | System - kBTUs of Consumption | 90.2703 | 90.5123 | 90.4982 | 90.4982 | 90.4982 | 90.4982 | 90.4982 | 90.4982 | 90.4982 | 90.4982 | 90.4982 | 90.4982 | 90.4982 | 90.4982 | 90.4982 | 90.4982 | 90.4982 | 90.4982 | 90.4982 | 90.4982 | 90.4982 | 90.4982 | 90.4982 | 90.4982 | 90.4982 | 90.4982 | 90.4982
F3_Commercial_Miscellaneous_New_Space Heating_Natural Gas_Boiler_E3 | F3 | Commercial | Miscellaneous | New | Space Heating | Natural Gas | Boiler | E3 | System - kBTUs of Consumption | 79.1028 | 79.3149 | 79.3025 | 79.3025 | 79.3025 | 79.3025 | 79.3025 | 79.3025 | 79.3025 | 79.3025 | 79.3025 | 79.3025 | 79.3025 | 79.3025 | 79.3025 | 79.3025 | 79.3025 | 79.3025 | 79.3025 | 79.3025 | 79.3025 | 79.3025 | 79.3025 | 79.3025 | 79.3025 | 79.3025 | 79.3025
F3_Commercial_Miscellaneous_New_Space Heating_Natural Gas_Boiler_E4 | F3 | Commercial | Miscellaneous | New | Space Heating | Natural Gas | Boiler | E4 | System - kBTUs of Consumption | 54.7147 | 54.9596 | 54.9453 | 54.9453 | 54.9453 | 54.9453 | 54.9453 | 54.9453 | 54.9453 | 54.9453 | 54.9453 | 54.9453 | 54.9453 | 54.9453 | 54.9453 | 54.9453 | 54.9453 | 54.9453 | 54.9453 | 54.9453 | 54.9453 | 54.9453 | 54.9453 | 54.9453 | 54.9453 | 54.9453 | 54.9453
F3_Commercial_Miscellaneous_New_Space Heating_Natural Gas_Boiler_E5 | F3 | Commercial | Miscellaneous | New | Space Heating | Natural Gas | Boiler | E5 | System - kBTUs of Consumption | 0 | 0 | 0 | 0 | 0 | 0 | 0 | 0 | 0 | 0 | 0 | 0 | 0 | 0 | 0 | 0 | 0 | 0 | 0 | 0 | 0 | 0 | 0 | 0 | 0 | 0 | 0
F3_Commercial_Miscellaneous_New_Space Heating_Natural Gas_Boiler_E6 | F3 | Commercial | Miscellaneous | New | Space Heating | Natural Gas | Boiler | E6 | System - kBTUs of Consumption | 0 | 0 | 0 | 0 | 0 | 0 | 0 | 0 | 0 | 0 | 0 | 0 | 0 | 0 | 0 | 0 | 0 | 0 | 0 | 0 | 0 | 0 | 0 | 0 | 0 | 0 | 0
F3_Commercial_Miscellaneous_New_Space Heating_Natural Gas_Boiler_E7 | F3 | Commercial | Miscellaneous | New | Space Heating | Natural Gas | Boiler | E7 | System - kBTUs of Consumption | 0 | 0 | 0 | 0 | 0 | 0 | 0 | 0 | 0 | 0 | 0 | 0 | 0 | 0 | 0 | 0 | 0 | 0 | 0 | 0 | 0 | 0 | 0 | 0 | 0 | 0 | 0
F3_Commercial_Miscellaneous_New_Space Heating_Natural Gas_Boiler_E8 | F3 | Commercial | Miscellaneous | New | Space Heating | Natural Gas | Boiler | E8 | System - kBTUs of Consumption | 0 | 0 | 0 | 0 | 0 | 0 | 0 | 0 | 0 | 0 | 0 | 0 | 0 | 0 | 0 | 0 | 0 | 0 | 0 | 0 | 0 | 0 | 0 | 0 | 0 | 0 | 0
F3_Commercial_Miscellaneous_New_Space Heating_Natural Gas_Boiler_E9 | F3 | Commercial | Miscellaneous | New | Space Heating | Natural Gas | Boiler | E9 | System - kBTUs of Consumption | 0 | 0 | 0 | 0 | 0 | 0 | 0 | 0 | 0 | 0 | 0 | 0 | 0 | 0 | 0 | 0 | 0 | 0 | 0 | 0 | 0 | 0 | 0 | 0 | 0 | 0 | 0
F3_Commercial_Miscellaneous_New_Space Heating_Natural Gas_Boiler_E10 | F3 | Commercial | Miscellaneous | New | Space Heating | Natural Gas | Boiler | E10 | System - kBTUs of Consumption | 0 | 0 | 0 | 0 | 0 | 0 | 0 | 0 | 0 | 0 | 0 | 0 | 0 | 0 | 0 | 0 | 0 | 0 | 0 | 0 | 0 | 0 | 0 | 0 | 0 | 0 | 0
F4_Commercial_Miscellaneous_New_Space Heating_Natural Gas_Boiler_E1 | F4 | Commercial | Miscellaneous | New | Space Heating | Natural Gas | Boiler | E1 | Utility - Cost of Equipment | 0.3496 | 0.3496 | 0.3496 | 0.3496 | 0.3496 | 0.3496 | 0.3496 | 0.3496 | 0.3496 | 0.3496 | 0.3496 | 0.3496 | 0.3496 | 0.3496 | 0.3496 | 0.3496 | 0.3496 | 0.3496 | 0.3496 | 0.3496 | 0.3496 | 0.3496 | 0.3496 | 0.3496 | 0.3496 | 0.3496 | 0.3496
F4_Commercial_Miscellaneous_New_Space Heating_Natural Gas_Boiler_E2 | F4 | Commercial | Miscellaneous | New | Space Heating | Natural Gas | Boiler | E2 | Utility - Cost of Equipment | 0.39774 | 0.39774 | 0.39774 | 0.39774 | 0.39774 | 0.39774 | 0.39774 | 0.39774 | 0.39774 | 0.39774 | 0.39774 | 0.39774 | 0.39774 | 0.39774 | 0.39774 | 0.39774 | 0.39774 | 0.39774 | 0.39774 | 0.39774 | 0.39774 | 0.39774 | 0.39774 | 0.39774 | 0.39774 | 0.39774 | 0.39774
F4_Commercial_Miscellaneous_New_Space Heating_Natural Gas_Boiler_E3 | F4 | Commercial | Miscellaneous | New | Space Heating | Natural Gas | Boiler | E3 | Utility - Cost of Equipment | 0.49443 | 0.49443 | 0.49443 | 0.49443 | 0.49443 | 0.49443 | 0.49443 | 0.49443 | 0.49443 | 0.49443 | 0.49443 | 0.49443 | 0.49443 | 0.49443 | 0.49443 | 0.49443 | 0.49443 | 0.49443 | 0.49443 | 0.49443 | 0.49443 | 0.49443 | 0.49443 | 0.49443 | 0.49443 | 0.49443 | 0.49443
F4_Commercial_Miscellaneous_New_Space Heating_Natural Gas_Boiler_E4 | F4 | Commercial | Miscellaneous | New | Space Heating | Natural Gas | Boiler | E4 | Utility - Cost of Equipment | 1.844 | 1.844 | 1.844 | 1.844 | 1.844 | 1.844 | 1.844 | 1.844 | 1.844 | 1.844 | 1.844 | 1.844 | 1.844 | 1.844 | 1.844 | 1.844 | 1.844 | 1.844 | 1.844 | 1.844 | 1.844 | 1.844 | 1.844 | 1.844 | 1.844 | 1.844 | 1.844
F4_Commercial_Miscellaneous_New_Space Heating_Natural Gas_Boiler_E5 | F4 | Commercial | Miscellaneous | New | Space Heating | Natural Gas | Boiler | E5 | Utility - Cost of Equipment | 0 | 0 | 0 | 0 | 0 | 0 | 0 | 0 | 0 | 0 | 0 | 0 | 0 | 0 | 0 | 0 | 0 | 0 | 0 | 0 | 0 | 0 | 0 | 0 | 0 | 0 | 0
F4_Commercial_Miscellaneous_New_Space Heating_Natural Gas_Boiler_E6 | F4 | Commercial | Miscellaneous | New | Space Heating | Natural Gas | Boiler | E6 | Utility - Cost of Equipment | 0 | 0 | 0 | 0 | 0 | 0 | 0 | 0 | 0 | 0 | 0 | 0 | 0 | 0 | 0 | 0 | 0 | 0 | 0 | 0 | 0 | 0 | 0 | 0 | 0 | 0 | 0
F4_Commercial_Miscellaneous_New_Space Heating_Natural Gas_Boiler_E7 | F4 | Commercial | Miscellaneous | New | Space Heating | Natural Gas | Boiler | E7 | Utility - Cost of Equipment | 0 | 0 | 0 | 0 | 0 | 0 | 0 | 0 | 0 | 0 | 0 | 0 | 0 | 0 | 0 | 0 | 0 | 0 | 0 | 0 | 0 | 0 | 0 | 0 | 0 | 0 | 0
F4_Commercial_Miscellaneous_New_Space Heating_Natural Gas_Boiler_E8 | F4 | Commercial | Miscellaneous | New | Space Heating | Natural Gas | Boiler | E8 | Utility - Cost of Equipment | 0 | 0 | 0 | 0 | 0 | 0 | 0 | 0 | 0 | 0 | 0 | 0 | 0 | 0 | 0 | 0 | 0 | 0 | 0 | 0 | 0 | 0 | 0 | 0 | 0 | 0 | 0
F4_Commercial_Miscellaneous_New_Space Heating_Natural Gas_Boiler_E9 | F4 | Commercial | Miscellaneous | New | Space Heating | Natural Gas | Boiler | E9 | Utility - Cost of Equipment | 0 | 0 | 0 | 0 | 0 | 0 | 0 | 0 | 0 | 0 | 0 | 0 | 0 | 0 | 0 | 0 | 0 | 0 | 0 | 0 | 0 | 0 | 0 | 0 | 0 | 0 | 0
F4_Commercial_Miscellaneous_New_Space Heating_Natural Gas_Boiler_E10 | F4 | Commercial | Miscellaneous | New | Space Heating | Natural Gas | Boiler | E10 | Utility - Cost of Equipment | 0 | 0 | 0 | 0 | 0 | 0 | 0 | 0 | 0 | 0 | 0 | 0 | 0 | 0 | 0 | 0 | 0 | 0 | 0 | 0 | 0 | 0 | 0 | 0 | 0 | 0 | 0
F5_Commercial_Miscellaneous_New_Space Heating_Natural Gas_Boiler_E1 | F5 | Commercial | Miscellaneous | New | Space Heating | Natural Gas | Boiler | E1 | Utility - Cost of Operation | 1.3973 | 1.3877 | 1.367 | 1.3445 | 1.3368 | 1.3345 | 1.3364 | 1.3397 | 1.3426 | 1.3441 | 1.3442 | 1.3427 | 1.3391 | 1.3325 | 1.3228 | 1.3107 | 1.295 | 1.2764 | 1.2543 | 1.2278 | 1.1962 | 1.1604 | 1.1308 | 1.1122 | 1.1054 | 1.1108 | 1.1163
F5_Commercial_Miscellaneous_New_Space Heating_Natural Gas_Boiler_E2 | F5 | Commercial | Miscellaneous | New | Space Heating | Natural Gas | Boiler | E2 | Utility - Cost of Operation | 1.3151 | 1.3061 | 1.2866 | 1.2654 | 1.2582 | 1.256 | 1.2578 | 1.2609 | 1.2636 | 1.2651 | 1.2651 | 1.2637 | 1.2603 | 1.2541 | 1.245 | 1.2336 | 1.2188 | 1.2014 | 1.1805 | 1.1556 | 1.1259 | 1.0921 | 1.0642 | 1.0468 | 1.0404 | 1.0455 | 1.0506
F5_Commercial_Miscellaneous_New_Space Heating_Natural Gas_Boiler_E3 | F5 | Commercial | Miscellaneous | New | Space Heating | Natural Gas | Boiler | E3 | Utility - Cost of Operation | 1.1524 | 1.1445 | 1.1274 | 1.1089 | 1.1025 | 1.1006 | 1.1022 | 1.1049 | 1.1073 | 1.1086 | 1.1086 | 1.1074 | 1.1044 | 1.099 | 1.091 | 1.081 | 1.068 | 1.0527 | 1.0345 | 1.0126 | 0.98659 | 0.957 | 0.93258 | 0.91732 | 0.91167 | 0.91614 | 0.92063
F5_Commercial_Miscellaneous_New_Space Heating_Natural Gas_Boiler_E4 | F5 | Commercial | Miscellaneous | New | Space Heating | Natural Gas | Boiler | E4 | Utility - Cost of Operation | 0.78837 | 0.7841 | 0.773 | 0.76173 | 0.76196 | 0.76628 | 0.7735 | 0.7815 | 0.78873 | 0.79436 | 0.79815 | 0.79973 | 0.79855 | 0.79401 | 0.78646 | 0.77667 | 0.76427 | 0.74975 | 0.7326 | 0.71227 | 0.68823 | 0.661 | 0.63838 | 0.62388 | 0.61792 | 0.62095 | 0.624
F5_Commercial_Miscellaneous_New_Space Heating_Natural Gas_Boiler_E5 | F5 | Commercial | Miscellaneous | New | Space Heating | Natural Gas | Boiler | E5 | Utility - Cost of Operation | 0 | 0 | 0 | 0 | 0 | 0 | 0 | 0 | 0 | 0 | 0 | 0 | 0 | 0 | 0 | 0 | 0 | 0 | 0 | 0 | 0 | 0 | 0 | 0 | 0 | 0 | 0
F5_Commercial_Miscellaneous_New_Space Heating_Natural Gas_Boiler_E6 | F5 | Commercial | Miscellaneous | New | Space Heating | Natural Gas | Boiler | E6 | Utility - Cost of Operation | 0 | 0 | 0 | 0 | 0 | 0 | 0 | 0 | 0 | 0 | 0 | 0 | 0 | 0 | 0 | 0 | 0 | 0 | 0 | 0 | 0 | 0 | 0 | 0 | 0 | 0 | 0
F5_Commercial_Miscellaneous_New_Space Heating_Natural Gas_Boiler_E7 | F5 | Commercial | Miscellaneous | New | Space Heating | Natural Gas | Boiler | E7 | Utility - Cost of Operation | 0 | 0 | 0 | 0 | 0 | 0 | 0 | 0 | 0 | 0 | 0 | 0 | 0 | 0 | 0 | 0 | 0 | 0 | 0 | 0 | 0 | 0 | 0 | 0 | 0 | 0 | 0
F5_Commercial_Miscellaneous_New_Space Heating_Natural Gas_Boiler_E8 | F5 | Commercial | Miscellaneous | New | Space Heating | Natural Gas | Boiler | E8 | Utility - Cost of Operation | 0 | 0 | 0 | 0 | 0 | 0 | 0 | 0 | 0 | 0 | 0 | 0 | 0 | 0 | 0 | 0 | 0 | 0 | 0 | 0 | 0 | 0 | 0 | 0 | 0 | 0 | 0
F5_Commercial_Miscellaneous_New_Space Heating_Natural Gas_Boiler_E9 | F5 | Commercial | Miscellaneous | New | Space Heating | Natural Gas | Boiler | E9 | Utility - Cost of Operation | 0 | 0 | 0 | 0 | 0 | 0 | 0 | 0 | 0 | 0 | 0 | 0 | 0 | 0 | 0 | 0 | 0 | 0 | 0 | 0 | 0 | 0 | 0 | 0 | 0 | 0 | 0
F5_Commercial_Miscellaneous_New_Space Heating_Natural Gas_Boiler_E10 | F5 | Commercial | Miscellaneous | New | Space Heating | Natural Gas | Boiler | E10 | Utility - Cost of Operation | 0 | 0 | 0 | 0 | 0 | 0 | 0 | 0 | 0 | 0 | 0 | 0 | 0 | 0 | 0 | 0 | 0 | 0 | 0 | 0 | 0 | 0 | 0 | 0 | 0 | 0 | 0
F6_Commercial_Miscellaneous_New_Space Heating_Natural Gas_Boiler_E1 | F6 | Commercial | Miscellaneous | New | Space Heating | Natural Gas | Boiler | E1 | Utility - Value of Sales | 0 | 0 | 0 | 0 | 0 | 0 | 0 | 0 | 0 | 0 | 0 | 0 | 0 | 0 | 0 | 0 | 0 | 0 | 0 | 0 | 0 | 0 | 0 | 0 | 0 | 0 | 0
F6_Commercial_Miscellaneous_New_Space Heating_Natural Gas_Boiler_E2 | F6 | Commercial | Miscellaneous | New | Space Heating | Natural Gas | Boiler | E2 | Utility - Value of Sales | 0 | 0 | 0 | 0 | 0 | 0 | 0 | 0 | 0 | 0 | 0 | 0 | 0 | 0 | 0 | 0 | 0 | 0 | 0 | 0 | 0 | 0 | 0 | 0 | 0 | 0 | 0
F6_Commercial_Miscellaneous_New_Space Heating_Natural Gas_Boiler_E3 | F6 | Commercial | Miscellaneous | New | Space Heating | Natural Gas | Boiler | E3 | Utility - Value of Sales | 0 | 0 | 0 | 0 | 0 | 0 | 0 | 0 | 0 | 0 | 0 | 0 | 0 | 0 | 0 | 0 | 0 | 0 | 0 | 0 | 0 | 0 | 0 | 0 | 0 | 0 | 0
F6_Commercial_Miscellaneous_New_Space Heating_Natural Gas_Boiler_E4 | F6 | Commercial | Miscellaneous | New | Space Heating | Natural Gas | Boiler | E4 | Utility - Value of Sales | 0 | 0 | 0 | 0 | 0 | 0 | 0 | 0 | 0 | 0 | 0 | 0 | 0 | 0 | 0 | 0 | 0 | 0 | 0 | 0 | 0 | 0 | 0 | 0 | 0 | 0 | 0
F6_Commercial_Miscellaneous_New_Space Heating_Natural Gas_Boiler_E5 | F6 | Commercial | Miscellaneous | New | Space Heating | Natural Gas | Boiler | E5 | Utility - Value of Sales | 0 | 0 | 0 | 0 | 0 | 0 | 0 | 0 | 0 | 0 | 0 | 0 | 0 | 0 | 0 | 0 | 0 | 0 | 0 | 0 | 0 | 0 | 0 | 0 | 0 | 0 | 0
F6_Commercial_Miscellaneous_New_Space Heating_Natural Gas_Boiler_E6 | F6 | Commercial | Miscellaneous | New | Space Heating | Natural Gas | Boiler | E6 | Utility - Value of Sales | 0 | 0 | 0 | 0 | 0 | 0 | 0 | 0 | 0 | 0 | 0 | 0 | 0 | 0 | 0 | 0 | 0 | 0 | 0 | 0 | 0 | 0 | 0 | 0 | 0 | 0 | 0
F6_Commercial_Miscellaneous_New_Space Heating_Natural Gas_Boiler_E7 | F6 | Commercial | Miscellaneous | New | Space Heating | Natural Gas | Boiler | E7 | Utility - Value of Sales | 0 | 0 | 0 | 0 | 0 | 0 | 0 | 0 | 0 | 0 | 0 | 0 | 0 | 0 | 0 | 0 | 0 | 0 | 0 | 0 | 0 | 0 | 0 | 0 | 0 | 0 | 0
F6_Commercial_Miscellaneous_New_Space Heating_Natural Gas_Boiler_E8 | F6 | Commercial | Miscellaneous | New | Space Heating | Natural Gas | Boiler | E8 | Utility - Value of Sales | 0 | 0 | 0 | 0 | 0 | 0 | 0 | 0 | 0 | 0 | 0 | 0 | 0 | 0 | 0 | 0 | 0 | 0 | 0 | 0 | 0 | 0 | 0 | 0 | 0 | 0 | 0
F6_Commercial_Miscellaneous_New_Space Heating_Natural Gas_Boiler_E9 | F6 | Commercial | Miscellaneous | New | Space Heating | Natural Gas | Boiler | E9 | Utility - Value of Sales | 0 | 0 | 0 | 0 | 0 | 0 | 0 | 0 | 0 | 0 | 0 | 0 | 0 | 0 | 0 | 0 | 0 | 0 | 0 | 0 | 0 | 0 | 0 | 0 | 0 | 0 | 0
F6_Commercial_Miscellaneous_New_Space Heating_Natural Gas_Boiler_E10 | F6 | Commercial | Miscellaneous | New | Space Heating | Natural Gas | Boiler | E10 | Utility - Value of Sales | 0 | 0 | 0 | 0 | 0 | 0 | 0 | 0 | 0 | 0 | 0 | 0 | 0 | 0 | 0 | 0 | 0 | 0 | 0 | 0 | 0 | 0 | 0 | 0 | 0 | 0 | 0
F1_Commercial_Miscellaneous_New_Space Heating_Natural Gas_Unit Heater_E1 | F1 | Commercial | Miscellaneous | New | Space Heating | Natural Gas | Unit Heater | E1 | RVT - Cost of Equipment | 0.014651 | 0.014651 | 0.014651 | 0.014651 | 0.014651 | 0.014651 | 0.014651 | 0.014651 | 0.014651 | 0.014651 | 0.014651 | 0.014651 | 0.014651 | 0.014651 | 0.014651 | 0.014651 | 0.014651 | 0.014651 | 0.014651 | 0.014651 | 0.014651 | 0.014651 | 0.014651 | 0.014651 | 0.014651 | 0.014651 | 0.014651
F1_Commercial_Miscellaneous_New_Space Heating_Natural Gas_Unit Heater_E2 | F1 | Commercial | Miscellaneous | New | Space Heating | Natural Gas | Unit Heater | E2 | RVT - Cost of Equipment | 0.017469 | 0.017469 | 0.017469 | 0.017469 | 0.017469 | 0.017469 | 0.017469 | 0.017469 | 0.017469 | 0.017469 | 0.017469 | 0.017469 | 0.017469 | 0.017469 | 0.017469 | 0.017469 | 0.017469 | 0.017469 | 0.017469 | 0.017469 | 0.017469 | 0.017469 | 0.017469 | 0.017469 | 0.017469 | 0.017469 | 0.017469
F1_Commercial_Miscellaneous_New_Space Heating_Natural Gas_Unit Heater_E3 | F1 | Commercial | Miscellaneous | New | Space Heating | Natural Gas | Unit Heater | E3 | RVT - Cost of Equipment | 0.019151 | 0.019151 | 0.019151 | 0.019151 | 0.019151 | 0.019151 | 0.019151 | 0.019151 | 0.019151 | 0.019151 | 0.019151 | 0.019151 | 0.019151 | 0.019151 | 0.019151 | 0.019151 | 0.019151 | 0.019151 | 0.019151 | 0.019151 | 0.019151 | 0.019151 | 0.019151 | 0.019151 | 0.019151 | 0.019151 | 0.019151
F1_Commercial_Miscellaneous_New_Space Heating_Natural Gas_Unit Heater_E4 | F1 | Commercial | Miscellaneous | New | Space Heating | Natural Gas | Unit Heater | E4 | RVT - Cost of Equipment | 0 | 0 | 0 | 0 | 0 | 0 | 0 | 0 | 0 | 0 | 0 | 0 | 0 | 0 | 0 | 0 | 0 | 0 | 0 | 0 | 0 | 0 | 0 | 0 | 0 | 0 | 0
F1_Commercial_Miscellaneous_New_Space Heating_Natural Gas_Unit Heater_E5 | F1 | Commercial | Miscellaneous | New | Space Heating | Natural Gas | Unit Heater | E5 | RVT - Cost of Equipment | 0 | 0 | 0 | 0 | 0 | 0 | 0 | 0 | 0 | 0 | 0 | 0 | 0 | 0 | 0 | 0 | 0 | 0 | 0 | 0 | 0 | 0 | 0 | 0 | 0 | 0 | 0
F1_Commercial_Miscellaneous_New_Space Heating_Natural Gas_Unit Heater_E6 | F1 | Commercial | Miscellaneous | New | Space Heating | Natural Gas | Unit Heater | E6 | RVT - Cost of Equipment | 0 | 0 | 0 | 0 | 0 | 0 | 0 | 0 | 0 | 0 | 0 | 0 | 0 | 0 | 0 | 0 | 0 | 0 | 0 | 0 | 0 | 0 | 0 | 0 | 0 | 0 | 0
F1_Commercial_Miscellaneous_New_Space Heating_Natural Gas_Unit Heater_E7 | F1 | Commercial | Miscellaneous | New | Space Heating | Natural Gas | Unit Heater | E7 | RVT - Cost of Equipment | 0 | 0 | 0 | 0 | 0 | 0 | 0 | 0 | 0 | 0 | 0 | 0 | 0 | 0 | 0 | 0 | 0 | 0 | 0 | 0 | 0 | 0 | 0 | 0 | 0 | 0 | 0
F1_Commercial_Miscellaneous_New_Space Heating_Natural Gas_Unit Heater_E8 | F1 | Commercial | Miscellaneous | New | Space Heating | Natural Gas | Unit Heater | E8 | RVT - Cost of Equipment | 0 | 0 | 0 | 0 | 0 | 0 | 0 | 0 | 0 | 0 | 0 | 0 | 0 | 0 | 0 | 0 | 0 | 0 | 0 | 0 | 0 | 0 | 0 | 0 | 0 | 0 | 0
F1_Commercial_Miscellaneous_New_Space Heating_Natural Gas_Unit Heater_E9 | F1 | Commercial | Miscellaneous | New | Space Heating | Natural Gas | Unit Heater | E9 | RVT - Cost of Equipment | 0 | 0 | 0 | 0 | 0 | 0 | 0 | 0 | 0 | 0 | 0 | 0 | 0 | 0 | 0 | 0 | 0 | 0 | 0 | 0 | 0 | 0 | 0 | 0 | 0 | 0 | 0
F1_Commercial_Miscellaneous_New_Space Heating_Natural Gas_Unit Heater_E10 | F1 | Commercial | Miscellaneous | New | Space Heating | Natural Gas | Unit Heater | E10 | RVT - Cost of Equipment | 0 | 0 | 0 | 0 | 0 | 0 | 0 | 0 | 0 | 0 | 0 | 0 | 0 | 0 | 0 | 0 | 0 | 0 | 0 | 0 | 0 | 0 | 0 | 0 | 0 | 0 | 0
F2_Commercial_Miscellaneous_New_Space Heating_Natural Gas_Unit Heater_E1 | F2 | Commercial | Miscellaneous | New | Space Heating | Natural Gas | Unit Heater | E1 | RVT - Cost of Operation | 0 | 0 | 0 | 0 | 0 | 0 | 0 | 0 | 0 | 0 | 0 | 0 | 0 | 0 | 0 | 0 | 0 | 0 | 0 | 0 | 0 | 0 | 0 | 0 | 0 | 0 | 0
F2_Commercial_Miscellaneous_New_Space Heating_Natural Gas_Unit Heater_E2 | F2 | Commercial | Miscellaneous | New | Space Heating | Natural Gas | Unit Heater | E2 | RVT - Cost of Operation | 0 | 0 | 0 | 0 | 0 | 0 | 0 | 0 | 0 | 0 | 0 | 0 | 0 | 0 | 0 | 0 | 0 | 0 | 0 | 0 | 0 | 0 | 0 | 0 | 0 | 0 | 0
F2_Commercial_Miscellaneous_New_Space Heating_Natural Gas_Unit Heater_E3 | F2 | Commercial | Miscellaneous | New | Space Heating | Natural Gas | Unit Heater | E3 | RVT - Cost of Operation | 0 | 0 | 0 | 0 | 0 | 0 | 0 | 0 | 0 | 0 | 0 | 0 | 0 | 0 | 0 | 0 | 0 | 0 | 0 | 0 | 0 | 0 | 0 | 0 | 0 | 0 | 0
F2_Commercial_Miscellaneous_New_Space Heating_Natural Gas_Unit Heater_E4 | F2 | Commercial | Miscellaneous | New | Space Heating | Natural Gas | Unit Heater | E4 | RVT - Cost of Operation | 0 | 0 | 0 | 0 | 0 | 0 | 0 | 0 | 0 | 0 | 0 | 0 | 0 | 0 | 0 | 0 | 0 | 0 | 0 | 0 | 0 | 0 | 0 | 0 | 0 | 0 | 0
F2_Commercial_Miscellaneous_New_Space Heating_Natural Gas_Unit Heater_E5 | F2 | Commercial | Miscellaneous | New | Space Heating | Natural Gas | Unit Heater | E5 | RVT - Cost of Operation | 0 | 0 | 0 | 0 | 0 | 0 | 0 | 0 | 0 | 0 | 0 | 0 | 0 | 0 | 0 | 0 | 0 | 0 | 0 | 0 | 0 | 0 | 0 | 0 | 0 | 0 | 0
F2_Commercial_Miscellaneous_New_Space Heating_Natural Gas_Unit Heater_E6 | F2 | Commercial | Miscellaneous | New | Space Heating | Natural Gas | Unit Heater | E6 | RVT - Cost of Operation | 0 | 0 | 0 | 0 | 0 | 0 | 0 | 0 | 0 | 0 | 0 | 0 | 0 | 0 | 0 | 0 | 0 | 0 | 0 | 0 | 0 | 0 | 0 | 0 | 0 | 0 | 0
F2_Commercial_Miscellaneous_New_Space Heating_Natural Gas_Unit Heater_E7 | F2 | Commercial | Miscellaneous | New | Space Heating | Natural Gas | Unit Heater | E7 | RVT - Cost of Operation | 0 | 0 | 0 | 0 | 0 | 0 | 0 | 0 | 0 | 0 | 0 | 0 | 0 | 0 | 0 | 0 | 0 | 0 | 0 | 0 | 0 | 0 | 0 | 0 | 0 | 0 | 0
F2_Commercial_Miscellaneous_New_Space Heating_Natural Gas_Unit Heater_E8 | F2 | Commercial | Miscellaneous | New | Space Heating | Natural Gas | Unit Heater | E8 | RVT - Cost of Operation | 0 | 0 | 0 | 0 | 0 | 0 | 0 | 0 | 0 | 0 | 0 | 0 | 0 | 0 | 0 | 0 | 0 | 0 | 0 | 0 | 0 | 0 | 0 | 0 | 0 | 0 | 0
F2_Commercial_Miscellaneous_New_Space Heating_Natural Gas_Unit Heater_E9 | F2 | Commercial | Miscellaneous | New | Space Heating | Natural Gas | Unit Heater | E9 | RVT - Cost of Operation | 0 | 0 | 0 | 0 | 0 | 0 | 0 | 0 | 0 | 0 | 0 | 0 | 0 | 0 | 0 | 0 | 0 | 0 | 0 | 0 | 0 | 0 | 0 | 0 | 0 | 0 | 0
F2_Commercial_Miscellaneous_New_Space Heating_Natural Gas_Unit Heater_E10 | F2 | Commercial | Miscellaneous | New | Space Heating | Natural Gas | Unit Heater | E10 | RVT - Cost of Operation | 0 | 0 | 0 | 0 | 0 | 0 | 0 | 0 | 0 | 0 | 0 | 0 | 0 | 0 | 0 | 0 | 0 | 0 | 0 | 0 | 0 | 0 | 0 | 0 | 0 | 0 | 0
F3_Commercial_Miscellaneous_New_Space Heating_Natural Gas_Unit Heater_E1 | F3 | Commercial | Miscellaneous | New | Space Heating | Natural Gas | Unit Heater | E1 | System - kBTUs of Consumption | 31.6115 | 31.7175 | 31.7113 | 31.7113 | 31.7113 | 31.7113 | 31.7113 | 31.7113 | 31.7113 | 31.7113 | 31.7113 | 31.7113 | 31.7113 | 31.7113 | 31.7113 | 31.7113 | 31.7113 | 31.7113 | 31.7113 | 31.7113 | 31.7113 | 31.7113 | 31.7113 | 31.7113 | 31.7113 | 31.7113 | 31.7113
F3_Commercial_Miscellaneous_New_Space Heating_Natural Gas_Unit Heater_E2 | F3 | Commercial | Miscellaneous | New | Space Heating | Natural Gas | Unit Heater | E2 | System - kBTUs of Consumption | 28.116 | 28.2103 | 28.2048 | 28.2048 | 28.2048 | 28.2048 | 28.2048 | 28.2048 | 28.2048 | 28.2048 | 28.2048 | 28.2048 | 28.2048 | 28.2048 | 28.2048 | 28.2048 | 28.2048 | 28.2048 | 28.2048 | 28.2048 | 28.2048 | 28.2048 | 28.2048 | 28.2048 | 28.2048 | 28.2048 | 28.2048
F3_Commercial_Miscellaneous_New_Space Heating_Natural Gas_Unit Heater_E3 | F3 | Commercial | Miscellaneous | New | Space Heating | Natural Gas | Unit Heater | E3 | System - kBTUs of Consumption | 27.9346 | 28.0596 | 28.0523 | 28.0523 | 28.0523 | 28.0523 | 28.0523 | 28.0523 | 28.0523 | 28.0523 | 28.0523 | 28.0523 | 28.0523 | 28.0523 | 28.0523 | 28.0523 | 28.0523 | 28.0523 | 28.0523 | 28.0523 | 28.0523 | 28.0523 | 28.0523 | 28.0523 | 28.0523 | 28.0523 | 28.0523
F3_Commercial_Miscellaneous_New_Space Heating_Natural Gas_Unit Heater_E4 | F3 | Commercial | Miscellaneous | New | Space Heating | Natural Gas | Unit Heater | E4 | System - kBTUs of Consumption | 0 | 0 | 0 | 0 | 0 | 0 | 0 | 0 | 0 | 0 | 0 | 0 | 0 | 0 | 0 | 0 | 0 | 0 | 0 | 0 | 0 | 0 | 0 | 0 | 0 | 0 | 0
F3_Commercial_Miscellaneous_New_Space Heating_Natural Gas_Unit Heater_E5 | F3 | Commercial | Miscellaneous | New | Space Heating | Natural Gas | Unit Heater | E5 | System - kBTUs of Consumption | 0 | 0 | 0 | 0 | 0 | 0 | 0 | 0 | 0 | 0 | 0 | 0 | 0 | 0 | 0 | 0 | 0 | 0 | 0 | 0 | 0 | 0 | 0 | 0 | 0 | 0 | 0
F3_Commercial_Miscellaneous_New_Space Heating_Natural Gas_Unit Heater_E6 | F3 | Commercial | Miscellaneous | New | Space Heating | Natural Gas | Unit Heater | E6 | System - kBTUs of Consumption | 0 | 0 | 0 | 0 | 0 | 0 | 0 | 0 | 0 | 0 | 0 | 0 | 0 | 0 | 0 | 0 | 0 | 0 | 0 | 0 | 0 | 0 | 0 | 0 | 0 | 0 | 0
F3_Commercial_Miscellaneous_New_Space Heating_Natural Gas_Unit Heater_E7 | F3 | Commercial | Miscellaneous | New | Space Heating | Natural Gas | Unit Heater | E7 | System - kBTUs of Consumption | 0 | 0 | 0 | 0 | 0 | 0 | 0 | 0 | 0 | 0 | 0 | 0 | 0 | 0 | 0 | 0 | 0 | 0 | 0 | 0 | 0 | 0 | 0 | 0 | 0 | 0 | 0
F3_Commercial_Miscellaneous_New_Space Heating_Natural Gas_Unit Heater_E8 | F3 | Commercial | Miscellaneous | New | Space Heating | Natural Gas | Unit Heater | E8 | System - kBTUs of Consumption | 0 | 0 | 0 | 0 | 0 | 0 | 0 | 0 | 0 | 0 | 0 | 0 | 0 | 0 | 0 | 0 | 0 | 0 | 0 | 0 | 0 | 0 | 0 | 0 | 0 | 0 | 0
F3_Commercial_Miscellaneous_New_Space Heating_Natural Gas_Unit Heater_E9 | F3 | Commercial | Miscellaneous | New | Space Heating | Natural Gas | Unit Heater | E9 | System - kBTUs of Consumption | 0 | 0 | 0 | 0 | 0 | 0 | 0 | 0 | 0 | 0 | 0 | 0 | 0 | 0 | 0 | 0 | 0 | 0 | 0 | 0 | 0 | 0 | 0 | 0 | 0 | 0 | 0
F3_Commercial_Miscellaneous_New_Space Heating_Natural Gas_Unit Heater_E10 | F3 | Commercial | Miscellaneous | New | Space Heating | Natural Gas | Unit Heater | E10 | System - kBTUs of Consumption | 0 | 0 | 0 | 0 | 0 | 0 | 0 | 0 | 0 | 0 | 0 | 0 | 0 | 0 | 0 | 0 | 0 | 0 | 0 | 0 | 0 | 0 | 0 | 0 | 0 | 0 | 0
F4_Commercial_Miscellaneous_New_Space Heating_Natural Gas_Unit Heater_E1 | F4 | Commercial | Miscellaneous | New | Space Heating | Natural Gas | Unit Heater | E1 | Utility - Cost of Equipment | 0.014651 | 0.014651 | 0.014651 | 0.014651 | 0.014651 | 0.014651 | 0.014651 | 0.014651 | 0.014651 | 0.014651 | 0.014651 | 0.014651 | 0.014651 | 0.014651 | 0.014651 | 0.014651 | 0.014651 | 0.014651 | 0.014651 | 0.014651 | 0.014651 | 0.014651 | 0.014651 | 0.014651 | 0.014651 | 0.014651 | 0.014651
F4_Commercial_Miscellaneous_New_Space Heating_Natural Gas_Unit Heater_E2 | F4 | Commercial | Miscellaneous | New | Space Heating | Natural Gas | Unit Heater | E2 | Utility - Cost of Equipment | 0.017469 | 0.017469 | 0.017469 | 0.017469 | 0.017469 | 0.017469 | 0.017469 | 0.017469 | 0.017469 | 0.017469 | 0.017469 | 0.017469 | 0.017469 | 0.017469 | 0.017469 | 0.017469 | 0.017469 | 0.017469 | 0.017469 | 0.017469 | 0.017469 | 0.017469 | 0.017469 | 0.017469 | 0.017469 | 0.017469 | 0.017469
F4_Commercial_Miscellaneous_New_Space Heating_Natural Gas_Unit Heater_E3 | F4 | Commercial | Miscellaneous | New | Space Heating | Natural Gas | Unit Heater | E3 | Utility - Cost of Equipment | 0.019151 | 0.019151 | 0.019151 | 0.019151 | 0.019151 | 0.019151 | 0.019151 | 0.019151 | 0.019151 | 0.019151 | 0.019151 | 0.019151 | 0.019151 | 0.019151 | 0.019151 | 0.019151 | 0.019151 | 0.019151 | 0.019151 | 0.019151 | 0.019151 | 0.019151 | 0.019151 | 0.019151 | 0.019151 | 0.019151 | 0.019151
F4_Commercial_Miscellaneous_New_Space Heating_Natural Gas_Unit Heater_E4 | F4 | Commercial | Miscellaneous | New | Space Heating | Natural Gas | Unit Heater | E4 | Utility - Cost of Equipment | 0 | 0 | 0 | 0 | 0 | 0 | 0 | 0 | 0 | 0 | 0 | 0 | 0 | 0 | 0 | 0 | 0 | 0 | 0 | 0 | 0 | 0 | 0 | 0 | 0 | 0 | 0
F4_Commercial_Miscellaneous_New_Space Heating_Natural Gas_Unit Heater_E5 | F4 | Commercial | Miscellaneous | New | Space Heating | Natural Gas | Unit Heater | E5 | Utility - Cost of Equipment | 0 | 0 | 0 | 0 | 0 | 0 | 0 | 0 | 0 | 0 | 0 | 0 | 0 | 0 | 0 | 0 | 0 | 0 | 0 | 0 | 0 | 0 | 0 | 0 | 0 | 0 | 0
F4_Commercial_Miscellaneous_New_Space Heating_Natural Gas_Unit Heater_E6 | F4 | Commercial | Miscellaneous | New | Space Heating | Natural Gas | Unit Heater | E6 | Utility - Cost of Equipment | 0 | 0 | 0 | 0 | 0 | 0 | 0 | 0 | 0 | 0 | 0 | 0 | 0 | 0 | 0 | 0 | 0 | 0 | 0 | 0 | 0 | 0 | 0 | 0 | 0 | 0 | 0
F4_Commercial_Miscellaneous_New_Space Heating_Natural Gas_Unit Heater_E7 | F4 | Commercial | Miscellaneous | New | Space Heating | Natural Gas | Unit Heater | E7 | Utility - Cost of Equipment | 0 | 0 | 0 | 0 | 0 | 0 | 0 | 0 | 0 | 0 | 0 | 0 | 0 | 0 | 0 | 0 | 0 | 0 | 0 | 0 | 0 | 0 | 0 | 0 | 0 | 0 | 0
F4_Commercial_Miscellaneous_New_Space Heating_Natural Gas_Unit Heater_E8 | F4 | Commercial | Miscellaneous | New | Space Heating | Natural Gas | Unit Heater | E8 | Utility - Cost of Equipment | 0 | 0 | 0 | 0 | 0 | 0 | 0 | 0 | 0 | 0 | 0 | 0 | 0 | 0 | 0 | 0 | 0 | 0 | 0 | 0 | 0 | 0 | 0 | 0 | 0 | 0 | 0
F4_Commercial_Miscellaneous_New_Space Heating_Natural Gas_Unit Heater_E9 | F4 | Commercial | Miscellaneous | New | Space Heating | Natural Gas | Unit Heater | E9 | Utility - Cost of Equipment | 0 | 0 | 0 | 0 | 0 | 0 | 0 | 0 | 0 | 0 | 0 | 0 | 0 | 0 | 0 | 0 | 0 | 0 | 0 | 0 | 0 | 0 | 0 | 0 | 0 | 0 | 0
F4_Commercial_Miscellaneous_New_Space Heating_Natural Gas_Unit Heater_E10 | F4 | Commercial | Miscellaneous | New | Space Heating | Natural Gas | Unit Heater | E10 | Utility - Cost of Equipment | 0 | 0 | 0 | 0 | 0 | 0 | 0 | 0 | 0 | 0 | 0 | 0 | 0 | 0 | 0 | 0 | 0 | 0 | 0 | 0 | 0 | 0 | 0 | 0 | 0 | 0 | 0
F5_Commercial_Miscellaneous_New_Space Heating_Natural Gas_Unit Heater_E1 | F5 | Commercial | Miscellaneous | New | Space Heating | Natural Gas | Unit Heater | E1 | Utility - Cost of Operation | 0.46055 | 0.45837 | 0.45233 | 0.44581 | 0.44464 | 0.44526 | 0.44703 | 0.4489 | 0.45019 | 0.45071 | 0.45055 | 0.44981 | 0.44833 | 0.44573 | 0.44204 | 0.43745 | 0.43156 | 0.42462 | 0.41639 | 0.40658 | 0.39492 | 0.3817 | 0.37075 | 0.36383 | 0.36115 | 0.36292 | 0.3647
F5_Commercial_Miscellaneous_New_Space Heating_Natural Gas_Unit Heater_E2 | F5 | Commercial | Miscellaneous | New | Space Heating | Natural Gas | Unit Heater | E2 | Utility - Cost of Operation | 0.40962 | 0.40768 | 0.40232 | 0.39651 | 0.39548 | 0.39603 | 0.3976 | 0.39926 | 0.40041 | 0.40087 | 0.40073 | 0.40007 | 0.39875 | 0.39645 | 0.39316 | 0.38908 | 0.38384 | 0.37767 | 0.37034 | 0.36162 | 0.35125 | 0.33949 | 0.32975 | 0.3236 | 0.32122 | 0.32279 | 0.32437
F5_Commercial_Miscellaneous_New_Space Heating_Natural Gas_Unit Heater_E3 | F5 | Commercial | Miscellaneous | New | Space Heating | Natural Gas | Unit Heater | E3 | Utility - Cost of Operation | 0.4025 | 0.40032 | 0.39465 | 0.3889 | 0.38902 | 0.39122 | 0.39491 | 0.399 | 0.40269 | 0.40556 | 0.40749 | 0.4083 | 0.4077 | 0.40538 | 0.40153 | 0.39653 | 0.3902 | 0.38278 | 0.37403 | 0.36365 | 0.35137 | 0.33747 | 0.32592 | 0.31852 | 0.31548 | 0.31703 | 0.31858
F5_Commercial_Miscellaneous_New_Space Heating_Natural Gas_Unit Heater_E4 | F5 | Commercial | Miscellaneous | New | Space Heating | Natural Gas | Unit Heater | E4 | Utility - Cost of Operation | 0 | 0 | 0 | 0 | 0 | 0 | 0 | 0 | 0 | 0 | 0 | 0 | 0 | 0 | 0 | 0 | 0 | 0 | 0 | 0 | 0 | 0 | 0 | 0 | 0 | 0 | 0
F5_Commercial_Miscellaneous_New_Space Heating_Natural Gas_Unit Heater_E5 | F5 | Commercial | Miscellaneous | New | Space Heating | Natural Gas | Unit Heater | E5 | Utility - Cost of Operation | 0 | 0 | 0 | 0 | 0 | 0 | 0 | 0 | 0 | 0 | 0 | 0 | 0 | 0 | 0 | 0 | 0 | 0 | 0 | 0 | 0 | 0 | 0 | 0 | 0 | 0 | 0
F5_Commercial_Miscellaneous_New_Space Heating_Natural Gas_Unit Heater_E6 | F5 | Commercial | Miscellaneous | New | Space Heating | Natural Gas | Unit Heater | E6 | Utility - Cost of Operation | 0 | 0 | 0 | 0 | 0 | 0 | 0 | 0 | 0 | 0 | 0 | 0 | 0 | 0 | 0 | 0 | 0 | 0 | 0 | 0 | 0 | 0 | 0 | 0 | 0 | 0 | 0
F5_Commercial_Miscellaneous_New_Space Heating_Natural Gas_Unit Heater_E7 | F5 | Commercial | Miscellaneous | New | Space Heating | Natural Gas | Unit Heater | E7 | Utility - Cost of Operation | 0 | 0 | 0 | 0 | 0 | 0 | 0 | 0 | 0 | 0 | 0 | 0 | 0 | 0 | 0 | 0 | 0 | 0 | 0 | 0 | 0 | 0 | 0 | 0 | 0 | 0 | 0
F5_Commercial_Miscellaneous_New_Space Heating_Natural Gas_Unit Heater_E8 | F5 | Commercial | Miscellaneous | New | Space Heating | Natural Gas | Unit Heater | E8 | Utility - Cost of Operation | 0 | 0 | 0 | 0 | 0 | 0 | 0 | 0 | 0 | 0 | 0 | 0 | 0 | 0 | 0 | 0 | 0 | 0 | 0 | 0 | 0 | 0 | 0 | 0 | 0 | 0 | 0
F5_Commercial_Miscellaneous_New_Space Heating_Natural Gas_Unit Heater_E9 | F5 | Commercial | Miscellaneous | New | Space Heating | Natural Gas | Unit Heater | E9 | Utility - Cost of Operation | 0 | 0 | 0 | 0 | 0 | 0 | 0 | 0 | 0 | 0 | 0 | 0 | 0 | 0 | 0 | 0 | 0 | 0 | 0 | 0 | 0 | 0 | 0 | 0 | 0 | 0 | 0
F5_Commercial_Miscellaneous_New_Space Heating_Natural Gas_Unit Heater_E10 | F5 | Commercial | Miscellaneous | New | Space Heating | Natural Gas | Unit Heater | E10 | Utility - Cost of Operation | 0 | 0 | 0 | 0 | 0 | 0 | 0 | 0 | 0 | 0 | 0 | 0 | 0 | 0 | 0 | 0 | 0 | 0 | 0 | 0 | 0 | 0 | 0 | 0 | 0 | 0 | 0
F6_Commercial_Miscellaneous_New_Space Heating_Natural Gas_Unit Heater_E1 | F6 | Commercial | Miscellaneous | New | Space Heating | Natural Gas | Unit Heater | E1 | Utility - Value of Sales | 0 | 0 | 0 | 0 | 0 | 0 | 0 | 0 | 0 | 0 | 0 | 0 | 0 | 0 | 0 | 0 | 0 | 0 | 0 | 0 | 0 | 0 | 0 | 0 | 0 | 0 | 0
F6_Commercial_Miscellaneous_New_Space Heating_Natural Gas_Unit Heater_E2 | F6 | Commercial | Miscellaneous | New | Space Heating | Natural Gas | Unit Heater | E2 | Utility - Value of Sales | 0 | 0 | 0 | 0 | 0 | 0 | 0 | 0 | 0 | 0 | 0 | 0 | 0 | 0 | 0 | 0 | 0 | 0 | 0 | 0 | 0 | 0 | 0 | 0 | 0 | 0 | 0
F6_Commercial_Miscellaneous_New_Space Heating_Natural Gas_Unit Heater_E3 | F6 | Commercial | Miscellaneous | New | Space Heating | Natural Gas | Unit Heater | E3 | Utility - Value of Sales | 0 | 0 | 0 | 0 | 0 | 0 | 0 | 0 | 0 | 0 | 0 | 0 | 0 | 0 | 0 | 0 | 0 | 0 | 0 | 0 | 0 | 0 | 0 | 0 | 0 | 0 | 0
F6_Commercial_Miscellaneous_New_Space Heating_Natural Gas_Unit Heater_E4 | F6 | Commercial | Miscellaneous | New | Space Heating | Natural Gas | Unit Heater | E4 | Utility - Value of Sales | 0 | 0 | 0 | 0 | 0 | 0 | 0 | 0 | 0 | 0 | 0 | 0 | 0 | 0 | 0 | 0 | 0 | 0 | 0 | 0 | 0 | 0 | 0 | 0 | 0 | 0 | 0
F6_Commercial_Miscellaneous_New_Space Heating_Natural Gas_Unit Heater_E5 | F6 | Commercial | Miscellaneous | New | Space Heating | Natural Gas | Unit Heater | E5 | Utility - Value of Sales | 0 | 0 | 0 | 0 | 0 | 0 | 0 | 0 | 0 | 0 | 0 | 0 | 0 | 0 | 0 | 0 | 0 | 0 | 0 | 0 | 0 | 0 | 0 | 0 | 0 | 0 | 0
F6_Commercial_Miscellaneous_New_Space Heating_Natural Gas_Unit Heater_E6 | F6 | Commercial | Miscellaneous | New | Space Heating | Natural Gas | Unit Heater | E6 | Utility - Value of Sales | 0 | 0 | 0 | 0 | 0 | 0 | 0 | 0 | 0 | 0 | 0 | 0 | 0 | 0 | 0 | 0 | 0 | 0 | 0 | 0 | 0 | 0 | 0 | 0 | 0 | 0 | 0
F6_Commercial_Miscellaneous_New_Space Heating_Natural Gas_Unit Heater_E7 | F6 | Commercial | Miscellaneous | New | Space Heating | Natural Gas | Unit Heater | E7 | Utility - Value of Sales | 0 | 0 | 0 | 0 | 0 | 0 | 0 | 0 | 0 | 0 | 0 | 0 | 0 | 0 | 0 | 0 | 0 | 0 | 0 | 0 | 0 | 0 | 0 | 0 | 0 | 0 | 0
F6_Commercial_Miscellaneous_New_Space Heating_Natural Gas_Unit Heater_E8 | F6 | Commercial | Miscellaneous | New | Space Heating | Natural Gas | Unit Heater | E8 | Utility - Value of Sales | 0 | 0 | 0 | 0 | 0 | 0 | 0 | 0 | 0 | 0 | 0 | 0 | 0 | 0 | 0 | 0 | 0 | 0 | 0 | 0 | 0 | 0 | 0 | 0 | 0 | 0 | 0
F6_Commercial_Miscellaneous_New_Space Heating_Natural Gas_Unit Heater_E9 | F6 | Commercial | Miscellaneous | New | Space Heating | Natural Gas | Unit Heater | E9 | Utility - Value of Sales | 0 | 0 | 0 | 0 | 0 | 0 | 0 | 0 | 0 | 0 | 0 | 0 | 0 | 0 | 0 | 0 | 0 | 0 | 0 | 0 | 0 | 0 | 0 | 0 | 0 | 0 | 0
F6_Commercial_Miscellaneous_New_Space Heating_Natural Gas_Unit Heater_E10 | F6 | Commercial | Miscellaneous | New | Space Heating | Natural Gas | Unit Heater | E10 | Utility - Value of Sales | 0 | 0 | 0 | 0 | 0 | 0 | 0 | 0 | 0 | 0 | 0 | 0 | 0 | 0 | 0 | 0 | 0 | 0 | 0 | 0 | 0 | 0 | 0 | 0 | 0 | 0 | 0
F1_Commercial_Miscellaneous_New_Water Heating_Natural Gas_Water Heater_E1 | F1 | Commercial | Miscellaneous | New | Water Heating | Natural Gas | Water Heater | E1 | RVT - Cost of Equipment | 0.041386 | 0.041386 | 0.041386 | 0.041386 | 0.041386 | 0.041386 | 0.041386 | 0.041386 | 0.041386 | 0.041386 | 0.041386 | 0.041386 | 0.041386 | 0.041386 | 0.041386 | 0.041386 | 0.041386 | 0.041386 | 0.041386 | 0.041386 | 0.041386 | 0.041386 | 0.041386 | 0.041386 | 0.041386 | 0.041386 | 0.041386
F1_Commercial_Miscellaneous_New_Water Heating_Natural Gas_Water Heater_E2 | F1 | Commercial | Miscellaneous | New | Water Heating | Natural Gas | Water Heater | E2 | RVT - Cost of Equipment | 0.046364 | 0.046364 | 0.046364 | 0.046364 | 0.046364 | 0.046364 | 0.046364 | 0.046364 | 0.046364 | 0.046364 | 0.046364 | 0.046364 | 0.046364 | 0.046364 | 0.046364 | 0.046364 | 0.046364 | 0.046364 | 0.046364 | 0.046364 | 0.046364 | 0.046364 | 0.046364 | 0.046364 | 0.046364 | 0.046364 | 0.046364
F1_Commercial_Miscellaneous_New_Water Heating_Natural Gas_Water Heater_E3 | F1 | Commercial | Miscellaneous | New | Water Heating | Natural Gas | Water Heater | E3 | RVT - Cost of Equipment | 0.036574 | 0.036574 | 0.036574 | 0.036574 | 0.036574 | 0.036574 | 0.036574 | 0.036574 | 0.036574 | 0.036574 | 0.036574 | 0.036574 | 0.036574 | 0.036574 | 0.036574 | 0.036574 | 0.036574 | 0.036574 | 0.036574 | 0.036574 | 0.036574 | 0.036574 | 0.036574 | 0.036574 | 0.036574 | 0.036574 | 0.036574
F1_Commercial_Miscellaneous_New_Water Heating_Natural Gas_Water Heater_E4 | F1 | Commercial | Miscellaneous | New | Water Heating | Natural Gas | Water Heater | E4 | RVT - Cost of Equipment | 0 | 0 | 0.14783 | 0.14783 | 0.14783 | 0.14783 | 0.14783 | 0.14783 | 0.14783 | 0.14783 | 0.14783 | 0.14783 | 0.14783 | 0.14783 | 0.14783 | 0.14783 | 0.14783 | 0.14783 | 0.14783 | 0.14783 | 0.14783 | 0.14783 | 0.14783 | 0.14783 | 0.14783 | 0.14783 | 0.14783
F1_Commercial_Miscellaneous_New_Water Heating_Natural Gas_Water Heater_E5 | F1 | Commercial | Miscellaneous | New | Water Heating | Natural Gas | Water Heater | E5 | RVT - Cost of Equipment | 0 | 0 | 0 | 0 | 0 | 0 | 0 | 0 | 0 | 0 | 0 | 0 | 0 | 0 | 0 | 0 | 0 | 0 | 0 | 0 | 0 | 0 | 0 | 0 | 0 | 0 | 0
F1_Commercial_Miscellaneous_New_Water Heating_Natural Gas_Water Heater_E6 | F1 | Commercial | Miscellaneous | New | Water Heating | Natural Gas | Water Heater | E6 | RVT - Cost of Equipment | 0 | 0 | 0 | 0 | 0 | 0 | 0 | 0 | 0 | 0 | 0 | 0 | 0 | 0 | 0 | 0 | 0 | 0 | 0 | 0 | 0 | 0 | 0 | 0 | 0 | 0 | 0
F1_Commercial_Miscellaneous_New_Water Heating_Natural Gas_Water Heater_E7 | F1 | Commercial | Miscellaneous | New | Water Heating | Natural Gas | Water Heater | E7 | RVT - Cost of Equipment | 0 | 0 | 0 | 0 | 0 | 0 | 0 | 0 | 0 | 0 | 0 | 0 | 0 | 0 | 0 | 0 | 0 | 0 | 0 | 0 | 0 | 0 | 0 | 0 | 0 | 0 | 0
F1_Commercial_Miscellaneous_New_Water Heating_Natural Gas_Water Heater_E8 | F1 | Commercial | Miscellaneous | New | Water Heating | Natural Gas | Water Heater | E8 | RVT - Cost of Equipment | 0 | 0 | 0 | 0 | 0 | 0 | 0 | 0 | 0 | 0 | 0 | 0 | 0 | 0 | 0 | 0 | 0 | 0 | 0 | 0 | 0 | 0 | 0 | 0 | 0 | 0 | 0
F1_Commercial_Miscellaneous_New_Water Heating_Natural Gas_Water Heater_E9 | F1 | Commercial | Miscellaneous | New | Water Heating | Natural Gas | Water Heater | E9 | RVT - Cost of Equipment | 0 | 0 | 0 | 0 | 0 | 0 | 0 | 0 | 0 | 0 | 0 | 0 | 0 | 0 | 0 | 0 | 0 | 0 | 0 | 0 | 0 | 0 | 0 | 0 | 0 | 0 | 0
F1_Commercial_Miscellaneous_New_Water Heating_Natural Gas_Water Heater_E10 | F1 | Commercial | Miscellaneous | New | Water Heating | Natural Gas | Water Heater | E10 | RVT - Cost of Equipment | 0 | 0 | 0 | 0 | 0 | 0 | 0 | 0 | 0 | 0 | 0 | 0 | 0 | 0 | 0 | 0 | 0 | 0 | 0 | 0 | 0 | 0 | 0 | 0 | 0 | 0 | 0
F2_Commercial_Miscellaneous_New_Water Heating_Natural Gas_Water Heater_E1 | F2 | Commercial | Miscellaneous | New | Water Heating | Natural Gas | Water Heater | E1 | RVT - Cost of Operation | 0 | 0 | 0 | 0 | 0 | 0 | 0 | 0 | 0 | 0 | 0 | 0 | 0 | 0 | 0 | 0 | 0 | 0 | 0 | 0 | 0 | 0 | 0 | 0 | 0 | 0 | 0
F2_Commercial_Miscellaneous_New_Water Heating_Natural Gas_Water Heater_E2 | F2 | Commercial | Miscellaneous | New | Water Heating | Natural Gas | Water Heater | E2 | RVT - Cost of Operation | 0 | 0 | 0 | 0 | 0 | 0 | 0 | 0 | 0 | 0 | 0 | 0 | 0 | 0 | 0 | 0 | 0 | 0 | 0 | 0 | 0 | 0 | 0 | 0 | 0 | 0 | 0
F2_Commercial_Miscellaneous_New_Water Heating_Natural Gas_Water Heater_E3 | F2 | Commercial | Miscellaneous | New | Water Heating | Natural Gas | Water Heater | E3 | RVT - Cost of Operation | 0 | 0 | 0 | 0 | 0 | 0 | 0 | 0 | 0 | 0 | 0 | 0 | 0 | 0 | 0 | 0 | 0 | 0 | 0 | 0 | 0 | 0 | 0 | 0 | 0 | 0 | 0
F2_Commercial_Miscellaneous_New_Water Heating_Natural Gas_Water Heater_E4 | F2 | Commercial | Miscellaneous | New | Water Heating | Natural Gas | Water Heater | E4 | RVT - Cost of Operation | 0 | 0 | 0 | 0 | 0 | 0 | 0 | 0 | 0 | 0 | 0 | 0 | 0 | 0 | 0 | 0 | 0 | 0 | 0 | 0 | 0 | 0 | 0 | 0 | 0 | 0 | 0
F2_Commercial_Miscellaneous_New_Water Heating_Natural Gas_Water Heater_E5 | F2 | Commercial | Miscellaneous | New | Water Heating | Natural Gas | Water Heater | E5 | RVT - Cost of Operation | 0 | 0 | 0 | 0 | 0 | 0 | 0 | 0 | 0 | 0 | 0 | 0 | 0 | 0 | 0 | 0 | 0 | 0 | 0 | 0 | 0 | 0 | 0 | 0 | 0 | 0 | 0
F2_Commercial_Miscellaneous_New_Water Heating_Natural Gas_Water Heater_E6 | F2 | Commercial | Miscellaneous | New | Water Heating | Natural Gas | Water Heater | E6 | RVT - Cost of Operation | 0 | 0 | 0 | 0 | 0 | 0 | 0 | 0 | 0 | 0 | 0 | 0 | 0 | 0 | 0 | 0 | 0 | 0 | 0 | 0 | 0 | 0 | 0 | 0 | 0 | 0 | 0
F2_Commercial_Miscellaneous_New_Water Heating_Natural Gas_Water Heater_E7 | F2 | Commercial | Miscellaneous | New | Water Heating | Natural Gas | Water Heater | E7 | RVT - Cost of Operation | 0 | 0 | 0 | 0 | 0 | 0 | 0 | 0 | 0 | 0 | 0 | 0 | 0 | 0 | 0 | 0 | 0 | 0 | 0 | 0 | 0 | 0 | 0 | 0 | 0 | 0 | 0
F2_Commercial_Miscellaneous_New_Water Heating_Natural Gas_Water Heater_E8 | F2 | Commercial | Miscellaneous | New | Water Heating | Natural Gas | Water Heater | E8 | RVT - Cost of Operation | 0 | 0 | 0 | 0 | 0 | 0 | 0 | 0 | 0 | 0 | 0 | 0 | 0 | 0 | 0 | 0 | 0 | 0 | 0 | 0 | 0 | 0 | 0 | 0 | 0 | 0 | 0
F2_Commercial_Miscellaneous_New_Water Heating_Natural Gas_Water Heater_E9 | F2 | Commercial | Miscellaneous | New | Water Heating | Natural Gas | Water Heater | E9 | RVT - Cost of Operation | 0 | 0 | 0 | 0 | 0 | 0 | 0 | 0 | 0 | 0 | 0 | 0 | 0 | 0 | 0 | 0 | 0 | 0 | 0 | 0 | 0 | 0 | 0 | 0 | 0 | 0 | 0
F2_Commercial_Miscellaneous_New_Water Heating_Natural Gas_Water Heater_E10 | F2 | Commercial | Miscellaneous | New | Water Heating | Natural Gas | Water Heater | E10 | RVT - Cost of Operation | 0 | 0 | 0 | 0 | 0 | 0 | 0 | 0 | 0 | 0 | 0 | 0 | 0 | 0 | 0 | 0 | 0 | 0 | 0 | 0 | 0 | 0 | 0 | 0 | 0 | 0 | 0
F3_Commercial_Miscellaneous_New_Water Heating_Natural Gas_Water Heater_E1 | F3 | Commercial | Miscellaneous | New | Water Heating | Natural Gas | Water Heater | E1 | System - kBTUs of Consumption | 33.2779 | 33.2779 | 33.2779 | 33.2779 | 33.2779 | 33.2779 | 33.2779 | 33.2779 | 33.2779 | 33.2779 | 33.2779 | 33.2779 | 33.2779 | 33.2779 | 33.2779 | 33.2779 | 33.2779 | 33.2779 | 33.2779 | 33.2779 | 33.2779 | 33.2779 | 33.2779 | 33.2779 | 33.2779 | 33.2779 | 33.2779
F3_Commercial_Miscellaneous_New_Water Heating_Natural Gas_Water Heater_E2 | F3 | Commercial | Miscellaneous | New | Water Heating | Natural Gas | Water Heater | E2 | System - kBTUs of Consumption | 30.5047 | 30.5047 | 30.5047 | 30.5047 | 30.5047 | 30.5047 | 30.5047 | 30.5047 | 30.5047 | 30.5047 | 30.5047 | 30.5047 | 30.5047 | 30.5047 | 30.5047 | 30.5047 | 30.5047 | 30.5047 | 30.5047 | 30.5047 | 30.5047 | 30.5047 | 30.5047 | 30.5047 | 30.5047 | 30.5047 | 30.5047
F3_Commercial_Miscellaneous_New_Water Heating_Natural Gas_Water Heater_E3 | F3 | Commercial | Miscellaneous | New | Water Heating | Natural Gas | Water Heater | E3 | System - kBTUs of Consumption | 29.8822 | 29.8822 | 29.8822 | 29.8822 | 29.8822 | 29.8822 | 29.8822 | 29.8822 | 29.8822 | 29.8822 | 29.8822 | 29.8822 | 29.8822 | 29.8822 | 29.8822 | 29.8822 | 29.8822 | 29.8822 | 29.8822 | 29.8822 | 29.8822 | 29.8822 | 29.8822 | 29.8822 | 29.8822 | 29.8822 | 29.8822
F3_Commercial_Miscellaneous_New_Water Heating_Natural Gas_Water Heater_E4 | F3 | Commercial | Miscellaneous | New | Water Heating | Natural Gas | Water Heater | E4 | System - kBTUs of Consumption | 0 | 0 | 27.6269 | 27.6269 | 27.6269 | 27.6269 | 27.6269 | 27.6269 | 27.6269 | 27.6269 | 27.6269 | 27.6269 | 27.6269 | 27.6269 | 27.6269 | 27.6269 | 27.6269 | 27.6269 | 27.6269 | 27.6269 | 27.6269 | 27.6269 | 27.6269 | 27.6269 | 27.6269 | 27.6269 | 27.6269
F3_Commercial_Miscellaneous_New_Water Heating_Natural Gas_Water Heater_E5 | F3 | Commercial | Miscellaneous | New | Water Heating | Natural Gas | Water Heater | E5 | System - kBTUs of Consumption | 0 | 0 | 0 | 0 | 0 | 0 | 0 | 0 | 0 | 0 | 0 | 0 | 0 | 0 | 0 | 0 | 0 | 0 | 0 | 0 | 0 | 0 | 0 | 0 | 0 | 0 | 0
F3_Commercial_Miscellaneous_New_Water Heating_Natural Gas_Water Heater_E6 | F3 | Commercial | Miscellaneous | New | Water Heating | Natural Gas | Water Heater | E6 | System - kBTUs of Consumption | 0 | 0 | 0 | 0 | 0 | 0 | 0 | 0 | 0 | 0 | 0 | 0 | 0 | 0 | 0 | 0 | 0 | 0 | 0 | 0 | 0 | 0 | 0 | 0 | 0 | 0 | 0
F3_Commercial_Miscellaneous_New_Water Heating_Natural Gas_Water Heater_E7 | F3 | Commercial | Miscellaneous | New | Water Heating | Natural Gas | Water Heater | E7 | System - kBTUs of Consumption | 0 | 0 | 0 | 0 | 0 | 0 | 0 | 0 | 0 | 0 | 0 | 0 | 0 | 0 | 0 | 0 | 0 | 0 | 0 | 0 | 0 | 0 | 0 | 0 | 0 | 0 | 0
F3_Commercial_Miscellaneous_New_Water Heating_Natural Gas_Water Heater_E8 | F3 | Commercial | Miscellaneous | New | Water Heating | Natural Gas | Water Heater | E8 | System - kBTUs of Consumption | 0 | 0 | 0 | 0 | 0 | 0 | 0 | 0 | 0 | 0 | 0 | 0 | 0 | 0 | 0 | 0 | 0 | 0 | 0 | 0 | 0 | 0 | 0 | 0 | 0 | 0 | 0
F3_Commercial_Miscellaneous_New_Water Heating_Natural Gas_Water Heater_E9 | F3 | Commercial | Miscellaneous | New | Water Heating | Natural Gas | Water Heater | E9 | System - kBTUs of Consumption | 0 | 0 | 0 | 0 | 0 | 0 | 0 | 0 | 0 | 0 | 0 | 0 | 0 | 0 | 0 | 0 | 0 | 0 | 0 | 0 | 0 | 0 | 0 | 0 | 0 | 0 | 0
F3_Commercial_Miscellaneous_New_Water Heating_Natural Gas_Water Heater_E10 | F3 | Commercial | Miscellaneous | New | Water Heating | Natural Gas | Water Heater | E10 | System - kBTUs of Consumption | 0 | 0 | 0 | 0 | 0 | 0 | 0 | 0 | 0 | 0 | 0 | 0 | 0 | 0 | 0 | 0 | 0 | 0 | 0 | 0 | 0 | 0 | 0 | 0 | 0 | 0 | 0
F4_Commercial_Miscellaneous_New_Water Heating_Natural Gas_Water Heater_E1 | F4 | Commercial | Miscellaneous | New | Water Heating | Natural Gas | Water Heater | E1 | Utility - Cost of Equipment | 0.041386 | 0.041386 | 0.041386 | 0.041386 | 0.041386 | 0.041386 | 0.041386 | 0.041386 | 0.041386 | 0.041386 | 0.041386 | 0.041386 | 0.041386 | 0.041386 | 0.041386 | 0.041386 | 0.041386 | 0.041386 | 0.041386 | 0.041386 | 0.041386 | 0.041386 | 0.041386 | 0.041386 | 0.041386 | 0.041386 | 0.041386
F4_Commercial_Miscellaneous_New_Water Heating_Natural Gas_Water Heater_E2 | F4 | Commercial | Miscellaneous | New | Water Heating | Natural Gas | Water Heater | E2 | Utility - Cost of Equipment | 0.046364 | 0.046364 | 0.046364 | 0.046364 | 0.046364 | 0.046364 | 0.046364 | 0.046364 | 0.046364 | 0.046364 | 0.046364 | 0.046364 | 0.046364 | 0.046364 | 0.046364 | 0.046364 | 0.046364 | 0.046364 | 0.046364 | 0.046364 | 0.046364 | 0.046364 | 0.046364 | 0.046364 | 0.046364 | 0.046364 | 0.046364
F4_Commercial_Miscellaneous_New_Water Heating_Natural Gas_Water Heater_E3 | F4 | Commercial | Miscellaneous | New | Water Heating | Natural Gas | Water Heater | E3 | Utility - Cost of Equipment | 0.036574 | 0.036574 | 0.036574 | 0.036574 | 0.036574 | 0.036574 | 0.036574 | 0.036574 | 0.036574 | 0.036574 | 0.036574 | 0.036574 | 0.036574 | 0.036574 | 0.036574 | 0.036574 | 0.036574 | 0.036574 | 0.036574 | 0.036574 | 0.036574 | 0.036574 | 0.036574 | 0.036574 | 0.036574 | 0.036574 | 0.036574
F4_Commercial_Miscellaneous_New_Water Heating_Natural Gas_Water Heater_E4 | F4 | Commercial | Miscellaneous | New | Water Heating | Natural Gas | Water Heater | E4 | Utility - Cost of Equipment | 0 | 0 | 0.14783 | 0.14783 | 0.14783 | 0.14783 | 0.14783 | 0.14783 | 0.14783 | 0.14783 | 0.14783 | 0.14783 | 0.14783 | 0.14783 | 0.14783 | 0.14783 | 0.14783 | 0.14783 | 0.14783 | 0.14783 | 0.14783 | 0.14783 | 0.14783 | 0.14783 | 0.14783 | 0.14783 | 0.14783
F4_Commercial_Miscellaneous_New_Water Heating_Natural Gas_Water Heater_E5 | F4 | Commercial | Miscellaneous | New | Water Heating | Natural Gas | Water Heater | E5 | Utility - Cost of Equipment | 0 | 0 | 0 | 0 | 0 | 0 | 0 | 0 | 0 | 0 | 0 | 0 | 0 | 0 | 0 | 0 | 0 | 0 | 0 | 0 | 0 | 0 | 0 | 0 | 0 | 0 | 0
F4_Commercial_Miscellaneous_New_Water Heating_Natural Gas_Water Heater_E6 | F4 | Commercial | Miscellaneous | New | Water Heating | Natural Gas | Water Heater | E6 | Utility - Cost of Equipment | 0 | 0 | 0 | 0 | 0 | 0 | 0 | 0 | 0 | 0 | 0 | 0 | 0 | 0 | 0 | 0 | 0 | 0 | 0 | 0 | 0 | 0 | 0 | 0 | 0 | 0 | 0
F4_Commercial_Miscellaneous_New_Water Heating_Natural Gas_Water Heater_E7 | F4 | Commercial | Miscellaneous | New | Water Heating | Natural Gas | Water Heater | E7 | Utility - Cost of Equipment | 0 | 0 | 0 | 0 | 0 | 0 | 0 | 0 | 0 | 0 | 0 | 0 | 0 | 0 | 0 | 0 | 0 | 0 | 0 | 0 | 0 | 0 | 0 | 0 | 0 | 0 | 0
F4_Commercial_Miscellaneous_New_Water Heating_Natural Gas_Water Heater_E8 | F4 | Commercial | Miscellaneous | New | Water Heating | Natural Gas | Water Heater | E8 | Utility - Cost of Equipment | 0 | 0 | 0 | 0 | 0 | 0 | 0 | 0 | 0 | 0 | 0 | 0 | 0 | 0 | 0 | 0 | 0 | 0 | 0 | 0 | 0 | 0 | 0 | 0 | 0 | 0 | 0
F4_Commercial_Miscellaneous_New_Water Heating_Natural Gas_Water Heater_E9 | F4 | Commercial | Miscellaneous | New | Water Heating | Natural Gas | Water Heater | E9 | Utility - Cost of Equipment | 0 | 0 | 0 | 0 | 0 | 0 | 0 | 0 | 0 | 0 | 0 | 0 | 0 | 0 | 0 | 0 | 0 | 0 | 0 | 0 | 0 | 0 | 0 | 0 | 0 | 0 | 0
F4_Commercial_Miscellaneous_New_Water Heating_Natural Gas_Water Heater_E10 | F4 | Commercial | Miscellaneous | New | Water Heating | Natural Gas | Water Heater | E10 | Utility - Cost of Equipment | 0 | 0 | 0 | 0 | 0 | 0 | 0 | 0 | 0 | 0 | 0 | 0 | 0 | 0 | 0 | 0 | 0 | 0 | 0 | 0 | 0 | 0 | 0 | 0 | 0 | 0 | 0
F5_Commercial_Miscellaneous_New_Water Heating_Natural Gas_Water Heater_E1 | F5 | Commercial | Miscellaneous | New | Water Heating | Natural Gas | Water Heater | E1 | Utility - Cost of Operation | 0.4573 | 0.4507 | 0.44426 | 0.43802 | 0.43808 | 0.44224 | 0.44897 | 0.45713 | 0.46594 | 0.47495 | 0.48386 | 0.49175 | 0.49777 | 0.50032 | 0.49914 | 0.49425 | 0.48602 | 0.47524 | 0.46242 | 0.44721 | 0.42943 | 0.40896 | 0.39078 | 0.37902 | 0.37394 | 0.37577 | 0.37761
F5_Commercial_Miscellaneous_New_Water Heating_Natural Gas_Water Heater_E2 | F5 | Commercial | Miscellaneous | New | Water Heating | Natural Gas | Water Heater | E2 | Utility - Cost of Operation | 0.41919 | 0.41314 | 0.40724 | 0.40152 | 0.40158 | 0.40538 | 0.41156 | 0.41904 | 0.42711 | 0.43537 | 0.44354 | 0.45077 | 0.45628 | 0.45863 | 0.45755 | 0.45306 | 0.44552 | 0.43564 | 0.42388 | 0.40995 | 0.39364 | 0.37488 | 0.35822 | 0.34743 | 0.34277 | 0.34446 | 0.34614
F5_Commercial_Miscellaneous_New_Water Heating_Natural Gas_Water Heater_E3 | F5 | Commercial | Miscellaneous | New | Water Heating | Natural Gas | Water Heater | E3 | Utility - Cost of Operation | 0.41064 | 0.40471 | 0.39893 | 0.39333 | 0.39338 | 0.39711 | 0.40316 | 0.41049 | 0.4184 | 0.42648 | 0.43449 | 0.44157 | 0.44697 | 0.44927 | 0.44821 | 0.44382 | 0.43642 | 0.42675 | 0.41523 | 0.40158 | 0.38561 | 0.36723 | 0.35091 | 0.34034 | 0.33578 | 0.33743 | 0.33908
F5_Commercial_Miscellaneous_New_Water Heating_Natural Gas_Water Heater_E4 | F5 | Commercial | Miscellaneous | New | Water Heating | Natural Gas | Water Heater | E4 | Utility - Cost of Operation | 0 | 0 | 0.37224 | 0.36913 | 0.37044 | 0.37464 | 0.38052 | 0.38692 | 0.39292 | 0.39779 | 0.4014 | 0.40345 | 0.40379 | 0.40206 | 0.39866 | 0.39385 | 0.38779 | 0.38052 | 0.37182 | 0.36147 | 0.34931 | 0.33529 | 0.32287 | 0.31492 | 0.31162 | 0.31315 | 0.31469
F5_Commercial_Miscellaneous_New_Water Heating_Natural Gas_Water Heater_E5 | F5 | Commercial | Miscellaneous | New | Water Heating | Natural Gas | Water Heater | E5 | Utility - Cost of Operation | 0 | 0 | 0 | 0 | 0 | 0 | 0 | 0 | 0 | 0 | 0 | 0 | 0 | 0 | 0 | 0 | 0 | 0 | 0 | 0 | 0 | 0 | 0 | 0 | 0 | 0 | 0
F5_Commercial_Miscellaneous_New_Water Heating_Natural Gas_Water Heater_E6 | F5 | Commercial | Miscellaneous | New | Water Heating | Natural Gas | Water Heater | E6 | Utility - Cost of Operation | 0 | 0 | 0 | 0 | 0 | 0 | 0 | 0 | 0 | 0 | 0 | 0 | 0 | 0 | 0 | 0 | 0 | 0 | 0 | 0 | 0 | 0 | 0 | 0 | 0 | 0 | 0
F5_Commercial_Miscellaneous_New_Water Heating_Natural Gas_Water Heater_E7 | F5 | Commercial | Miscellaneous | New | Water Heating | Natural Gas | Water Heater | E7 | Utility - Cost of Operation | 0 | 0 | 0 | 0 | 0 | 0 | 0 | 0 | 0 | 0 | 0 | 0 | 0 | 0 | 0 | 0 | 0 | 0 | 0 | 0 | 0 | 0 | 0 | 0 | 0 | 0 | 0
F5_Commercial_Miscellaneous_New_Water Heating_Natural Gas_Water Heater_E8 | F5 | Commercial | Miscellaneous | New | Water Heating | Natural Gas | Water Heater | E8 | Utility - Cost of Operation | 0 | 0 | 0 | 0 | 0 | 0 | 0 | 0 | 0 | 0 | 0 | 0 | 0 | 0 | 0 | 0 | 0 | 0 | 0 | 0 | 0 | 0 | 0 | 0 | 0 | 0 | 0
F5_Commercial_Miscellaneous_New_Water Heating_Natural Gas_Water Heater_E9 | F5 | Commercial | Miscellaneous | New | Water Heating | Natural Gas | Water Heater | E9 | Utility - Cost of Operation | 0 | 0 | 0 | 0 | 0 | 0 | 0 | 0 | 0 | 0 | 0 | 0 | 0 | 0 | 0 | 0 | 0 | 0 | 0 | 0 | 0 | 0 | 0 | 0 | 0 | 0 | 0
F5_Commercial_Miscellaneous_New_Water Heating_Natural Gas_Water Heater_E10 | F5 | Commercial | Miscellaneous | New | Water Heating | Natural Gas | Water Heater | E10 | Utility - Cost of Operation | 0 | 0 | 0 | 0 | 0 | 0 | 0 | 0 | 0 | 0 | 0 | 0 | 0 | 0 | 0 | 0 | 0 | 0 | 0 | 0 | 0 | 0 | 0 | 0 | 0 | 0 | 0
F6_Commercial_Miscellaneous_New_Water Heating_Natural Gas_Water Heater_E1 | F6 | Commercial | Miscellaneous | New | Water Heating | Natural Gas | Water Heater | E1 | Utility - Value of Sales | 0 | 0 | 0 | 0 | 0 | 0 | 0 | 0 | 0 | 0 | 0 | 0 | 0 | 0 | 0 | 0 | 0 | 0 | 0 | 0 | 0 | 0 | 0 | 0 | 0 | 0 | 0
F6_Commercial_Miscellaneous_New_Water Heating_Natural Gas_Water Heater_E2 | F6 | Commercial | Miscellaneous | New | Water Heating | Natural Gas | Water Heater | E2 | Utility - Value of Sales | 0 | 0 | 0 | 0 | 0 | 0 | 0 | 0 | 0 | 0 | 0 | 0 | 0 | 0 | 0 | 0 | 0 | 0 | 0 | 0 | 0 | 0 | 0 | 0 | 0 | 0 | 0
F6_Commercial_Miscellaneous_New_Water Heating_Natural Gas_Water Heater_E3 | F6 | Commercial | Miscellaneous | New | Water Heating | Natural Gas | Water Heater | E3 | Utility - Value of Sales | 0 | 0 | 0 | 0 | 0 | 0 | 0 | 0 | 0 | 0 | 0 | 0 | 0 | 0 | 0 | 0 | 0 | 0 | 0 | 0 | 0 | 0 | 0 | 0 | 0 | 0 | 0
F6_Commercial_Miscellaneous_New_Water Heating_Natural Gas_Water Heater_E4 | F6 | Commercial | Miscellaneous | New | Water Heating | Natural Gas | Water Heater | E4 | Utility - Value of Sales | 0 | 0 | 0 | 0 | 0 | 0 | 0 | 0 | 0 | 0 | 0 | 0 | 0 | 0 | 0 | 0 | 0 | 0 | 0 | 0 | 0 | 0 | 0 | 0 | 0 | 0 | 0
F6_Commercial_Miscellaneous_New_Water Heating_Natural Gas_Water Heater_E5 | F6 | Commercial | Miscellaneous | New | Water Heating | Natural Gas | Water Heater | E5 | Utility - Value of Sales | 0 | 0 | 0 | 0 | 0 | 0 | 0 | 0 | 0 | 0 | 0 | 0 | 0 | 0 | 0 | 0 | 0 | 0 | 0 | 0 | 0 | 0 | 0 | 0 | 0 | 0 | 0
F6_Commercial_Miscellaneous_New_Water Heating_Natural Gas_Water Heater_E6 | F6 | Commercial | Miscellaneous | New | Water Heating | Natural Gas | Water Heater | E6 | Utility - Value of Sales | 0 | 0 | 0 | 0 | 0 | 0 | 0 | 0 | 0 | 0 | 0 | 0 | 0 | 0 | 0 | 0 | 0 | 0 | 0 | 0 | 0 | 0 | 0 | 0 | 0 | 0 | 0
F6_Commercial_Miscellaneous_New_Water Heating_Natural Gas_Water Heater_E7 | F6 | Commercial | Miscellaneous | New | Water Heating | Natural Gas | Water Heater | E7 | Utility - Value of Sales | 0 | 0 | 0 | 0 | 0 | 0 | 0 | 0 | 0 | 0 | 0 | 0 | 0 | 0 | 0 | 0 | 0 | 0 | 0 | 0 | 0 | 0 | 0 | 0 | 0 | 0 | 0
F6_Commercial_Miscellaneous_New_Water Heating_Natural Gas_Water Heater_E8 | F6 | Commercial | Miscellaneous | New | Water Heating | Natural Gas | Water Heater | E8 | Utility - Value of Sales | 0 | 0 | 0 | 0 | 0 | 0 | 0 | 0 | 0 | 0 | 0 | 0 | 0 | 0 | 0 | 0 | 0 | 0 | 0 | 0 | 0 | 0 | 0 | 0 | 0 | 0 | 0
F6_Commercial_Miscellaneous_New_Water Heating_Natural Gas_Water Heater_E9 | F6 | Commercial | Miscellaneous | New | Water Heating | Natural Gas | Water Heater | E9 | Utility - Value of Sales | 0 | 0 | 0 | 0 | 0 | 0 | 0 | 0 | 0 | 0 | 0 | 0 | 0 | 0 | 0 | 0 | 0 | 0 | 0 | 0 | 0 | 0 | 0 | 0 | 0 | 0 | 0
F6_Commercial_Miscellaneous_New_Water Heating_Natural Gas_Water Heater_E10 | F6 | Commercial | Miscellaneous | New | Water Heating | Natural Gas | Water Heater | E10 | Utility - Value of Sales | 0 | 0 | 0 | 0 | 0 | 0 | 0 | 0 | 0 | 0 | 0 | 0 | 0 | 0 | 0 | 0 | 0 | 0 | 0 | 0 | 0 | 0 | 0 | 0 | 0 | 0 | 0
F1_Commercial_Miscellaneous_New_Food Preparation_Natural Gas_Oven_E1 | F1 | Commercial | Miscellaneous | New | Food Preparation | Natural Gas | Oven | E1 | RVT - Cost of Equipment | 0.015931 | 0.015931 | 0.015931 | 0.015931 | 0.015931 | 0.015931 | 0.015931 | 0.015931 | 0.015931 | 0.015931 | 0.015931 | 0.015931 | 0.015931 | 0.015931 | 0.015931 | 0.015931 | 0.015931 | 0.015931 | 0.015931 | 0.015931 | 0.015931 | 0.015931 | 0.015931 | 0.015931 | 0.015931 | 0.015931 | 0.015931
F1_Commercial_Miscellaneous_New_Food Preparation_Natural Gas_Oven_E2 | F1 | Commercial | Miscellaneous | New | Food Preparation | Natural Gas | Oven | E2 | RVT - Cost of Equipment | 0.016782 | 0.016782 | 0.016782 | 0.016782 | 0.016782 | 0.016782 | 0.016782 | 0.016782 | 0.016782 | 0.016782 | 0.016782 | 0.016782 | 0.016782 | 0.016782 | 0.016782 | 0.016782 | 0.016782 | 0.016782 | 0.016782 | 0.016782 | 0.016782 | 0.016782 | 0.016782 | 0.016782 | 0.016782 | 0.016782 | 0.016782
F1_Commercial_Miscellaneous_New_Food Preparation_Natural Gas_Oven_E3 | F1 | Commercial | Miscellaneous | New | Food Preparation | Natural Gas | Oven | E3 | RVT - Cost of Equipment | 0 | 0 | 0 | 0 | 0 | 0 | 0 | 0 | 0 | 0 | 0 | 0 | 0 | 0 | 0 | 0 | 0 | 0 | 0 | 0 | 0 | 0 | 0 | 0 | 0 | 0 | 0
F1_Commercial_Miscellaneous_New_Food Preparation_Natural Gas_Oven_E4 | F1 | Commercial | Miscellaneous | New | Food Preparation | Natural Gas | Oven | E4 | RVT - Cost of Equipment | 0 | 0 | 0 | 0 | 0 | 0 | 0 | 0 | 0 | 0 | 0 | 0 | 0 | 0 | 0 | 0 | 0 | 0 | 0 | 0 | 0 | 0 | 0 | 0 | 0 | 0 | 0
F1_Commercial_Miscellaneous_New_Food Preparation_Natural Gas_Oven_E5 | F1 | Commercial | Miscellaneous | New | Food Preparation | Natural Gas | Oven | E5 | RVT - Cost of Equipment | 0 | 0 | 0 | 0 | 0 | 0 | 0 | 0 | 0 | 0 | 0 | 0 | 0 | 0 | 0 | 0 | 0 | 0 | 0 | 0 | 0 | 0 | 0 | 0 | 0 | 0 | 0
F1_Commercial_Miscellaneous_New_Food Preparation_Natural Gas_Oven_E6 | F1 | Commercial | Miscellaneous | New | Food Preparation | Natural Gas | Oven | E6 | RVT - Cost of Equipment | 0 | 0 | 0 | 0 | 0 | 0 | 0 | 0 | 0 | 0 | 0 | 0 | 0 | 0 | 0 | 0 | 0 | 0 | 0 | 0 | 0 | 0 | 0 | 0 | 0 | 0 | 0
F1_Commercial_Miscellaneous_New_Food Preparation_Natural Gas_Oven_E7 | F1 | Commercial | Miscellaneous | New | Food Preparation | Natural Gas | Oven | E7 | RVT - Cost of Equipment | 0 | 0 | 0 | 0 | 0 | 0 | 0 | 0 | 0 | 0 | 0 | 0 | 0 | 0 | 0 | 0 | 0 | 0 | 0 | 0 | 0 | 0 | 0 | 0 | 0 | 0 | 0
F1_Commercial_Miscellaneous_New_Food Preparation_Natural Gas_Oven_E8 | F1 | Commercial | Miscellaneous | New | Food Preparation | Natural Gas | Oven | E8 | RVT - Cost of Equipment | 0 | 0 | 0 | 0 | 0 | 0 | 0 | 0 | 0 | 0 | 0 | 0 | 0 | 0 | 0 | 0 | 0 | 0 | 0 | 0 | 0 | 0 | 0 | 0 | 0 | 0 | 0
F1_Commercial_Miscellaneous_New_Food Preparation_Natural Gas_Oven_E9 | F1 | Commercial | Miscellaneous | New | Food Preparation | Natural Gas | Oven | E9 | RVT - Cost of Equipment | 0 | 0 | 0 | 0 | 0 | 0 | 0 | 0 | 0 | 0 | 0 | 0 | 0 | 0 | 0 | 0 | 0 | 0 | 0 | 0 | 0 | 0 | 0 | 0 | 0 | 0 | 0
F1_Commercial_Miscellaneous_New_Food Preparation_Natural Gas_Oven_E10 | F1 | Commercial | Miscellaneous | New | Food Preparation | Natural Gas | Oven | E10 | RVT - Cost of Equipment | 0 | 0 | 0 | 0 | 0 | 0 | 0 | 0 | 0 | 0 | 0 | 0 | 0 | 0 | 0 | 0 | 0 | 0 | 0 | 0 | 0 | 0 | 0 | 0 | 0 | 0 | 0
F2_Commercial_Miscellaneous_New_Food Preparation_Natural Gas_Oven_E1 | F2 | Commercial | Miscellaneous | New | Food Preparation | Natural Gas | Oven | E1 | RVT - Cost of Operation | 0 | 0 | 0 | 0 | 0 | 0 | 0 | 0 | 0 | 0 | 0 | 0 | 0 | 0 | 0 | 0 | 0 | 0 | 0 | 0 | 0 | 0 | 0 | 0 | 0 | 0 | 0
F2_Commercial_Miscellaneous_New_Food Preparation_Natural Gas_Oven_E2 | F2 | Commercial | Miscellaneous | New | Food Preparation | Natural Gas | Oven | E2 | RVT - Cost of Operation | 0 | 0 | 0 | 0 | 0 | 0 | 0 | 0 | 0 | 0 | 0 | 0 | 0 | 0 | 0 | 0 | 0 | 0 | 0 | 0 | 0 | 0 | 0 | 0 | 0 | 0 | 0
F2_Commercial_Miscellaneous_New_Food Preparation_Natural Gas_Oven_E3 | F2 | Commercial | Miscellaneous | New | Food Preparation | Natural Gas | Oven | E3 | RVT - Cost of Operation | 0 | 0 | 0 | 0 | 0 | 0 | 0 | 0 | 0 | 0 | 0 | 0 | 0 | 0 | 0 | 0 | 0 | 0 | 0 | 0 | 0 | 0 | 0 | 0 | 0 | 0 | 0
F2_Commercial_Miscellaneous_New_Food Preparation_Natural Gas_Oven_E4 | F2 | Commercial | Miscellaneous | New | Food Preparation | Natural Gas | Oven | E4 | RVT - Cost of Operation | 0 | 0 | 0 | 0 | 0 | 0 | 0 | 0 | 0 | 0 | 0 | 0 | 0 | 0 | 0 | 0 | 0 | 0 | 0 | 0 | 0 | 0 | 0 | 0 | 0 | 0 | 0
F2_Commercial_Miscellaneous_New_Food Preparation_Natural Gas_Oven_E5 | F2 | Commercial | Miscellaneous | New | Food Preparation | Natural Gas | Oven | E5 | RVT - Cost of Operation | 0 | 0 | 0 | 0 | 0 | 0 | 0 | 0 | 0 | 0 | 0 | 0 | 0 | 0 | 0 | 0 | 0 | 0 | 0 | 0 | 0 | 0 | 0 | 0 | 0 | 0 | 0
F2_Commercial_Miscellaneous_New_Food Preparation_Natural Gas_Oven_E6 | F2 | Commercial | Miscellaneous | New | Food Preparation | Natural Gas | Oven | E6 | RVT - Cost of Operation | 0 | 0 | 0 | 0 | 0 | 0 | 0 | 0 | 0 | 0 | 0 | 0 | 0 | 0 | 0 | 0 | 0 | 0 | 0 | 0 | 0 | 0 | 0 | 0 | 0 | 0 | 0
F2_Commercial_Miscellaneous_New_Food Preparation_Natural Gas_Oven_E7 | F2 | Commercial | Miscellaneous | New | Food Preparation | Natural Gas | Oven | E7 | RVT - Cost of Operation | 0 | 0 | 0 | 0 | 0 | 0 | 0 | 0 | 0 | 0 | 0 | 0 | 0 | 0 | 0 | 0 | 0 | 0 | 0 | 0 | 0 | 0 | 0 | 0 | 0 | 0 | 0
F2_Commercial_Miscellaneous_New_Food Preparation_Natural Gas_Oven_E8 | F2 | Commercial | Miscellaneous | New | Food Preparation | Natural Gas | Oven | E8 | RVT - Cost of Operation | 0 | 0 | 0 | 0 | 0 | 0 | 0 | 0 | 0 | 0 | 0 | 0 | 0 | 0 | 0 | 0 | 0 | 0 | 0 | 0 | 0 | 0 | 0 | 0 | 0 | 0 | 0
F2_Commercial_Miscellaneous_New_Food Preparation_Natural Gas_Oven_E9 | F2 | Commercial | Miscellaneous | New | Food Preparation | Natural Gas | Oven | E9 | RVT - Cost of Operation | 0 | 0 | 0 | 0 | 0 | 0 | 0 | 0 | 0 | 0 | 0 | 0 | 0 | 0 | 0 | 0 | 0 | 0 | 0 | 0 | 0 | 0 | 0 | 0 | 0 | 0 | 0
F2_Commercial_Miscellaneous_New_Food Preparation_Natural Gas_Oven_E10 | F2 | Commercial | Miscellaneous | New | Food Preparation | Natural Gas | Oven | E10 | RVT - Cost of Operation | 0 | 0 | 0 | 0 | 0 | 0 | 0 | 0 | 0 | 0 | 0 | 0 | 0 | 0 | 0 | 0 | 0 | 0 | 0 | 0 | 0 | 0 | 0 | 0 | 0 | 0 | 0
F3_Commercial_Miscellaneous_New_Food Preparation_Natural Gas_Oven_E1 | F3 | Commercial | Miscellaneous | New | Food Preparation | Natural Gas | Oven | E1 | System - kBTUs of Consumption | 1.2663 | 1.2663 | 1.2663 | 1.2663 | 1.2663 | 1.2663 | 1.2663 | 1.2663 | 1.2663 | 1.2663 | 1.2663 | 1.2663 | 1.2663 | 1.2663 | 1.2663 | 1.2663 | 1.2663 | 1.2663 | 1.2663 | 1.2663 | 1.2663 | 1.2663 | 1.2663 | 1.2663 | 1.2663 | 1.2663 | 1.2663
F3_Commercial_Miscellaneous_New_Food Preparation_Natural Gas_Oven_E2 | F3 | Commercial | Miscellaneous | New | Food Preparation | Natural Gas | Oven | E2 | System - kBTUs of Consumption | 1.1002 | 1.1002 | 1.1002 | 1.1002 | 1.1002 | 1.1002 | 1.1002 | 1.1002 | 1.1002 | 1.1002 | 1.1002 | 1.1002 | 1.1002 | 1.1002 | 1.1002 | 1.1002 | 1.1002 | 1.1002 | 1.1002 | 1.1002 | 1.1002 | 1.1002 | 1.1002 | 1.1002 | 1.1002 | 1.1002 | 1.1002
F3_Commercial_Miscellaneous_New_Food Preparation_Natural Gas_Oven_E3 | F3 | Commercial | Miscellaneous | New | Food Preparation | Natural Gas | Oven | E3 | System - kBTUs of Consumption | 0 | 0 | 0 | 0 | 0 | 0 | 0 | 0 | 0 | 0 | 0 | 0 | 0 | 0 | 0 | 0 | 0 | 0 | 0 | 0 | 0 | 0 | 0 | 0 | 0 | 0 | 0
F3_Commercial_Miscellaneous_New_Food Preparation_Natural Gas_Oven_E4 | F3 | Commercial | Miscellaneous | New | Food Preparation | Natural Gas | Oven | E4 | System - kBTUs of Consumption | 0 | 0 | 0 | 0 | 0 | 0 | 0 | 0 | 0 | 0 | 0 | 0 | 0 | 0 | 0 | 0 | 0 | 0 | 0 | 0 | 0 | 0 | 0 | 0 | 0 | 0 | 0
F3_Commercial_Miscellaneous_New_Food Preparation_Natural Gas_Oven_E5 | F3 | Commercial | Miscellaneous | New | Food Preparation | Natural Gas | Oven | E5 | System - kBTUs of Consumption | 0 | 0 | 0 | 0 | 0 | 0 | 0 | 0 | 0 | 0 | 0 | 0 | 0 | 0 | 0 | 0 | 0 | 0 | 0 | 0 | 0 | 0 | 0 | 0 | 0 | 0 | 0
F3_Commercial_Miscellaneous_New_Food Preparation_Natural Gas_Oven_E6 | F3 | Commercial | Miscellaneous | New | Food Preparation | Natural Gas | Oven | E6 | System - kBTUs of Consumption | 0 | 0 | 0 | 0 | 0 | 0 | 0 | 0 | 0 | 0 | 0 | 0 | 0 | 0 | 0 | 0 | 0 | 0 | 0 | 0 | 0 | 0 | 0 | 0 | 0 | 0 | 0
F3_Commercial_Miscellaneous_New_Food Preparation_Natural Gas_Oven_E7 | F3 | Commercial | Miscellaneous | New | Food Preparation | Natural Gas | Oven | E7 | System - kBTUs of Consumption | 0 | 0 | 0 | 0 | 0 | 0 | 0 | 0 | 0 | 0 | 0 | 0 | 0 | 0 | 0 | 0 | 0 | 0 | 0 | 0 | 0 | 0 | 0 | 0 | 0 | 0 | 0
F3_Commercial_Miscellaneous_New_Food Preparation_Natural Gas_Oven_E8 | F3 | Commercial | Miscellaneous | New | Food Preparation | Natural Gas | Oven | E8 | System - kBTUs of Consumption | 0 | 0 | 0 | 0 | 0 | 0 | 0 | 0 | 0 | 0 | 0 | 0 | 0 | 0 | 0 | 0 | 0 | 0 | 0 | 0 | 0 | 0 | 0 | 0 | 0 | 0 | 0
F3_Commercial_Miscellaneous_New_Food Preparation_Natural Gas_Oven_E9 | F3 | Commercial | Miscellaneous | New | Food Preparation | Natural Gas | Oven | E9 | System - kBTUs of Consumption | 0 | 0 | 0 | 0 | 0 | 0 | 0 | 0 | 0 | 0 | 0 | 0 | 0 | 0 | 0 | 0 | 0 | 0 | 0 | 0 | 0 | 0 | 0 | 0 | 0 | 0 | 0
F3_Commercial_Miscellaneous_New_Food Preparation_Natural Gas_Oven_E10 | F3 | Commercial | Miscellaneous | New | Food Preparation | Natural Gas | Oven | E10 | System - kBTUs of Consumption | 0 | 0 | 0 | 0 | 0 | 0 | 0 | 0 | 0 | 0 | 0 | 0 | 0 | 0 | 0 | 0 | 0 | 0 | 0 | 0 | 0 | 0 | 0 | 0 | 0 | 0 | 0
F4_Commercial_Miscellaneous_New_Food Preparation_Natural Gas_Oven_E1 | F4 | Commercial | Miscellaneous | New | Food Preparation | Natural Gas | Oven | E1 | Utility - Cost of Equipment | 0.015931 | 0.015931 | 0.015931 | 0.015931 | 0.015931 | 0.015931 | 0.015931 | 0.015931 | 0.015931 | 0.015931 | 0.015931 | 0.015931 | 0.015931 | 0.015931 | 0.015931 | 0.015931 | 0.015931 | 0.015931 | 0.015931 | 0.015931 | 0.015931 | 0.015931 | 0.015931 | 0.015931 | 0.015931 | 0.015931 | 0.015931
F4_Commercial_Miscellaneous_New_Food Preparation_Natural Gas_Oven_E2 | F4 | Commercial | Miscellaneous | New | Food Preparation | Natural Gas | Oven | E2 | Utility - Cost of Equipment | 0.016782 | 0.016782 | 0.016782 | 0.016782 | 0.016782 | 0.016782 | 0.016782 | 0.016782 | 0.016782 | 0.016782 | 0.016782 | 0.016782 | 0.016782 | 0.016782 | 0.016782 | 0.016782 | 0.016782 | 0.016782 | 0.016782 | 0.016782 | 0.016782 | 0.016782 | 0.016782 | 0.016782 | 0.016782 | 0.016782 | 0.016782
F4_Commercial_Miscellaneous_New_Food Preparation_Natural Gas_Oven_E3 | F4 | Commercial | Miscellaneous | New | Food Preparation | Natural Gas | Oven | E3 | Utility - Cost of Equipment | 0 | 0 | 0 | 0 | 0 | 0 | 0 | 0 | 0 | 0 | 0 | 0 | 0 | 0 | 0 | 0 | 0 | 0 | 0 | 0 | 0 | 0 | 0 | 0 | 0 | 0 | 0
F4_Commercial_Miscellaneous_New_Food Preparation_Natural Gas_Oven_E4 | F4 | Commercial | Miscellaneous | New | Food Preparation | Natural Gas | Oven | E4 | Utility - Cost of Equipment | 0 | 0 | 0 | 0 | 0 | 0 | 0 | 0 | 0 | 0 | 0 | 0 | 0 | 0 | 0 | 0 | 0 | 0 | 0 | 0 | 0 | 0 | 0 | 0 | 0 | 0 | 0
F4_Commercial_Miscellaneous_New_Food Preparation_Natural Gas_Oven_E5 | F4 | Commercial | Miscellaneous | New | Food Preparation | Natural Gas | Oven | E5 | Utility - Cost of Equipment | 0 | 0 | 0 | 0 | 0 | 0 | 0 | 0 | 0 | 0 | 0 | 0 | 0 | 0 | 0 | 0 | 0 | 0 | 0 | 0 | 0 | 0 | 0 | 0 | 0 | 0 | 0
F4_Commercial_Miscellaneous_New_Food Preparation_Natural Gas_Oven_E6 | F4 | Commercial | Miscellaneous | New | Food Preparation | Natural Gas | Oven | E6 | Utility - Cost of Equipment | 0 | 0 | 0 | 0 | 0 | 0 | 0 | 0 | 0 | 0 | 0 | 0 | 0 | 0 | 0 | 0 | 0 | 0 | 0 | 0 | 0 | 0 | 0 | 0 | 0 | 0 | 0
F4_Commercial_Miscellaneous_New_Food Preparation_Natural Gas_Oven_E7 | F4 | Commercial | Miscellaneous | New | Food Preparation | Natural Gas | Oven | E7 | Utility - Cost of Equipment | 0 | 0 | 0 | 0 | 0 | 0 | 0 | 0 | 0 | 0 | 0 | 0 | 0 | 0 | 0 | 0 | 0 | 0 | 0 | 0 | 0 | 0 | 0 | 0 | 0 | 0 | 0
F4_Commercial_Miscellaneous_New_Food Preparation_Natural Gas_Oven_E8 | F4 | Commercial | Miscellaneous | New | Food Preparation | Natural Gas | Oven | E8 | Utility - Cost of Equipment | 0 | 0 | 0 | 0 | 0 | 0 | 0 | 0 | 0 | 0 | 0 | 0 | 0 | 0 | 0 | 0 | 0 | 0 | 0 | 0 | 0 | 0 | 0 | 0 | 0 | 0 | 0
F4_Commercial_Miscellaneous_New_Food Preparation_Natural Gas_Oven_E9 | F4 | Commercial | Miscellaneous | New | Food Preparation | Natural Gas | Oven | E9 | Utility - Cost of Equipment | 0 | 0 | 0 | 0 | 0 | 0 | 0 | 0 | 0 | 0 | 0 | 0 | 0 | 0 | 0 | 0 | 0 | 0 | 0 | 0 | 0 | 0 | 0 | 0 | 0 | 0 | 0
F4_Commercial_Miscellaneous_New_Food Preparation_Natural Gas_Oven_E10 | F4 | Commercial | Miscellaneous | New | Food Preparation | Natural Gas | Oven | E10 | Utility - Cost of Equipment | 0 | 0 | 0 | 0 | 0 | 0 | 0 | 0 | 0 | 0 | 0 | 0 | 0 | 0 | 0 | 0 | 0 | 0 | 0 | 0 | 0 | 0 | 0 | 0 | 0 | 0 | 0
F5_Commercial_Miscellaneous_New_Food Preparation_Natural Gas_Oven_E1 | F5 | Commercial | Miscellaneous | New | Food Preparation | Natural Gas | Oven | E1 | Utility - Cost of Operation | 0.01739 | 0.017206 | 0.01703 | 0.016861 | 0.016905 | 0.017087 | 0.017359 | 0.01768 | 0.01801 | 0.01831 | 0.018554 | 0.018707 | 0.018759 | 0.018691 | 0.018531 | 0.018295 | 0.017999 | 0.017645 | 0.017222 | 0.016719 | 0.016129 | 0.015449 | 0.014846 | 0.014459 | 0.014296 | 0.014367 | 0.014437
F5_Commercial_Miscellaneous_New_Food Preparation_Natural Gas_Oven_E2 | F5 | Commercial | Miscellaneous | New | Food Preparation | Natural Gas | Oven | E2 | Utility - Cost of Operation | 0.015109 | 0.01495 | 0.014796 | 0.01465 | 0.014688 | 0.014847 | 0.015082 | 0.015361 | 0.015648 | 0.015909 | 0.016121 | 0.016254 | 0.016298 | 0.01624 | 0.0161 | 0.015896 | 0.015639 | 0.015331 | 0.014963 | 0.014526 | 0.014014 | 0.013423 | 0.012899 | 0.012563 | 0.012422 | 0.012482 | 0.012544
F5_Commercial_Miscellaneous_New_Food Preparation_Natural Gas_Oven_E3 | F5 | Commercial | Miscellaneous | New | Food Preparation | Natural Gas | Oven | E3 | Utility - Cost of Operation | 0 | 0 | 0 | 0 | 0 | 0 | 0 | 0 | 0 | 0 | 0 | 0 | 0 | 0 | 0 | 0 | 0 | 0 | 0 | 0 | 0 | 0 | 0 | 0 | 0 | 0 | 0
F5_Commercial_Miscellaneous_New_Food Preparation_Natural Gas_Oven_E4 | F5 | Commercial | Miscellaneous | New | Food Preparation | Natural Gas | Oven | E4 | Utility - Cost of Operation | 0 | 0 | 0 | 0 | 0 | 0 | 0 | 0 | 0 | 0 | 0 | 0 | 0 | 0 | 0 | 0 | 0 | 0 | 0 | 0 | 0 | 0 | 0 | 0 | 0 | 0 | 0
F5_Commercial_Miscellaneous_New_Food Preparation_Natural Gas_Oven_E5 | F5 | Commercial | Miscellaneous | New | Food Preparation | Natural Gas | Oven | E5 | Utility - Cost of Operation | 0 | 0 | 0 | 0 | 0 | 0 | 0 | 0 | 0 | 0 | 0 | 0 | 0 | 0 | 0 | 0 | 0 | 0 | 0 | 0 | 0 | 0 | 0 | 0 | 0 | 0 | 0
F5_Commercial_Miscellaneous_New_Food Preparation_Natural Gas_Oven_E6 | F5 | Commercial | Miscellaneous | New | Food Preparation | Natural Gas | Oven | E6 | Utility - Cost of Operation | 0 | 0 | 0 | 0 | 0 | 0 | 0 | 0 | 0 | 0 | 0 | 0 | 0 | 0 | 0 | 0 | 0 | 0 | 0 | 0 | 0 | 0 | 0 | 0 | 0 | 0 | 0
F5_Commercial_Miscellaneous_New_Food Preparation_Natural Gas_Oven_E7 | F5 | Commercial | Miscellaneous | New | Food Preparation | Natural Gas | Oven | E7 | Utility - Cost of Operation | 0 | 0 | 0 | 0 | 0 | 0 | 0 | 0 | 0 | 0 | 0 | 0 | 0 | 0 | 0 | 0 | 0 | 0 | 0 | 0 | 0 | 0 | 0 | 0 | 0 | 0 | 0
F5_Commercial_Miscellaneous_New_Food Preparation_Natural Gas_Oven_E8 | F5 | Commercial | Miscellaneous | New | Food Preparation | Natural Gas | Oven | E8 | Utility - Cost of Operation | 0 | 0 | 0 | 0 | 0 | 0 | 0 | 0 | 0 | 0 | 0 | 0 | 0 | 0 | 0 | 0 | 0 | 0 | 0 | 0 | 0 | 0 | 0 | 0 | 0 | 0 | 0
F5_Commercial_Miscellaneous_New_Food Preparation_Natural Gas_Oven_E9 | F5 | Commercial | Miscellaneous | New | Food Preparation | Natural Gas | Oven | E9 | Utility - Cost of Operation | 0 | 0 | 0 | 0 | 0 | 0 | 0 | 0 | 0 | 0 | 0 | 0 | 0 | 0 | 0 | 0 | 0 | 0 | 0 | 0 | 0 | 0 | 0 | 0 | 0 | 0 | 0
F5_Commercial_Miscellaneous_New_Food Preparation_Natural Gas_Oven_E10 | F5 | Commercial | Miscellaneous | New | Food Preparation | Natural Gas | Oven | E10 | Utility - Cost of Operation | 0 | 0 | 0 | 0 | 0 | 0 | 0 | 0 | 0 | 0 | 0 | 0 | 0 | 0 | 0 | 0 | 0 | 0 | 0 | 0 | 0 | 0 | 0 | 0 | 0 | 0 | 0
F6_Commercial_Miscellaneous_New_Food Preparation_Natural Gas_Oven_E1 | F6 | Commercial | Miscellaneous | New | Food Preparation | Natural Gas | Oven | E1 | Utility - Value of Sales | 0 | 0 | 0 | 0 | 0 | 0 | 0 | 0 | 0 | 0 | 0 | 0 | 0 | 0 | 0 | 0 | 0 | 0 | 0 | 0 | 0 | 0 | 0 | 0 | 0 | 0 | 0
F6_Commercial_Miscellaneous_New_Food Preparation_Natural Gas_Oven_E2 | F6 | Commercial | Miscellaneous | New | Food Preparation | Natural Gas | Oven | E2 | Utility - Value of Sales | 0 | 0 | 0 | 0 | 0 | 0 | 0 | 0 | 0 | 0 | 0 | 0 | 0 | 0 | 0 | 0 | 0 | 0 | 0 | 0 | 0 | 0 | 0 | 0 | 0 | 0 | 0
F6_Commercial_Miscellaneous_New_Food Preparation_Natural Gas_Oven_E3 | F6 | Commercial | Miscellaneous | New | Food Preparation | Natural Gas | Oven | E3 | Utility - Value of Sales | 0 | 0 | 0 | 0 | 0 | 0 | 0 | 0 | 0 | 0 | 0 | 0 | 0 | 0 | 0 | 0 | 0 | 0 | 0 | 0 | 0 | 0 | 0 | 0 | 0 | 0 | 0
F6_Commercial_Miscellaneous_New_Food Preparation_Natural Gas_Oven_E4 | F6 | Commercial | Miscellaneous | New | Food Preparation | Natural Gas | Oven | E4 | Utility - Value of Sales | 0 | 0 | 0 | 0 | 0 | 0 | 0 | 0 | 0 | 0 | 0 | 0 | 0 | 0 | 0 | 0 | 0 | 0 | 0 | 0 | 0 | 0 | 0 | 0 | 0 | 0 | 0
F6_Commercial_Miscellaneous_New_Food Preparation_Natural Gas_Oven_E5 | F6 | Commercial | Miscellaneous | New | Food Preparation | Natural Gas | Oven | E5 | Utility - Value of Sales | 0 | 0 | 0 | 0 | 0 | 0 | 0 | 0 | 0 | 0 | 0 | 0 | 0 | 0 | 0 | 0 | 0 | 0 | 0 | 0 | 0 | 0 | 0 | 0 | 0 | 0 | 0
F6_Commercial_Miscellaneous_New_Food Preparation_Natural Gas_Oven_E6 | F6 | Commercial | Miscellaneous | New | Food Preparation | Natural Gas | Oven | E6 | Utility - Value of Sales | 0 | 0 | 0 | 0 | 0 | 0 | 0 | 0 | 0 | 0 | 0 | 0 | 0 | 0 | 0 | 0 | 0 | 0 | 0 | 0 | 0 | 0 | 0 | 0 | 0 | 0 | 0
F6_Commercial_Miscellaneous_New_Food Preparation_Natural Gas_Oven_E7 | F6 | Commercial | Miscellaneous | New | Food Preparation | Natural Gas | Oven | E7 | Utility - Value of Sales | 0 | 0 | 0 | 0 | 0 | 0 | 0 | 0 | 0 | 0 | 0 | 0 | 0 | 0 | 0 | 0 | 0 | 0 | 0 | 0 | 0 | 0 | 0 | 0 | 0 | 0 | 0
F6_Commercial_Miscellaneous_New_Food Preparation_Natural Gas_Oven_E8 | F6 | Commercial | Miscellaneous | New | Food Preparation | Natural Gas | Oven | E8 | Utility - Value of Sales | 0 | 0 | 0 | 0 | 0 | 0 | 0 | 0 | 0 | 0 | 0 | 0 | 0 | 0 | 0 | 0 | 0 | 0 | 0 | 0 | 0 | 0 | 0 | 0 | 0 | 0 | 0
F6_Commercial_Miscellaneous_New_Food Preparation_Natural Gas_Oven_E9 | F6 | Commercial | Miscellaneous | New | Food Preparation | Natural Gas | Oven | E9 | Utility - Value of Sales | 0 | 0 | 0 | 0 | 0 | 0 | 0 | 0 | 0 | 0 | 0 | 0 | 0 | 0 | 0 | 0 | 0 | 0 | 0 | 0 | 0 | 0 | 0 | 0 | 0 | 0 | 0
F6_Commercial_Miscellaneous_New_Food Preparation_Natural Gas_Oven_E10 | F6 | Commercial | Miscellaneous | New | Food Preparation | Natural Gas | Oven | E10 | Utility - Value of Sales | 0 | 0 | 0 | 0 | 0 | 0 | 0 | 0 | 0 | 0 | 0 | 0 | 0 | 0 | 0 | 0 | 0 | 0 | 0 | 0 | 0 | 0 | 0 | 0 | 0 | 0 | 0
F1_Commercial_Miscellaneous_New_Food Preparation_Natural Gas_Conveyor Oven_E1 | F1 | Commercial | Miscellaneous | New | Food Preparation | Natural Gas | Conveyor Oven | E1 | RVT - Cost of Equipment | 0.009028 | 0.009028 | 0.009028 | 0.009028 | 0.009028 | 0.009028 | 0.009028 | 0.009028 | 0.009028 | 0.009028 | 0.009028 | 0.009028 | 0.009028 | 0.009028 | 0.009028 | 0.009028 | 0.009028 | 0.009028 | 0.009028 | 0.009028 | 0.009028 | 0.009028 | 0.009028 | 0.009028 | 0.009028 | 0.009028 | 0.009028
F1_Commercial_Miscellaneous_New_Food Preparation_Natural Gas_Conveyor Oven_E2 | F1 | Commercial | Miscellaneous | New | Food Preparation | Natural Gas | Conveyor Oven | E2 | RVT - Cost of Equipment | 0.011006 | 0.011006 | 0.011006 | 0.011006 | 0.011006 | 0.011006 | 0.011006 | 0.011006 | 0.011006 | 0.011006 | 0.011006 | 0.011006 | 0.011006 | 0.011006 | 0.011006 | 0.011006 | 0.011006 | 0.011006 | 0.011006 | 0.011006 | 0.011006 | 0.011006 | 0.011006 | 0.011006 | 0.011006 | 0.011006 | 0.011006
F1_Commercial_Miscellaneous_New_Food Preparation_Natural Gas_Conveyor Oven_E3 | F1 | Commercial | Miscellaneous | New | Food Preparation | Natural Gas | Conveyor Oven | E3 | RVT - Cost of Equipment | 0 | 0 | 0 | 0 | 0 | 0 | 0 | 0 | 0 | 0 | 0 | 0 | 0 | 0 | 0 | 0 | 0 | 0 | 0 | 0 | 0 | 0 | 0 | 0 | 0 | 0 | 0
F1_Commercial_Miscellaneous_New_Food Preparation_Natural Gas_Conveyor Oven_E4 | F1 | Commercial | Miscellaneous | New | Food Preparation | Natural Gas | Conveyor Oven | E4 | RVT - Cost of Equipment | 0 | 0 | 0 | 0 | 0 | 0 | 0 | 0 | 0 | 0 | 0 | 0 | 0 | 0 | 0 | 0 | 0 | 0 | 0 | 0 | 0 | 0 | 0 | 0 | 0 | 0 | 0
F1_Commercial_Miscellaneous_New_Food Preparation_Natural Gas_Conveyor Oven_E5 | F1 | Commercial | Miscellaneous | New | Food Preparation | Natural Gas | Conveyor Oven | E5 | RVT - Cost of Equipment | 0 | 0 | 0 | 0 | 0 | 0 | 0 | 0 | 0 | 0 | 0 | 0 | 0 | 0 | 0 | 0 | 0 | 0 | 0 | 0 | 0 | 0 | 0 | 0 | 0 | 0 | 0
F1_Commercial_Miscellaneous_New_Food Preparation_Natural Gas_Conveyor Oven_E6 | F1 | Commercial | Miscellaneous | New | Food Preparation | Natural Gas | Conveyor Oven | E6 | RVT - Cost of Equipment | 0 | 0 | 0 | 0 | 0 | 0 | 0 | 0 | 0 | 0 | 0 | 0 | 0 | 0 | 0 | 0 | 0 | 0 | 0 | 0 | 0 | 0 | 0 | 0 | 0 | 0 | 0
F1_Commercial_Miscellaneous_New_Food Preparation_Natural Gas_Conveyor Oven_E7 | F1 | Commercial | Miscellaneous | New | Food Preparation | Natural Gas | Conveyor Oven | E7 | RVT - Cost of Equipment | 0 | 0 | 0 | 0 | 0 | 0 | 0 | 0 | 0 | 0 | 0 | 0 | 0 | 0 | 0 | 0 | 0 | 0 | 0 | 0 | 0 | 0 | 0 | 0 | 0 | 0 | 0
F1_Commercial_Miscellaneous_New_Food Preparation_Natural Gas_Conveyor Oven_E8 | F1 | Commercial | Miscellaneous | New | Food Preparation | Natural Gas | Conveyor Oven | E8 | RVT - Cost of Equipment | 0 | 0 | 0 | 0 | 0 | 0 | 0 | 0 | 0 | 0 | 0 | 0 | 0 | 0 | 0 | 0 | 0 | 0 | 0 | 0 | 0 | 0 | 0 | 0 | 0 | 0 | 0
F1_Commercial_Miscellaneous_New_Food Preparation_Natural Gas_Conveyor Oven_E9 | F1 | Commercial | Miscellaneous | New | Food Preparation | Natural Gas | Conveyor Oven | E9 | RVT - Cost of Equipment | 0 | 0 | 0 | 0 | 0 | 0 | 0 | 0 | 0 | 0 | 0 | 0 | 0 | 0 | 0 | 0 | 0 | 0 | 0 | 0 | 0 | 0 | 0 | 0 | 0 | 0 | 0
F1_Commercial_Miscellaneous_New_Food Preparation_Natural Gas_Conveyor Oven_E10 | F1 | Commercial | Miscellaneous | New | Food Preparation | Natural Gas | Conveyor Oven | E10 | RVT - Cost of Equipment | 0 | 0 | 0 | 0 | 0 | 0 | 0 | 0 | 0 | 0 | 0 | 0 | 0 | 0 | 0 | 0 | 0 | 0 | 0 | 0 | 0 | 0 | 0 | 0 | 0 | 0 | 0
F2_Commercial_Miscellaneous_New_Food Preparation_Natural Gas_Conveyor Oven_E1 | F2 | Commercial | Miscellaneous | New | Food Preparation | Natural Gas | Conveyor Oven | E1 | RVT - Cost of Operation | 0 | 0 | 0 | 0 | 0 | 0 | 0 | 0 | 0 | 0 | 0 | 0 | 0 | 0 | 0 | 0 | 0 | 0 | 0 | 0 | 0 | 0 | 0 | 0 | 0 | 0 | 0
F2_Commercial_Miscellaneous_New_Food Preparation_Natural Gas_Conveyor Oven_E2 | F2 | Commercial | Miscellaneous | New | Food Preparation | Natural Gas | Conveyor Oven | E2 | RVT - Cost of Operation | 0 | 0 | 0 | 0 | 0 | 0 | 0 | 0 | 0 | 0 | 0 | 0 | 0 | 0 | 0 | 0 | 0 | 0 | 0 | 0 | 0 | 0 | 0 | 0 | 0 | 0 | 0
F2_Commercial_Miscellaneous_New_Food Preparation_Natural Gas_Conveyor Oven_E3 | F2 | Commercial | Miscellaneous | New | Food Preparation | Natural Gas | Conveyor Oven | E3 | RVT - Cost of Operation | 0 | 0 | 0 | 0 | 0 | 0 | 0 | 0 | 0 | 0 | 0 | 0 | 0 | 0 | 0 | 0 | 0 | 0 | 0 | 0 | 0 | 0 | 0 | 0 | 0 | 0 | 0
F2_Commercial_Miscellaneous_New_Food Preparation_Natural Gas_Conveyor Oven_E4 | F2 | Commercial | Miscellaneous | New | Food Preparation | Natural Gas | Conveyor Oven | E4 | RVT - Cost of Operation | 0 | 0 | 0 | 0 | 0 | 0 | 0 | 0 | 0 | 0 | 0 | 0 | 0 | 0 | 0 | 0 | 0 | 0 | 0 | 0 | 0 | 0 | 0 | 0 | 0 | 0 | 0
F2_Commercial_Miscellaneous_New_Food Preparation_Natural Gas_Conveyor Oven_E5 | F2 | Commercial | Miscellaneous | New | Food Preparation | Natural Gas | Conveyor Oven | E5 | RVT - Cost of Operation | 0 | 0 | 0 | 0 | 0 | 0 | 0 | 0 | 0 | 0 | 0 | 0 | 0 | 0 | 0 | 0 | 0 | 0 | 0 | 0 | 0 | 0 | 0 | 0 | 0 | 0 | 0
F2_Commercial_Miscellaneous_New_Food Preparation_Natural Gas_Conveyor Oven_E6 | F2 | Commercial | Miscellaneous | New | Food Preparation | Natural Gas | Conveyor Oven | E6 | RVT - Cost of Operation | 0 | 0 | 0 | 0 | 0 | 0 | 0 | 0 | 0 | 0 | 0 | 0 | 0 | 0 | 0 | 0 | 0 | 0 | 0 | 0 | 0 | 0 | 0 | 0 | 0 | 0 | 0
F2_Commercial_Miscellaneous_New_Food Preparation_Natural Gas_Conveyor Oven_E7 | F2 | Commercial | Miscellaneous | New | Food Preparation | Natural Gas | Conveyor Oven | E7 | RVT - Cost of Operation | 0 | 0 | 0 | 0 | 0 | 0 | 0 | 0 | 0 | 0 | 0 | 0 | 0 | 0 | 0 | 0 | 0 | 0 | 0 | 0 | 0 | 0 | 0 | 0 | 0 | 0 | 0
F2_Commercial_Miscellaneous_New_Food Preparation_Natural Gas_Conveyor Oven_E8 | F2 | Commercial | Miscellaneous | New | Food Preparation | Natural Gas | Conveyor Oven | E8 | RVT - Cost of Operation | 0 | 0 | 0 | 0 | 0 | 0 | 0 | 0 | 0 | 0 | 0 | 0 | 0 | 0 | 0 | 0 | 0 | 0 | 0 | 0 | 0 | 0 | 0 | 0 | 0 | 0 | 0
F2_Commercial_Miscellaneous_New_Food Preparation_Natural Gas_Conveyor Oven_E9 | F2 | Commercial | Miscellaneous | New | Food Preparation | Natural Gas | Conveyor Oven | E9 | RVT - Cost of Operation | 0 | 0 | 0 | 0 | 0 | 0 | 0 | 0 | 0 | 0 | 0 | 0 | 0 | 0 | 0 | 0 | 0 | 0 | 0 | 0 | 0 | 0 | 0 | 0 | 0 | 0 | 0
F2_Commercial_Miscellaneous_New_Food Preparation_Natural Gas_Conveyor Oven_E10 | F2 | Commercial | Miscellaneous | New | Food Preparation | Natural Gas | Conveyor Oven | E10 | RVT - Cost of Operation | 0 | 0 | 0 | 0 | 0 | 0 | 0 | 0 | 0 | 0 | 0 | 0 | 0 | 0 | 0 | 0 | 0 | 0 | 0 | 0 | 0 | 0 | 0 | 0 | 0 | 0 | 0
F3_Commercial_Miscellaneous_New_Food Preparation_Natural Gas_Conveyor Oven_E1 | F3 | Commercial | Miscellaneous | New | Food Preparation | Natural Gas | Conveyor Oven | E1 | System - kBTUs of Consumption | 2.3128 | 2.3128 | 2.3128 | 2.3128 | 2.3128 | 2.3128 | 2.3128 | 2.3128 | 2.3128 | 2.3128 | 2.3128 | 2.3128 | 2.3128 | 2.3128 | 2.3128 | 2.3128 | 2.3128 | 2.3128 | 2.3128 | 2.3128 | 2.3128 | 2.3128 | 2.3128 | 2.3128 | 2.3128 | 2.3128 | 2.3128
F3_Commercial_Miscellaneous_New_Food Preparation_Natural Gas_Conveyor Oven_E2 | F3 | Commercial | Miscellaneous | New | Food Preparation | Natural Gas | Conveyor Oven | E2 | System - kBTUs of Consumption | 1.7581 | 1.7581 | 1.7581 | 1.7581 | 1.7581 | 1.7581 | 1.7581 | 1.7581 | 1.7581 | 1.7581 | 1.7581 | 1.7581 | 1.7581 | 1.7581 | 1.7581 | 1.7581 | 1.7581 | 1.7581 | 1.7581 | 1.7581 | 1.7581 | 1.7581 | 1.7581 | 1.7581 | 1.7581 | 1.7581 | 1.7581
F3_Commercial_Miscellaneous_New_Food Preparation_Natural Gas_Conveyor Oven_E3 | F3 | Commercial | Miscellaneous | New | Food Preparation | Natural Gas | Conveyor Oven | E3 | System - kBTUs of Consumption | 0 | 0 | 0 | 0 | 0 | 0 | 0 | 0 | 0 | 0 | 0 | 0 | 0 | 0 | 0 | 0 | 0 | 0 | 0 | 0 | 0 | 0 | 0 | 0 | 0 | 0 | 0
F3_Commercial_Miscellaneous_New_Food Preparation_Natural Gas_Conveyor Oven_E4 | F3 | Commercial | Miscellaneous | New | Food Preparation | Natural Gas | Conveyor Oven | E4 | System - kBTUs of Consumption | 0 | 0 | 0 | 0 | 0 | 0 | 0 | 0 | 0 | 0 | 0 | 0 | 0 | 0 | 0 | 0 | 0 | 0 | 0 | 0 | 0 | 0 | 0 | 0 | 0 | 0 | 0
F3_Commercial_Miscellaneous_New_Food Preparation_Natural Gas_Conveyor Oven_E5 | F3 | Commercial | Miscellaneous | New | Food Preparation | Natural Gas | Conveyor Oven | E5 | System - kBTUs of Consumption | 0 | 0 | 0 | 0 | 0 | 0 | 0 | 0 | 0 | 0 | 0 | 0 | 0 | 0 | 0 | 0 | 0 | 0 | 0 | 0 | 0 | 0 | 0 | 0 | 0 | 0 | 0
F3_Commercial_Miscellaneous_New_Food Preparation_Natural Gas_Conveyor Oven_E6 | F3 | Commercial | Miscellaneous | New | Food Preparation | Natural Gas | Conveyor Oven | E6 | System - kBTUs of Consumption | 0 | 0 | 0 | 0 | 0 | 0 | 0 | 0 | 0 | 0 | 0 | 0 | 0 | 0 | 0 | 0 | 0 | 0 | 0 | 0 | 0 | 0 | 0 | 0 | 0 | 0 | 0
F3_Commercial_Miscellaneous_New_Food Preparation_Natural Gas_Conveyor Oven_E7 | F3 | Commercial | Miscellaneous | New | Food Preparation | Natural Gas | Conveyor Oven | E7 | System - kBTUs of Consumption | 0 | 0 | 0 | 0 | 0 | 0 | 0 | 0 | 0 | 0 | 0 | 0 | 0 | 0 | 0 | 0 | 0 | 0 | 0 | 0 | 0 | 0 | 0 | 0 | 0 | 0 | 0
F3_Commercial_Miscellaneous_New_Food Preparation_Natural Gas_Conveyor Oven_E8 | F3 | Commercial | Miscellaneous | New | Food Preparation | Natural Gas | Conveyor Oven | E8 | System - kBTUs of Consumption | 0 | 0 | 0 | 0 | 0 | 0 | 0 | 0 | 0 | 0 | 0 | 0 | 0 | 0 | 0 | 0 | 0 | 0 | 0 | 0 | 0 | 0 | 0 | 0 | 0 | 0 | 0
F3_Commercial_Miscellaneous_New_Food Preparation_Natural Gas_Conveyor Oven_E9 | F3 | Commercial | Miscellaneous | New | Food Preparation | Natural Gas | Conveyor Oven | E9 | System - kBTUs of Consumption | 0 | 0 | 0 | 0 | 0 | 0 | 0 | 0 | 0 | 0 | 0 | 0 | 0 | 0 | 0 | 0 | 0 | 0 | 0 | 0 | 0 | 0 | 0 | 0 | 0 | 0 | 0
F3_Commercial_Miscellaneous_New_Food Preparation_Natural Gas_Conveyor Oven_E10 | F3 | Commercial | Miscellaneous | New | Food Preparation | Natural Gas | Conveyor Oven | E10 | System - kBTUs of Consumption | 0 | 0 | 0 | 0 | 0 | 0 | 0 | 0 | 0 | 0 | 0 | 0 | 0 | 0 | 0 | 0 | 0 | 0 | 0 | 0 | 0 | 0 | 0 | 0 | 0 | 0 | 0
F4_Commercial_Miscellaneous_New_Food Preparation_Natural Gas_Conveyor Oven_E1 | F4 | Commercial | Miscellaneous | New | Food Preparation | Natural Gas | Conveyor Oven | E1 | Utility - Cost of Equipment | 0.009028 | 0.009028 | 0.009028 | 0.009028 | 0.009028 | 0.009028 | 0.009028 | 0.009028 | 0.009028 | 0.009028 | 0.009028 | 0.009028 | 0.009028 | 0.009028 | 0.009028 | 0.009028 | 0.009028 | 0.009028 | 0.009028 | 0.009028 | 0.009028 | 0.009028 | 0.009028 | 0.009028 | 0.009028 | 0.009028 | 0.009028
F4_Commercial_Miscellaneous_New_Food Preparation_Natural Gas_Conveyor Oven_E2 | F4 | Commercial | Miscellaneous | New | Food Preparation | Natural Gas | Conveyor Oven | E2 | Utility - Cost of Equipment | 0.011006 | 0.011006 | 0.011006 | 0.011006 | 0.011006 | 0.011006 | 0.011006 | 0.011006 | 0.011006 | 0.011006 | 0.011006 | 0.011006 | 0.011006 | 0.011006 | 0.011006 | 0.011006 | 0.011006 | 0.011006 | 0.011006 | 0.011006 | 0.011006 | 0.011006 | 0.011006 | 0.011006 | 0.011006 | 0.011006 | 0.011006
F4_Commercial_Miscellaneous_New_Food Preparation_Natural Gas_Conveyor Oven_E3 | F4 | Commercial | Miscellaneous | New | Food Preparation | Natural Gas | Conveyor Oven | E3 | Utility - Cost of Equipment | 0 | 0 | 0 | 0 | 0 | 0 | 0 | 0 | 0 | 0 | 0 | 0 | 0 | 0 | 0 | 0 | 0 | 0 | 0 | 0 | 0 | 0 | 0 | 0 | 0 | 0 | 0
F4_Commercial_Miscellaneous_New_Food Preparation_Natural Gas_Conveyor Oven_E4 | F4 | Commercial | Miscellaneous | New | Food Preparation | Natural Gas | Conveyor Oven | E4 | Utility - Cost of Equipment | 0 | 0 | 0 | 0 | 0 | 0 | 0 | 0 | 0 | 0 | 0 | 0 | 0 | 0 | 0 | 0 | 0 | 0 | 0 | 0 | 0 | 0 | 0 | 0 | 0 | 0 | 0
F4_Commercial_Miscellaneous_New_Food Preparation_Natural Gas_Conveyor Oven_E5 | F4 | Commercial | Miscellaneous | New | Food Preparation | Natural Gas | Conveyor Oven | E5 | Utility - Cost of Equipment | 0 | 0 | 0 | 0 | 0 | 0 | 0 | 0 | 0 | 0 | 0 | 0 | 0 | 0 | 0 | 0 | 0 | 0 | 0 | 0 | 0 | 0 | 0 | 0 | 0 | 0 | 0
F4_Commercial_Miscellaneous_New_Food Preparation_Natural Gas_Conveyor Oven_E6 | F4 | Commercial | Miscellaneous | New | Food Preparation | Natural Gas | Conveyor Oven | E6 | Utility - Cost of Equipment | 0 | 0 | 0 | 0 | 0 | 0 | 0 | 0 | 0 | 0 | 0 | 0 | 0 | 0 | 0 | 0 | 0 | 0 | 0 | 0 | 0 | 0 | 0 | 0 | 0 | 0 | 0
F4_Commercial_Miscellaneous_New_Food Preparation_Natural Gas_Conveyor Oven_E7 | F4 | Commercial | Miscellaneous | New | Food Preparation | Natural Gas | Conveyor Oven | E7 | Utility - Cost of Equipment | 0 | 0 | 0 | 0 | 0 | 0 | 0 | 0 | 0 | 0 | 0 | 0 | 0 | 0 | 0 | 0 | 0 | 0 | 0 | 0 | 0 | 0 | 0 | 0 | 0 | 0 | 0
F4_Commercial_Miscellaneous_New_Food Preparation_Natural Gas_Conveyor Oven_E8 | F4 | Commercial | Miscellaneous | New | Food Preparation | Natural Gas | Conveyor Oven | E8 | Utility - Cost of Equipment | 0 | 0 | 0 | 0 | 0 | 0 | 0 | 0 | 0 | 0 | 0 | 0 | 0 | 0 | 0 | 0 | 0 | 0 | 0 | 0 | 0 | 0 | 0 | 0 | 0 | 0 | 0
F4_Commercial_Miscellaneous_New_Food Preparation_Natural Gas_Conveyor Oven_E9 | F4 | Commercial | Miscellaneous | New | Food Preparation | Natural Gas | Conveyor Oven | E9 | Utility - Cost of Equipment | 0 | 0 | 0 | 0 | 0 | 0 | 0 | 0 | 0 | 0 | 0 | 0 | 0 | 0 | 0 | 0 | 0 | 0 | 0 | 0 | 0 | 0 | 0 | 0 | 0 | 0 | 0
F4_Commercial_Miscellaneous_New_Food Preparation_Natural Gas_Conveyor Oven_E10 | F4 | Commercial | Miscellaneous | New | Food Preparation | Natural Gas | Conveyor Oven | E10 | Utility - Cost of Equipment | 0 | 0 | 0 | 0 | 0 | 0 | 0 | 0 | 0 | 0 | 0 | 0 | 0 | 0 | 0 | 0 | 0 | 0 | 0 | 0 | 0 | 0 | 0 | 0 | 0 | 0 | 0
F5_Commercial_Miscellaneous_New_Food Preparation_Natural Gas_Conveyor Oven_E1 | F5 | Commercial | Miscellaneous | New | Food Preparation | Natural Gas | Conveyor Oven | E1 | Utility - Cost of Operation | 0.032134 | 0.031988 | 0.031855 | 0.031725 | 0.031872 | 0.032156 | 0.032468 | 0.03273 | 0.032902 | 0.032978 | 0.032984 | 0.032936 | 0.032837 | 0.032659 | 0.032409 | 0.032084 | 0.031669 | 0.031168 | 0.030565 | 0.029843 | 0.028992 | 0.028008 | 0.027138 | 0.026589 | 0.026373 | 0.026502 | 0.026632
F5_Commercial_Miscellaneous_New_Food Preparation_Natural Gas_Conveyor Oven_E2 | F5 | Commercial | Miscellaneous | New | Food Preparation | Natural Gas | Conveyor Oven | E2 | Utility - Cost of Operation | 0.024427 | 0.024316 | 0.024215 | 0.024116 | 0.024228 | 0.024444 | 0.02468 | 0.02488 | 0.025011 | 0.025069 | 0.025073 | 0.025036 | 0.024962 | 0.024826 | 0.024636 | 0.024389 | 0.024073 | 0.023693 | 0.023234 | 0.022685 | 0.022039 | 0.02129 | 0.020629 | 0.020212 | 0.020048 | 0.020146 | 0.020245
F5_Commercial_Miscellaneous_New_Food Preparation_Natural Gas_Conveyor Oven_E3 | F5 | Commercial | Miscellaneous | New | Food Preparation | Natural Gas | Conveyor Oven | E3 | Utility - Cost of Operation | 0 | 0 | 0 | 0 | 0 | 0 | 0 | 0 | 0 | 0 | 0 | 0 | 0 | 0 | 0 | 0 | 0 | 0 | 0 | 0 | 0 | 0 | 0 | 0 | 0 | 0 | 0
F5_Commercial_Miscellaneous_New_Food Preparation_Natural Gas_Conveyor Oven_E4 | F5 | Commercial | Miscellaneous | New | Food Preparation | Natural Gas | Conveyor Oven | E4 | Utility - Cost of Operation | 0 | 0 | 0 | 0 | 0 | 0 | 0 | 0 | 0 | 0 | 0 | 0 | 0 | 0 | 0 | 0 | 0 | 0 | 0 | 0 | 0 | 0 | 0 | 0 | 0 | 0 | 0
F5_Commercial_Miscellaneous_New_Food Preparation_Natural Gas_Conveyor Oven_E5 | F5 | Commercial | Miscellaneous | New | Food Preparation | Natural Gas | Conveyor Oven | E5 | Utility - Cost of Operation | 0 | 0 | 0 | 0 | 0 | 0 | 0 | 0 | 0 | 0 | 0 | 0 | 0 | 0 | 0 | 0 | 0 | 0 | 0 | 0 | 0 | 0 | 0 | 0 | 0 | 0 | 0
F5_Commercial_Miscellaneous_New_Food Preparation_Natural Gas_Conveyor Oven_E6 | F5 | Commercial | Miscellaneous | New | Food Preparation | Natural Gas | Conveyor Oven | E6 | Utility - Cost of Operation | 0 | 0 | 0 | 0 | 0 | 0 | 0 | 0 | 0 | 0 | 0 | 0 | 0 | 0 | 0 | 0 | 0 | 0 | 0 | 0 | 0 | 0 | 0 | 0 | 0 | 0 | 0
F5_Commercial_Miscellaneous_New_Food Preparation_Natural Gas_Conveyor Oven_E7 | F5 | Commercial | Miscellaneous | New | Food Preparation | Natural Gas | Conveyor Oven | E7 | Utility - Cost of Operation | 0 | 0 | 0 | 0 | 0 | 0 | 0 | 0 | 0 | 0 | 0 | 0 | 0 | 0 | 0 | 0 | 0 | 0 | 0 | 0 | 0 | 0 | 0 | 0 | 0 | 0 | 0
F5_Commercial_Miscellaneous_New_Food Preparation_Natural Gas_Conveyor Oven_E8 | F5 | Commercial | Miscellaneous | New | Food Preparation | Natural Gas | Conveyor Oven | E8 | Utility - Cost of Operation | 0 | 0 | 0 | 0 | 0 | 0 | 0 | 0 | 0 | 0 | 0 | 0 | 0 | 0 | 0 | 0 | 0 | 0 | 0 | 0 | 0 | 0 | 0 | 0 | 0 | 0 | 0
F5_Commercial_Miscellaneous_New_Food Preparation_Natural Gas_Conveyor Oven_E9 | F5 | Commercial | Miscellaneous | New | Food Preparation | Natural Gas | Conveyor Oven | E9 | Utility - Cost of Operation | 0 | 0 | 0 | 0 | 0 | 0 | 0 | 0 | 0 | 0 | 0 | 0 | 0 | 0 | 0 | 0 | 0 | 0 | 0 | 0 | 0 | 0 | 0 | 0 | 0 | 0 | 0
F5_Commercial_Miscellaneous_New_Food Preparation_Natural Gas_Conveyor Oven_E10 | F5 | Commercial | Miscellaneous | New | Food Preparation | Natural Gas | Conveyor Oven | E10 | Utility - Cost of Operation | 0 | 0 | 0 | 0 | 0 | 0 | 0 | 0 | 0 | 0 | 0 | 0 | 0 | 0 | 0 | 0 | 0 | 0 | 0 | 0 | 0 | 0 | 0 | 0 | 0 | 0 | 0
F6_Commercial_Miscellaneous_New_Food Preparation_Natural Gas_Conveyor Oven_E1 | F6 | Commercial | Miscellaneous | New | Food Preparation | Natural Gas | Conveyor Oven | E1 | Utility - Value of Sales | 0 | 0 | 0 | 0 | 0 | 0 | 0 | 0 | 0 | 0 | 0 | 0 | 0 | 0 | 0 | 0 | 0 | 0 | 0 | 0 | 0 | 0 | 0 | 0 | 0 | 0 | 0
F6_Commercial_Miscellaneous_New_Food Preparation_Natural Gas_Conveyor Oven_E2 | F6 | Commercial | Miscellaneous | New | Food Preparation | Natural Gas | Conveyor Oven | E2 | Utility - Value of Sales | 0 | 0 | 0 | 0 | 0 | 0 | 0 | 0 | 0 | 0 | 0 | 0 | 0 | 0 | 0 | 0 | 0 | 0 | 0 | 0 | 0 | 0 | 0 | 0 | 0 | 0 | 0
F6_Commercial_Miscellaneous_New_Food Preparation_Natural Gas_Conveyor Oven_E3 | F6 | Commercial | Miscellaneous | New | Food Preparation | Natural Gas | Conveyor Oven | E3 | Utility - Value of Sales | 0 | 0 | 0 | 0 | 0 | 0 | 0 | 0 | 0 | 0 | 0 | 0 | 0 | 0 | 0 | 0 | 0 | 0 | 0 | 0 | 0 | 0 | 0 | 0 | 0 | 0 | 0
F6_Commercial_Miscellaneous_New_Food Preparation_Natural Gas_Conveyor Oven_E4 | F6 | Commercial | Miscellaneous | New | Food Preparation | Natural Gas | Conveyor Oven | E4 | Utility - Value of Sales | 0 | 0 | 0 | 0 | 0 | 0 | 0 | 0 | 0 | 0 | 0 | 0 | 0 | 0 | 0 | 0 | 0 | 0 | 0 | 0 | 0 | 0 | 0 | 0 | 0 | 0 | 0
F6_Commercial_Miscellaneous_New_Food Preparation_Natural Gas_Conveyor Oven_E5 | F6 | Commercial | Miscellaneous | New | Food Preparation | Natural Gas | Conveyor Oven | E5 | Utility - Value of Sales | 0 | 0 | 0 | 0 | 0 | 0 | 0 | 0 | 0 | 0 | 0 | 0 | 0 | 0 | 0 | 0 | 0 | 0 | 0 | 0 | 0 | 0 | 0 | 0 | 0 | 0 | 0
F6_Commercial_Miscellaneous_New_Food Preparation_Natural Gas_Conveyor Oven_E6 | F6 | Commercial | Miscellaneous | New | Food Preparation | Natural Gas | Conveyor Oven | E6 | Utility - Value of Sales | 0 | 0 | 0 | 0 | 0 | 0 | 0 | 0 | 0 | 0 | 0 | 0 | 0 | 0 | 0 | 0 | 0 | 0 | 0 | 0 | 0 | 0 | 0 | 0 | 0 | 0 | 0
F6_Commercial_Miscellaneous_New_Food Preparation_Natural Gas_Conveyor Oven_E7 | F6 | Commercial | Miscellaneous | New | Food Preparation | Natural Gas | Conveyor Oven | E7 | Utility - Value of Sales | 0 | 0 | 0 | 0 | 0 | 0 | 0 | 0 | 0 | 0 | 0 | 0 | 0 | 0 | 0 | 0 | 0 | 0 | 0 | 0 | 0 | 0 | 0 | 0 | 0 | 0 | 0
F6_Commercial_Miscellaneous_New_Food Preparation_Natural Gas_Conveyor Oven_E8 | F6 | Commercial | Miscellaneous | New | Food Preparation | Natural Gas | Conveyor Oven | E8 | Utility - Value of Sales | 0 | 0 | 0 | 0 | 0 | 0 | 0 | 0 | 0 | 0 | 0 | 0 | 0 | 0 | 0 | 0 | 0 | 0 | 0 | 0 | 0 | 0 | 0 | 0 | 0 | 0 | 0
F6_Commercial_Miscellaneous_New_Food Preparation_Natural Gas_Conveyor Oven_E9 | F6 | Commercial | Miscellaneous | New | Food Preparation | Natural Gas | Conveyor Oven | E9 | Utility - Value of Sales | 0 | 0 | 0 | 0 | 0 | 0 | 0 | 0 | 0 | 0 | 0 | 0 | 0 | 0 | 0 | 0 | 0 | 0 | 0 | 0 | 0 | 0 | 0 | 0 | 0 | 0 | 0
F6_Commercial_Miscellaneous_New_Food Preparation_Natural Gas_Conveyor Oven_E10 | F6 | Commercial | Miscellaneous | New | Food Preparation | Natural Gas | Conveyor Oven | E10 | Utility - Value of Sales | 0 | 0 | 0 | 0 | 0 | 0 | 0 | 0 | 0 | 0 | 0 | 0 | 0 | 0 | 0 | 0 | 0 | 0 | 0 | 0 | 0 | 0 | 0 | 0 | 0 | 0 | 0
F1_Commercial_Miscellaneous_New_Food Preparation_Natural Gas_Double Rack Oven_E1 | F1 | Commercial | Miscellaneous | New | Food Preparation | Natural Gas | Double Rack Oven | E1 | RVT - Cost of Equipment | 0.01761 | 0.01761 | 0.01761 | 0.01761 | 0.01761 | 0.01761 | 0.01761 | 0.01761 | 0.01761 | 0.01761 | 0.01761 | 0.01761 | 0.01761 | 0.01761 | 0.01761 | 0.01761 | 0.01761 | 0.01761 | 0.01761 | 0.01761 | 0.01761 | 0.01761 | 0.01761 | 0.01761 | 0.01761 | 0.01761 | 0.01761
F1_Commercial_Miscellaneous_New_Food Preparation_Natural Gas_Double Rack Oven_E2 | F1 | Commercial | Miscellaneous | New | Food Preparation | Natural Gas | Double Rack Oven | E2 | RVT - Cost of Equipment | 0.024295 | 0.024295 | 0.024295 | 0.024295 | 0.024295 | 0.024295 | 0.024295 | 0.024295 | 0.024295 | 0.024295 | 0.024295 | 0.024295 | 0.024295 | 0.024295 | 0.024295 | 0.024295 | 0.024295 | 0.024295 | 0.024295 | 0.024295 | 0.024295 | 0.024295 | 0.024295 | 0.024295 | 0.024295 | 0.024295 | 0.024295
F1_Commercial_Miscellaneous_New_Food Preparation_Natural Gas_Double Rack Oven_E3 | F1 | Commercial | Miscellaneous | New | Food Preparation | Natural Gas | Double Rack Oven | E3 | RVT - Cost of Equipment | 0 | 0 | 0 | 0 | 0 | 0 | 0 | 0 | 0 | 0 | 0 | 0 | 0 | 0 | 0 | 0 | 0 | 0 | 0 | 0 | 0 | 0 | 0 | 0 | 0 | 0 | 0
F1_Commercial_Miscellaneous_New_Food Preparation_Natural Gas_Double Rack Oven_E4 | F1 | Commercial | Miscellaneous | New | Food Preparation | Natural Gas | Double Rack Oven | E4 | RVT - Cost of Equipment | 0 | 0 | 0 | 0 | 0 | 0 | 0 | 0 | 0 | 0 | 0 | 0 | 0 | 0 | 0 | 0 | 0 | 0 | 0 | 0 | 0 | 0 | 0 | 0 | 0 | 0 | 0
F1_Commercial_Miscellaneous_New_Food Preparation_Natural Gas_Double Rack Oven_E5 | F1 | Commercial | Miscellaneous | New | Food Preparation | Natural Gas | Double Rack Oven | E5 | RVT - Cost of Equipment | 0 | 0 | 0 | 0 | 0 | 0 | 0 | 0 | 0 | 0 | 0 | 0 | 0 | 0 | 0 | 0 | 0 | 0 | 0 | 0 | 0 | 0 | 0 | 0 | 0 | 0 | 0
F1_Commercial_Miscellaneous_New_Food Preparation_Natural Gas_Double Rack Oven_E6 | F1 | Commercial | Miscellaneous | New | Food Preparation | Natural Gas | Double Rack Oven | E6 | RVT - Cost of Equipment | 0 | 0 | 0 | 0 | 0 | 0 | 0 | 0 | 0 | 0 | 0 | 0 | 0 | 0 | 0 | 0 | 0 | 0 | 0 | 0 | 0 | 0 | 0 | 0 | 0 | 0 | 0
F1_Commercial_Miscellaneous_New_Food Preparation_Natural Gas_Double Rack Oven_E7 | F1 | Commercial | Miscellaneous | New | Food Preparation | Natural Gas | Double Rack Oven | E7 | RVT - Cost of Equipment | 0 | 0 | 0 | 0 | 0 | 0 | 0 | 0 | 0 | 0 | 0 | 0 | 0 | 0 | 0 | 0 | 0 | 0 | 0 | 0 | 0 | 0 | 0 | 0 | 0 | 0 | 0
F1_Commercial_Miscellaneous_New_Food Preparation_Natural Gas_Double Rack Oven_E8 | F1 | Commercial | Miscellaneous | New | Food Preparation | Natural Gas | Double Rack Oven | E8 | RVT - Cost of Equipment | 0 | 0 | 0 | 0 | 0 | 0 | 0 | 0 | 0 | 0 | 0 | 0 | 0 | 0 | 0 | 0 | 0 | 0 | 0 | 0 | 0 | 0 | 0 | 0 | 0 | 0 | 0
F1_Commercial_Miscellaneous_New_Food Preparation_Natural Gas_Double Rack Oven_E9 | F1 | Commercial | Miscellaneous | New | Food Preparation | Natural Gas | Double Rack Oven | E9 | RVT - Cost of Equipment | 0 | 0 | 0 | 0 | 0 | 0 | 0 | 0 | 0 | 0 | 0 | 0 | 0 | 0 | 0 | 0 | 0 | 0 | 0 | 0 | 0 | 0 | 0 | 0 | 0 | 0 | 0
F1_Commercial_Miscellaneous_New_Food Preparation_Natural Gas_Double Rack Oven_E10 | F1 | Commercial | Miscellaneous | New | Food Preparation | Natural Gas | Double Rack Oven | E10 | RVT - Cost of Equipment | 0 | 0 | 0 | 0 | 0 | 0 | 0 | 0 | 0 | 0 | 0 | 0 | 0 | 0 | 0 | 0 | 0 | 0 | 0 | 0 | 0 | 0 | 0 | 0 | 0 | 0 | 0
F2_Commercial_Miscellaneous_New_Food Preparation_Natural Gas_Double Rack Oven_E1 | F2 | Commercial | Miscellaneous | New | Food Preparation | Natural Gas | Double Rack Oven | E1 | RVT - Cost of Operation | 0 | 0 | 0 | 0 | 0 | 0 | 0 | 0 | 0 | 0 | 0 | 0 | 0 | 0 | 0 | 0 | 0 | 0 | 0 | 0 | 0 | 0 | 0 | 0 | 0 | 0 | 0
F2_Commercial_Miscellaneous_New_Food Preparation_Natural Gas_Double Rack Oven_E2 | F2 | Commercial | Miscellaneous | New | Food Preparation | Natural Gas | Double Rack Oven | E2 | RVT - Cost of Operation | 0 | 0 | 0 | 0 | 0 | 0 | 0 | 0 | 0 | 0 | 0 | 0 | 0 | 0 | 0 | 0 | 0 | 0 | 0 | 0 | 0 | 0 | 0 | 0 | 0 | 0 | 0
F2_Commercial_Miscellaneous_New_Food Preparation_Natural Gas_Double Rack Oven_E3 | F2 | Commercial | Miscellaneous | New | Food Preparation | Natural Gas | Double Rack Oven | E3 | RVT - Cost of Operation | 0 | 0 | 0 | 0 | 0 | 0 | 0 | 0 | 0 | 0 | 0 | 0 | 0 | 0 | 0 | 0 | 0 | 0 | 0 | 0 | 0 | 0 | 0 | 0 | 0 | 0 | 0
F2_Commercial_Miscellaneous_New_Food Preparation_Natural Gas_Double Rack Oven_E4 | F2 | Commercial | Miscellaneous | New | Food Preparation | Natural Gas | Double Rack Oven | E4 | RVT - Cost of Operation | 0 | 0 | 0 | 0 | 0 | 0 | 0 | 0 | 0 | 0 | 0 | 0 | 0 | 0 | 0 | 0 | 0 | 0 | 0 | 0 | 0 | 0 | 0 | 0 | 0 | 0 | 0
F2_Commercial_Miscellaneous_New_Food Preparation_Natural Gas_Double Rack Oven_E5 | F2 | Commercial | Miscellaneous | New | Food Preparation | Natural Gas | Double Rack Oven | E5 | RVT - Cost of Operation | 0 | 0 | 0 | 0 | 0 | 0 | 0 | 0 | 0 | 0 | 0 | 0 | 0 | 0 | 0 | 0 | 0 | 0 | 0 | 0 | 0 | 0 | 0 | 0 | 0 | 0 | 0
F2_Commercial_Miscellaneous_New_Food Preparation_Natural Gas_Double Rack Oven_E6 | F2 | Commercial | Miscellaneous | New | Food Preparation | Natural Gas | Double Rack Oven | E6 | RVT - Cost of Operation | 0 | 0 | 0 | 0 | 0 | 0 | 0 | 0 | 0 | 0 | 0 | 0 | 0 | 0 | 0 | 0 | 0 | 0 | 0 | 0 | 0 | 0 | 0 | 0 | 0 | 0 | 0
F2_Commercial_Miscellaneous_New_Food Preparation_Natural Gas_Double Rack Oven_E7 | F2 | Commercial | Miscellaneous | New | Food Preparation | Natural Gas | Double Rack Oven | E7 | RVT - Cost of Operation | 0 | 0 | 0 | 0 | 0 | 0 | 0 | 0 | 0 | 0 | 0 | 0 | 0 | 0 | 0 | 0 | 0 | 0 | 0 | 0 | 0 | 0 | 0 | 0 | 0 | 0 | 0
F2_Commercial_Miscellaneous_New_Food Preparation_Natural Gas_Double Rack Oven_E8 | F2 | Commercial | Miscellaneous | New | Food Preparation | Natural Gas | Double Rack Oven | E8 | RVT - Cost of Operation | 0 | 0 | 0 | 0 | 0 | 0 | 0 | 0 | 0 | 0 | 0 | 0 | 0 | 0 | 0 | 0 | 0 | 0 | 0 | 0 | 0 | 0 | 0 | 0 | 0 | 0 | 0
F2_Commercial_Miscellaneous_New_Food Preparation_Natural Gas_Double Rack Oven_E9 | F2 | Commercial | Miscellaneous | New | Food Preparation | Natural Gas | Double Rack Oven | E9 | RVT - Cost of Operation | 0 | 0 | 0 | 0 | 0 | 0 | 0 | 0 | 0 | 0 | 0 | 0 | 0 | 0 | 0 | 0 | 0 | 0 | 0 | 0 | 0 | 0 | 0 | 0 | 0 | 0 | 0
F2_Commercial_Miscellaneous_New_Food Preparation_Natural Gas_Double Rack Oven_E10 | F2 | Commercial | Miscellaneous | New | Food Preparation | Natural Gas | Double Rack Oven | E10 | RVT - Cost of Operation | 0 | 0 | 0 | 0 | 0 | 0 | 0 | 0 | 0 | 0 | 0 | 0 | 0 | 0 | 0 | 0 | 0 | 0 | 0 | 0 | 0 | 0 | 0 | 0 | 0 | 0 | 0
F3_Commercial_Miscellaneous_New_Food Preparation_Natural Gas_Double Rack Oven_E1 | F3 | Commercial | Miscellaneous | New | Food Preparation | Natural Gas | Double Rack Oven | E1 | System - kBTUs of Consumption | 3.9329 | 3.9329 | 3.9329 | 3.9329 | 3.9329 | 3.9329 | 3.9329 | 3.9329 | 3.9329 | 3.9329 | 3.9329 | 3.9329 | 3.9329 | 3.9329 | 3.9329 | 3.9329 | 3.9329 | 3.9329 | 3.9329 | 3.9329 | 3.9329 | 3.9329 | 3.9329 | 3.9329 | 3.9329 | 3.9329 | 3.9329
F3_Commercial_Miscellaneous_New_Food Preparation_Natural Gas_Double Rack Oven_E2 | F3 | Commercial | Miscellaneous | New | Food Preparation | Natural Gas | Double Rack Oven | E2 | System - kBTUs of Consumption | 2.3135 | 2.3135 | 2.3135 | 2.3135 | 2.3135 | 2.3135 | 2.3135 | 2.3135 | 2.3135 | 2.3135 | 2.3135 | 2.3135 | 2.3135 | 2.3135 | 2.3135 | 2.3135 | 2.3135 | 2.3135 | 2.3135 | 2.3135 | 2.3135 | 2.3135 | 2.3135 | 2.3135 | 2.3135 | 2.3135 | 2.3135
F3_Commercial_Miscellaneous_New_Food Preparation_Natural Gas_Double Rack Oven_E3 | F3 | Commercial | Miscellaneous | New | Food Preparation | Natural Gas | Double Rack Oven | E3 | System - kBTUs of Consumption | 0 | 0 | 0 | 0 | 0 | 0 | 0 | 0 | 0 | 0 | 0 | 0 | 0 | 0 | 0 | 0 | 0 | 0 | 0 | 0 | 0 | 0 | 0 | 0 | 0 | 0 | 0
F3_Commercial_Miscellaneous_New_Food Preparation_Natural Gas_Double Rack Oven_E4 | F3 | Commercial | Miscellaneous | New | Food Preparation | Natural Gas | Double Rack Oven | E4 | System - kBTUs of Consumption | 0 | 0 | 0 | 0 | 0 | 0 | 0 | 0 | 0 | 0 | 0 | 0 | 0 | 0 | 0 | 0 | 0 | 0 | 0 | 0 | 0 | 0 | 0 | 0 | 0 | 0 | 0
F3_Commercial_Miscellaneous_New_Food Preparation_Natural Gas_Double Rack Oven_E5 | F3 | Commercial | Miscellaneous | New | Food Preparation | Natural Gas | Double Rack Oven | E5 | System - kBTUs of Consumption | 0 | 0 | 0 | 0 | 0 | 0 | 0 | 0 | 0 | 0 | 0 | 0 | 0 | 0 | 0 | 0 | 0 | 0 | 0 | 0 | 0 | 0 | 0 | 0 | 0 | 0 | 0
F3_Commercial_Miscellaneous_New_Food Preparation_Natural Gas_Double Rack Oven_E6 | F3 | Commercial | Miscellaneous | New | Food Preparation | Natural Gas | Double Rack Oven | E6 | System - kBTUs of Consumption | 0 | 0 | 0 | 0 | 0 | 0 | 0 | 0 | 0 | 0 | 0 | 0 | 0 | 0 | 0 | 0 | 0 | 0 | 0 | 0 | 0 | 0 | 0 | 0 | 0 | 0 | 0
F3_Commercial_Miscellaneous_New_Food Preparation_Natural Gas_Double Rack Oven_E7 | F3 | Commercial | Miscellaneous | New | Food Preparation | Natural Gas | Double Rack Oven | E7 | System - kBTUs of Consumption | 0 | 0 | 0 | 0 | 0 | 0 | 0 | 0 | 0 | 0 | 0 | 0 | 0 | 0 | 0 | 0 | 0 | 0 | 0 | 0 | 0 | 0 | 0 | 0 | 0 | 0 | 0
F3_Commercial_Miscellaneous_New_Food Preparation_Natural Gas_Double Rack Oven_E8 | F3 | Commercial | Miscellaneous | New | Food Preparation | Natural Gas | Double Rack Oven | E8 | System - kBTUs of Consumption | 0 | 0 | 0 | 0 | 0 | 0 | 0 | 0 | 0 | 0 | 0 | 0 | 0 | 0 | 0 | 0 | 0 | 0 | 0 | 0 | 0 | 0 | 0 | 0 | 0 | 0 | 0
F3_Commercial_Miscellaneous_New_Food Preparation_Natural Gas_Double Rack Oven_E9 | F3 | Commercial | Miscellaneous | New | Food Preparation | Natural Gas | Double Rack Oven | E9 | System - kBTUs of Consumption | 0 | 0 | 0 | 0 | 0 | 0 | 0 | 0 | 0 | 0 | 0 | 0 | 0 | 0 | 0 | 0 | 0 | 0 | 0 | 0 | 0 | 0 | 0 | 0 | 0 | 0 | 0
F3_Commercial_Miscellaneous_New_Food Preparation_Natural Gas_Double Rack Oven_E10 | F3 | Commercial | Miscellaneous | New | Food Preparation | Natural Gas | Double Rack Oven | E10 | System - kBTUs of Consumption | 0 | 0 | 0 | 0 | 0 | 0 | 0 | 0 | 0 | 0 | 0 | 0 | 0 | 0 | 0 | 0 | 0 | 0 | 0 | 0 | 0 | 0 | 0 | 0 | 0 | 0 | 0
F4_Commercial_Miscellaneous_New_Food Preparation_Natural Gas_Double Rack Oven_E1 | F4 | Commercial | Miscellaneous | New | Food Preparation | Natural Gas | Double Rack Oven | E1 | Utility - Cost of Equipment | 0.01761 | 0.01761 | 0.01761 | 0.01761 | 0.01761 | 0.01761 | 0.01761 | 0.01761 | 0.01761 | 0.01761 | 0.01761 | 0.01761 | 0.01761 | 0.01761 | 0.01761 | 0.01761 | 0.01761 | 0.01761 | 0.01761 | 0.01761 | 0.01761 | 0.01761 | 0.01761 | 0.01761 | 0.01761 | 0.01761 | 0.01761
F4_Commercial_Miscellaneous_New_Food Preparation_Natural Gas_Double Rack Oven_E2 | F4 | Commercial | Miscellaneous | New | Food Preparation | Natural Gas | Double Rack Oven | E2 | Utility - Cost of Equipment | 0.024295 | 0.024295 | 0.024295 | 0.024295 | 0.024295 | 0.024295 | 0.024295 | 0.024295 | 0.024295 | 0.024295 | 0.024295 | 0.024295 | 0.024295 | 0.024295 | 0.024295 | 0.024295 | 0.024295 | 0.024295 | 0.024295 | 0.024295 | 0.024295 | 0.024295 | 0.024295 | 0.024295 | 0.024295 | 0.024295 | 0.024295
F4_Commercial_Miscellaneous_New_Food Preparation_Natural Gas_Double Rack Oven_E3 | F4 | Commercial | Miscellaneous | New | Food Preparation | Natural Gas | Double Rack Oven | E3 | Utility - Cost of Equipment | 0 | 0 | 0 | 0 | 0 | 0 | 0 | 0 | 0 | 0 | 0 | 0 | 0 | 0 | 0 | 0 | 0 | 0 | 0 | 0 | 0 | 0 | 0 | 0 | 0 | 0 | 0
F4_Commercial_Miscellaneous_New_Food Preparation_Natural Gas_Double Rack Oven_E4 | F4 | Commercial | Miscellaneous | New | Food Preparation | Natural Gas | Double Rack Oven | E4 | Utility - Cost of Equipment | 0 | 0 | 0 | 0 | 0 | 0 | 0 | 0 | 0 | 0 | 0 | 0 | 0 | 0 | 0 | 0 | 0 | 0 | 0 | 0 | 0 | 0 | 0 | 0 | 0 | 0 | 0
F4_Commercial_Miscellaneous_New_Food Preparation_Natural Gas_Double Rack Oven_E5 | F4 | Commercial | Miscellaneous | New | Food Preparation | Natural Gas | Double Rack Oven | E5 | Utility - Cost of Equipment | 0 | 0 | 0 | 0 | 0 | 0 | 0 | 0 | 0 | 0 | 0 | 0 | 0 | 0 | 0 | 0 | 0 | 0 | 0 | 0 | 0 | 0 | 0 | 0 | 0 | 0 | 0
F4_Commercial_Miscellaneous_New_Food Preparation_Natural Gas_Double Rack Oven_E6 | F4 | Commercial | Miscellaneous | New | Food Preparation | Natural Gas | Double Rack Oven | E6 | Utility - Cost of Equipment | 0 | 0 | 0 | 0 | 0 | 0 | 0 | 0 | 0 | 0 | 0 | 0 | 0 | 0 | 0 | 0 | 0 | 0 | 0 | 0 | 0 | 0 | 0 | 0 | 0 | 0 | 0
F4_Commercial_Miscellaneous_New_Food Preparation_Natural Gas_Double Rack Oven_E7 | F4 | Commercial | Miscellaneous | New | Food Preparation | Natural Gas | Double Rack Oven | E7 | Utility - Cost of Equipment | 0 | 0 | 0 | 0 | 0 | 0 | 0 | 0 | 0 | 0 | 0 | 0 | 0 | 0 | 0 | 0 | 0 | 0 | 0 | 0 | 0 | 0 | 0 | 0 | 0 | 0 | 0
F4_Commercial_Miscellaneous_New_Food Preparation_Natural Gas_Double Rack Oven_E8 | F4 | Commercial | Miscellaneous | New | Food Preparation | Natural Gas | Double Rack Oven | E8 | Utility - Cost of Equipment | 0 | 0 | 0 | 0 | 0 | 0 | 0 | 0 | 0 | 0 | 0 | 0 | 0 | 0 | 0 | 0 | 0 | 0 | 0 | 0 | 0 | 0 | 0 | 0 | 0 | 0 | 0
F4_Commercial_Miscellaneous_New_Food Preparation_Natural Gas_Double Rack Oven_E9 | F4 | Commercial | Miscellaneous | New | Food Preparation | Natural Gas | Double Rack Oven | E9 | Utility - Cost of Equipment | 0 | 0 | 0 | 0 | 0 | 0 | 0 | 0 | 0 | 0 | 0 | 0 | 0 | 0 | 0 | 0 | 0 | 0 | 0 | 0 | 0 | 0 | 0 | 0 | 0 | 0 | 0
F4_Commercial_Miscellaneous_New_Food Preparation_Natural Gas_Double Rack Oven_E10 | F4 | Commercial | Miscellaneous | New | Food Preparation | Natural Gas | Double Rack Oven | E10 | Utility - Cost of Equipment | 0 | 0 | 0 | 0 | 0 | 0 | 0 | 0 | 0 | 0 | 0 | 0 | 0 | 0 | 0 | 0 | 0 | 0 | 0 | 0 | 0 | 0 | 0 | 0 | 0 | 0 | 0
F5_Commercial_Miscellaneous_New_Food Preparation_Natural Gas_Double Rack Oven_E1 | F5 | Commercial | Miscellaneous | New | Food Preparation | Natural Gas | Double Rack Oven | E1 | Utility - Cost of Operation | 0.05368 | 0.053106 | 0.052552 | 0.052021 | 0.052152 | 0.052715 | 0.053533 | 0.054444 | 0.055322 | 0.056071 | 0.056681 | 0.057117 | 0.057365 | 0.057337 | 0.057026 | 0.056429 | 0.055555 | 0.054454 | 0.053138 | 0.051574 | 0.04974 | 0.047626 | 0.045752 | 0.044547 | 0.044041 | 0.044257 | 0.044474
F5_Commercial_Miscellaneous_New_Food Preparation_Natural Gas_Double Rack Oven_E2 | F5 | Commercial | Miscellaneous | New | Food Preparation | Natural Gas | Double Rack Oven | E2 | Utility - Cost of Operation | 0.031577 | 0.031239 | 0.030913 | 0.030601 | 0.030678 | 0.031009 | 0.03149 | 0.032026 | 0.032543 | 0.032983 | 0.033342 | 0.033598 | 0.033744 | 0.033728 | 0.033545 | 0.033194 | 0.03268 | 0.032032 | 0.031258 | 0.030337 | 0.029259 | 0.028015 | 0.026913 | 0.026204 | 0.025906 | 0.026033 | 0.026161
F5_Commercial_Miscellaneous_New_Food Preparation_Natural Gas_Double Rack Oven_E3 | F5 | Commercial | Miscellaneous | New | Food Preparation | Natural Gas | Double Rack Oven | E3 | Utility - Cost of Operation | 0 | 0 | 0 | 0 | 0 | 0 | 0 | 0 | 0 | 0 | 0 | 0 | 0 | 0 | 0 | 0 | 0 | 0 | 0 | 0 | 0 | 0 | 0 | 0 | 0 | 0 | 0
F5_Commercial_Miscellaneous_New_Food Preparation_Natural Gas_Double Rack Oven_E4 | F5 | Commercial | Miscellaneous | New | Food Preparation | Natural Gas | Double Rack Oven | E4 | Utility - Cost of Operation | 0 | 0 | 0 | 0 | 0 | 0 | 0 | 0 | 0 | 0 | 0 | 0 | 0 | 0 | 0 | 0 | 0 | 0 | 0 | 0 | 0 | 0 | 0 | 0 | 0 | 0 | 0
F5_Commercial_Miscellaneous_New_Food Preparation_Natural Gas_Double Rack Oven_E5 | F5 | Commercial | Miscellaneous | New | Food Preparation | Natural Gas | Double Rack Oven | E5 | Utility - Cost of Operation | 0 | 0 | 0 | 0 | 0 | 0 | 0 | 0 | 0 | 0 | 0 | 0 | 0 | 0 | 0 | 0 | 0 | 0 | 0 | 0 | 0 | 0 | 0 | 0 | 0 | 0 | 0
F5_Commercial_Miscellaneous_New_Food Preparation_Natural Gas_Double Rack Oven_E6 | F5 | Commercial | Miscellaneous | New | Food Preparation | Natural Gas | Double Rack Oven | E6 | Utility - Cost of Operation | 0 | 0 | 0 | 0 | 0 | 0 | 0 | 0 | 0 | 0 | 0 | 0 | 0 | 0 | 0 | 0 | 0 | 0 | 0 | 0 | 0 | 0 | 0 | 0 | 0 | 0 | 0
F5_Commercial_Miscellaneous_New_Food Preparation_Natural Gas_Double Rack Oven_E7 | F5 | Commercial | Miscellaneous | New | Food Preparation | Natural Gas | Double Rack Oven | E7 | Utility - Cost of Operation | 0 | 0 | 0 | 0 | 0 | 0 | 0 | 0 | 0 | 0 | 0 | 0 | 0 | 0 | 0 | 0 | 0 | 0 | 0 | 0 | 0 | 0 | 0 | 0 | 0 | 0 | 0
F5_Commercial_Miscellaneous_New_Food Preparation_Natural Gas_Double Rack Oven_E8 | F5 | Commercial | Miscellaneous | New | Food Preparation | Natural Gas | Double Rack Oven | E8 | Utility - Cost of Operation | 0 | 0 | 0 | 0 | 0 | 0 | 0 | 0 | 0 | 0 | 0 | 0 | 0 | 0 | 0 | 0 | 0 | 0 | 0 | 0 | 0 | 0 | 0 | 0 | 0 | 0 | 0
F5_Commercial_Miscellaneous_New_Food Preparation_Natural Gas_Double Rack Oven_E9 | F5 | Commercial | Miscellaneous | New | Food Preparation | Natural Gas | Double Rack Oven | E9 | Utility - Cost of Operation | 0 | 0 | 0 | 0 | 0 | 0 | 0 | 0 | 0 | 0 | 0 | 0 | 0 | 0 | 0 | 0 | 0 | 0 | 0 | 0 | 0 | 0 | 0 | 0 | 0 | 0 | 0
F5_Commercial_Miscellaneous_New_Food Preparation_Natural Gas_Double Rack Oven_E10 | F5 | Commercial | Miscellaneous | New | Food Preparation | Natural Gas | Double Rack Oven | E10 | Utility - Cost of Operation | 0 | 0 | 0 | 0 | 0 | 0 | 0 | 0 | 0 | 0 | 0 | 0 | 0 | 0 | 0 | 0 | 0 | 0 | 0 | 0 | 0 | 0 | 0 | 0 | 0 | 0 | 0
F6_Commercial_Miscellaneous_New_Food Preparation_Natural Gas_Double Rack Oven_E1 | F6 | Commercial | Miscellaneous | New | Food Preparation | Natural Gas | Double Rack Oven | E1 | Utility - Value of Sales | 0 | 0 | 0 | 0 | 0 | 0 | 0 | 0 | 0 | 0 | 0 | 0 | 0 | 0 | 0 | 0 | 0 | 0 | 0 | 0 | 0 | 0 | 0 | 0 | 0 | 0 | 0
F6_Commercial_Miscellaneous_New_Food Preparation_Natural Gas_Double Rack Oven_E2 | F6 | Commercial | Miscellaneous | New | Food Preparation | Natural Gas | Double Rack Oven | E2 | Utility - Value of Sales | 0 | 0 | 0 | 0 | 0 | 0 | 0 | 0 | 0 | 0 | 0 | 0 | 0 | 0 | 0 | 0 | 0 | 0 | 0 | 0 | 0 | 0 | 0 | 0 | 0 | 0 | 0
F6_Commercial_Miscellaneous_New_Food Preparation_Natural Gas_Double Rack Oven_E3 | F6 | Commercial | Miscellaneous | New | Food Preparation | Natural Gas | Double Rack Oven | E3 | Utility - Value of Sales | 0 | 0 | 0 | 0 | 0 | 0 | 0 | 0 | 0 | 0 | 0 | 0 | 0 | 0 | 0 | 0 | 0 | 0 | 0 | 0 | 0 | 0 | 0 | 0 | 0 | 0 | 0
F6_Commercial_Miscellaneous_New_Food Preparation_Natural Gas_Double Rack Oven_E4 | F6 | Commercial | Miscellaneous | New | Food Preparation | Natural Gas | Double Rack Oven | E4 | Utility - Value of Sales | 0 | 0 | 0 | 0 | 0 | 0 | 0 | 0 | 0 | 0 | 0 | 0 | 0 | 0 | 0 | 0 | 0 | 0 | 0 | 0 | 0 | 0 | 0 | 0 | 0 | 0 | 0
F6_Commercial_Miscellaneous_New_Food Preparation_Natural Gas_Double Rack Oven_E5 | F6 | Commercial | Miscellaneous | New | Food Preparation | Natural Gas | Double Rack Oven | E5 | Utility - Value of Sales | 0 | 0 | 0 | 0 | 0 | 0 | 0 | 0 | 0 | 0 | 0 | 0 | 0 | 0 | 0 | 0 | 0 | 0 | 0 | 0 | 0 | 0 | 0 | 0 | 0 | 0 | 0
F6_Commercial_Miscellaneous_New_Food Preparation_Natural Gas_Double Rack Oven_E6 | F6 | Commercial | Miscellaneous | New | Food Preparation | Natural Gas | Double Rack Oven | E6 | Utility - Value of Sales | 0 | 0 | 0 | 0 | 0 | 0 | 0 | 0 | 0 | 0 | 0 | 0 | 0 | 0 | 0 | 0 | 0 | 0 | 0 | 0 | 0 | 0 | 0 | 0 | 0 | 0 | 0
F6_Commercial_Miscellaneous_New_Food Preparation_Natural Gas_Double Rack Oven_E7 | F6 | Commercial | Miscellaneous | New | Food Preparation | Natural Gas | Double Rack Oven | E7 | Utility - Value of Sales | 0 | 0 | 0 | 0 | 0 | 0 | 0 | 0 | 0 | 0 | 0 | 0 | 0 | 0 | 0 | 0 | 0 | 0 | 0 | 0 | 0 | 0 | 0 | 0 | 0 | 0 | 0
F6_Commercial_Miscellaneous_New_Food Preparation_Natural Gas_Double Rack Oven_E8 | F6 | Commercial | Miscellaneous | New | Food Preparation | Natural Gas | Double Rack Oven | E8 | Utility - Value of Sales | 0 | 0 | 0 | 0 | 0 | 0 | 0 | 0 | 0 | 0 | 0 | 0 | 0 | 0 | 0 | 0 | 0 | 0 | 0 | 0 | 0 | 0 | 0 | 0 | 0 | 0 | 0
F6_Commercial_Miscellaneous_New_Food Preparation_Natural Gas_Double Rack Oven_E9 | F6 | Commercial | Miscellaneous | New | Food Preparation | Natural Gas | Double Rack Oven | E9 | Utility - Value of Sales | 0 | 0 | 0 | 0 | 0 | 0 | 0 | 0 | 0 | 0 | 0 | 0 | 0 | 0 | 0 | 0 | 0 | 0 | 0 | 0 | 0 | 0 | 0 | 0 | 0 | 0 | 0
F6_Commercial_Miscellaneous_New_Food Preparation_Natural Gas_Double Rack Oven_E10 | F6 | Commercial | Miscellaneous | New | Food Preparation | Natural Gas | Double Rack Oven | E10 | Utility - Value of Sales | 0 | 0 | 0 | 0 | 0 | 0 | 0 | 0 | 0 | 0 | 0 | 0 | 0 | 0 | 0 | 0 | 0 | 0 | 0 | 0 | 0 | 0 | 0 | 0 | 0 | 0 | 0
F1_Commercial_Miscellaneous_New_Food Preparation_Natural Gas_Fryer_E1 | F1 | Commercial | Miscellaneous | New | Food Preparation | Natural Gas | Fryer | E1 | RVT - Cost of Equipment | 0.010809 | 0 | 0 | 0 | 0 | 0 | 0 | 0 | 0 | 0 | 0 | 0 | 0 | 0 | 0 | 0 | 0 | 0 | 0 | 0 | 0 | 0 | 0 | 0 | 0 | 0 | 0
F1_Commercial_Miscellaneous_New_Food Preparation_Natural Gas_Fryer_E2 | F1 | Commercial | Miscellaneous | New | Food Preparation | Natural Gas | Fryer | E2 | RVT - Cost of Equipment | 0.013588 | 0.013588 | 0.013588 | 0.013588 | 0.013588 | 0.013588 | 0.013588 | 0.013588 | 0.013588 | 0.013588 | 0.013588 | 0.013588 | 0.013588 | 0.013588 | 0.013588 | 0.013588 | 0.013588 | 0.013588 | 0.013588 | 0.013588 | 0.013588 | 0.013588 | 0.013588 | 0.013588 | 0.013588 | 0.013588 | 0.013588
F1_Commercial_Miscellaneous_New_Food Preparation_Natural Gas_Fryer_E3 | F1 | Commercial | Miscellaneous | New | Food Preparation | Natural Gas | Fryer | E3 | RVT - Cost of Equipment | 0 | 0 | 0 | 0 | 0 | 0 | 0 | 0 | 0 | 0 | 0 | 0 | 0 | 0 | 0 | 0 | 0 | 0 | 0 | 0 | 0 | 0 | 0 | 0 | 0 | 0 | 0
F1_Commercial_Miscellaneous_New_Food Preparation_Natural Gas_Fryer_E4 | F1 | Commercial | Miscellaneous | New | Food Preparation | Natural Gas | Fryer | E4 | RVT - Cost of Equipment | 0 | 0 | 0 | 0 | 0 | 0 | 0 | 0 | 0 | 0 | 0 | 0 | 0 | 0 | 0 | 0 | 0 | 0 | 0 | 0 | 0 | 0 | 0 | 0 | 0 | 0 | 0
F1_Commercial_Miscellaneous_New_Food Preparation_Natural Gas_Fryer_E5 | F1 | Commercial | Miscellaneous | New | Food Preparation | Natural Gas | Fryer | E5 | RVT - Cost of Equipment | 0 | 0 | 0 | 0 | 0 | 0 | 0 | 0 | 0 | 0 | 0 | 0 | 0 | 0 | 0 | 0 | 0 | 0 | 0 | 0 | 0 | 0 | 0 | 0 | 0 | 0 | 0
F1_Commercial_Miscellaneous_New_Food Preparation_Natural Gas_Fryer_E6 | F1 | Commercial | Miscellaneous | New | Food Preparation | Natural Gas | Fryer | E6 | RVT - Cost of Equipment | 0 | 0 | 0 | 0 | 0 | 0 | 0 | 0 | 0 | 0 | 0 | 0 | 0 | 0 | 0 | 0 | 0 | 0 | 0 | 0 | 0 | 0 | 0 | 0 | 0 | 0 | 0
F1_Commercial_Miscellaneous_New_Food Preparation_Natural Gas_Fryer_E7 | F1 | Commercial | Miscellaneous | New | Food Preparation | Natural Gas | Fryer | E7 | RVT - Cost of Equipment | 0 | 0 | 0 | 0 | 0 | 0 | 0 | 0 | 0 | 0 | 0 | 0 | 0 | 0 | 0 | 0 | 0 | 0 | 0 | 0 | 0 | 0 | 0 | 0 | 0 | 0 | 0
F1_Commercial_Miscellaneous_New_Food Preparation_Natural Gas_Fryer_E8 | F1 | Commercial | Miscellaneous | New | Food Preparation | Natural Gas | Fryer | E8 | RVT - Cost of Equipment | 0 | 0 | 0 | 0 | 0 | 0 | 0 | 0 | 0 | 0 | 0 | 0 | 0 | 0 | 0 | 0 | 0 | 0 | 0 | 0 | 0 | 0 | 0 | 0 | 0 | 0 | 0
F1_Commercial_Miscellaneous_New_Food Preparation_Natural Gas_Fryer_E9 | F1 | Commercial | Miscellaneous | New | Food Preparation | Natural Gas | Fryer | E9 | RVT - Cost of Equipment | 0 | 0 | 0 | 0 | 0 | 0 | 0 | 0 | 0 | 0 | 0 | 0 | 0 | 0 | 0 | 0 | 0 | 0 | 0 | 0 | 0 | 0 | 0 | 0 | 0 | 0 | 0
F1_Commercial_Miscellaneous_New_Food Preparation_Natural Gas_Fryer_E10 | F1 | Commercial | Miscellaneous | New | Food Preparation | Natural Gas | Fryer | E10 | RVT - Cost of Equipment | 0 | 0 | 0 | 0 | 0 | 0 | 0 | 0 | 0 | 0 | 0 | 0 | 0 | 0 | 0 | 0 | 0 | 0 | 0 | 0 | 0 | 0 | 0 | 0 | 0 | 0 | 0
F2_Commercial_Miscellaneous_New_Food Preparation_Natural Gas_Fryer_E1 | F2 | Commercial | Miscellaneous | New | Food Preparation | Natural Gas | Fryer | E1 | RVT - Cost of Operation | 0 | 0 | 0 | 0 | 0 | 0 | 0 | 0 | 0 | 0 | 0 | 0 | 0 | 0 | 0 | 0 | 0 | 0 | 0 | 0 | 0 | 0 | 0 | 0 | 0 | 0 | 0
F2_Commercial_Miscellaneous_New_Food Preparation_Natural Gas_Fryer_E2 | F2 | Commercial | Miscellaneous | New | Food Preparation | Natural Gas | Fryer | E2 | RVT - Cost of Operation | 0 | 0 | 0 | 0 | 0 | 0 | 0 | 0 | 0 | 0 | 0 | 0 | 0 | 0 | 0 | 0 | 0 | 0 | 0 | 0 | 0 | 0 | 0 | 0 | 0 | 0 | 0
F2_Commercial_Miscellaneous_New_Food Preparation_Natural Gas_Fryer_E3 | F2 | Commercial | Miscellaneous | New | Food Preparation | Natural Gas | Fryer | E3 | RVT - Cost of Operation | 0 | 0 | 0 | 0 | 0 | 0 | 0 | 0 | 0 | 0 | 0 | 0 | 0 | 0 | 0 | 0 | 0 | 0 | 0 | 0 | 0 | 0 | 0 | 0 | 0 | 0 | 0
F2_Commercial_Miscellaneous_New_Food Preparation_Natural Gas_Fryer_E4 | F2 | Commercial | Miscellaneous | New | Food Preparation | Natural Gas | Fryer | E4 | RVT - Cost of Operation | 0 | 0 | 0 | 0 | 0 | 0 | 0 | 0 | 0 | 0 | 0 | 0 | 0 | 0 | 0 | 0 | 0 | 0 | 0 | 0 | 0 | 0 | 0 | 0 | 0 | 0 | 0
F2_Commercial_Miscellaneous_New_Food Preparation_Natural Gas_Fryer_E5 | F2 | Commercial | Miscellaneous | New | Food Preparation | Natural Gas | Fryer | E5 | RVT - Cost of Operation | 0 | 0 | 0 | 0 | 0 | 0 | 0 | 0 | 0 | 0 | 0 | 0 | 0 | 0 | 0 | 0 | 0 | 0 | 0 | 0 | 0 | 0 | 0 | 0 | 0 | 0 | 0
F2_Commercial_Miscellaneous_New_Food Preparation_Natural Gas_Fryer_E6 | F2 | Commercial | Miscellaneous | New | Food Preparation | Natural Gas | Fryer | E6 | RVT - Cost of Operation | 0 | 0 | 0 | 0 | 0 | 0 | 0 | 0 | 0 | 0 | 0 | 0 | 0 | 0 | 0 | 0 | 0 | 0 | 0 | 0 | 0 | 0 | 0 | 0 | 0 | 0 | 0
F2_Commercial_Miscellaneous_New_Food Preparation_Natural Gas_Fryer_E7 | F2 | Commercial | Miscellaneous | New | Food Preparation | Natural Gas | Fryer | E7 | RVT - Cost of Operation | 0 | 0 | 0 | 0 | 0 | 0 | 0 | 0 | 0 | 0 | 0 | 0 | 0 | 0 | 0 | 0 | 0 | 0 | 0 | 0 | 0 | 0 | 0 | 0 | 0 | 0 | 0
F2_Commercial_Miscellaneous_New_Food Preparation_Natural Gas_Fryer_E8 | F2 | Commercial | Miscellaneous | New | Food Preparation | Natural Gas | Fryer | E8 | RVT - Cost of Operation | 0 | 0 | 0 | 0 | 0 | 0 | 0 | 0 | 0 | 0 | 0 | 0 | 0 | 0 | 0 | 0 | 0 | 0 | 0 | 0 | 0 | 0 | 0 | 0 | 0 | 0 | 0
F2_Commercial_Miscellaneous_New_Food Preparation_Natural Gas_Fryer_E9 | F2 | Commercial | Miscellaneous | New | Food Preparation | Natural Gas | Fryer | E9 | RVT - Cost of Operation | 0 | 0 | 0 | 0 | 0 | 0 | 0 | 0 | 0 | 0 | 0 | 0 | 0 | 0 | 0 | 0 | 0 | 0 | 0 | 0 | 0 | 0 | 0 | 0 | 0 | 0 | 0
F2_Commercial_Miscellaneous_New_Food Preparation_Natural Gas_Fryer_E10 | F2 | Commercial | Miscellaneous | New | Food Preparation | Natural Gas | Fryer | E10 | RVT - Cost of Operation | 0 | 0 | 0 | 0 | 0 | 0 | 0 | 0 | 0 | 0 | 0 | 0 | 0 | 0 | 0 | 0 | 0 | 0 | 0 | 0 | 0 | 0 | 0 | 0 | 0 | 0 | 0
F3_Commercial_Miscellaneous_New_Food Preparation_Natural Gas_Fryer_E1 | F3 | Commercial | Miscellaneous | New | Food Preparation | Natural Gas | Fryer | E1 | System - kBTUs of Consumption | 2.0153 | 0 | 0 | 0 | 0 | 0 | 0 | 0 | 0 | 0 | 0 | 0 | 0 | 0 | 0 | 0 | 0 | 0 | 0 | 0 | 0 | 0 | 0 | 0 | 0 | 0 | 0
F3_Commercial_Miscellaneous_New_Food Preparation_Natural Gas_Fryer_E2 | F3 | Commercial | Miscellaneous | New | Food Preparation | Natural Gas | Fryer | E2 | System - kBTUs of Consumption | 1.2456 | 1.2456 | 1.2456 | 1.2456 | 1.2456 | 1.2456 | 1.2456 | 1.2456 | 1.2456 | 1.2456 | 1.2456 | 1.2456 | 1.2456 | 1.2456 | 1.2456 | 1.2456 | 1.2456 | 1.2456 | 1.2456 | 1.2456 | 1.2456 | 1.2456 | 1.2456 | 1.2456 | 1.2456 | 1.2456 | 1.2456
F3_Commercial_Miscellaneous_New_Food Preparation_Natural Gas_Fryer_E3 | F3 | Commercial | Miscellaneous | New | Food Preparation | Natural Gas | Fryer | E3 | System - kBTUs of Consumption | 0 | 0 | 0 | 0 | 0 | 0 | 0 | 0 | 0 | 0 | 0 | 0 | 0 | 0 | 0 | 0 | 0 | 0 | 0 | 0 | 0 | 0 | 0 | 0 | 0 | 0 | 0
F3_Commercial_Miscellaneous_New_Food Preparation_Natural Gas_Fryer_E4 | F3 | Commercial | Miscellaneous | New | Food Preparation | Natural Gas | Fryer | E4 | System - kBTUs of Consumption | 0 | 0 | 0 | 0 | 0 | 0 | 0 | 0 | 0 | 0 | 0 | 0 | 0 | 0 | 0 | 0 | 0 | 0 | 0 | 0 | 0 | 0 | 0 | 0 | 0 | 0 | 0
F3_Commercial_Miscellaneous_New_Food Preparation_Natural Gas_Fryer_E5 | F3 | Commercial | Miscellaneous | New | Food Preparation | Natural Gas | Fryer | E5 | System - kBTUs of Consumption | 0 | 0 | 0 | 0 | 0 | 0 | 0 | 0 | 0 | 0 | 0 | 0 | 0 | 0 | 0 | 0 | 0 | 0 | 0 | 0 | 0 | 0 | 0 | 0 | 0 | 0 | 0
F3_Commercial_Miscellaneous_New_Food Preparation_Natural Gas_Fryer_E6 | F3 | Commercial | Miscellaneous | New | Food Preparation | Natural Gas | Fryer | E6 | System - kBTUs of Consumption | 0 | 0 | 0 | 0 | 0 | 0 | 0 | 0 | 0 | 0 | 0 | 0 | 0 | 0 | 0 | 0 | 0 | 0 | 0 | 0 | 0 | 0 | 0 | 0 | 0 | 0 | 0
F3_Commercial_Miscellaneous_New_Food Preparation_Natural Gas_Fryer_E7 | F3 | Commercial | Miscellaneous | New | Food Preparation | Natural Gas | Fryer | E7 | System - kBTUs of Consumption | 0 | 0 | 0 | 0 | 0 | 0 | 0 | 0 | 0 | 0 | 0 | 0 | 0 | 0 | 0 | 0 | 0 | 0 | 0 | 0 | 0 | 0 | 0 | 0 | 0 | 0 | 0
F3_Commercial_Miscellaneous_New_Food Preparation_Natural Gas_Fryer_E8 | F3 | Commercial | Miscellaneous | New | Food Preparation | Natural Gas | Fryer | E8 | System - kBTUs of Consumption | 0 | 0 | 0 | 0 | 0 | 0 | 0 | 0 | 0 | 0 | 0 | 0 | 0 | 0 | 0 | 0 | 0 | 0 | 0 | 0 | 0 | 0 | 0 | 0 | 0 | 0 | 0
F3_Commercial_Miscellaneous_New_Food Preparation_Natural Gas_Fryer_E9 | F3 | Commercial | Miscellaneous | New | Food Preparation | Natural Gas | Fryer | E9 | System - kBTUs of Consumption | 0 | 0 | 0 | 0 | 0 | 0 | 0 | 0 | 0 | 0 | 0 | 0 | 0 | 0 | 0 | 0 | 0 | 0 | 0 | 0 | 0 | 0 | 0 | 0 | 0 | 0 | 0
F3_Commercial_Miscellaneous_New_Food Preparation_Natural Gas_Fryer_E10 | F3 | Commercial | Miscellaneous | New | Food Preparation | Natural Gas | Fryer | E10 | System - kBTUs of Consumption | 0 | 0 | 0 | 0 | 0 | 0 | 0 | 0 | 0 | 0 | 0 | 0 | 0 | 0 | 0 | 0 | 0 | 0 | 0 | 0 | 0 | 0 | 0 | 0 | 0 | 0 | 0
F4_Commercial_Miscellaneous_New_Food Preparation_Natural Gas_Fryer_E1 | F4 | Commercial | Miscellaneous | New | Food Preparation | Natural Gas | Fryer | E1 | Utility - Cost of Equipment | 0.010809 | 0 | 0 | 0 | 0 | 0 | 0 | 0 | 0 | 0 | 0 | 0 | 0 | 0 | 0 | 0 | 0 | 0 | 0 | 0 | 0 | 0 | 0 | 0 | 0 | 0 | 0
F4_Commercial_Miscellaneous_New_Food Preparation_Natural Gas_Fryer_E2 | F4 | Commercial | Miscellaneous | New | Food Preparation | Natural Gas | Fryer | E2 | Utility - Cost of Equipment | 0.013588 | 0.013588 | 0.013588 | 0.013588 | 0.013588 | 0.013588 | 0.013588 | 0.013588 | 0.013588 | 0.013588 | 0.013588 | 0.013588 | 0.013588 | 0.013588 | 0.013588 | 0.013588 | 0.013588 | 0.013588 | 0.013588 | 0.013588 | 0.013588 | 0.013588 | 0.013588 | 0.013588 | 0.013588 | 0.013588 | 0.013588
F4_Commercial_Miscellaneous_New_Food Preparation_Natural Gas_Fryer_E3 | F4 | Commercial | Miscellaneous | New | Food Preparation | Natural Gas | Fryer | E3 | Utility - Cost of Equipment | 0 | 0 | 0 | 0 | 0 | 0 | 0 | 0 | 0 | 0 | 0 | 0 | 0 | 0 | 0 | 0 | 0 | 0 | 0 | 0 | 0 | 0 | 0 | 0 | 0 | 0 | 0
F4_Commercial_Miscellaneous_New_Food Preparation_Natural Gas_Fryer_E4 | F4 | Commercial | Miscellaneous | New | Food Preparation | Natural Gas | Fryer | E4 | Utility - Cost of Equipment | 0 | 0 | 0 | 0 | 0 | 0 | 0 | 0 | 0 | 0 | 0 | 0 | 0 | 0 | 0 | 0 | 0 | 0 | 0 | 0 | 0 | 0 | 0 | 0 | 0 | 0 | 0
F4_Commercial_Miscellaneous_New_Food Preparation_Natural Gas_Fryer_E5 | F4 | Commercial | Miscellaneous | New | Food Preparation | Natural Gas | Fryer | E5 | Utility - Cost of Equipment | 0 | 0 | 0 | 0 | 0 | 0 | 0 | 0 | 0 | 0 | 0 | 0 | 0 | 0 | 0 | 0 | 0 | 0 | 0 | 0 | 0 | 0 | 0 | 0 | 0 | 0 | 0
F4_Commercial_Miscellaneous_New_Food Preparation_Natural Gas_Fryer_E6 | F4 | Commercial | Miscellaneous | New | Food Preparation | Natural Gas | Fryer | E6 | Utility - Cost of Equipment | 0 | 0 | 0 | 0 | 0 | 0 | 0 | 0 | 0 | 0 | 0 | 0 | 0 | 0 | 0 | 0 | 0 | 0 | 0 | 0 | 0 | 0 | 0 | 0 | 0 | 0 | 0
F4_Commercial_Miscellaneous_New_Food Preparation_Natural Gas_Fryer_E7 | F4 | Commercial | Miscellaneous | New | Food Preparation | Natural Gas | Fryer | E7 | Utility - Cost of Equipment | 0 | 0 | 0 | 0 | 0 | 0 | 0 | 0 | 0 | 0 | 0 | 0 | 0 | 0 | 0 | 0 | 0 | 0 | 0 | 0 | 0 | 0 | 0 | 0 | 0 | 0 | 0
F4_Commercial_Miscellaneous_New_Food Preparation_Natural Gas_Fryer_E8 | F4 | Commercial | Miscellaneous | New | Food Preparation | Natural Gas | Fryer | E8 | Utility - Cost of Equipment | 0 | 0 | 0 | 0 | 0 | 0 | 0 | 0 | 0 | 0 | 0 | 0 | 0 | 0 | 0 | 0 | 0 | 0 | 0 | 0 | 0 | 0 | 0 | 0 | 0 | 0 | 0
F4_Commercial_Miscellaneous_New_Food Preparation_Natural Gas_Fryer_E9 | F4 | Commercial | Miscellaneous | New | Food Preparation | Natural Gas | Fryer | E9 | Utility - Cost of Equipment | 0 | 0 | 0 | 0 | 0 | 0 | 0 | 0 | 0 | 0 | 0 | 0 | 0 | 0 | 0 | 0 | 0 | 0 | 0 | 0 | 0 | 0 | 0 | 0 | 0 | 0 | 0
F4_Commercial_Miscellaneous_New_Food Preparation_Natural Gas_Fryer_E10 | F4 | Commercial | Miscellaneous | New | Food Preparation | Natural Gas | Fryer | E10 | Utility - Cost of Equipment | 0 | 0 | 0 | 0 | 0 | 0 | 0 | 0 | 0 | 0 | 0 | 0 | 0 | 0 | 0 | 0 | 0 | 0 | 0 | 0 | 0 | 0 | 0 | 0 | 0 | 0 | 0
F5_Commercial_Miscellaneous_New_Food Preparation_Natural Gas_Fryer_E1 | F5 | Commercial | Miscellaneous | New | Food Preparation | Natural Gas | Fryer | E1 | Utility - Cost of Operation | 0.027765 | 0 | 0 | 0 | 0 | 0 | 0 | 0 | 0 | 0 | 0 | 0 | 0 | 0 | 0 | 0 | 0 | 0 | 0 | 0 | 0 | 0 | 0 | 0 | 0 | 0 | 0
F5_Commercial_Miscellaneous_New_Food Preparation_Natural Gas_Fryer_E2 | F5 | Commercial | Miscellaneous | New | Food Preparation | Natural Gas | Fryer | E2 | Utility - Cost of Operation | 0.017162 | 0.01687 | 0.016586 | 0.016308 | 0.016283 | 0.016423 | 0.016667 | 0.016968 | 0.017293 | 0.017625 | 0.017971 | 0.018309 | 0.018607 | 0.018804 | 0.018864 | 0.018762 | 0.018493 | 0.018088 | 0.017565 | 0.016946 | 0.016222 | 0.01539 | 0.014651 | 0.014171 | 0.01396 | 0.014029 | 0.014098
F5_Commercial_Miscellaneous_New_Food Preparation_Natural Gas_Fryer_E3 | F5 | Commercial | Miscellaneous | New | Food Preparation | Natural Gas | Fryer | E3 | Utility - Cost of Operation | 0 | 0 | 0 | 0 | 0 | 0 | 0 | 0 | 0 | 0 | 0 | 0 | 0 | 0 | 0 | 0 | 0 | 0 | 0 | 0 | 0 | 0 | 0 | 0 | 0 | 0 | 0
F5_Commercial_Miscellaneous_New_Food Preparation_Natural Gas_Fryer_E4 | F5 | Commercial | Miscellaneous | New | Food Preparation | Natural Gas | Fryer | E4 | Utility - Cost of Operation | 0 | 0 | 0 | 0 | 0 | 0 | 0 | 0 | 0 | 0 | 0 | 0 | 0 | 0 | 0 | 0 | 0 | 0 | 0 | 0 | 0 | 0 | 0 | 0 | 0 | 0 | 0
F5_Commercial_Miscellaneous_New_Food Preparation_Natural Gas_Fryer_E5 | F5 | Commercial | Miscellaneous | New | Food Preparation | Natural Gas | Fryer | E5 | Utility - Cost of Operation | 0 | 0 | 0 | 0 | 0 | 0 | 0 | 0 | 0 | 0 | 0 | 0 | 0 | 0 | 0 | 0 | 0 | 0 | 0 | 0 | 0 | 0 | 0 | 0 | 0 | 0 | 0
F5_Commercial_Miscellaneous_New_Food Preparation_Natural Gas_Fryer_E6 | F5 | Commercial | Miscellaneous | New | Food Preparation | Natural Gas | Fryer | E6 | Utility - Cost of Operation | 0 | 0 | 0 | 0 | 0 | 0 | 0 | 0 | 0 | 0 | 0 | 0 | 0 | 0 | 0 | 0 | 0 | 0 | 0 | 0 | 0 | 0 | 0 | 0 | 0 | 0 | 0
F5_Commercial_Miscellaneous_New_Food Preparation_Natural Gas_Fryer_E7 | F5 | Commercial | Miscellaneous | New | Food Preparation | Natural Gas | Fryer | E7 | Utility - Cost of Operation | 0 | 0 | 0 | 0 | 0 | 0 | 0 | 0 | 0 | 0 | 0 | 0 | 0 | 0 | 0 | 0 | 0 | 0 | 0 | 0 | 0 | 0 | 0 | 0 | 0 | 0 | 0
F5_Commercial_Miscellaneous_New_Food Preparation_Natural Gas_Fryer_E8 | F5 | Commercial | Miscellaneous | New | Food Preparation | Natural Gas | Fryer | E8 | Utility - Cost of Operation | 0 | 0 | 0 | 0 | 0 | 0 | 0 | 0 | 0 | 0 | 0 | 0 | 0 | 0 | 0 | 0 | 0 | 0 | 0 | 0 | 0 | 0 | 0 | 0 | 0 | 0 | 0
F5_Commercial_Miscellaneous_New_Food Preparation_Natural Gas_Fryer_E9 | F5 | Commercial | Miscellaneous | New | Food Preparation | Natural Gas | Fryer | E9 | Utility - Cost of Operation | 0 | 0 | 0 | 0 | 0 | 0 | 0 | 0 | 0 | 0 | 0 | 0 | 0 | 0 | 0 | 0 | 0 | 0 | 0 | 0 | 0 | 0 | 0 | 0 | 0 | 0 | 0
F5_Commercial_Miscellaneous_New_Food Preparation_Natural Gas_Fryer_E10 | F5 | Commercial | Miscellaneous | New | Food Preparation | Natural Gas | Fryer | E10 | Utility - Cost of Operation | 0 | 0 | 0 | 0 | 0 | 0 | 0 | 0 | 0 | 0 | 0 | 0 | 0 | 0 | 0 | 0 | 0 | 0 | 0 | 0 | 0 | 0 | 0 | 0 | 0 | 0 | 0
F6_Commercial_Miscellaneous_New_Food Preparation_Natural Gas_Fryer_E1 | F6 | Commercial | Miscellaneous | New | Food Preparation | Natural Gas | Fryer | E1 | Utility - Value of Sales | 0 | 0 | 0 | 0 | 0 | 0 | 0 | 0 | 0 | 0 | 0 | 0 | 0 | 0 | 0 | 0 | 0 | 0 | 0 | 0 | 0 | 0 | 0 | 0 | 0 | 0 | 0
F6_Commercial_Miscellaneous_New_Food Preparation_Natural Gas_Fryer_E2 | F6 | Commercial | Miscellaneous | New | Food Preparation | Natural Gas | Fryer | E2 | Utility - Value of Sales | 0 | 0 | 0 | 0 | 0 | 0 | 0 | 0 | 0 | 0 | 0 | 0 | 0 | 0 | 0 | 0 | 0 | 0 | 0 | 0 | 0 | 0 | 0 | 0 | 0 | 0 | 0
F6_Commercial_Miscellaneous_New_Food Preparation_Natural Gas_Fryer_E3 | F6 | Commercial | Miscellaneous | New | Food Preparation | Natural Gas | Fryer | E3 | Utility - Value of Sales | 0 | 0 | 0 | 0 | 0 | 0 | 0 | 0 | 0 | 0 | 0 | 0 | 0 | 0 | 0 | 0 | 0 | 0 | 0 | 0 | 0 | 0 | 0 | 0 | 0 | 0 | 0
F6_Commercial_Miscellaneous_New_Food Preparation_Natural Gas_Fryer_E4 | F6 | Commercial | Miscellaneous | New | Food Preparation | Natural Gas | Fryer | E4 | Utility - Value of Sales | 0 | 0 | 0 | 0 | 0 | 0 | 0 | 0 | 0 | 0 | 0 | 0 | 0 | 0 | 0 | 0 | 0 | 0 | 0 | 0 | 0 | 0 | 0 | 0 | 0 | 0 | 0
F6_Commercial_Miscellaneous_New_Food Preparation_Natural Gas_Fryer_E5 | F6 | Commercial | Miscellaneous | New | Food Preparation | Natural Gas | Fryer | E5 | Utility - Value of Sales | 0 | 0 | 0 | 0 | 0 | 0 | 0 | 0 | 0 | 0 | 0 | 0 | 0 | 0 | 0 | 0 | 0 | 0 | 0 | 0 | 0 | 0 | 0 | 0 | 0 | 0 | 0
F6_Commercial_Miscellaneous_New_Food Preparation_Natural Gas_Fryer_E6 | F6 | Commercial | Miscellaneous | New | Food Preparation | Natural Gas | Fryer | E6 | Utility - Value of Sales | 0 | 0 | 0 | 0 | 0 | 0 | 0 | 0 | 0 | 0 | 0 | 0 | 0 | 0 | 0 | 0 | 0 | 0 | 0 | 0 | 0 | 0 | 0 | 0 | 0 | 0 | 0
F6_Commercial_Miscellaneous_New_Food Preparation_Natural Gas_Fryer_E7 | F6 | Commercial | Miscellaneous | New | Food Preparation | Natural Gas | Fryer | E7 | Utility - Value of Sales | 0 | 0 | 0 | 0 | 0 | 0 | 0 | 0 | 0 | 0 | 0 | 0 | 0 | 0 | 0 | 0 | 0 | 0 | 0 | 0 | 0 | 0 | 0 | 0 | 0 | 0 | 0
F6_Commercial_Miscellaneous_New_Food Preparation_Natural Gas_Fryer_E8 | F6 | Commercial | Miscellaneous | New | Food Preparation | Natural Gas | Fryer | E8 | Utility - Value of Sales | 0 | 0 | 0 | 0 | 0 | 0 | 0 | 0 | 0 | 0 | 0 | 0 | 0 | 0 | 0 | 0 | 0 | 0 | 0 | 0 | 0 | 0 | 0 | 0 | 0 | 0 | 0
F6_Commercial_Miscellaneous_New_Food Preparation_Natural Gas_Fryer_E9 | F6 | Commercial | Miscellaneous | New | Food Preparation | Natural Gas | Fryer | E9 | Utility - Value of Sales | 0 | 0 | 0 | 0 | 0 | 0 | 0 | 0 | 0 | 0 | 0 | 0 | 0 | 0 | 0 | 0 | 0 | 0 | 0 | 0 | 0 | 0 | 0 | 0 | 0 | 0 | 0
F6_Commercial_Miscellaneous_New_Food Preparation_Natural Gas_Fryer_E10 | F6 | Commercial | Miscellaneous | New | Food Preparation | Natural Gas | Fryer | E10 | Utility - Value of Sales | 0 | 0 | 0 | 0 | 0 | 0 | 0 | 0 | 0 | 0 | 0 | 0 | 0 | 0 | 0 | 0 | 0 | 0 | 0 | 0 | 0 | 0 | 0 | 0 | 0 | 0 | 0
F1_Commercial_Miscellaneous_New_Food Preparation_Natural Gas_Broiler_E1 | F1 | Commercial | Miscellaneous | New | Food Preparation | Natural Gas | Broiler | E1 | RVT - Cost of Equipment | 0.010584 | 0.010584 | 0.010584 | 0.010584 | 0.010584 | 0.010584 | 0.010584 | 0.010584 | 0.010584 | 0.010584 | 0.010584 | 0.010584 | 0.010584 | 0.010584 | 0.010584 | 0.010584 | 0.010584 | 0.010584 | 0.010584 | 0.010584 | 0.010584 | 0.010584 | 0.010584 | 0.010584 | 0.010584 | 0.010584 | 0.010584
F1_Commercial_Miscellaneous_New_Food Preparation_Natural Gas_Broiler_E2 | F1 | Commercial | Miscellaneous | New | Food Preparation | Natural Gas | Broiler | E2 | RVT - Cost of Equipment | 0.014817 | 0.014817 | 0.014817 | 0.014817 | 0.014817 | 0.014817 | 0.014817 | 0.014817 | 0.014817 | 0.014817 | 0.014817 | 0.014817 | 0.014817 | 0.014817 | 0.014817 | 0.014817 | 0.014817 | 0.014817 | 0.014817 | 0.014817 | 0.014817 | 0.014817 | 0.014817 | 0.014817 | 0.014817 | 0.014817 | 0.014817
F1_Commercial_Miscellaneous_New_Food Preparation_Natural Gas_Broiler_E3 | F1 | Commercial | Miscellaneous | New | Food Preparation | Natural Gas | Broiler | E3 | RVT - Cost of Equipment | 0 | 0 | 0 | 0 | 0 | 0 | 0 | 0 | 0 | 0 | 0 | 0 | 0 | 0 | 0 | 0 | 0 | 0 | 0 | 0 | 0 | 0 | 0 | 0 | 0 | 0 | 0
F1_Commercial_Miscellaneous_New_Food Preparation_Natural Gas_Broiler_E4 | F1 | Commercial | Miscellaneous | New | Food Preparation | Natural Gas | Broiler | E4 | RVT - Cost of Equipment | 0 | 0 | 0 | 0 | 0 | 0 | 0 | 0 | 0 | 0 | 0 | 0 | 0 | 0 | 0 | 0 | 0 | 0 | 0 | 0 | 0 | 0 | 0 | 0 | 0 | 0 | 0
F1_Commercial_Miscellaneous_New_Food Preparation_Natural Gas_Broiler_E5 | F1 | Commercial | Miscellaneous | New | Food Preparation | Natural Gas | Broiler | E5 | RVT - Cost of Equipment | 0 | 0 | 0 | 0 | 0 | 0 | 0 | 0 | 0 | 0 | 0 | 0 | 0 | 0 | 0 | 0 | 0 | 0 | 0 | 0 | 0 | 0 | 0 | 0 | 0 | 0 | 0
F1_Commercial_Miscellaneous_New_Food Preparation_Natural Gas_Broiler_E6 | F1 | Commercial | Miscellaneous | New | Food Preparation | Natural Gas | Broiler | E6 | RVT - Cost of Equipment | 0 | 0 | 0 | 0 | 0 | 0 | 0 | 0 | 0 | 0 | 0 | 0 | 0 | 0 | 0 | 0 | 0 | 0 | 0 | 0 | 0 | 0 | 0 | 0 | 0 | 0 | 0
F1_Commercial_Miscellaneous_New_Food Preparation_Natural Gas_Broiler_E7 | F1 | Commercial | Miscellaneous | New | Food Preparation | Natural Gas | Broiler | E7 | RVT - Cost of Equipment | 0 | 0 | 0 | 0 | 0 | 0 | 0 | 0 | 0 | 0 | 0 | 0 | 0 | 0 | 0 | 0 | 0 | 0 | 0 | 0 | 0 | 0 | 0 | 0 | 0 | 0 | 0
F1_Commercial_Miscellaneous_New_Food Preparation_Natural Gas_Broiler_E8 | F1 | Commercial | Miscellaneous | New | Food Preparation | Natural Gas | Broiler | E8 | RVT - Cost of Equipment | 0 | 0 | 0 | 0 | 0 | 0 | 0 | 0 | 0 | 0 | 0 | 0 | 0 | 0 | 0 | 0 | 0 | 0 | 0 | 0 | 0 | 0 | 0 | 0 | 0 | 0 | 0
F1_Commercial_Miscellaneous_New_Food Preparation_Natural Gas_Broiler_E9 | F1 | Commercial | Miscellaneous | New | Food Preparation | Natural Gas | Broiler | E9 | RVT - Cost of Equipment | 0 | 0 | 0 | 0 | 0 | 0 | 0 | 0 | 0 | 0 | 0 | 0 | 0 | 0 | 0 | 0 | 0 | 0 | 0 | 0 | 0 | 0 | 0 | 0 | 0 | 0 | 0
F1_Commercial_Miscellaneous_New_Food Preparation_Natural Gas_Broiler_E10 | F1 | Commercial | Miscellaneous | New | Food Preparation | Natural Gas | Broiler | E10 | RVT - Cost of Equipment | 0 | 0 | 0 | 0 | 0 | 0 | 0 | 0 | 0 | 0 | 0 | 0 | 0 | 0 | 0 | 0 | 0 | 0 | 0 | 0 | 0 | 0 | 0 | 0 | 0 | 0 | 0
F2_Commercial_Miscellaneous_New_Food Preparation_Natural Gas_Broiler_E1 | F2 | Commercial | Miscellaneous | New | Food Preparation | Natural Gas | Broiler | E1 | RVT - Cost of Operation | 0 | 0 | 0 | 0 | 0 | 0 | 0 | 0 | 0 | 0 | 0 | 0 | 0 | 0 | 0 | 0 | 0 | 0 | 0 | 0 | 0 | 0 | 0 | 0 | 0 | 0 | 0
F2_Commercial_Miscellaneous_New_Food Preparation_Natural Gas_Broiler_E2 | F2 | Commercial | Miscellaneous | New | Food Preparation | Natural Gas | Broiler | E2 | RVT - Cost of Operation | 0 | 0 | 0 | 0 | 0 | 0 | 0 | 0 | 0 | 0 | 0 | 0 | 0 | 0 | 0 | 0 | 0 | 0 | 0 | 0 | 0 | 0 | 0 | 0 | 0 | 0 | 0
F2_Commercial_Miscellaneous_New_Food Preparation_Natural Gas_Broiler_E3 | F2 | Commercial | Miscellaneous | New | Food Preparation | Natural Gas | Broiler | E3 | RVT - Cost of Operation | 0 | 0 | 0 | 0 | 0 | 0 | 0 | 0 | 0 | 0 | 0 | 0 | 0 | 0 | 0 | 0 | 0 | 0 | 0 | 0 | 0 | 0 | 0 | 0 | 0 | 0 | 0
F2_Commercial_Miscellaneous_New_Food Preparation_Natural Gas_Broiler_E4 | F2 | Commercial | Miscellaneous | New | Food Preparation | Natural Gas | Broiler | E4 | RVT - Cost of Operation | 0 | 0 | 0 | 0 | 0 | 0 | 0 | 0 | 0 | 0 | 0 | 0 | 0 | 0 | 0 | 0 | 0 | 0 | 0 | 0 | 0 | 0 | 0 | 0 | 0 | 0 | 0
F2_Commercial_Miscellaneous_New_Food Preparation_Natural Gas_Broiler_E5 | F2 | Commercial | Miscellaneous | New | Food Preparation | Natural Gas | Broiler | E5 | RVT - Cost of Operation | 0 | 0 | 0 | 0 | 0 | 0 | 0 | 0 | 0 | 0 | 0 | 0 | 0 | 0 | 0 | 0 | 0 | 0 | 0 | 0 | 0 | 0 | 0 | 0 | 0 | 0 | 0
F2_Commercial_Miscellaneous_New_Food Preparation_Natural Gas_Broiler_E6 | F2 | Commercial | Miscellaneous | New | Food Preparation | Natural Gas | Broiler | E6 | RVT - Cost of Operation | 0 | 0 | 0 | 0 | 0 | 0 | 0 | 0 | 0 | 0 | 0 | 0 | 0 | 0 | 0 | 0 | 0 | 0 | 0 | 0 | 0 | 0 | 0 | 0 | 0 | 0 | 0
F2_Commercial_Miscellaneous_New_Food Preparation_Natural Gas_Broiler_E7 | F2 | Commercial | Miscellaneous | New | Food Preparation | Natural Gas | Broiler | E7 | RVT - Cost of Operation | 0 | 0 | 0 | 0 | 0 | 0 | 0 | 0 | 0 | 0 | 0 | 0 | 0 | 0 | 0 | 0 | 0 | 0 | 0 | 0 | 0 | 0 | 0 | 0 | 0 | 0 | 0
F2_Commercial_Miscellaneous_New_Food Preparation_Natural Gas_Broiler_E8 | F2 | Commercial | Miscellaneous | New | Food Preparation | Natural Gas | Broiler | E8 | RVT - Cost of Operation | 0 | 0 | 0 | 0 | 0 | 0 | 0 | 0 | 0 | 0 | 0 | 0 | 0 | 0 | 0 | 0 | 0 | 0 | 0 | 0 | 0 | 0 | 0 | 0 | 0 | 0 | 0
F2_Commercial_Miscellaneous_New_Food Preparation_Natural Gas_Broiler_E9 | F2 | Commercial | Miscellaneous | New | Food Preparation | Natural Gas | Broiler | E9 | RVT - Cost of Operation | 0 | 0 | 0 | 0 | 0 | 0 | 0 | 0 | 0 | 0 | 0 | 0 | 0 | 0 | 0 | 0 | 0 | 0 | 0 | 0 | 0 | 0 | 0 | 0 | 0 | 0 | 0
F2_Commercial_Miscellaneous_New_Food Preparation_Natural Gas_Broiler_E10 | F2 | Commercial | Miscellaneous | New | Food Preparation | Natural Gas | Broiler | E10 | RVT - Cost of Operation | 0 | 0 | 0 | 0 | 0 | 0 | 0 | 0 | 0 | 0 | 0 | 0 | 0 | 0 | 0 | 0 | 0 | 0 | 0 | 0 | 0 | 0 | 0 | 0 | 0 | 0 | 0
F3_Commercial_Miscellaneous_New_Food Preparation_Natural Gas_Broiler_E1 | F3 | Commercial | Miscellaneous | New | Food Preparation | Natural Gas | Broiler | E1 | System - kBTUs of Consumption | 1.948 | 1.948 | 1.948 | 1.948 | 1.948 | 1.948 | 1.948 | 1.948 | 1.948 | 1.948 | 1.948 | 1.948 | 1.948 | 1.948 | 1.948 | 1.948 | 1.948 | 1.948 | 1.948 | 1.948 | 1.948 | 1.948 | 1.948 | 1.948 | 1.948 | 1.948 | 1.948
F3_Commercial_Miscellaneous_New_Food Preparation_Natural Gas_Broiler_E2 | F3 | Commercial | Miscellaneous | New | Food Preparation | Natural Gas | Broiler | E2 | System - kBTUs of Consumption | 1.2523 | 1.2523 | 1.2523 | 1.2523 | 1.2523 | 1.2523 | 1.2523 | 1.2523 | 1.2523 | 1.2523 | 1.2523 | 1.2523 | 1.2523 | 1.2523 | 1.2523 | 1.2523 | 1.2523 | 1.2523 | 1.2523 | 1.2523 | 1.2523 | 1.2523 | 1.2523 | 1.2523 | 1.2523 | 1.2523 | 1.2523
F3_Commercial_Miscellaneous_New_Food Preparation_Natural Gas_Broiler_E3 | F3 | Commercial | Miscellaneous | New | Food Preparation | Natural Gas | Broiler | E3 | System - kBTUs of Consumption | 0 | 0 | 0 | 0 | 0 | 0 | 0 | 0 | 0 | 0 | 0 | 0 | 0 | 0 | 0 | 0 | 0 | 0 | 0 | 0 | 0 | 0 | 0 | 0 | 0 | 0 | 0
F3_Commercial_Miscellaneous_New_Food Preparation_Natural Gas_Broiler_E4 | F3 | Commercial | Miscellaneous | New | Food Preparation | Natural Gas | Broiler | E4 | System - kBTUs of Consumption | 0 | 0 | 0 | 0 | 0 | 0 | 0 | 0 | 0 | 0 | 0 | 0 | 0 | 0 | 0 | 0 | 0 | 0 | 0 | 0 | 0 | 0 | 0 | 0 | 0 | 0 | 0
F3_Commercial_Miscellaneous_New_Food Preparation_Natural Gas_Broiler_E5 | F3 | Commercial | Miscellaneous | New | Food Preparation | Natural Gas | Broiler | E5 | System - kBTUs of Consumption | 0 | 0 | 0 | 0 | 0 | 0 | 0 | 0 | 0 | 0 | 0 | 0 | 0 | 0 | 0 | 0 | 0 | 0 | 0 | 0 | 0 | 0 | 0 | 0 | 0 | 0 | 0
F3_Commercial_Miscellaneous_New_Food Preparation_Natural Gas_Broiler_E6 | F3 | Commercial | Miscellaneous | New | Food Preparation | Natural Gas | Broiler | E6 | System - kBTUs of Consumption | 0 | 0 | 0 | 0 | 0 | 0 | 0 | 0 | 0 | 0 | 0 | 0 | 0 | 0 | 0 | 0 | 0 | 0 | 0 | 0 | 0 | 0 | 0 | 0 | 0 | 0 | 0
F3_Commercial_Miscellaneous_New_Food Preparation_Natural Gas_Broiler_E7 | F3 | Commercial | Miscellaneous | New | Food Preparation | Natural Gas | Broiler | E7 | System - kBTUs of Consumption | 0 | 0 | 0 | 0 | 0 | 0 | 0 | 0 | 0 | 0 | 0 | 0 | 0 | 0 | 0 | 0 | 0 | 0 | 0 | 0 | 0 | 0 | 0 | 0 | 0 | 0 | 0
F3_Commercial_Miscellaneous_New_Food Preparation_Natural Gas_Broiler_E8 | F3 | Commercial | Miscellaneous | New | Food Preparation | Natural Gas | Broiler | E8 | System - kBTUs of Consumption | 0 | 0 | 0 | 0 | 0 | 0 | 0 | 0 | 0 | 0 | 0 | 0 | 0 | 0 | 0 | 0 | 0 | 0 | 0 | 0 | 0 | 0 | 0 | 0 | 0 | 0 | 0
F3_Commercial_Miscellaneous_New_Food Preparation_Natural Gas_Broiler_E9 | F3 | Commercial | Miscellaneous | New | Food Preparation | Natural Gas | Broiler | E9 | System - kBTUs of Consumption | 0 | 0 | 0 | 0 | 0 | 0 | 0 | 0 | 0 | 0 | 0 | 0 | 0 | 0 | 0 | 0 | 0 | 0 | 0 | 0 | 0 | 0 | 0 | 0 | 0 | 0 | 0
F3_Commercial_Miscellaneous_New_Food Preparation_Natural Gas_Broiler_E10 | F3 | Commercial | Miscellaneous | New | Food Preparation | Natural Gas | Broiler | E10 | System - kBTUs of Consumption | 0 | 0 | 0 | 0 | 0 | 0 | 0 | 0 | 0 | 0 | 0 | 0 | 0 | 0 | 0 | 0 | 0 | 0 | 0 | 0 | 0 | 0 | 0 | 0 | 0 | 0 | 0
F4_Commercial_Miscellaneous_New_Food Preparation_Natural Gas_Broiler_E1 | F4 | Commercial | Miscellaneous | New | Food Preparation | Natural Gas | Broiler | E1 | Utility - Cost of Equipment | 0.010584 | 0.010584 | 0.010584 | 0.010584 | 0.010584 | 0.010584 | 0.010584 | 0.010584 | 0.010584 | 0.010584 | 0.010584 | 0.010584 | 0.010584 | 0.010584 | 0.010584 | 0.010584 | 0.010584 | 0.010584 | 0.010584 | 0.010584 | 0.010584 | 0.010584 | 0.010584 | 0.010584 | 0.010584 | 0.010584 | 0.010584
F4_Commercial_Miscellaneous_New_Food Preparation_Natural Gas_Broiler_E2 | F4 | Commercial | Miscellaneous | New | Food Preparation | Natural Gas | Broiler | E2 | Utility - Cost of Equipment | 0.014817 | 0.014817 | 0.014817 | 0.014817 | 0.014817 | 0.014817 | 0.014817 | 0.014817 | 0.014817 | 0.014817 | 0.014817 | 0.014817 | 0.014817 | 0.014817 | 0.014817 | 0.014817 | 0.014817 | 0.014817 | 0.014817 | 0.014817 | 0.014817 | 0.014817 | 0.014817 | 0.014817 | 0.014817 | 0.014817 | 0.014817
F4_Commercial_Miscellaneous_New_Food Preparation_Natural Gas_Broiler_E3 | F4 | Commercial | Miscellaneous | New | Food Preparation | Natural Gas | Broiler | E3 | Utility - Cost of Equipment | 0 | 0 | 0 | 0 | 0 | 0 | 0 | 0 | 0 | 0 | 0 | 0 | 0 | 0 | 0 | 0 | 0 | 0 | 0 | 0 | 0 | 0 | 0 | 0 | 0 | 0 | 0
F4_Commercial_Miscellaneous_New_Food Preparation_Natural Gas_Broiler_E4 | F4 | Commercial | Miscellaneous | New | Food Preparation | Natural Gas | Broiler | E4 | Utility - Cost of Equipment | 0 | 0 | 0 | 0 | 0 | 0 | 0 | 0 | 0 | 0 | 0 | 0 | 0 | 0 | 0 | 0 | 0 | 0 | 0 | 0 | 0 | 0 | 0 | 0 | 0 | 0 | 0
F4_Commercial_Miscellaneous_New_Food Preparation_Natural Gas_Broiler_E5 | F4 | Commercial | Miscellaneous | New | Food Preparation | Natural Gas | Broiler | E5 | Utility - Cost of Equipment | 0 | 0 | 0 | 0 | 0 | 0 | 0 | 0 | 0 | 0 | 0 | 0 | 0 | 0 | 0 | 0 | 0 | 0 | 0 | 0 | 0 | 0 | 0 | 0 | 0 | 0 | 0
F4_Commercial_Miscellaneous_New_Food Preparation_Natural Gas_Broiler_E6 | F4 | Commercial | Miscellaneous | New | Food Preparation | Natural Gas | Broiler | E6 | Utility - Cost of Equipment | 0 | 0 | 0 | 0 | 0 | 0 | 0 | 0 | 0 | 0 | 0 | 0 | 0 | 0 | 0 | 0 | 0 | 0 | 0 | 0 | 0 | 0 | 0 | 0 | 0 | 0 | 0
F4_Commercial_Miscellaneous_New_Food Preparation_Natural Gas_Broiler_E7 | F4 | Commercial | Miscellaneous | New | Food Preparation | Natural Gas | Broiler | E7 | Utility - Cost of Equipment | 0 | 0 | 0 | 0 | 0 | 0 | 0 | 0 | 0 | 0 | 0 | 0 | 0 | 0 | 0 | 0 | 0 | 0 | 0 | 0 | 0 | 0 | 0 | 0 | 0 | 0 | 0
F4_Commercial_Miscellaneous_New_Food Preparation_Natural Gas_Broiler_E8 | F4 | Commercial | Miscellaneous | New | Food Preparation | Natural Gas | Broiler | E8 | Utility - Cost of Equipment | 0 | 0 | 0 | 0 | 0 | 0 | 0 | 0 | 0 | 0 | 0 | 0 | 0 | 0 | 0 | 0 | 0 | 0 | 0 | 0 | 0 | 0 | 0 | 0 | 0 | 0 | 0
F4_Commercial_Miscellaneous_New_Food Preparation_Natural Gas_Broiler_E9 | F4 | Commercial | Miscellaneous | New | Food Preparation | Natural Gas | Broiler | E9 | Utility - Cost of Equipment | 0 | 0 | 0 | 0 | 0 | 0 | 0 | 0 | 0 | 0 | 0 | 0 | 0 | 0 | 0 | 0 | 0 | 0 | 0 | 0 | 0 | 0 | 0 | 0 | 0 | 0 | 0
F4_Commercial_Miscellaneous_New_Food Preparation_Natural Gas_Broiler_E10 | F4 | Commercial | Miscellaneous | New | Food Preparation | Natural Gas | Broiler | E10 | Utility - Cost of Equipment | 0 | 0 | 0 | 0 | 0 | 0 | 0 | 0 | 0 | 0 | 0 | 0 | 0 | 0 | 0 | 0 | 0 | 0 | 0 | 0 | 0 | 0 | 0 | 0 | 0 | 0 | 0
F5_Commercial_Miscellaneous_New_Food Preparation_Natural Gas_Broiler_E1 | F5 | Commercial | Miscellaneous | New | Food Preparation | Natural Gas | Broiler | E1 | Utility - Cost of Operation | 0.026588 | 0.026304 | 0.026029 | 0.025767 | 0.025831 | 0.02611 | 0.026515 | 0.026967 | 0.027402 | 0.027772 | 0.028074 | 0.028291 | 0.028413 | 0.028399 | 0.028245 | 0.02795 | 0.027517 | 0.026971 | 0.026319 | 0.025545 | 0.024636 | 0.023589 | 0.022661 | 0.022065 | 0.021814 | 0.021921 | 0.022028
F5_Commercial_Miscellaneous_New_Food Preparation_Natural Gas_Broiler_E2 | F5 | Commercial | Miscellaneous | New | Food Preparation | Natural Gas | Broiler | E2 | Utility - Cost of Operation | 0.017092 | 0.01691 | 0.016733 | 0.016564 | 0.016606 | 0.016785 | 0.017045 | 0.017336 | 0.017615 | 0.017854 | 0.018048 | 0.018187 | 0.018266 | 0.018257 | 0.018158 | 0.017968 | 0.01769 | 0.017339 | 0.01692 | 0.016422 | 0.015838 | 0.015165 | 0.014568 | 0.014184 | 0.014023 | 0.014092 | 0.014161
F5_Commercial_Miscellaneous_New_Food Preparation_Natural Gas_Broiler_E3 | F5 | Commercial | Miscellaneous | New | Food Preparation | Natural Gas | Broiler | E3 | Utility - Cost of Operation | 0 | 0 | 0 | 0 | 0 | 0 | 0 | 0 | 0 | 0 | 0 | 0 | 0 | 0 | 0 | 0 | 0 | 0 | 0 | 0 | 0 | 0 | 0 | 0 | 0 | 0 | 0
F5_Commercial_Miscellaneous_New_Food Preparation_Natural Gas_Broiler_E4 | F5 | Commercial | Miscellaneous | New | Food Preparation | Natural Gas | Broiler | E4 | Utility - Cost of Operation | 0 | 0 | 0 | 0 | 0 | 0 | 0 | 0 | 0 | 0 | 0 | 0 | 0 | 0 | 0 | 0 | 0 | 0 | 0 | 0 | 0 | 0 | 0 | 0 | 0 | 0 | 0
F5_Commercial_Miscellaneous_New_Food Preparation_Natural Gas_Broiler_E5 | F5 | Commercial | Miscellaneous | New | Food Preparation | Natural Gas | Broiler | E5 | Utility - Cost of Operation | 0 | 0 | 0 | 0 | 0 | 0 | 0 | 0 | 0 | 0 | 0 | 0 | 0 | 0 | 0 | 0 | 0 | 0 | 0 | 0 | 0 | 0 | 0 | 0 | 0 | 0 | 0
F5_Commercial_Miscellaneous_New_Food Preparation_Natural Gas_Broiler_E6 | F5 | Commercial | Miscellaneous | New | Food Preparation | Natural Gas | Broiler | E6 | Utility - Cost of Operation | 0 | 0 | 0 | 0 | 0 | 0 | 0 | 0 | 0 | 0 | 0 | 0 | 0 | 0 | 0 | 0 | 0 | 0 | 0 | 0 | 0 | 0 | 0 | 0 | 0 | 0 | 0
F5_Commercial_Miscellaneous_New_Food Preparation_Natural Gas_Broiler_E7 | F5 | Commercial | Miscellaneous | New | Food Preparation | Natural Gas | Broiler | E7 | Utility - Cost of Operation | 0 | 0 | 0 | 0 | 0 | 0 | 0 | 0 | 0 | 0 | 0 | 0 | 0 | 0 | 0 | 0 | 0 | 0 | 0 | 0 | 0 | 0 | 0 | 0 | 0 | 0 | 0
F5_Commercial_Miscellaneous_New_Food Preparation_Natural Gas_Broiler_E8 | F5 | Commercial | Miscellaneous | New | Food Preparation | Natural Gas | Broiler | E8 | Utility - Cost of Operation | 0 | 0 | 0 | 0 | 0 | 0 | 0 | 0 | 0 | 0 | 0 | 0 | 0 | 0 | 0 | 0 | 0 | 0 | 0 | 0 | 0 | 0 | 0 | 0 | 0 | 0 | 0
F5_Commercial_Miscellaneous_New_Food Preparation_Natural Gas_Broiler_E9 | F5 | Commercial | Miscellaneous | New | Food Preparation | Natural Gas | Broiler | E9 | Utility - Cost of Operation | 0 | 0 | 0 | 0 | 0 | 0 | 0 | 0 | 0 | 0 | 0 | 0 | 0 | 0 | 0 | 0 | 0 | 0 | 0 | 0 | 0 | 0 | 0 | 0 | 0 | 0 | 0
F5_Commercial_Miscellaneous_New_Food Preparation_Natural Gas_Broiler_E10 | F5 | Commercial | Miscellaneous | New | Food Preparation | Natural Gas | Broiler | E10 | Utility - Cost of Operation | 0 | 0 | 0 | 0 | 0 | 0 | 0 | 0 | 0 | 0 | 0 | 0 | 0 | 0 | 0 | 0 | 0 | 0 | 0 | 0 | 0 | 0 | 0 | 0 | 0 | 0 | 0
F6_Commercial_Miscellaneous_New_Food Preparation_Natural Gas_Broiler_E1 | F6 | Commercial | Miscellaneous | New | Food Preparation | Natural Gas | Broiler | E1 | Utility - Value of Sales | 0 | 0 | 0 | 0 | 0 | 0 | 0 | 0 | 0 | 0 | 0 | 0 | 0 | 0 | 0 | 0 | 0 | 0 | 0 | 0 | 0 | 0 | 0 | 0 | 0 | 0 | 0
F6_Commercial_Miscellaneous_New_Food Preparation_Natural Gas_Broiler_E2 | F6 | Commercial | Miscellaneous | New | Food Preparation | Natural Gas | Broiler | E2 | Utility - Value of Sales | 0 | 0 | 0 | 0 | 0 | 0 | 0 | 0 | 0 | 0 | 0 | 0 | 0 | 0 | 0 | 0 | 0 | 0 | 0 | 0 | 0 | 0 | 0 | 0 | 0 | 0 | 0
F6_Commercial_Miscellaneous_New_Food Preparation_Natural Gas_Broiler_E3 | F6 | Commercial | Miscellaneous | New | Food Preparation | Natural Gas | Broiler | E3 | Utility - Value of Sales | 0 | 0 | 0 | 0 | 0 | 0 | 0 | 0 | 0 | 0 | 0 | 0 | 0 | 0 | 0 | 0 | 0 | 0 | 0 | 0 | 0 | 0 | 0 | 0 | 0 | 0 | 0
F6_Commercial_Miscellaneous_New_Food Preparation_Natural Gas_Broiler_E4 | F6 | Commercial | Miscellaneous | New | Food Preparation | Natural Gas | Broiler | E4 | Utility - Value of Sales | 0 | 0 | 0 | 0 | 0 | 0 | 0 | 0 | 0 | 0 | 0 | 0 | 0 | 0 | 0 | 0 | 0 | 0 | 0 | 0 | 0 | 0 | 0 | 0 | 0 | 0 | 0
F6_Commercial_Miscellaneous_New_Food Preparation_Natural Gas_Broiler_E5 | F6 | Commercial | Miscellaneous | New | Food Preparation | Natural Gas | Broiler | E5 | Utility - Value of Sales | 0 | 0 | 0 | 0 | 0 | 0 | 0 | 0 | 0 | 0 | 0 | 0 | 0 | 0 | 0 | 0 | 0 | 0 | 0 | 0 | 0 | 0 | 0 | 0 | 0 | 0 | 0
F6_Commercial_Miscellaneous_New_Food Preparation_Natural Gas_Broiler_E6 | F6 | Commercial | Miscellaneous | New | Food Preparation | Natural Gas | Broiler | E6 | Utility - Value of Sales | 0 | 0 | 0 | 0 | 0 | 0 | 0 | 0 | 0 | 0 | 0 | 0 | 0 | 0 | 0 | 0 | 0 | 0 | 0 | 0 | 0 | 0 | 0 | 0 | 0 | 0 | 0
F6_Commercial_Miscellaneous_New_Food Preparation_Natural Gas_Broiler_E7 | F6 | Commercial | Miscellaneous | New | Food Preparation | Natural Gas | Broiler | E7 | Utility - Value of Sales | 0 | 0 | 0 | 0 | 0 | 0 | 0 | 0 | 0 | 0 | 0 | 0 | 0 | 0 | 0 | 0 | 0 | 0 | 0 | 0 | 0 | 0 | 0 | 0 | 0 | 0 | 0
F6_Commercial_Miscellaneous_New_Food Preparation_Natural Gas_Broiler_E8 | F6 | Commercial | Miscellaneous | New | Food Preparation | Natural Gas | Broiler | E8 | Utility - Value of Sales | 0 | 0 | 0 | 0 | 0 | 0 | 0 | 0 | 0 | 0 | 0 | 0 | 0 | 0 | 0 | 0 | 0 | 0 | 0 | 0 | 0 | 0 | 0 | 0 | 0 | 0 | 0
F6_Commercial_Miscellaneous_New_Food Preparation_Natural Gas_Broiler_E9 | F6 | Commercial | Miscellaneous | New | Food Preparation | Natural Gas | Broiler | E9 | Utility - Value of Sales | 0 | 0 | 0 | 0 | 0 | 0 | 0 | 0 | 0 | 0 | 0 | 0 | 0 | 0 | 0 | 0 | 0 | 0 | 0 | 0 | 0 | 0 | 0 | 0 | 0 | 0 | 0
F6_Commercial_Miscellaneous_New_Food Preparation_Natural Gas_Broiler_E10 | F6 | Commercial | Miscellaneous | New | Food Preparation | Natural Gas | Broiler | E10 | Utility - Value of Sales | 0 | 0 | 0 | 0 | 0 | 0 | 0 | 0 | 0 | 0 | 0 | 0 | 0 | 0 | 0 | 0 | 0 | 0 | 0 | 0 | 0 | 0 | 0 | 0 | 0 | 0 | 0
F1_Commercial_Miscellaneous_New_Food Preparation_Natural Gas_Griddle_E1 | F1 | Commercial | Miscellaneous | New | Food Preparation | Natural Gas | Griddle | E1 | RVT - Cost of Equipment | 0.0081998 | 0.0081998 | 0.0081998 | 0.0081998 | 0.0081998 | 0.0081998 | 0.0081998 | 0.0081998 | 0.0081998 | 0.0081998 | 0.0081998 | 0.0081998 | 0.0081998 | 0.0081998 | 0.0081998 | 0.0081998 | 0.0081998 | 0.0081998 | 0.0081998 | 0.0081998 | 0.0081998 | 0.0081998 | 0.0081998 | 0.0081998 | 0.0081998 | 0.0081998 | 0.0081998
F1_Commercial_Miscellaneous_New_Food Preparation_Natural Gas_Griddle_E2 | F1 | Commercial | Miscellaneous | New | Food Preparation | Natural Gas | Griddle | E2 | RVT - Cost of Equipment | 0.01019 | 0.01019 | 0.01019 | 0.01019 | 0.01019 | 0.01019 | 0.01019 | 0.01019 | 0.01019 | 0.01019 | 0.01019 | 0.01019 | 0.01019 | 0.01019 | 0.01019 | 0.01019 | 0.01019 | 0.01019 | 0.01019 | 0.01019 | 0.01019 | 0.01019 | 0.01019 | 0.01019 | 0.01019 | 0.01019 | 0.01019
F1_Commercial_Miscellaneous_New_Food Preparation_Natural Gas_Griddle_E3 | F1 | Commercial | Miscellaneous | New | Food Preparation | Natural Gas | Griddle | E3 | RVT - Cost of Equipment | 0 | 0 | 0 | 0 | 0 | 0 | 0 | 0 | 0 | 0 | 0 | 0 | 0 | 0 | 0 | 0 | 0 | 0 | 0 | 0 | 0 | 0 | 0 | 0 | 0 | 0 | 0
F1_Commercial_Miscellaneous_New_Food Preparation_Natural Gas_Griddle_E4 | F1 | Commercial | Miscellaneous | New | Food Preparation | Natural Gas | Griddle | E4 | RVT - Cost of Equipment | 0 | 0 | 0 | 0 | 0 | 0 | 0 | 0 | 0 | 0 | 0 | 0 | 0 | 0 | 0 | 0 | 0 | 0 | 0 | 0 | 0 | 0 | 0 | 0 | 0 | 0 | 0
F1_Commercial_Miscellaneous_New_Food Preparation_Natural Gas_Griddle_E5 | F1 | Commercial | Miscellaneous | New | Food Preparation | Natural Gas | Griddle | E5 | RVT - Cost of Equipment | 0 | 0 | 0 | 0 | 0 | 0 | 0 | 0 | 0 | 0 | 0 | 0 | 0 | 0 | 0 | 0 | 0 | 0 | 0 | 0 | 0 | 0 | 0 | 0 | 0 | 0 | 0
F1_Commercial_Miscellaneous_New_Food Preparation_Natural Gas_Griddle_E6 | F1 | Commercial | Miscellaneous | New | Food Preparation | Natural Gas | Griddle | E6 | RVT - Cost of Equipment | 0 | 0 | 0 | 0 | 0 | 0 | 0 | 0 | 0 | 0 | 0 | 0 | 0 | 0 | 0 | 0 | 0 | 0 | 0 | 0 | 0 | 0 | 0 | 0 | 0 | 0 | 0
F1_Commercial_Miscellaneous_New_Food Preparation_Natural Gas_Griddle_E7 | F1 | Commercial | Miscellaneous | New | Food Preparation | Natural Gas | Griddle | E7 | RVT - Cost of Equipment | 0 | 0 | 0 | 0 | 0 | 0 | 0 | 0 | 0 | 0 | 0 | 0 | 0 | 0 | 0 | 0 | 0 | 0 | 0 | 0 | 0 | 0 | 0 | 0 | 0 | 0 | 0
F1_Commercial_Miscellaneous_New_Food Preparation_Natural Gas_Griddle_E8 | F1 | Commercial | Miscellaneous | New | Food Preparation | Natural Gas | Griddle | E8 | RVT - Cost of Equipment | 0 | 0 | 0 | 0 | 0 | 0 | 0 | 0 | 0 | 0 | 0 | 0 | 0 | 0 | 0 | 0 | 0 | 0 | 0 | 0 | 0 | 0 | 0 | 0 | 0 | 0 | 0
F1_Commercial_Miscellaneous_New_Food Preparation_Natural Gas_Griddle_E9 | F1 | Commercial | Miscellaneous | New | Food Preparation | Natural Gas | Griddle | E9 | RVT - Cost of Equipment | 0 | 0 | 0 | 0 | 0 | 0 | 0 | 0 | 0 | 0 | 0 | 0 | 0 | 0 | 0 | 0 | 0 | 0 | 0 | 0 | 0 | 0 | 0 | 0 | 0 | 0 | 0
F1_Commercial_Miscellaneous_New_Food Preparation_Natural Gas_Griddle_E10 | F1 | Commercial | Miscellaneous | New | Food Preparation | Natural Gas | Griddle | E10 | RVT - Cost of Equipment | 0 | 0 | 0 | 0 | 0 | 0 | 0 | 0 | 0 | 0 | 0 | 0 | 0 | 0 | 0 | 0 | 0 | 0 | 0 | 0 | 0 | 0 | 0 | 0 | 0 | 0 | 0
F2_Commercial_Miscellaneous_New_Food Preparation_Natural Gas_Griddle_E1 | F2 | Commercial | Miscellaneous | New | Food Preparation | Natural Gas | Griddle | E1 | RVT - Cost of Operation | 0 | 0 | 0 | 0 | 0 | 0 | 0 | 0 | 0 | 0 | 0 | 0 | 0 | 0 | 0 | 0 | 0 | 0 | 0 | 0 | 0 | 0 | 0 | 0 | 0 | 0 | 0
F2_Commercial_Miscellaneous_New_Food Preparation_Natural Gas_Griddle_E2 | F2 | Commercial | Miscellaneous | New | Food Preparation | Natural Gas | Griddle | E2 | RVT - Cost of Operation | 0 | 0 | 0 | 0 | 0 | 0 | 0 | 0 | 0 | 0 | 0 | 0 | 0 | 0 | 0 | 0 | 0 | 0 | 0 | 0 | 0 | 0 | 0 | 0 | 0 | 0 | 0
F2_Commercial_Miscellaneous_New_Food Preparation_Natural Gas_Griddle_E3 | F2 | Commercial | Miscellaneous | New | Food Preparation | Natural Gas | Griddle | E3 | RVT - Cost of Operation | 0 | 0 | 0 | 0 | 0 | 0 | 0 | 0 | 0 | 0 | 0 | 0 | 0 | 0 | 0 | 0 | 0 | 0 | 0 | 0 | 0 | 0 | 0 | 0 | 0 | 0 | 0
F2_Commercial_Miscellaneous_New_Food Preparation_Natural Gas_Griddle_E4 | F2 | Commercial | Miscellaneous | New | Food Preparation | Natural Gas | Griddle | E4 | RVT - Cost of Operation | 0 | 0 | 0 | 0 | 0 | 0 | 0 | 0 | 0 | 0 | 0 | 0 | 0 | 0 | 0 | 0 | 0 | 0 | 0 | 0 | 0 | 0 | 0 | 0 | 0 | 0 | 0
F2_Commercial_Miscellaneous_New_Food Preparation_Natural Gas_Griddle_E5 | F2 | Commercial | Miscellaneous | New | Food Preparation | Natural Gas | Griddle | E5 | RVT - Cost of Operation | 0 | 0 | 0 | 0 | 0 | 0 | 0 | 0 | 0 | 0 | 0 | 0 | 0 | 0 | 0 | 0 | 0 | 0 | 0 | 0 | 0 | 0 | 0 | 0 | 0 | 0 | 0
F2_Commercial_Miscellaneous_New_Food Preparation_Natural Gas_Griddle_E6 | F2 | Commercial | Miscellaneous | New | Food Preparation | Natural Gas | Griddle | E6 | RVT - Cost of Operation | 0 | 0 | 0 | 0 | 0 | 0 | 0 | 0 | 0 | 0 | 0 | 0 | 0 | 0 | 0 | 0 | 0 | 0 | 0 | 0 | 0 | 0 | 0 | 0 | 0 | 0 | 0
F2_Commercial_Miscellaneous_New_Food Preparation_Natural Gas_Griddle_E7 | F2 | Commercial | Miscellaneous | New | Food Preparation | Natural Gas | Griddle | E7 | RVT - Cost of Operation | 0 | 0 | 0 | 0 | 0 | 0 | 0 | 0 | 0 | 0 | 0 | 0 | 0 | 0 | 0 | 0 | 0 | 0 | 0 | 0 | 0 | 0 | 0 | 0 | 0 | 0 | 0
F2_Commercial_Miscellaneous_New_Food Preparation_Natural Gas_Griddle_E8 | F2 | Commercial | Miscellaneous | New | Food Preparation | Natural Gas | Griddle | E8 | RVT - Cost of Operation | 0 | 0 | 0 | 0 | 0 | 0 | 0 | 0 | 0 | 0 | 0 | 0 | 0 | 0 | 0 | 0 | 0 | 0 | 0 | 0 | 0 | 0 | 0 | 0 | 0 | 0 | 0
F2_Commercial_Miscellaneous_New_Food Preparation_Natural Gas_Griddle_E9 | F2 | Commercial | Miscellaneous | New | Food Preparation | Natural Gas | Griddle | E9 | RVT - Cost of Operation | 0 | 0 | 0 | 0 | 0 | 0 | 0 | 0 | 0 | 0 | 0 | 0 | 0 | 0 | 0 | 0 | 0 | 0 | 0 | 0 | 0 | 0 | 0 | 0 | 0 | 0 | 0
F2_Commercial_Miscellaneous_New_Food Preparation_Natural Gas_Griddle_E10 | F2 | Commercial | Miscellaneous | New | Food Preparation | Natural Gas | Griddle | E10 | RVT - Cost of Operation | 0 | 0 | 0 | 0 | 0 | 0 | 0 | 0 | 0 | 0 | 0 | 0 | 0 | 0 | 0 | 0 | 0 | 0 | 0 | 0 | 0 | 0 | 0 | 0 | 0 | 0 | 0
F3_Commercial_Miscellaneous_New_Food Preparation_Natural Gas_Griddle_E1 | F3 | Commercial | Miscellaneous | New | Food Preparation | Natural Gas | Griddle | E1 | System - kBTUs of Consumption | 1.3919 | 1.3919 | 1.3919 | 1.3919 | 1.3919 | 1.3919 | 1.3919 | 1.3919 | 1.3919 | 1.3919 | 1.3919 | 1.3919 | 1.3919 | 1.3919 | 1.3919 | 1.3919 | 1.3919 | 1.3919 | 1.3919 | 1.3919 | 1.3919 | 1.3919 | 1.3919 | 1.3919 | 1.3919 | 1.3919 | 1.3919
F3_Commercial_Miscellaneous_New_Food Preparation_Natural Gas_Griddle_E2 | F3 | Commercial | Miscellaneous | New | Food Preparation | Natural Gas | Griddle | E2 | System - kBTUs of Consumption | 1.2021 | 1.2021 | 1.2021 | 1.2021 | 1.2021 | 1.2021 | 1.2021 | 1.2021 | 1.2021 | 1.2021 | 1.2021 | 1.2021 | 1.2021 | 1.2021 | 1.2021 | 1.2021 | 1.2021 | 1.2021 | 1.2021 | 1.2021 | 1.2021 | 1.2021 | 1.2021 | 1.2021 | 1.2021 | 1.2021 | 1.2021
F3_Commercial_Miscellaneous_New_Food Preparation_Natural Gas_Griddle_E3 | F3 | Commercial | Miscellaneous | New | Food Preparation | Natural Gas | Griddle | E3 | System - kBTUs of Consumption | 0 | 0 | 0 | 0 | 0 | 0 | 0 | 0 | 0 | 0 | 0 | 0 | 0 | 0 | 0 | 0 | 0 | 0 | 0 | 0 | 0 | 0 | 0 | 0 | 0 | 0 | 0
F3_Commercial_Miscellaneous_New_Food Preparation_Natural Gas_Griddle_E4 | F3 | Commercial | Miscellaneous | New | Food Preparation | Natural Gas | Griddle | E4 | System - kBTUs of Consumption | 0 | 0 | 0 | 0 | 0 | 0 | 0 | 0 | 0 | 0 | 0 | 0 | 0 | 0 | 0 | 0 | 0 | 0 | 0 | 0 | 0 | 0 | 0 | 0 | 0 | 0 | 0
F3_Commercial_Miscellaneous_New_Food Preparation_Natural Gas_Griddle_E5 | F3 | Commercial | Miscellaneous | New | Food Preparation | Natural Gas | Griddle | E5 | System - kBTUs of Consumption | 0 | 0 | 0 | 0 | 0 | 0 | 0 | 0 | 0 | 0 | 0 | 0 | 0 | 0 | 0 | 0 | 0 | 0 | 0 | 0 | 0 | 0 | 0 | 0 | 0 | 0 | 0
F3_Commercial_Miscellaneous_New_Food Preparation_Natural Gas_Griddle_E6 | F3 | Commercial | Miscellaneous | New | Food Preparation | Natural Gas | Griddle | E6 | System - kBTUs of Consumption | 0 | 0 | 0 | 0 | 0 | 0 | 0 | 0 | 0 | 0 | 0 | 0 | 0 | 0 | 0 | 0 | 0 | 0 | 0 | 0 | 0 | 0 | 0 | 0 | 0 | 0 | 0
F3_Commercial_Miscellaneous_New_Food Preparation_Natural Gas_Griddle_E7 | F3 | Commercial | Miscellaneous | New | Food Preparation | Natural Gas | Griddle | E7 | System - kBTUs of Consumption | 0 | 0 | 0 | 0 | 0 | 0 | 0 | 0 | 0 | 0 | 0 | 0 | 0 | 0 | 0 | 0 | 0 | 0 | 0 | 0 | 0 | 0 | 0 | 0 | 0 | 0 | 0
F3_Commercial_Miscellaneous_New_Food Preparation_Natural Gas_Griddle_E8 | F3 | Commercial | Miscellaneous | New | Food Preparation | Natural Gas | Griddle | E8 | System - kBTUs of Consumption | 0 | 0 | 0 | 0 | 0 | 0 | 0 | 0 | 0 | 0 | 0 | 0 | 0 | 0 | 0 | 0 | 0 | 0 | 0 | 0 | 0 | 0 | 0 | 0 | 0 | 0 | 0
F3_Commercial_Miscellaneous_New_Food Preparation_Natural Gas_Griddle_E9 | F3 | Commercial | Miscellaneous | New | Food Preparation | Natural Gas | Griddle | E9 | System - kBTUs of Consumption | 0 | 0 | 0 | 0 | 0 | 0 | 0 | 0 | 0 | 0 | 0 | 0 | 0 | 0 | 0 | 0 | 0 | 0 | 0 | 0 | 0 | 0 | 0 | 0 | 0 | 0 | 0
F3_Commercial_Miscellaneous_New_Food Preparation_Natural Gas_Griddle_E10 | F3 | Commercial | Miscellaneous | New | Food Preparation | Natural Gas | Griddle | E10 | System - kBTUs of Consumption | 0 | 0 | 0 | 0 | 0 | 0 | 0 | 0 | 0 | 0 | 0 | 0 | 0 | 0 | 0 | 0 | 0 | 0 | 0 | 0 | 0 | 0 | 0 | 0 | 0 | 0 | 0
F4_Commercial_Miscellaneous_New_Food Preparation_Natural Gas_Griddle_E1 | F4 | Commercial | Miscellaneous | New | Food Preparation | Natural Gas | Griddle | E1 | Utility - Cost of Equipment | 0.0081998 | 0.0081998 | 0.0081998 | 0.0081998 | 0.0081998 | 0.0081998 | 0.0081998 | 0.0081998 | 0.0081998 | 0.0081998 | 0.0081998 | 0.0081998 | 0.0081998 | 0.0081998 | 0.0081998 | 0.0081998 | 0.0081998 | 0.0081998 | 0.0081998 | 0.0081998 | 0.0081998 | 0.0081998 | 0.0081998 | 0.0081998 | 0.0081998 | 0.0081998 | 0.0081998
F4_Commercial_Miscellaneous_New_Food Preparation_Natural Gas_Griddle_E2 | F4 | Commercial | Miscellaneous | New | Food Preparation | Natural Gas | Griddle | E2 | Utility - Cost of Equipment | 0.01019 | 0.01019 | 0.01019 | 0.01019 | 0.01019 | 0.01019 | 0.01019 | 0.01019 | 0.01019 | 0.01019 | 0.01019 | 0.01019 | 0.01019 | 0.01019 | 0.01019 | 0.01019 | 0.01019 | 0.01019 | 0.01019 | 0.01019 | 0.01019 | 0.01019 | 0.01019 | 0.01019 | 0.01019 | 0.01019 | 0.01019
F4_Commercial_Miscellaneous_New_Food Preparation_Natural Gas_Griddle_E3 | F4 | Commercial | Miscellaneous | New | Food Preparation | Natural Gas | Griddle | E3 | Utility - Cost of Equipment | 0 | 0 | 0 | 0 | 0 | 0 | 0 | 0 | 0 | 0 | 0 | 0 | 0 | 0 | 0 | 0 | 0 | 0 | 0 | 0 | 0 | 0 | 0 | 0 | 0 | 0 | 0
F4_Commercial_Miscellaneous_New_Food Preparation_Natural Gas_Griddle_E4 | F4 | Commercial | Miscellaneous | New | Food Preparation | Natural Gas | Griddle | E4 | Utility - Cost of Equipment | 0 | 0 | 0 | 0 | 0 | 0 | 0 | 0 | 0 | 0 | 0 | 0 | 0 | 0 | 0 | 0 | 0 | 0 | 0 | 0 | 0 | 0 | 0 | 0 | 0 | 0 | 0
F4_Commercial_Miscellaneous_New_Food Preparation_Natural Gas_Griddle_E5 | F4 | Commercial | Miscellaneous | New | Food Preparation | Natural Gas | Griddle | E5 | Utility - Cost of Equipment | 0 | 0 | 0 | 0 | 0 | 0 | 0 | 0 | 0 | 0 | 0 | 0 | 0 | 0 | 0 | 0 | 0 | 0 | 0 | 0 | 0 | 0 | 0 | 0 | 0 | 0 | 0
F4_Commercial_Miscellaneous_New_Food Preparation_Natural Gas_Griddle_E6 | F4 | Commercial | Miscellaneous | New | Food Preparation | Natural Gas | Griddle | E6 | Utility - Cost of Equipment | 0 | 0 | 0 | 0 | 0 | 0 | 0 | 0 | 0 | 0 | 0 | 0 | 0 | 0 | 0 | 0 | 0 | 0 | 0 | 0 | 0 | 0 | 0 | 0 | 0 | 0 | 0
F4_Commercial_Miscellaneous_New_Food Preparation_Natural Gas_Griddle_E7 | F4 | Commercial | Miscellaneous | New | Food Preparation | Natural Gas | Griddle | E7 | Utility - Cost of Equipment | 0 | 0 | 0 | 0 | 0 | 0 | 0 | 0 | 0 | 0 | 0 | 0 | 0 | 0 | 0 | 0 | 0 | 0 | 0 | 0 | 0 | 0 | 0 | 0 | 0 | 0 | 0
F4_Commercial_Miscellaneous_New_Food Preparation_Natural Gas_Griddle_E8 | F4 | Commercial | Miscellaneous | New | Food Preparation | Natural Gas | Griddle | E8 | Utility - Cost of Equipment | 0 | 0 | 0 | 0 | 0 | 0 | 0 | 0 | 0 | 0 | 0 | 0 | 0 | 0 | 0 | 0 | 0 | 0 | 0 | 0 | 0 | 0 | 0 | 0 | 0 | 0 | 0
F4_Commercial_Miscellaneous_New_Food Preparation_Natural Gas_Griddle_E9 | F4 | Commercial | Miscellaneous | New | Food Preparation | Natural Gas | Griddle | E9 | Utility - Cost of Equipment | 0 | 0 | 0 | 0 | 0 | 0 | 0 | 0 | 0 | 0 | 0 | 0 | 0 | 0 | 0 | 0 | 0 | 0 | 0 | 0 | 0 | 0 | 0 | 0 | 0 | 0 | 0
F4_Commercial_Miscellaneous_New_Food Preparation_Natural Gas_Griddle_E10 | F4 | Commercial | Miscellaneous | New | Food Preparation | Natural Gas | Griddle | E10 | Utility - Cost of Equipment | 0 | 0 | 0 | 0 | 0 | 0 | 0 | 0 | 0 | 0 | 0 | 0 | 0 | 0 | 0 | 0 | 0 | 0 | 0 | 0 | 0 | 0 | 0 | 0 | 0 | 0 | 0
F5_Commercial_Miscellaneous_New_Food Preparation_Natural Gas_Griddle_E1 | F5 | Commercial | Miscellaneous | New | Food Preparation | Natural Gas | Griddle | E1 | Utility - Cost of Operation | 0.018997 | 0.018794 | 0.018598 | 0.01841 | 0.018457 | 0.018656 | 0.018945 | 0.019268 | 0.019579 | 0.019843 | 0.020059 | 0.020214 | 0.020301 | 0.020292 | 0.020181 | 0.01997 | 0.019661 | 0.019271 | 0.018805 | 0.018252 | 0.017603 | 0.016855 | 0.016191 | 0.015765 | 0.015586 | 0.015662 | 0.015739
F5_Commercial_Miscellaneous_New_Food Preparation_Natural Gas_Griddle_E2 | F5 | Commercial | Miscellaneous | New | Food Preparation | Natural Gas | Griddle | E2 | Utility - Cost of Operation | 0.016407 | 0.016232 | 0.016062 | 0.0159 | 0.01594 | 0.016112 | 0.016362 | 0.016641 | 0.016909 | 0.017138 | 0.017325 | 0.017458 | 0.017534 | 0.017525 | 0.01743 | 0.017248 | 0.016981 | 0.016644 | 0.016242 | 0.015764 | 0.015203 | 0.014557 | 0.013984 | 0.013616 | 0.013461 | 0.013527 | 0.013593
F5_Commercial_Miscellaneous_New_Food Preparation_Natural Gas_Griddle_E3 | F5 | Commercial | Miscellaneous | New | Food Preparation | Natural Gas | Griddle | E3 | Utility - Cost of Operation | 0 | 0 | 0 | 0 | 0 | 0 | 0 | 0 | 0 | 0 | 0 | 0 | 0 | 0 | 0 | 0 | 0 | 0 | 0 | 0 | 0 | 0 | 0 | 0 | 0 | 0 | 0
F5_Commercial_Miscellaneous_New_Food Preparation_Natural Gas_Griddle_E4 | F5 | Commercial | Miscellaneous | New | Food Preparation | Natural Gas | Griddle | E4 | Utility - Cost of Operation | 0 | 0 | 0 | 0 | 0 | 0 | 0 | 0 | 0 | 0 | 0 | 0 | 0 | 0 | 0 | 0 | 0 | 0 | 0 | 0 | 0 | 0 | 0 | 0 | 0 | 0 | 0
F5_Commercial_Miscellaneous_New_Food Preparation_Natural Gas_Griddle_E5 | F5 | Commercial | Miscellaneous | New | Food Preparation | Natural Gas | Griddle | E5 | Utility - Cost of Operation | 0 | 0 | 0 | 0 | 0 | 0 | 0 | 0 | 0 | 0 | 0 | 0 | 0 | 0 | 0 | 0 | 0 | 0 | 0 | 0 | 0 | 0 | 0 | 0 | 0 | 0 | 0
F5_Commercial_Miscellaneous_New_Food Preparation_Natural Gas_Griddle_E6 | F5 | Commercial | Miscellaneous | New | Food Preparation | Natural Gas | Griddle | E6 | Utility - Cost of Operation | 0 | 0 | 0 | 0 | 0 | 0 | 0 | 0 | 0 | 0 | 0 | 0 | 0 | 0 | 0 | 0 | 0 | 0 | 0 | 0 | 0 | 0 | 0 | 0 | 0 | 0 | 0
F5_Commercial_Miscellaneous_New_Food Preparation_Natural Gas_Griddle_E7 | F5 | Commercial | Miscellaneous | New | Food Preparation | Natural Gas | Griddle | E7 | Utility - Cost of Operation | 0 | 0 | 0 | 0 | 0 | 0 | 0 | 0 | 0 | 0 | 0 | 0 | 0 | 0 | 0 | 0 | 0 | 0 | 0 | 0 | 0 | 0 | 0 | 0 | 0 | 0 | 0
F5_Commercial_Miscellaneous_New_Food Preparation_Natural Gas_Griddle_E8 | F5 | Commercial | Miscellaneous | New | Food Preparation | Natural Gas | Griddle | E8 | Utility - Cost of Operation | 0 | 0 | 0 | 0 | 0 | 0 | 0 | 0 | 0 | 0 | 0 | 0 | 0 | 0 | 0 | 0 | 0 | 0 | 0 | 0 | 0 | 0 | 0 | 0 | 0 | 0 | 0
F5_Commercial_Miscellaneous_New_Food Preparation_Natural Gas_Griddle_E9 | F5 | Commercial | Miscellaneous | New | Food Preparation | Natural Gas | Griddle | E9 | Utility - Cost of Operation | 0 | 0 | 0 | 0 | 0 | 0 | 0 | 0 | 0 | 0 | 0 | 0 | 0 | 0 | 0 | 0 | 0 | 0 | 0 | 0 | 0 | 0 | 0 | 0 | 0 | 0 | 0
F5_Commercial_Miscellaneous_New_Food Preparation_Natural Gas_Griddle_E10 | F5 | Commercial | Miscellaneous | New | Food Preparation | Natural Gas | Griddle | E10 | Utility - Cost of Operation | 0 | 0 | 0 | 0 | 0 | 0 | 0 | 0 | 0 | 0 | 0 | 0 | 0 | 0 | 0 | 0 | 0 | 0 | 0 | 0 | 0 | 0 | 0 | 0 | 0 | 0 | 0
F6_Commercial_Miscellaneous_New_Food Preparation_Natural Gas_Griddle_E1 | F6 | Commercial | Miscellaneous | New | Food Preparation | Natural Gas | Griddle | E1 | Utility - Value of Sales | 0 | 0 | 0 | 0 | 0 | 0 | 0 | 0 | 0 | 0 | 0 | 0 | 0 | 0 | 0 | 0 | 0 | 0 | 0 | 0 | 0 | 0 | 0 | 0 | 0 | 0 | 0
F6_Commercial_Miscellaneous_New_Food Preparation_Natural Gas_Griddle_E2 | F6 | Commercial | Miscellaneous | New | Food Preparation | Natural Gas | Griddle | E2 | Utility - Value of Sales | 0 | 0 | 0 | 0 | 0 | 0 | 0 | 0 | 0 | 0 | 0 | 0 | 0 | 0 | 0 | 0 | 0 | 0 | 0 | 0 | 0 | 0 | 0 | 0 | 0 | 0 | 0
F6_Commercial_Miscellaneous_New_Food Preparation_Natural Gas_Griddle_E3 | F6 | Commercial | Miscellaneous | New | Food Preparation | Natural Gas | Griddle | E3 | Utility - Value of Sales | 0 | 0 | 0 | 0 | 0 | 0 | 0 | 0 | 0 | 0 | 0 | 0 | 0 | 0 | 0 | 0 | 0 | 0 | 0 | 0 | 0 | 0 | 0 | 0 | 0 | 0 | 0
F6_Commercial_Miscellaneous_New_Food Preparation_Natural Gas_Griddle_E4 | F6 | Commercial | Miscellaneous | New | Food Preparation | Natural Gas | Griddle | E4 | Utility - Value of Sales | 0 | 0 | 0 | 0 | 0 | 0 | 0 | 0 | 0 | 0 | 0 | 0 | 0 | 0 | 0 | 0 | 0 | 0 | 0 | 0 | 0 | 0 | 0 | 0 | 0 | 0 | 0
F6_Commercial_Miscellaneous_New_Food Preparation_Natural Gas_Griddle_E5 | F6 | Commercial | Miscellaneous | New | Food Preparation | Natural Gas | Griddle | E5 | Utility - Value of Sales | 0 | 0 | 0 | 0 | 0 | 0 | 0 | 0 | 0 | 0 | 0 | 0 | 0 | 0 | 0 | 0 | 0 | 0 | 0 | 0 | 0 | 0 | 0 | 0 | 0 | 0 | 0
F6_Commercial_Miscellaneous_New_Food Preparation_Natural Gas_Griddle_E6 | F6 | Commercial | Miscellaneous | New | Food Preparation | Natural Gas | Griddle | E6 | Utility - Value of Sales | 0 | 0 | 0 | 0 | 0 | 0 | 0 | 0 | 0 | 0 | 0 | 0 | 0 | 0 | 0 | 0 | 0 | 0 | 0 | 0 | 0 | 0 | 0 | 0 | 0 | 0 | 0
F6_Commercial_Miscellaneous_New_Food Preparation_Natural Gas_Griddle_E7 | F6 | Commercial | Miscellaneous | New | Food Preparation | Natural Gas | Griddle | E7 | Utility - Value of Sales | 0 | 0 | 0 | 0 | 0 | 0 | 0 | 0 | 0 | 0 | 0 | 0 | 0 | 0 | 0 | 0 | 0 | 0 | 0 | 0 | 0 | 0 | 0 | 0 | 0 | 0 | 0
F6_Commercial_Miscellaneous_New_Food Preparation_Natural Gas_Griddle_E8 | F6 | Commercial | Miscellaneous | New | Food Preparation | Natural Gas | Griddle | E8 | Utility - Value of Sales | 0 | 0 | 0 | 0 | 0 | 0 | 0 | 0 | 0 | 0 | 0 | 0 | 0 | 0 | 0 | 0 | 0 | 0 | 0 | 0 | 0 | 0 | 0 | 0 | 0 | 0 | 0
F6_Commercial_Miscellaneous_New_Food Preparation_Natural Gas_Griddle_E9 | F6 | Commercial | Miscellaneous | New | Food Preparation | Natural Gas | Griddle | E9 | Utility - Value of Sales | 0 | 0 | 0 | 0 | 0 | 0 | 0 | 0 | 0 | 0 | 0 | 0 | 0 | 0 | 0 | 0 | 0 | 0 | 0 | 0 | 0 | 0 | 0 | 0 | 0 | 0 | 0
F6_Commercial_Miscellaneous_New_Food Preparation_Natural Gas_Griddle_E10 | F6 | Commercial | Miscellaneous | New | Food Preparation | Natural Gas | Griddle | E10 | Utility - Value of Sales | 0 | 0 | 0 | 0 | 0 | 0 | 0 | 0 | 0 | 0 | 0 | 0 | 0 | 0 | 0 | 0 | 0 | 0 | 0 | 0 | 0 | 0 | 0 | 0 | 0 | 0 | 0
F1_Commercial_Miscellaneous_New_Food Preparation_Natural Gas_Range_E1 | F1 | Commercial | Miscellaneous | New | Food Preparation | Natural Gas | Range | E1 | RVT - Cost of Equipment | 0.012552 | 0.012552 | 0.012552 | 0.012552 | 0.012552 | 0.012552 | 0.012552 | 0.012552 | 0.012552 | 0.012552 | 0.012552 | 0.012552 | 0.012552 | 0.012552 | 0.012552 | 0.012552 | 0.012552 | 0.012552 | 0.012552 | 0.012552 | 0.012552 | 0.012552 | 0.012552 | 0.012552 | 0.012552 | 0.012552 | 0.012552
F1_Commercial_Miscellaneous_New_Food Preparation_Natural Gas_Range_E2 | F1 | Commercial | Miscellaneous | New | Food Preparation | Natural Gas | Range | E2 | RVT - Cost of Equipment | 0.012552 | 0.012552 | 0.012552 | 0.012552 | 0.012552 | 0.012552 | 0.012552 | 0.012552 | 0.012552 | 0.012552 | 0.012552 | 0.012552 | 0.012552 | 0.012552 | 0.012552 | 0.012552 | 0.012552 | 0.012552 | 0.012552 | 0.012552 | 0.012552 | 0.012552 | 0.012552 | 0.012552 | 0.012552 | 0.012552 | 0.012552
F1_Commercial_Miscellaneous_New_Food Preparation_Natural Gas_Range_E3 | F1 | Commercial | Miscellaneous | New | Food Preparation | Natural Gas | Range | E3 | RVT - Cost of Equipment | 0 | 0 | 0 | 0 | 0 | 0 | 0 | 0 | 0 | 0 | 0 | 0 | 0 | 0 | 0 | 0 | 0 | 0 | 0 | 0 | 0 | 0 | 0 | 0 | 0 | 0 | 0
F1_Commercial_Miscellaneous_New_Food Preparation_Natural Gas_Range_E4 | F1 | Commercial | Miscellaneous | New | Food Preparation | Natural Gas | Range | E4 | RVT - Cost of Equipment | 0 | 0 | 0 | 0 | 0 | 0 | 0 | 0 | 0 | 0 | 0 | 0 | 0 | 0 | 0 | 0 | 0 | 0 | 0 | 0 | 0 | 0 | 0 | 0 | 0 | 0 | 0
F1_Commercial_Miscellaneous_New_Food Preparation_Natural Gas_Range_E5 | F1 | Commercial | Miscellaneous | New | Food Preparation | Natural Gas | Range | E5 | RVT - Cost of Equipment | 0 | 0 | 0 | 0 | 0 | 0 | 0 | 0 | 0 | 0 | 0 | 0 | 0 | 0 | 0 | 0 | 0 | 0 | 0 | 0 | 0 | 0 | 0 | 0 | 0 | 0 | 0
F1_Commercial_Miscellaneous_New_Food Preparation_Natural Gas_Range_E6 | F1 | Commercial | Miscellaneous | New | Food Preparation | Natural Gas | Range | E6 | RVT - Cost of Equipment | 0 | 0 | 0 | 0 | 0 | 0 | 0 | 0 | 0 | 0 | 0 | 0 | 0 | 0 | 0 | 0 | 0 | 0 | 0 | 0 | 0 | 0 | 0 | 0 | 0 | 0 | 0
F1_Commercial_Miscellaneous_New_Food Preparation_Natural Gas_Range_E7 | F1 | Commercial | Miscellaneous | New | Food Preparation | Natural Gas | Range | E7 | RVT - Cost of Equipment | 0 | 0 | 0 | 0 | 0 | 0 | 0 | 0 | 0 | 0 | 0 | 0 | 0 | 0 | 0 | 0 | 0 | 0 | 0 | 0 | 0 | 0 | 0 | 0 | 0 | 0 | 0
F1_Commercial_Miscellaneous_New_Food Preparation_Natural Gas_Range_E8 | F1 | Commercial | Miscellaneous | New | Food Preparation | Natural Gas | Range | E8 | RVT - Cost of Equipment | 0 | 0 | 0 | 0 | 0 | 0 | 0 | 0 | 0 | 0 | 0 | 0 | 0 | 0 | 0 | 0 | 0 | 0 | 0 | 0 | 0 | 0 | 0 | 0 | 0 | 0 | 0
F1_Commercial_Miscellaneous_New_Food Preparation_Natural Gas_Range_E9 | F1 | Commercial | Miscellaneous | New | Food Preparation | Natural Gas | Range | E9 | RVT - Cost of Equipment | 0 | 0 | 0 | 0 | 0 | 0 | 0 | 0 | 0 | 0 | 0 | 0 | 0 | 0 | 0 | 0 | 0 | 0 | 0 | 0 | 0 | 0 | 0 | 0 | 0 | 0 | 0
F1_Commercial_Miscellaneous_New_Food Preparation_Natural Gas_Range_E10 | F1 | Commercial | Miscellaneous | New | Food Preparation | Natural Gas | Range | E10 | RVT - Cost of Equipment | 0 | 0 | 0 | 0 | 0 | 0 | 0 | 0 | 0 | 0 | 0 | 0 | 0 | 0 | 0 | 0 | 0 | 0 | 0 | 0 | 0 | 0 | 0 | 0 | 0 | 0 | 0
F2_Commercial_Miscellaneous_New_Food Preparation_Natural Gas_Range_E1 | F2 | Commercial | Miscellaneous | New | Food Preparation | Natural Gas | Range | E1 | RVT - Cost of Operation | 0 | 0 | 0 | 0 | 0 | 0 | 0 | 0 | 0 | 0 | 0 | 0 | 0 | 0 | 0 | 0 | 0 | 0 | 0 | 0 | 0 | 0 | 0 | 0 | 0 | 0 | 0
F2_Commercial_Miscellaneous_New_Food Preparation_Natural Gas_Range_E2 | F2 | Commercial | Miscellaneous | New | Food Preparation | Natural Gas | Range | E2 | RVT - Cost of Operation | 0 | 0 | 0 | 0 | 0 | 0 | 0 | 0 | 0 | 0 | 0 | 0 | 0 | 0 | 0 | 0 | 0 | 0 | 0 | 0 | 0 | 0 | 0 | 0 | 0 | 0 | 0
F2_Commercial_Miscellaneous_New_Food Preparation_Natural Gas_Range_E3 | F2 | Commercial | Miscellaneous | New | Food Preparation | Natural Gas | Range | E3 | RVT - Cost of Operation | 0 | 0 | 0 | 0 | 0 | 0 | 0 | 0 | 0 | 0 | 0 | 0 | 0 | 0 | 0 | 0 | 0 | 0 | 0 | 0 | 0 | 0 | 0 | 0 | 0 | 0 | 0
F2_Commercial_Miscellaneous_New_Food Preparation_Natural Gas_Range_E4 | F2 | Commercial | Miscellaneous | New | Food Preparation | Natural Gas | Range | E4 | RVT - Cost of Operation | 0 | 0 | 0 | 0 | 0 | 0 | 0 | 0 | 0 | 0 | 0 | 0 | 0 | 0 | 0 | 0 | 0 | 0 | 0 | 0 | 0 | 0 | 0 | 0 | 0 | 0 | 0
F2_Commercial_Miscellaneous_New_Food Preparation_Natural Gas_Range_E5 | F2 | Commercial | Miscellaneous | New | Food Preparation | Natural Gas | Range | E5 | RVT - Cost of Operation | 0 | 0 | 0 | 0 | 0 | 0 | 0 | 0 | 0 | 0 | 0 | 0 | 0 | 0 | 0 | 0 | 0 | 0 | 0 | 0 | 0 | 0 | 0 | 0 | 0 | 0 | 0
F2_Commercial_Miscellaneous_New_Food Preparation_Natural Gas_Range_E6 | F2 | Commercial | Miscellaneous | New | Food Preparation | Natural Gas | Range | E6 | RVT - Cost of Operation | 0 | 0 | 0 | 0 | 0 | 0 | 0 | 0 | 0 | 0 | 0 | 0 | 0 | 0 | 0 | 0 | 0 | 0 | 0 | 0 | 0 | 0 | 0 | 0 | 0 | 0 | 0
F2_Commercial_Miscellaneous_New_Food Preparation_Natural Gas_Range_E7 | F2 | Commercial | Miscellaneous | New | Food Preparation | Natural Gas | Range | E7 | RVT - Cost of Operation | 0 | 0 | 0 | 0 | 0 | 0 | 0 | 0 | 0 | 0 | 0 | 0 | 0 | 0 | 0 | 0 | 0 | 0 | 0 | 0 | 0 | 0 | 0 | 0 | 0 | 0 | 0
F2_Commercial_Miscellaneous_New_Food Preparation_Natural Gas_Range_E8 | F2 | Commercial | Miscellaneous | New | Food Preparation | Natural Gas | Range | E8 | RVT - Cost of Operation | 0 | 0 | 0 | 0 | 0 | 0 | 0 | 0 | 0 | 0 | 0 | 0 | 0 | 0 | 0 | 0 | 0 | 0 | 0 | 0 | 0 | 0 | 0 | 0 | 0 | 0 | 0
F2_Commercial_Miscellaneous_New_Food Preparation_Natural Gas_Range_E9 | F2 | Commercial | Miscellaneous | New | Food Preparation | Natural Gas | Range | E9 | RVT - Cost of Operation | 0 | 0 | 0 | 0 | 0 | 0 | 0 | 0 | 0 | 0 | 0 | 0 | 0 | 0 | 0 | 0 | 0 | 0 | 0 | 0 | 0 | 0 | 0 | 0 | 0 | 0 | 0
F2_Commercial_Miscellaneous_New_Food Preparation_Natural Gas_Range_E10 | F2 | Commercial | Miscellaneous | New | Food Preparation | Natural Gas | Range | E10 | RVT - Cost of Operation | 0 | 0 | 0 | 0 | 0 | 0 | 0 | 0 | 0 | 0 | 0 | 0 | 0 | 0 | 0 | 0 | 0 | 0 | 0 | 0 | 0 | 0 | 0 | 0 | 0 | 0 | 0
F3_Commercial_Miscellaneous_New_Food Preparation_Natural Gas_Range_E1 | F3 | Commercial | Miscellaneous | New | Food Preparation | Natural Gas | Range | E1 | System - kBTUs of Consumption | 1.3413 | 1.3413 | 1.3413 | 1.3413 | 1.3413 | 1.3413 | 1.3413 | 1.3413 | 1.3413 | 1.3413 | 1.3413 | 1.3413 | 1.3413 | 1.3413 | 1.3413 | 1.3413 | 1.3413 | 1.3413 | 1.3413 | 1.3413 | 1.3413 | 1.3413 | 1.3413 | 1.3413 | 1.3413 | 1.3413 | 1.3413
F3_Commercial_Miscellaneous_New_Food Preparation_Natural Gas_Range_E2 | F3 | Commercial | Miscellaneous | New | Food Preparation | Natural Gas | Range | E2 | System - kBTUs of Consumption | 1.1497 | 1.1497 | 1.1497 | 1.1497 | 1.1497 | 1.1497 | 1.1497 | 1.1497 | 1.1497 | 1.1497 | 1.1497 | 1.1497 | 1.1497 | 1.1497 | 1.1497 | 1.1497 | 1.1497 | 1.1497 | 1.1497 | 1.1497 | 1.1497 | 1.1497 | 1.1497 | 1.1497 | 1.1497 | 1.1497 | 1.1497
F3_Commercial_Miscellaneous_New_Food Preparation_Natural Gas_Range_E3 | F3 | Commercial | Miscellaneous | New | Food Preparation | Natural Gas | Range | E3 | System - kBTUs of Consumption | 0 | 0 | 0 | 0 | 0 | 0 | 0 | 0 | 0 | 0 | 0 | 0 | 0 | 0 | 0 | 0 | 0 | 0 | 0 | 0 | 0 | 0 | 0 | 0 | 0 | 0 | 0
F3_Commercial_Miscellaneous_New_Food Preparation_Natural Gas_Range_E4 | F3 | Commercial | Miscellaneous | New | Food Preparation | Natural Gas | Range | E4 | System - kBTUs of Consumption | 0 | 0 | 0 | 0 | 0 | 0 | 0 | 0 | 0 | 0 | 0 | 0 | 0 | 0 | 0 | 0 | 0 | 0 | 0 | 0 | 0 | 0 | 0 | 0 | 0 | 0 | 0
F3_Commercial_Miscellaneous_New_Food Preparation_Natural Gas_Range_E5 | F3 | Commercial | Miscellaneous | New | Food Preparation | Natural Gas | Range | E5 | System - kBTUs of Consumption | 0 | 0 | 0 | 0 | 0 | 0 | 0 | 0 | 0 | 0 | 0 | 0 | 0 | 0 | 0 | 0 | 0 | 0 | 0 | 0 | 0 | 0 | 0 | 0 | 0 | 0 | 0
F3_Commercial_Miscellaneous_New_Food Preparation_Natural Gas_Range_E6 | F3 | Commercial | Miscellaneous | New | Food Preparation | Natural Gas | Range | E6 | System - kBTUs of Consumption | 0 | 0 | 0 | 0 | 0 | 0 | 0 | 0 | 0 | 0 | 0 | 0 | 0 | 0 | 0 | 0 | 0 | 0 | 0 | 0 | 0 | 0 | 0 | 0 | 0 | 0 | 0
F3_Commercial_Miscellaneous_New_Food Preparation_Natural Gas_Range_E7 | F3 | Commercial | Miscellaneous | New | Food Preparation | Natural Gas | Range | E7 | System - kBTUs of Consumption | 0 | 0 | 0 | 0 | 0 | 0 | 0 | 0 | 0 | 0 | 0 | 0 | 0 | 0 | 0 | 0 | 0 | 0 | 0 | 0 | 0 | 0 | 0 | 0 | 0 | 0 | 0
F3_Commercial_Miscellaneous_New_Food Preparation_Natural Gas_Range_E8 | F3 | Commercial | Miscellaneous | New | Food Preparation | Natural Gas | Range | E8 | System - kBTUs of Consumption | 0 | 0 | 0 | 0 | 0 | 0 | 0 | 0 | 0 | 0 | 0 | 0 | 0 | 0 | 0 | 0 | 0 | 0 | 0 | 0 | 0 | 0 | 0 | 0 | 0 | 0 | 0
F3_Commercial_Miscellaneous_New_Food Preparation_Natural Gas_Range_E9 | F3 | Commercial | Miscellaneous | New | Food Preparation | Natural Gas | Range | E9 | System - kBTUs of Consumption | 0 | 0 | 0 | 0 | 0 | 0 | 0 | 0 | 0 | 0 | 0 | 0 | 0 | 0 | 0 | 0 | 0 | 0 | 0 | 0 | 0 | 0 | 0 | 0 | 0 | 0 | 0
F3_Commercial_Miscellaneous_New_Food Preparation_Natural Gas_Range_E10 | F3 | Commercial | Miscellaneous | New | Food Preparation | Natural Gas | Range | E10 | System - kBTUs of Consumption | 0 | 0 | 0 | 0 | 0 | 0 | 0 | 0 | 0 | 0 | 0 | 0 | 0 | 0 | 0 | 0 | 0 | 0 | 0 | 0 | 0 | 0 | 0 | 0 | 0 | 0 | 0
F4_Commercial_Miscellaneous_New_Food Preparation_Natural Gas_Range_E1 | F4 | Commercial | Miscellaneous | New | Food Preparation | Natural Gas | Range | E1 | Utility - Cost of Equipment | 0.012552 | 0.012552 | 0.012552 | 0.012552 | 0.012552 | 0.012552 | 0.012552 | 0.012552 | 0.012552 | 0.012552 | 0.012552 | 0.012552 | 0.012552 | 0.012552 | 0.012552 | 0.012552 | 0.012552 | 0.012552 | 0.012552 | 0.012552 | 0.012552 | 0.012552 | 0.012552 | 0.012552 | 0.012552 | 0.012552 | 0.012552
F4_Commercial_Miscellaneous_New_Food Preparation_Natural Gas_Range_E2 | F4 | Commercial | Miscellaneous | New | Food Preparation | Natural Gas | Range | E2 | Utility - Cost of Equipment | 0.012552 | 0.012552 | 0.012552 | 0.012552 | 0.012552 | 0.012552 | 0.012552 | 0.012552 | 0.012552 | 0.012552 | 0.012552 | 0.012552 | 0.012552 | 0.012552 | 0.012552 | 0.012552 | 0.012552 | 0.012552 | 0.012552 | 0.012552 | 0.012552 | 0.012552 | 0.012552 | 0.012552 | 0.012552 | 0.012552 | 0.012552
F4_Commercial_Miscellaneous_New_Food Preparation_Natural Gas_Range_E3 | F4 | Commercial | Miscellaneous | New | Food Preparation | Natural Gas | Range | E3 | Utility - Cost of Equipment | 0 | 0 | 0 | 0 | 0 | 0 | 0 | 0 | 0 | 0 | 0 | 0 | 0 | 0 | 0 | 0 | 0 | 0 | 0 | 0 | 0 | 0 | 0 | 0 | 0 | 0 | 0
F4_Commercial_Miscellaneous_New_Food Preparation_Natural Gas_Range_E4 | F4 | Commercial | Miscellaneous | New | Food Preparation | Natural Gas | Range | E4 | Utility - Cost of Equipment | 0 | 0 | 0 | 0 | 0 | 0 | 0 | 0 | 0 | 0 | 0 | 0 | 0 | 0 | 0 | 0 | 0 | 0 | 0 | 0 | 0 | 0 | 0 | 0 | 0 | 0 | 0
F4_Commercial_Miscellaneous_New_Food Preparation_Natural Gas_Range_E5 | F4 | Commercial | Miscellaneous | New | Food Preparation | Natural Gas | Range | E5 | Utility - Cost of Equipment | 0 | 0 | 0 | 0 | 0 | 0 | 0 | 0 | 0 | 0 | 0 | 0 | 0 | 0 | 0 | 0 | 0 | 0 | 0 | 0 | 0 | 0 | 0 | 0 | 0 | 0 | 0
F4_Commercial_Miscellaneous_New_Food Preparation_Natural Gas_Range_E6 | F4 | Commercial | Miscellaneous | New | Food Preparation | Natural Gas | Range | E6 | Utility - Cost of Equipment | 0 | 0 | 0 | 0 | 0 | 0 | 0 | 0 | 0 | 0 | 0 | 0 | 0 | 0 | 0 | 0 | 0 | 0 | 0 | 0 | 0 | 0 | 0 | 0 | 0 | 0 | 0
F4_Commercial_Miscellaneous_New_Food Preparation_Natural Gas_Range_E7 | F4 | Commercial | Miscellaneous | New | Food Preparation | Natural Gas | Range | E7 | Utility - Cost of Equipment | 0 | 0 | 0 | 0 | 0 | 0 | 0 | 0 | 0 | 0 | 0 | 0 | 0 | 0 | 0 | 0 | 0 | 0 | 0 | 0 | 0 | 0 | 0 | 0 | 0 | 0 | 0
F4_Commercial_Miscellaneous_New_Food Preparation_Natural Gas_Range_E8 | F4 | Commercial | Miscellaneous | New | Food Preparation | Natural Gas | Range | E8 | Utility - Cost of Equipment | 0 | 0 | 0 | 0 | 0 | 0 | 0 | 0 | 0 | 0 | 0 | 0 | 0 | 0 | 0 | 0 | 0 | 0 | 0 | 0 | 0 | 0 | 0 | 0 | 0 | 0 | 0
F4_Commercial_Miscellaneous_New_Food Preparation_Natural Gas_Range_E9 | F4 | Commercial | Miscellaneous | New | Food Preparation | Natural Gas | Range | E9 | Utility - Cost of Equipment | 0 | 0 | 0 | 0 | 0 | 0 | 0 | 0 | 0 | 0 | 0 | 0 | 0 | 0 | 0 | 0 | 0 | 0 | 0 | 0 | 0 | 0 | 0 | 0 | 0 | 0 | 0
F4_Commercial_Miscellaneous_New_Food Preparation_Natural Gas_Range_E10 | F4 | Commercial | Miscellaneous | New | Food Preparation | Natural Gas | Range | E10 | Utility - Cost of Equipment | 0 | 0 | 0 | 0 | 0 | 0 | 0 | 0 | 0 | 0 | 0 | 0 | 0 | 0 | 0 | 0 | 0 | 0 | 0 | 0 | 0 | 0 | 0 | 0 | 0 | 0 | 0
F5_Commercial_Miscellaneous_New_Food Preparation_Natural Gas_Range_E1 | F5 | Commercial | Miscellaneous | New | Food Preparation | Natural Gas | Range | E1 | Utility - Cost of Operation | 0.018432 | 0.018166 | 0.017907 | 0.017655 | 0.017658 | 0.017825 | 0.018096 | 0.018425 | 0.01878 | 0.019143 | 0.019503 | 0.01982 | 0.020063 | 0.020166 | 0.020118 | 0.019921 | 0.01959 | 0.019155 | 0.018638 | 0.018026 | 0.017309 | 0.016483 | 0.015751 | 0.015277 | 0.015072 | 0.015146 | 0.01522
F5_Commercial_Miscellaneous_New_Food Preparation_Natural Gas_Range_E2 | F5 | Commercial | Miscellaneous | New | Food Preparation | Natural Gas | Range | E2 | Utility - Cost of Operation | 0.015799 | 0.015571 | 0.015349 | 0.015133 | 0.015135 | 0.015279 | 0.015511 | 0.015793 | 0.016097 | 0.016409 | 0.016716 | 0.016989 | 0.017197 | 0.017285 | 0.017244 | 0.017075 | 0.016791 | 0.016419 | 0.015976 | 0.01545 | 0.014836 | 0.014129 | 0.013501 | 0.013094 | 0.012919 | 0.012982 | 0.013046
F5_Commercial_Miscellaneous_New_Food Preparation_Natural Gas_Range_E3 | F5 | Commercial | Miscellaneous | New | Food Preparation | Natural Gas | Range | E3 | Utility - Cost of Operation | 0 | 0 | 0 | 0 | 0 | 0 | 0 | 0 | 0 | 0 | 0 | 0 | 0 | 0 | 0 | 0 | 0 | 0 | 0 | 0 | 0 | 0 | 0 | 0 | 0 | 0 | 0
F5_Commercial_Miscellaneous_New_Food Preparation_Natural Gas_Range_E4 | F5 | Commercial | Miscellaneous | New | Food Preparation | Natural Gas | Range | E4 | Utility - Cost of Operation | 0 | 0 | 0 | 0 | 0 | 0 | 0 | 0 | 0 | 0 | 0 | 0 | 0 | 0 | 0 | 0 | 0 | 0 | 0 | 0 | 0 | 0 | 0 | 0 | 0 | 0 | 0
F5_Commercial_Miscellaneous_New_Food Preparation_Natural Gas_Range_E5 | F5 | Commercial | Miscellaneous | New | Food Preparation | Natural Gas | Range | E5 | Utility - Cost of Operation | 0 | 0 | 0 | 0 | 0 | 0 | 0 | 0 | 0 | 0 | 0 | 0 | 0 | 0 | 0 | 0 | 0 | 0 | 0 | 0 | 0 | 0 | 0 | 0 | 0 | 0 | 0
F5_Commercial_Miscellaneous_New_Food Preparation_Natural Gas_Range_E6 | F5 | Commercial | Miscellaneous | New | Food Preparation | Natural Gas | Range | E6 | Utility - Cost of Operation | 0 | 0 | 0 | 0 | 0 | 0 | 0 | 0 | 0 | 0 | 0 | 0 | 0 | 0 | 0 | 0 | 0 | 0 | 0 | 0 | 0 | 0 | 0 | 0 | 0 | 0 | 0
F5_Commercial_Miscellaneous_New_Food Preparation_Natural Gas_Range_E7 | F5 | Commercial | Miscellaneous | New | Food Preparation | Natural Gas | Range | E7 | Utility - Cost of Operation | 0 | 0 | 0 | 0 | 0 | 0 | 0 | 0 | 0 | 0 | 0 | 0 | 0 | 0 | 0 | 0 | 0 | 0 | 0 | 0 | 0 | 0 | 0 | 0 | 0 | 0 | 0
F5_Commercial_Miscellaneous_New_Food Preparation_Natural Gas_Range_E8 | F5 | Commercial | Miscellaneous | New | Food Preparation | Natural Gas | Range | E8 | Utility - Cost of Operation | 0 | 0 | 0 | 0 | 0 | 0 | 0 | 0 | 0 | 0 | 0 | 0 | 0 | 0 | 0 | 0 | 0 | 0 | 0 | 0 | 0 | 0 | 0 | 0 | 0 | 0 | 0
F5_Commercial_Miscellaneous_New_Food Preparation_Natural Gas_Range_E9 | F5 | Commercial | Miscellaneous | New | Food Preparation | Natural Gas | Range | E9 | Utility - Cost of Operation | 0 | 0 | 0 | 0 | 0 | 0 | 0 | 0 | 0 | 0 | 0 | 0 | 0 | 0 | 0 | 0 | 0 | 0 | 0 | 0 | 0 | 0 | 0 | 0 | 0 | 0 | 0
F5_Commercial_Miscellaneous_New_Food Preparation_Natural Gas_Range_E10 | F5 | Commercial | Miscellaneous | New | Food Preparation | Natural Gas | Range | E10 | Utility - Cost of Operation | 0 | 0 | 0 | 0 | 0 | 0 | 0 | 0 | 0 | 0 | 0 | 0 | 0 | 0 | 0 | 0 | 0 | 0 | 0 | 0 | 0 | 0 | 0 | 0 | 0 | 0 | 0
F6_Commercial_Miscellaneous_New_Food Preparation_Natural Gas_Range_E1 | F6 | Commercial | Miscellaneous | New | Food Preparation | Natural Gas | Range | E1 | Utility - Value of Sales | 0 | 0 | 0 | 0 | 0 | 0 | 0 | 0 | 0 | 0 | 0 | 0 | 0 | 0 | 0 | 0 | 0 | 0 | 0 | 0 | 0 | 0 | 0 | 0 | 0 | 0 | 0
F6_Commercial_Miscellaneous_New_Food Preparation_Natural Gas_Range_E2 | F6 | Commercial | Miscellaneous | New | Food Preparation | Natural Gas | Range | E2 | Utility - Value of Sales | 0 | 0 | 0 | 0 | 0 | 0 | 0 | 0 | 0 | 0 | 0 | 0 | 0 | 0 | 0 | 0 | 0 | 0 | 0 | 0 | 0 | 0 | 0 | 0 | 0 | 0 | 0
F6_Commercial_Miscellaneous_New_Food Preparation_Natural Gas_Range_E3 | F6 | Commercial | Miscellaneous | New | Food Preparation | Natural Gas | Range | E3 | Utility - Value of Sales | 0 | 0 | 0 | 0 | 0 | 0 | 0 | 0 | 0 | 0 | 0 | 0 | 0 | 0 | 0 | 0 | 0 | 0 | 0 | 0 | 0 | 0 | 0 | 0 | 0 | 0 | 0
F6_Commercial_Miscellaneous_New_Food Preparation_Natural Gas_Range_E4 | F6 | Commercial | Miscellaneous | New | Food Preparation | Natural Gas | Range | E4 | Utility - Value of Sales | 0 | 0 | 0 | 0 | 0 | 0 | 0 | 0 | 0 | 0 | 0 | 0 | 0 | 0 | 0 | 0 | 0 | 0 | 0 | 0 | 0 | 0 | 0 | 0 | 0 | 0 | 0
F6_Commercial_Miscellaneous_New_Food Preparation_Natural Gas_Range_E5 | F6 | Commercial | Miscellaneous | New | Food Preparation | Natural Gas | Range | E5 | Utility - Value of Sales | 0 | 0 | 0 | 0 | 0 | 0 | 0 | 0 | 0 | 0 | 0 | 0 | 0 | 0 | 0 | 0 | 0 | 0 | 0 | 0 | 0 | 0 | 0 | 0 | 0 | 0 | 0
F6_Commercial_Miscellaneous_New_Food Preparation_Natural Gas_Range_E6 | F6 | Commercial | Miscellaneous | New | Food Preparation | Natural Gas | Range | E6 | Utility - Value of Sales | 0 | 0 | 0 | 0 | 0 | 0 | 0 | 0 | 0 | 0 | 0 | 0 | 0 | 0 | 0 | 0 | 0 | 0 | 0 | 0 | 0 | 0 | 0 | 0 | 0 | 0 | 0
F6_Commercial_Miscellaneous_New_Food Preparation_Natural Gas_Range_E7 | F6 | Commercial | Miscellaneous | New | Food Preparation | Natural Gas | Range | E7 | Utility - Value of Sales | 0 | 0 | 0 | 0 | 0 | 0 | 0 | 0 | 0 | 0 | 0 | 0 | 0 | 0 | 0 | 0 | 0 | 0 | 0 | 0 | 0 | 0 | 0 | 0 | 0 | 0 | 0
F6_Commercial_Miscellaneous_New_Food Preparation_Natural Gas_Range_E8 | F6 | Commercial | Miscellaneous | New | Food Preparation | Natural Gas | Range | E8 | Utility - Value of Sales | 0 | 0 | 0 | 0 | 0 | 0 | 0 | 0 | 0 | 0 | 0 | 0 | 0 | 0 | 0 | 0 | 0 | 0 | 0 | 0 | 0 | 0 | 0 | 0 | 0 | 0 | 0
F6_Commercial_Miscellaneous_New_Food Preparation_Natural Gas_Range_E9 | F6 | Commercial | Miscellaneous | New | Food Preparation | Natural Gas | Range | E9 | Utility - Value of Sales | 0 | 0 | 0 | 0 | 0 | 0 | 0 | 0 | 0 | 0 | 0 | 0 | 0 | 0 | 0 | 0 | 0 | 0 | 0 | 0 | 0 | 0 | 0 | 0 | 0 | 0 | 0
F6_Commercial_Miscellaneous_New_Food Preparation_Natural Gas_Range_E10 | F6 | Commercial | Miscellaneous | New | Food Preparation | Natural Gas | Range | E10 | Utility - Value of Sales | 0 | 0 | 0 | 0 | 0 | 0 | 0 | 0 | 0 | 0 | 0 | 0 | 0 | 0 | 0 | 0 | 0 | 0 | 0 | 0 | 0 | 0 | 0 | 0 | 0 | 0 | 0
F1_Commercial_Miscellaneous_New_Food Preparation_Natural Gas_Steamer_E1 | F1 | Commercial | Miscellaneous | New | Food Preparation | Natural Gas | Steamer | E1 | RVT - Cost of Equipment | 0.031697 | 0 | 0 | 0 | 0 | 0 | 0 | 0 | 0 | 0 | 0 | 0 | 0 | 0 | 0 | 0 | 0 | 0 | 0 | 0 | 0 | 0 | 0 | 0 | 0 | 0 | 0
F1_Commercial_Miscellaneous_New_Food Preparation_Natural Gas_Steamer_E2 | F1 | Commercial | Miscellaneous | New | Food Preparation | Natural Gas | Steamer | E2 | RVT - Cost of Equipment | 0.018412 | 0.018412 | 0.018412 | 0.018412 | 0.018412 | 0.018412 | 0.018412 | 0.018412 | 0.018412 | 0.018412 | 0.018412 | 0.018412 | 0.018412 | 0.018412 | 0.018412 | 0.018412 | 0.018412 | 0.018412 | 0.018412 | 0.018412 | 0.018412 | 0.018412 | 0.018412 | 0.018412 | 0.018412 | 0.018412 | 0.018412
F1_Commercial_Miscellaneous_New_Food Preparation_Natural Gas_Steamer_E3 | F1 | Commercial | Miscellaneous | New | Food Preparation | Natural Gas | Steamer | E3 | RVT - Cost of Equipment | 0 | 0 | 0 | 0 | 0 | 0 | 0 | 0 | 0 | 0 | 0 | 0 | 0 | 0 | 0 | 0 | 0 | 0 | 0 | 0 | 0 | 0 | 0 | 0 | 0 | 0 | 0
F1_Commercial_Miscellaneous_New_Food Preparation_Natural Gas_Steamer_E4 | F1 | Commercial | Miscellaneous | New | Food Preparation | Natural Gas | Steamer | E4 | RVT - Cost of Equipment | 0 | 0 | 0 | 0 | 0 | 0 | 0 | 0 | 0 | 0 | 0 | 0 | 0 | 0 | 0 | 0 | 0 | 0 | 0 | 0 | 0 | 0 | 0 | 0 | 0 | 0 | 0
F1_Commercial_Miscellaneous_New_Food Preparation_Natural Gas_Steamer_E5 | F1 | Commercial | Miscellaneous | New | Food Preparation | Natural Gas | Steamer | E5 | RVT - Cost of Equipment | 0 | 0 | 0 | 0 | 0 | 0 | 0 | 0 | 0 | 0 | 0 | 0 | 0 | 0 | 0 | 0 | 0 | 0 | 0 | 0 | 0 | 0 | 0 | 0 | 0 | 0 | 0
F1_Commercial_Miscellaneous_New_Food Preparation_Natural Gas_Steamer_E6 | F1 | Commercial | Miscellaneous | New | Food Preparation | Natural Gas | Steamer | E6 | RVT - Cost of Equipment | 0 | 0 | 0 | 0 | 0 | 0 | 0 | 0 | 0 | 0 | 0 | 0 | 0 | 0 | 0 | 0 | 0 | 0 | 0 | 0 | 0 | 0 | 0 | 0 | 0 | 0 | 0
F1_Commercial_Miscellaneous_New_Food Preparation_Natural Gas_Steamer_E7 | F1 | Commercial | Miscellaneous | New | Food Preparation | Natural Gas | Steamer | E7 | RVT - Cost of Equipment | 0 | 0 | 0 | 0 | 0 | 0 | 0 | 0 | 0 | 0 | 0 | 0 | 0 | 0 | 0 | 0 | 0 | 0 | 0 | 0 | 0 | 0 | 0 | 0 | 0 | 0 | 0
F1_Commercial_Miscellaneous_New_Food Preparation_Natural Gas_Steamer_E8 | F1 | Commercial | Miscellaneous | New | Food Preparation | Natural Gas | Steamer | E8 | RVT - Cost of Equipment | 0 | 0 | 0 | 0 | 0 | 0 | 0 | 0 | 0 | 0 | 0 | 0 | 0 | 0 | 0 | 0 | 0 | 0 | 0 | 0 | 0 | 0 | 0 | 0 | 0 | 0 | 0
F1_Commercial_Miscellaneous_New_Food Preparation_Natural Gas_Steamer_E9 | F1 | Commercial | Miscellaneous | New | Food Preparation | Natural Gas | Steamer | E9 | RVT - Cost of Equipment | 0 | 0 | 0 | 0 | 0 | 0 | 0 | 0 | 0 | 0 | 0 | 0 | 0 | 0 | 0 | 0 | 0 | 0 | 0 | 0 | 0 | 0 | 0 | 0 | 0 | 0 | 0
F1_Commercial_Miscellaneous_New_Food Preparation_Natural Gas_Steamer_E10 | F1 | Commercial | Miscellaneous | New | Food Preparation | Natural Gas | Steamer | E10 | RVT - Cost of Equipment | 0 | 0 | 0 | 0 | 0 | 0 | 0 | 0 | 0 | 0 | 0 | 0 | 0 | 0 | 0 | 0 | 0 | 0 | 0 | 0 | 0 | 0 | 0 | 0 | 0 | 0 | 0
F2_Commercial_Miscellaneous_New_Food Preparation_Natural Gas_Steamer_E1 | F2 | Commercial | Miscellaneous | New | Food Preparation | Natural Gas | Steamer | E1 | RVT - Cost of Operation | 0 | 0 | 0 | 0 | 0 | 0 | 0 | 0 | 0 | 0 | 0 | 0 | 0 | 0 | 0 | 0 | 0 | 0 | 0 | 0 | 0 | 0 | 0 | 0 | 0 | 0 | 0
F2_Commercial_Miscellaneous_New_Food Preparation_Natural Gas_Steamer_E2 | F2 | Commercial | Miscellaneous | New | Food Preparation | Natural Gas | Steamer | E2 | RVT - Cost of Operation | 0 | 0 | 0 | 0 | 0 | 0 | 0 | 0 | 0 | 0 | 0 | 0 | 0 | 0 | 0 | 0 | 0 | 0 | 0 | 0 | 0 | 0 | 0 | 0 | 0 | 0 | 0
F2_Commercial_Miscellaneous_New_Food Preparation_Natural Gas_Steamer_E3 | F2 | Commercial | Miscellaneous | New | Food Preparation | Natural Gas | Steamer | E3 | RVT - Cost of Operation | 0 | 0 | 0 | 0 | 0 | 0 | 0 | 0 | 0 | 0 | 0 | 0 | 0 | 0 | 0 | 0 | 0 | 0 | 0 | 0 | 0 | 0 | 0 | 0 | 0 | 0 | 0
F2_Commercial_Miscellaneous_New_Food Preparation_Natural Gas_Steamer_E4 | F2 | Commercial | Miscellaneous | New | Food Preparation | Natural Gas | Steamer | E4 | RVT - Cost of Operation | 0 | 0 | 0 | 0 | 0 | 0 | 0 | 0 | 0 | 0 | 0 | 0 | 0 | 0 | 0 | 0 | 0 | 0 | 0 | 0 | 0 | 0 | 0 | 0 | 0 | 0 | 0
F2_Commercial_Miscellaneous_New_Food Preparation_Natural Gas_Steamer_E5 | F2 | Commercial | Miscellaneous | New | Food Preparation | Natural Gas | Steamer | E5 | RVT - Cost of Operation | 0 | 0 | 0 | 0 | 0 | 0 | 0 | 0 | 0 | 0 | 0 | 0 | 0 | 0 | 0 | 0 | 0 | 0 | 0 | 0 | 0 | 0 | 0 | 0 | 0 | 0 | 0
F2_Commercial_Miscellaneous_New_Food Preparation_Natural Gas_Steamer_E6 | F2 | Commercial | Miscellaneous | New | Food Preparation | Natural Gas | Steamer | E6 | RVT - Cost of Operation | 0 | 0 | 0 | 0 | 0 | 0 | 0 | 0 | 0 | 0 | 0 | 0 | 0 | 0 | 0 | 0 | 0 | 0 | 0 | 0 | 0 | 0 | 0 | 0 | 0 | 0 | 0
F2_Commercial_Miscellaneous_New_Food Preparation_Natural Gas_Steamer_E7 | F2 | Commercial | Miscellaneous | New | Food Preparation | Natural Gas | Steamer | E7 | RVT - Cost of Operation | 0 | 0 | 0 | 0 | 0 | 0 | 0 | 0 | 0 | 0 | 0 | 0 | 0 | 0 | 0 | 0 | 0 | 0 | 0 | 0 | 0 | 0 | 0 | 0 | 0 | 0 | 0
F2_Commercial_Miscellaneous_New_Food Preparation_Natural Gas_Steamer_E8 | F2 | Commercial | Miscellaneous | New | Food Preparation | Natural Gas | Steamer | E8 | RVT - Cost of Operation | 0 | 0 | 0 | 0 | 0 | 0 | 0 | 0 | 0 | 0 | 0 | 0 | 0 | 0 | 0 | 0 | 0 | 0 | 0 | 0 | 0 | 0 | 0 | 0 | 0 | 0 | 0
F2_Commercial_Miscellaneous_New_Food Preparation_Natural Gas_Steamer_E9 | F2 | Commercial | Miscellaneous | New | Food Preparation | Natural Gas | Steamer | E9 | RVT - Cost of Operation | 0 | 0 | 0 | 0 | 0 | 0 | 0 | 0 | 0 | 0 | 0 | 0 | 0 | 0 | 0 | 0 | 0 | 0 | 0 | 0 | 0 | 0 | 0 | 0 | 0 | 0 | 0
F2_Commercial_Miscellaneous_New_Food Preparation_Natural Gas_Steamer_E10 | F2 | Commercial | Miscellaneous | New | Food Preparation | Natural Gas | Steamer | E10 | RVT - Cost of Operation | 0 | 0 | 0 | 0 | 0 | 0 | 0 | 0 | 0 | 0 | 0 | 0 | 0 | 0 | 0 | 0 | 0 | 0 | 0 | 0 | 0 | 0 | 0 | 0 | 0 | 0 | 0
F3_Commercial_Miscellaneous_New_Food Preparation_Natural Gas_Steamer_E1 | F3 | Commercial | Miscellaneous | New | Food Preparation | Natural Gas | Steamer | E1 | System - kBTUs of Consumption | 2.4973 | 0 | 0 | 0 | 0 | 0 | 0 | 0 | 0 | 0 | 0 | 0 | 0 | 0 | 0 | 0 | 0 | 0 | 0 | 0 | 0 | 0 | 0 | 0 | 0 | 0 | 0
F3_Commercial_Miscellaneous_New_Food Preparation_Natural Gas_Steamer_E2 | F3 | Commercial | Miscellaneous | New | Food Preparation | Natural Gas | Steamer | E2 | System - kBTUs of Consumption | 0.43793 | 0.43793 | 0.43793 | 0.43793 | 0.43793 | 0.43793 | 0.43793 | 0.43793 | 0.43793 | 0.43793 | 0.43793 | 0.43793 | 0.43793 | 0.43793 | 0.43793 | 0.43793 | 0.43793 | 0.43793 | 0.43793 | 0.43793 | 0.43793 | 0.43793 | 0.43793 | 0.43793 | 0.43793 | 0.43793 | 0.43793
F3_Commercial_Miscellaneous_New_Food Preparation_Natural Gas_Steamer_E3 | F3 | Commercial | Miscellaneous | New | Food Preparation | Natural Gas | Steamer | E3 | System - kBTUs of Consumption | 0 | 0 | 0 | 0 | 0 | 0 | 0 | 0 | 0 | 0 | 0 | 0 | 0 | 0 | 0 | 0 | 0 | 0 | 0 | 0 | 0 | 0 | 0 | 0 | 0 | 0 | 0
F3_Commercial_Miscellaneous_New_Food Preparation_Natural Gas_Steamer_E4 | F3 | Commercial | Miscellaneous | New | Food Preparation | Natural Gas | Steamer | E4 | System - kBTUs of Consumption | 0 | 0 | 0 | 0 | 0 | 0 | 0 | 0 | 0 | 0 | 0 | 0 | 0 | 0 | 0 | 0 | 0 | 0 | 0 | 0 | 0 | 0 | 0 | 0 | 0 | 0 | 0
F3_Commercial_Miscellaneous_New_Food Preparation_Natural Gas_Steamer_E5 | F3 | Commercial | Miscellaneous | New | Food Preparation | Natural Gas | Steamer | E5 | System - kBTUs of Consumption | 0 | 0 | 0 | 0 | 0 | 0 | 0 | 0 | 0 | 0 | 0 | 0 | 0 | 0 | 0 | 0 | 0 | 0 | 0 | 0 | 0 | 0 | 0 | 0 | 0 | 0 | 0
F3_Commercial_Miscellaneous_New_Food Preparation_Natural Gas_Steamer_E6 | F3 | Commercial | Miscellaneous | New | Food Preparation | Natural Gas | Steamer | E6 | System - kBTUs of Consumption | 0 | 0 | 0 | 0 | 0 | 0 | 0 | 0 | 0 | 0 | 0 | 0 | 0 | 0 | 0 | 0 | 0 | 0 | 0 | 0 | 0 | 0 | 0 | 0 | 0 | 0 | 0
F3_Commercial_Miscellaneous_New_Food Preparation_Natural Gas_Steamer_E7 | F3 | Commercial | Miscellaneous | New | Food Preparation | Natural Gas | Steamer | E7 | System - kBTUs of Consumption | 0 | 0 | 0 | 0 | 0 | 0 | 0 | 0 | 0 | 0 | 0 | 0 | 0 | 0 | 0 | 0 | 0 | 0 | 0 | 0 | 0 | 0 | 0 | 0 | 0 | 0 | 0
F3_Commercial_Miscellaneous_New_Food Preparation_Natural Gas_Steamer_E8 | F3 | Commercial | Miscellaneous | New | Food Preparation | Natural Gas | Steamer | E8 | System - kBTUs of Consumption | 0 | 0 | 0 | 0 | 0 | 0 | 0 | 0 | 0 | 0 | 0 | 0 | 0 | 0 | 0 | 0 | 0 | 0 | 0 | 0 | 0 | 0 | 0 | 0 | 0 | 0 | 0
F3_Commercial_Miscellaneous_New_Food Preparation_Natural Gas_Steamer_E9 | F3 | Commercial | Miscellaneous | New | Food Preparation | Natural Gas | Steamer | E9 | System - kBTUs of Consumption | 0 | 0 | 0 | 0 | 0 | 0 | 0 | 0 | 0 | 0 | 0 | 0 | 0 | 0 | 0 | 0 | 0 | 0 | 0 | 0 | 0 | 0 | 0 | 0 | 0 | 0 | 0
F3_Commercial_Miscellaneous_New_Food Preparation_Natural Gas_Steamer_E10 | F3 | Commercial | Miscellaneous | New | Food Preparation | Natural Gas | Steamer | E10 | System - kBTUs of Consumption | 0 | 0 | 0 | 0 | 0 | 0 | 0 | 0 | 0 | 0 | 0 | 0 | 0 | 0 | 0 | 0 | 0 | 0 | 0 | 0 | 0 | 0 | 0 | 0 | 0 | 0 | 0
F4_Commercial_Miscellaneous_New_Food Preparation_Natural Gas_Steamer_E1 | F4 | Commercial | Miscellaneous | New | Food Preparation | Natural Gas | Steamer | E1 | Utility - Cost of Equipment | 0.031697 | 0 | 0 | 0 | 0 | 0 | 0 | 0 | 0 | 0 | 0 | 0 | 0 | 0 | 0 | 0 | 0 | 0 | 0 | 0 | 0 | 0 | 0 | 0 | 0 | 0 | 0
F4_Commercial_Miscellaneous_New_Food Preparation_Natural Gas_Steamer_E2 | F4 | Commercial | Miscellaneous | New | Food Preparation | Natural Gas | Steamer | E2 | Utility - Cost of Equipment | 0.018412 | 0.018412 | 0.018412 | 0.018412 | 0.018412 | 0.018412 | 0.018412 | 0.018412 | 0.018412 | 0.018412 | 0.018412 | 0.018412 | 0.018412 | 0.018412 | 0.018412 | 0.018412 | 0.018412 | 0.018412 | 0.018412 | 0.018412 | 0.018412 | 0.018412 | 0.018412 | 0.018412 | 0.018412 | 0.018412 | 0.018412
F4_Commercial_Miscellaneous_New_Food Preparation_Natural Gas_Steamer_E3 | F4 | Commercial | Miscellaneous | New | Food Preparation | Natural Gas | Steamer | E3 | Utility - Cost of Equipment | 0 | 0 | 0 | 0 | 0 | 0 | 0 | 0 | 0 | 0 | 0 | 0 | 0 | 0 | 0 | 0 | 0 | 0 | 0 | 0 | 0 | 0 | 0 | 0 | 0 | 0 | 0
F4_Commercial_Miscellaneous_New_Food Preparation_Natural Gas_Steamer_E4 | F4 | Commercial | Miscellaneous | New | Food Preparation | Natural Gas | Steamer | E4 | Utility - Cost of Equipment | 0 | 0 | 0 | 0 | 0 | 0 | 0 | 0 | 0 | 0 | 0 | 0 | 0 | 0 | 0 | 0 | 0 | 0 | 0 | 0 | 0 | 0 | 0 | 0 | 0 | 0 | 0
F4_Commercial_Miscellaneous_New_Food Preparation_Natural Gas_Steamer_E5 | F4 | Commercial | Miscellaneous | New | Food Preparation | Natural Gas | Steamer | E5 | Utility - Cost of Equipment | 0 | 0 | 0 | 0 | 0 | 0 | 0 | 0 | 0 | 0 | 0 | 0 | 0 | 0 | 0 | 0 | 0 | 0 | 0 | 0 | 0 | 0 | 0 | 0 | 0 | 0 | 0
F4_Commercial_Miscellaneous_New_Food Preparation_Natural Gas_Steamer_E6 | F4 | Commercial | Miscellaneous | New | Food Preparation | Natural Gas | Steamer | E6 | Utility - Cost of Equipment | 0 | 0 | 0 | 0 | 0 | 0 | 0 | 0 | 0 | 0 | 0 | 0 | 0 | 0 | 0 | 0 | 0 | 0 | 0 | 0 | 0 | 0 | 0 | 0 | 0 | 0 | 0
F4_Commercial_Miscellaneous_New_Food Preparation_Natural Gas_Steamer_E7 | F4 | Commercial | Miscellaneous | New | Food Preparation | Natural Gas | Steamer | E7 | Utility - Cost of Equipment | 0 | 0 | 0 | 0 | 0 | 0 | 0 | 0 | 0 | 0 | 0 | 0 | 0 | 0 | 0 | 0 | 0 | 0 | 0 | 0 | 0 | 0 | 0 | 0 | 0 | 0 | 0
F4_Commercial_Miscellaneous_New_Food Preparation_Natural Gas_Steamer_E8 | F4 | Commercial | Miscellaneous | New | Food Preparation | Natural Gas | Steamer | E8 | Utility - Cost of Equipment | 0 | 0 | 0 | 0 | 0 | 0 | 0 | 0 | 0 | 0 | 0 | 0 | 0 | 0 | 0 | 0 | 0 | 0 | 0 | 0 | 0 | 0 | 0 | 0 | 0 | 0 | 0
F4_Commercial_Miscellaneous_New_Food Preparation_Natural Gas_Steamer_E9 | F4 | Commercial | Miscellaneous | New | Food Preparation | Natural Gas | Steamer | E9 | Utility - Cost of Equipment | 0 | 0 | 0 | 0 | 0 | 0 | 0 | 0 | 0 | 0 | 0 | 0 | 0 | 0 | 0 | 0 | 0 | 0 | 0 | 0 | 0 | 0 | 0 | 0 | 0 | 0 | 0
F4_Commercial_Miscellaneous_New_Food Preparation_Natural Gas_Steamer_E10 | F4 | Commercial | Miscellaneous | New | Food Preparation | Natural Gas | Steamer | E10 | Utility - Cost of Equipment | 0 | 0 | 0 | 0 | 0 | 0 | 0 | 0 | 0 | 0 | 0 | 0 | 0 | 0 | 0 | 0 | 0 | 0 | 0 | 0 | 0 | 0 | 0 | 0 | 0 | 0 | 0
F5_Commercial_Miscellaneous_New_Food Preparation_Natural Gas_Steamer_E1 | F5 | Commercial | Miscellaneous | New | Food Preparation | Natural Gas | Steamer | E1 | Utility - Cost of Operation | 0.034567 | 0 | 0 | 0 | 0 | 0 | 0 | 0 | 0 | 0 | 0 | 0 | 0 | 0 | 0 | 0 | 0 | 0 | 0 | 0 | 0 | 0 | 0 | 0 | 0 | 0 | 0
F5_Commercial_Miscellaneous_New_Food Preparation_Natural Gas_Steamer_E2 | F5 | Commercial | Miscellaneous | New | Food Preparation | Natural Gas | Steamer | E2 | Utility - Cost of Operation | 0.0060617 | 0.0059413 | 0.0058219 | 0.005705 | 0.005685 | 0.0057274 | 0.0058097 | 0.0059137 | 0.0060266 | 0.0061416 | 0.0062614 | 0.0063852 | 0.0065078 | 0.0066063 | 0.0066676 | 0.0066726 | 0.0066087 | 0.0064792 | 0.0062906 | 0.0060508 | 0.005771 | 0.0054496 | 0.0051637 | 0.0049772 | 0.0048941 | 0.0049181 | 0.0049422
F5_Commercial_Miscellaneous_New_Food Preparation_Natural Gas_Steamer_E3 | F5 | Commercial | Miscellaneous | New | Food Preparation | Natural Gas | Steamer | E3 | Utility - Cost of Operation | 0 | 0 | 0 | 0 | 0 | 0 | 0 | 0 | 0 | 0 | 0 | 0 | 0 | 0 | 0 | 0 | 0 | 0 | 0 | 0 | 0 | 0 | 0 | 0 | 0 | 0 | 0
F5_Commercial_Miscellaneous_New_Food Preparation_Natural Gas_Steamer_E4 | F5 | Commercial | Miscellaneous | New | Food Preparation | Natural Gas | Steamer | E4 | Utility - Cost of Operation | 0 | 0 | 0 | 0 | 0 | 0 | 0 | 0 | 0 | 0 | 0 | 0 | 0 | 0 | 0 | 0 | 0 | 0 | 0 | 0 | 0 | 0 | 0 | 0 | 0 | 0 | 0
F5_Commercial_Miscellaneous_New_Food Preparation_Natural Gas_Steamer_E5 | F5 | Commercial | Miscellaneous | New | Food Preparation | Natural Gas | Steamer | E5 | Utility - Cost of Operation | 0 | 0 | 0 | 0 | 0 | 0 | 0 | 0 | 0 | 0 | 0 | 0 | 0 | 0 | 0 | 0 | 0 | 0 | 0 | 0 | 0 | 0 | 0 | 0 | 0 | 0 | 0
F5_Commercial_Miscellaneous_New_Food Preparation_Natural Gas_Steamer_E6 | F5 | Commercial | Miscellaneous | New | Food Preparation | Natural Gas | Steamer | E6 | Utility - Cost of Operation | 0 | 0 | 0 | 0 | 0 | 0 | 0 | 0 | 0 | 0 | 0 | 0 | 0 | 0 | 0 | 0 | 0 | 0 | 0 | 0 | 0 | 0 | 0 | 0 | 0 | 0 | 0
F5_Commercial_Miscellaneous_New_Food Preparation_Natural Gas_Steamer_E7 | F5 | Commercial | Miscellaneous | New | Food Preparation | Natural Gas | Steamer | E7 | Utility - Cost of Operation | 0 | 0 | 0 | 0 | 0 | 0 | 0 | 0 | 0 | 0 | 0 | 0 | 0 | 0 | 0 | 0 | 0 | 0 | 0 | 0 | 0 | 0 | 0 | 0 | 0 | 0 | 0
F5_Commercial_Miscellaneous_New_Food Preparation_Natural Gas_Steamer_E8 | F5 | Commercial | Miscellaneous | New | Food Preparation | Natural Gas | Steamer | E8 | Utility - Cost of Operation | 0 | 0 | 0 | 0 | 0 | 0 | 0 | 0 | 0 | 0 | 0 | 0 | 0 | 0 | 0 | 0 | 0 | 0 | 0 | 0 | 0 | 0 | 0 | 0 | 0 | 0 | 0
F5_Commercial_Miscellaneous_New_Food Preparation_Natural Gas_Steamer_E9 | F5 | Commercial | Miscellaneous | New | Food Preparation | Natural Gas | Steamer | E9 | Utility - Cost of Operation | 0 | 0 | 0 | 0 | 0 | 0 | 0 | 0 | 0 | 0 | 0 | 0 | 0 | 0 | 0 | 0 | 0 | 0 | 0 | 0 | 0 | 0 | 0 | 0 | 0 | 0 | 0
F5_Commercial_Miscellaneous_New_Food Preparation_Natural Gas_Steamer_E10 | F5 | Commercial | Miscellaneous | New | Food Preparation | Natural Gas | Steamer | E10 | Utility - Cost of Operation | 0 | 0 | 0 | 0 | 0 | 0 | 0 | 0 | 0 | 0 | 0 | 0 | 0 | 0 | 0 | 0 | 0 | 0 | 0 | 0 | 0 | 0 | 0 | 0 | 0 | 0 | 0
F6_Commercial_Miscellaneous_New_Food Preparation_Natural Gas_Steamer_E1 | F6 | Commercial | Miscellaneous | New | Food Preparation | Natural Gas | Steamer | E1 | Utility - Value of Sales | 0 | 0 | 0 | 0 | 0 | 0 | 0 | 0 | 0 | 0 | 0 | 0 | 0 | 0 | 0 | 0 | 0 | 0 | 0 | 0 | 0 | 0 | 0 | 0 | 0 | 0 | 0
F6_Commercial_Miscellaneous_New_Food Preparation_Natural Gas_Steamer_E2 | F6 | Commercial | Miscellaneous | New | Food Preparation | Natural Gas | Steamer | E2 | Utility - Value of Sales | 0 | 0 | 0 | 0 | 0 | 0 | 0 | 0 | 0 | 0 | 0 | 0 | 0 | 0 | 0 | 0 | 0 | 0 | 0 | 0 | 0 | 0 | 0 | 0 | 0 | 0 | 0
F6_Commercial_Miscellaneous_New_Food Preparation_Natural Gas_Steamer_E3 | F6 | Commercial | Miscellaneous | New | Food Preparation | Natural Gas | Steamer | E3 | Utility - Value of Sales | 0 | 0 | 0 | 0 | 0 | 0 | 0 | 0 | 0 | 0 | 0 | 0 | 0 | 0 | 0 | 0 | 0 | 0 | 0 | 0 | 0 | 0 | 0 | 0 | 0 | 0 | 0
F6_Commercial_Miscellaneous_New_Food Preparation_Natural Gas_Steamer_E4 | F6 | Commercial | Miscellaneous | New | Food Preparation | Natural Gas | Steamer | E4 | Utility - Value of Sales | 0 | 0 | 0 | 0 | 0 | 0 | 0 | 0 | 0 | 0 | 0 | 0 | 0 | 0 | 0 | 0 | 0 | 0 | 0 | 0 | 0 | 0 | 0 | 0 | 0 | 0 | 0
F6_Commercial_Miscellaneous_New_Food Preparation_Natural Gas_Steamer_E5 | F6 | Commercial | Miscellaneous | New | Food Preparation | Natural Gas | Steamer | E5 | Utility - Value of Sales | 0 | 0 | 0 | 0 | 0 | 0 | 0 | 0 | 0 | 0 | 0 | 0 | 0 | 0 | 0 | 0 | 0 | 0 | 0 | 0 | 0 | 0 | 0 | 0 | 0 | 0 | 0
F6_Commercial_Miscellaneous_New_Food Preparation_Natural Gas_Steamer_E6 | F6 | Commercial | Miscellaneous | New | Food Preparation | Natural Gas | Steamer | E6 | Utility - Value of Sales | 0 | 0 | 0 | 0 | 0 | 0 | 0 | 0 | 0 | 0 | 0 | 0 | 0 | 0 | 0 | 0 | 0 | 0 | 0 | 0 | 0 | 0 | 0 | 0 | 0 | 0 | 0
F6_Commercial_Miscellaneous_New_Food Preparation_Natural Gas_Steamer_E7 | F6 | Commercial | Miscellaneous | New | Food Preparation | Natural Gas | Steamer | E7 | Utility - Value of Sales | 0 | 0 | 0 | 0 | 0 | 0 | 0 | 0 | 0 | 0 | 0 | 0 | 0 | 0 | 0 | 0 | 0 | 0 | 0 | 0 | 0 | 0 | 0 | 0 | 0 | 0 | 0
F6_Commercial_Miscellaneous_New_Food Preparation_Natural Gas_Steamer_E8 | F6 | Commercial | Miscellaneous | New | Food Preparation | Natural Gas | Steamer | E8 | Utility - Value of Sales | 0 | 0 | 0 | 0 | 0 | 0 | 0 | 0 | 0 | 0 | 0 | 0 | 0 | 0 | 0 | 0 | 0 | 0 | 0 | 0 | 0 | 0 | 0 | 0 | 0 | 0 | 0
F6_Commercial_Miscellaneous_New_Food Preparation_Natural Gas_Steamer_E9 | F6 | Commercial | Miscellaneous | New | Food Preparation | Natural Gas | Steamer | E9 | Utility - Value of Sales | 0 | 0 | 0 | 0 | 0 | 0 | 0 | 0 | 0 | 0 | 0 | 0 | 0 | 0 | 0 | 0 | 0 | 0 | 0 | 0 | 0 | 0 | 0 | 0 | 0 | 0 | 0
F6_Commercial_Miscellaneous_New_Food Preparation_Natural Gas_Steamer_E10 | F6 | Commercial | Miscellaneous | New | Food Preparation | Natural Gas | Steamer | E10 | Utility - Value of Sales | 0 | 0 | 0 | 0 | 0 | 0 | 0 | 0 | 0 | 0 | 0 | 0 | 0 | 0 | 0 | 0 | 0 | 0 | 0 | 0 | 0 | 0 | 0 | 0 | 0 | 0 | 0
F1_Commercial_Miscellaneous_New_Food Preparation_Natural Gas_Commercial Food Prep Other_E1 | F1 | Commercial | Miscellaneous | New | Food Preparation | Natural Gas | Commercial Food Prep Other | E1 | RVT - Cost of Equipment | 0.0007067 | 0.0007067 | 0.0007067 | 0.0007067 | 0.0007067 | 0.0007067 | 0.0007067 | 0.0007067 | 0.0007067 | 0.0007067 | 0.0007067 | 0.0007067 | 0.0007067 | 0.0007067 | 0.0007067 | 0.0007067 | 0.0007067 | 0.0007067 | 0.0007067 | 0.0007067 | 0.0007067 | 0.0007067 | 0.0007067 | 0.0007067 | 0.0007067 | 0.0007067 | 0.0007067
F1_Commercial_Miscellaneous_New_Food Preparation_Natural Gas_Commercial Food Prep Other_E2 | F1 | Commercial | Miscellaneous | New | Food Preparation | Natural Gas | Commercial Food Prep Other | E2 | RVT - Cost of Equipment | 0.00085847 | 0.00085847 | 0.00085847 | 0.00085847 | 0.00085847 | 0.00085847 | 0.00085847 | 0.00085847 | 0.00085847 | 0.00085847 | 0.00085847 | 0.00085847 | 0.00085847 | 0.00085847 | 0.00085847 | 0.00085847 | 0.00085847 | 0.00085847 | 0.00085847 | 0.00085847 | 0.00085847 | 0.00085847 | 0.00085847 | 0.00085847 | 0.00085847 | 0.00085847 | 0.00085847
F1_Commercial_Miscellaneous_New_Food Preparation_Natural Gas_Commercial Food Prep Other_E3 | F1 | Commercial | Miscellaneous | New | Food Preparation | Natural Gas | Commercial Food Prep Other | E3 | RVT - Cost of Equipment | 0 | 0 | 0 | 0 | 0 | 0 | 0 | 0 | 0 | 0 | 0 | 0 | 0 | 0 | 0 | 0 | 0 | 0 | 0 | 0 | 0 | 0 | 0 | 0 | 0 | 0 | 0
F1_Commercial_Miscellaneous_New_Food Preparation_Natural Gas_Commercial Food Prep Other_E4 | F1 | Commercial | Miscellaneous | New | Food Preparation | Natural Gas | Commercial Food Prep Other | E4 | RVT - Cost of Equipment | 0 | 0 | 0 | 0 | 0 | 0 | 0 | 0 | 0 | 0 | 0 | 0 | 0 | 0 | 0 | 0 | 0 | 0 | 0 | 0 | 0 | 0 | 0 | 0 | 0 | 0 | 0
F1_Commercial_Miscellaneous_New_Food Preparation_Natural Gas_Commercial Food Prep Other_E5 | F1 | Commercial | Miscellaneous | New | Food Preparation | Natural Gas | Commercial Food Prep Other | E5 | RVT - Cost of Equipment | 0 | 0 | 0 | 0 | 0 | 0 | 0 | 0 | 0 | 0 | 0 | 0 | 0 | 0 | 0 | 0 | 0 | 0 | 0 | 0 | 0 | 0 | 0 | 0 | 0 | 0 | 0
F1_Commercial_Miscellaneous_New_Food Preparation_Natural Gas_Commercial Food Prep Other_E6 | F1 | Commercial | Miscellaneous | New | Food Preparation | Natural Gas | Commercial Food Prep Other | E6 | RVT - Cost of Equipment | 0 | 0 | 0 | 0 | 0 | 0 | 0 | 0 | 0 | 0 | 0 | 0 | 0 | 0 | 0 | 0 | 0 | 0 | 0 | 0 | 0 | 0 | 0 | 0 | 0 | 0 | 0
F1_Commercial_Miscellaneous_New_Food Preparation_Natural Gas_Commercial Food Prep Other_E7 | F1 | Commercial | Miscellaneous | New | Food Preparation | Natural Gas | Commercial Food Prep Other | E7 | RVT - Cost of Equipment | 0 | 0 | 0 | 0 | 0 | 0 | 0 | 0 | 0 | 0 | 0 | 0 | 0 | 0 | 0 | 0 | 0 | 0 | 0 | 0 | 0 | 0 | 0 | 0 | 0 | 0 | 0
F1_Commercial_Miscellaneous_New_Food Preparation_Natural Gas_Commercial Food Prep Other_E8 | F1 | Commercial | Miscellaneous | New | Food Preparation | Natural Gas | Commercial Food Prep Other | E8 | RVT - Cost of Equipment | 0 | 0 | 0 | 0 | 0 | 0 | 0 | 0 | 0 | 0 | 0 | 0 | 0 | 0 | 0 | 0 | 0 | 0 | 0 | 0 | 0 | 0 | 0 | 0 | 0 | 0 | 0
F1_Commercial_Miscellaneous_New_Food Preparation_Natural Gas_Commercial Food Prep Other_E9 | F1 | Commercial | Miscellaneous | New | Food Preparation | Natural Gas | Commercial Food Prep Other | E9 | RVT - Cost of Equipment | 0 | 0 | 0 | 0 | 0 | 0 | 0 | 0 | 0 | 0 | 0 | 0 | 0 | 0 | 0 | 0 | 0 | 0 | 0 | 0 | 0 | 0 | 0 | 0 | 0 | 0 | 0
F1_Commercial_Miscellaneous_New_Food Preparation_Natural Gas_Commercial Food Prep Other_E10 | F1 | Commercial | Miscellaneous | New | Food Preparation | Natural Gas | Commercial Food Prep Other | E10 | RVT - Cost of Equipment | 0 | 0 | 0 | 0 | 0 | 0 | 0 | 0 | 0 | 0 | 0 | 0 | 0 | 0 | 0 | 0 | 0 | 0 | 0 | 0 | 0 | 0 | 0 | 0 | 0 | 0 | 0
F2_Commercial_Miscellaneous_New_Food Preparation_Natural Gas_Commercial Food Prep Other_E1 | F2 | Commercial | Miscellaneous | New | Food Preparation | Natural Gas | Commercial Food Prep Other | E1 | RVT - Cost of Operation | 0 | 0 | 0 | 0 | 0 | 0 | 0 | 0 | 0 | 0 | 0 | 0 | 0 | 0 | 0 | 0 | 0 | 0 | 0 | 0 | 0 | 0 | 0 | 0 | 0 | 0 | 0
F2_Commercial_Miscellaneous_New_Food Preparation_Natural Gas_Commercial Food Prep Other_E2 | F2 | Commercial | Miscellaneous | New | Food Preparation | Natural Gas | Commercial Food Prep Other | E2 | RVT - Cost of Operation | 0 | 0 | 0 | 0 | 0 | 0 | 0 | 0 | 0 | 0 | 0 | 0 | 0 | 0 | 0 | 0 | 0 | 0 | 0 | 0 | 0 | 0 | 0 | 0 | 0 | 0 | 0
F2_Commercial_Miscellaneous_New_Food Preparation_Natural Gas_Commercial Food Prep Other_E3 | F2 | Commercial | Miscellaneous | New | Food Preparation | Natural Gas | Commercial Food Prep Other | E3 | RVT - Cost of Operation | 0 | 0 | 0 | 0 | 0 | 0 | 0 | 0 | 0 | 0 | 0 | 0 | 0 | 0 | 0 | 0 | 0 | 0 | 0 | 0 | 0 | 0 | 0 | 0 | 0 | 0 | 0
F2_Commercial_Miscellaneous_New_Food Preparation_Natural Gas_Commercial Food Prep Other_E4 | F2 | Commercial | Miscellaneous | New | Food Preparation | Natural Gas | Commercial Food Prep Other | E4 | RVT - Cost of Operation | 0 | 0 | 0 | 0 | 0 | 0 | 0 | 0 | 0 | 0 | 0 | 0 | 0 | 0 | 0 | 0 | 0 | 0 | 0 | 0 | 0 | 0 | 0 | 0 | 0 | 0 | 0
F2_Commercial_Miscellaneous_New_Food Preparation_Natural Gas_Commercial Food Prep Other_E5 | F2 | Commercial | Miscellaneous | New | Food Preparation | Natural Gas | Commercial Food Prep Other | E5 | RVT - Cost of Operation | 0 | 0 | 0 | 0 | 0 | 0 | 0 | 0 | 0 | 0 | 0 | 0 | 0 | 0 | 0 | 0 | 0 | 0 | 0 | 0 | 0 | 0 | 0 | 0 | 0 | 0 | 0
F2_Commercial_Miscellaneous_New_Food Preparation_Natural Gas_Commercial Food Prep Other_E6 | F2 | Commercial | Miscellaneous | New | Food Preparation | Natural Gas | Commercial Food Prep Other | E6 | RVT - Cost of Operation | 0 | 0 | 0 | 0 | 0 | 0 | 0 | 0 | 0 | 0 | 0 | 0 | 0 | 0 | 0 | 0 | 0 | 0 | 0 | 0 | 0 | 0 | 0 | 0 | 0 | 0 | 0
F2_Commercial_Miscellaneous_New_Food Preparation_Natural Gas_Commercial Food Prep Other_E7 | F2 | Commercial | Miscellaneous | New | Food Preparation | Natural Gas | Commercial Food Prep Other | E7 | RVT - Cost of Operation | 0 | 0 | 0 | 0 | 0 | 0 | 0 | 0 | 0 | 0 | 0 | 0 | 0 | 0 | 0 | 0 | 0 | 0 | 0 | 0 | 0 | 0 | 0 | 0 | 0 | 0 | 0
F2_Commercial_Miscellaneous_New_Food Preparation_Natural Gas_Commercial Food Prep Other_E8 | F2 | Commercial | Miscellaneous | New | Food Preparation | Natural Gas | Commercial Food Prep Other | E8 | RVT - Cost of Operation | 0 | 0 | 0 | 0 | 0 | 0 | 0 | 0 | 0 | 0 | 0 | 0 | 0 | 0 | 0 | 0 | 0 | 0 | 0 | 0 | 0 | 0 | 0 | 0 | 0 | 0 | 0
F2_Commercial_Miscellaneous_New_Food Preparation_Natural Gas_Commercial Food Prep Other_E9 | F2 | Commercial | Miscellaneous | New | Food Preparation | Natural Gas | Commercial Food Prep Other | E9 | RVT - Cost of Operation | 0 | 0 | 0 | 0 | 0 | 0 | 0 | 0 | 0 | 0 | 0 | 0 | 0 | 0 | 0 | 0 | 0 | 0 | 0 | 0 | 0 | 0 | 0 | 0 | 0 | 0 | 0
F2_Commercial_Miscellaneous_New_Food Preparation_Natural Gas_Commercial Food Prep Other_E10 | F2 | Commercial | Miscellaneous | New | Food Preparation | Natural Gas | Commercial Food Prep Other | E10 | RVT - Cost of Operation | 0 | 0 | 0 | 0 | 0 | 0 | 0 | 0 | 0 | 0 | 0 | 0 | 0 | 0 | 0 | 0 | 0 | 0 | 0 | 0 | 0 | 0 | 0 | 0 | 0 | 0 | 0
F3_Commercial_Miscellaneous_New_Food Preparation_Natural Gas_Commercial Food Prep Other_E1 | F3 | Commercial | Miscellaneous | New | Food Preparation | Natural Gas | Commercial Food Prep Other | E1 | System - kBTUs of Consumption | 0.59825 | 0.59825 | 0.59825 | 0.59825 | 0.59825 | 0.59825 | 0.59825 | 0.59825 | 0.59825 | 0.59825 | 0.59825 | 0.59825 | 0.59825 | 0.59825 | 0.59825 | 0.59825 | 0.59825 | 0.59825 | 0.59825 | 0.59825 | 0.59825 | 0.59825 | 0.59825 | 0.59825 | 0.59825 | 0.59825 | 0.59825
F3_Commercial_Miscellaneous_New_Food Preparation_Natural Gas_Commercial Food Prep Other_E2 | F3 | Commercial | Miscellaneous | New | Food Preparation | Natural Gas | Commercial Food Prep Other | E2 | System - kBTUs of Consumption | 0.44433 | 0.44433 | 0.44433 | 0.44433 | 0.44433 | 0.44433 | 0.44433 | 0.44433 | 0.44433 | 0.44433 | 0.44433 | 0.44433 | 0.44433 | 0.44433 | 0.44433 | 0.44433 | 0.44433 | 0.44433 | 0.44433 | 0.44433 | 0.44433 | 0.44433 | 0.44433 | 0.44433 | 0.44433 | 0.44433 | 0.44433
F3_Commercial_Miscellaneous_New_Food Preparation_Natural Gas_Commercial Food Prep Other_E3 | F3 | Commercial | Miscellaneous | New | Food Preparation | Natural Gas | Commercial Food Prep Other | E3 | System - kBTUs of Consumption | 0 | 0 | 0 | 0 | 0 | 0 | 0 | 0 | 0 | 0 | 0 | 0 | 0 | 0 | 0 | 0 | 0 | 0 | 0 | 0 | 0 | 0 | 0 | 0 | 0 | 0 | 0
F3_Commercial_Miscellaneous_New_Food Preparation_Natural Gas_Commercial Food Prep Other_E4 | F3 | Commercial | Miscellaneous | New | Food Preparation | Natural Gas | Commercial Food Prep Other | E4 | System - kBTUs of Consumption | 0 | 0 | 0 | 0 | 0 | 0 | 0 | 0 | 0 | 0 | 0 | 0 | 0 | 0 | 0 | 0 | 0 | 0 | 0 | 0 | 0 | 0 | 0 | 0 | 0 | 0 | 0
F3_Commercial_Miscellaneous_New_Food Preparation_Natural Gas_Commercial Food Prep Other_E5 | F3 | Commercial | Miscellaneous | New | Food Preparation | Natural Gas | Commercial Food Prep Other | E5 | System - kBTUs of Consumption | 0 | 0 | 0 | 0 | 0 | 0 | 0 | 0 | 0 | 0 | 0 | 0 | 0 | 0 | 0 | 0 | 0 | 0 | 0 | 0 | 0 | 0 | 0 | 0 | 0 | 0 | 0
F3_Commercial_Miscellaneous_New_Food Preparation_Natural Gas_Commercial Food Prep Other_E6 | F3 | Commercial | Miscellaneous | New | Food Preparation | Natural Gas | Commercial Food Prep Other | E6 | System - kBTUs of Consumption | 0 | 0 | 0 | 0 | 0 | 0 | 0 | 0 | 0 | 0 | 0 | 0 | 0 | 0 | 0 | 0 | 0 | 0 | 0 | 0 | 0 | 0 | 0 | 0 | 0 | 0 | 0
F3_Commercial_Miscellaneous_New_Food Preparation_Natural Gas_Commercial Food Prep Other_E7 | F3 | Commercial | Miscellaneous | New | Food Preparation | Natural Gas | Commercial Food Prep Other | E7 | System - kBTUs of Consumption | 0 | 0 | 0 | 0 | 0 | 0 | 0 | 0 | 0 | 0 | 0 | 0 | 0 | 0 | 0 | 0 | 0 | 0 | 0 | 0 | 0 | 0 | 0 | 0 | 0 | 0 | 0
F3_Commercial_Miscellaneous_New_Food Preparation_Natural Gas_Commercial Food Prep Other_E8 | F3 | Commercial | Miscellaneous | New | Food Preparation | Natural Gas | Commercial Food Prep Other | E8 | System - kBTUs of Consumption | 0 | 0 | 0 | 0 | 0 | 0 | 0 | 0 | 0 | 0 | 0 | 0 | 0 | 0 | 0 | 0 | 0 | 0 | 0 | 0 | 0 | 0 | 0 | 0 | 0 | 0 | 0
F3_Commercial_Miscellaneous_New_Food Preparation_Natural Gas_Commercial Food Prep Other_E9 | F3 | Commercial | Miscellaneous | New | Food Preparation | Natural Gas | Commercial Food Prep Other | E9 | System - kBTUs of Consumption | 0 | 0 | 0 | 0 | 0 | 0 | 0 | 0 | 0 | 0 | 0 | 0 | 0 | 0 | 0 | 0 | 0 | 0 | 0 | 0 | 0 | 0 | 0 | 0 | 0 | 0 | 0
F3_Commercial_Miscellaneous_New_Food Preparation_Natural Gas_Commercial Food Prep Other_E10 | F3 | Commercial | Miscellaneous | New | Food Preparation | Natural Gas | Commercial Food Prep Other | E10 | System - kBTUs of Consumption | 0 | 0 | 0 | 0 | 0 | 0 | 0 | 0 | 0 | 0 | 0 | 0 | 0 | 0 | 0 | 0 | 0 | 0 | 0 | 0 | 0 | 0 | 0 | 0 | 0 | 0 | 0
F4_Commercial_Miscellaneous_New_Food Preparation_Natural Gas_Commercial Food Prep Other_E1 | F4 | Commercial | Miscellaneous | New | Food Preparation | Natural Gas | Commercial Food Prep Other | E1 | Utility - Cost of Equipment | 0.0007067 | 0.0007067 | 0.0007067 | 0.0007067 | 0.0007067 | 0.0007067 | 0.0007067 | 0.0007067 | 0.0007067 | 0.0007067 | 0.0007067 | 0.0007067 | 0.0007067 | 0.0007067 | 0.0007067 | 0.0007067 | 0.0007067 | 0.0007067 | 0.0007067 | 0.0007067 | 0.0007067 | 0.0007067 | 0.0007067 | 0.0007067 | 0.0007067 | 0.0007067 | 0.0007067
F4_Commercial_Miscellaneous_New_Food Preparation_Natural Gas_Commercial Food Prep Other_E2 | F4 | Commercial | Miscellaneous | New | Food Preparation | Natural Gas | Commercial Food Prep Other | E2 | Utility - Cost of Equipment | 0.00085847 | 0.00085847 | 0.00085847 | 0.00085847 | 0.00085847 | 0.00085847 | 0.00085847 | 0.00085847 | 0.00085847 | 0.00085847 | 0.00085847 | 0.00085847 | 0.00085847 | 0.00085847 | 0.00085847 | 0.00085847 | 0.00085847 | 0.00085847 | 0.00085847 | 0.00085847 | 0.00085847 | 0.00085847 | 0.00085847 | 0.00085847 | 0.00085847 | 0.00085847 | 0.00085847
F4_Commercial_Miscellaneous_New_Food Preparation_Natural Gas_Commercial Food Prep Other_E3 | F4 | Commercial | Miscellaneous | New | Food Preparation | Natural Gas | Commercial Food Prep Other | E3 | Utility - Cost of Equipment | 0 | 0 | 0 | 0 | 0 | 0 | 0 | 0 | 0 | 0 | 0 | 0 | 0 | 0 | 0 | 0 | 0 | 0 | 0 | 0 | 0 | 0 | 0 | 0 | 0 | 0 | 0
F4_Commercial_Miscellaneous_New_Food Preparation_Natural Gas_Commercial Food Prep Other_E4 | F4 | Commercial | Miscellaneous | New | Food Preparation | Natural Gas | Commercial Food Prep Other | E4 | Utility - Cost of Equipment | 0 | 0 | 0 | 0 | 0 | 0 | 0 | 0 | 0 | 0 | 0 | 0 | 0 | 0 | 0 | 0 | 0 | 0 | 0 | 0 | 0 | 0 | 0 | 0 | 0 | 0 | 0
F4_Commercial_Miscellaneous_New_Food Preparation_Natural Gas_Commercial Food Prep Other_E5 | F4 | Commercial | Miscellaneous | New | Food Preparation | Natural Gas | Commercial Food Prep Other | E5 | Utility - Cost of Equipment | 0 | 0 | 0 | 0 | 0 | 0 | 0 | 0 | 0 | 0 | 0 | 0 | 0 | 0 | 0 | 0 | 0 | 0 | 0 | 0 | 0 | 0 | 0 | 0 | 0 | 0 | 0
F4_Commercial_Miscellaneous_New_Food Preparation_Natural Gas_Commercial Food Prep Other_E6 | F4 | Commercial | Miscellaneous | New | Food Preparation | Natural Gas | Commercial Food Prep Other | E6 | Utility - Cost of Equipment | 0 | 0 | 0 | 0 | 0 | 0 | 0 | 0 | 0 | 0 | 0 | 0 | 0 | 0 | 0 | 0 | 0 | 0 | 0 | 0 | 0 | 0 | 0 | 0 | 0 | 0 | 0
F4_Commercial_Miscellaneous_New_Food Preparation_Natural Gas_Commercial Food Prep Other_E7 | F4 | Commercial | Miscellaneous | New | Food Preparation | Natural Gas | Commercial Food Prep Other | E7 | Utility - Cost of Equipment | 0 | 0 | 0 | 0 | 0 | 0 | 0 | 0 | 0 | 0 | 0 | 0 | 0 | 0 | 0 | 0 | 0 | 0 | 0 | 0 | 0 | 0 | 0 | 0 | 0 | 0 | 0
F4_Commercial_Miscellaneous_New_Food Preparation_Natural Gas_Commercial Food Prep Other_E8 | F4 | Commercial | Miscellaneous | New | Food Preparation | Natural Gas | Commercial Food Prep Other | E8 | Utility - Cost of Equipment | 0 | 0 | 0 | 0 | 0 | 0 | 0 | 0 | 0 | 0 | 0 | 0 | 0 | 0 | 0 | 0 | 0 | 0 | 0 | 0 | 0 | 0 | 0 | 0 | 0 | 0 | 0
F4_Commercial_Miscellaneous_New_Food Preparation_Natural Gas_Commercial Food Prep Other_E9 | F4 | Commercial | Miscellaneous | New | Food Preparation | Natural Gas | Commercial Food Prep Other | E9 | Utility - Cost of Equipment | 0 | 0 | 0 | 0 | 0 | 0 | 0 | 0 | 0 | 0 | 0 | 0 | 0 | 0 | 0 | 0 | 0 | 0 | 0 | 0 | 0 | 0 | 0 | 0 | 0 | 0 | 0
F4_Commercial_Miscellaneous_New_Food Preparation_Natural Gas_Commercial Food Prep Other_E10 | F4 | Commercial | Miscellaneous | New | Food Preparation | Natural Gas | Commercial Food Prep Other | E10 | Utility - Cost of Equipment | 0 | 0 | 0 | 0 | 0 | 0 | 0 | 0 | 0 | 0 | 0 | 0 | 0 | 0 | 0 | 0 | 0 | 0 | 0 | 0 | 0 | 0 | 0 | 0 | 0 | 0 | 0
F5_Commercial_Miscellaneous_New_Food Preparation_Natural Gas_Commercial Food Prep Other_E1 | F5 | Commercial | Miscellaneous | New | Food Preparation | Natural Gas | Commercial Food Prep Other | E1 | Utility - Cost of Operation | 0.0082211 | 0.0081025 | 0.0079868 | 0.0078746 | 0.0078757 | 0.0079503 | 0.0080714 | 0.0082181 | 0.0083765 | 0.0085384 | 0.0086986 | 0.0088404 | 0.0089486 | 0.0089946 | 0.0089733 | 0.0088854 | 0.0087374 | 0.0085437 | 0.0083131 | 0.0080398 | 0.00772 | 0.007352 | 0.0070253 | 0.0068138 | 0.0067224 | 0.0067554 | 0.0067885
F5_Commercial_Miscellaneous_New_Food Preparation_Natural Gas_Commercial Food Prep Other_E2 | F5 | Commercial | Miscellaneous | New | Food Preparation | Natural Gas | Commercial Food Prep Other | E2 | Utility - Cost of Operation | 0.0061059 | 0.0060178 | 0.0059319 | 0.0058486 | 0.0058494 | 0.0059048 | 0.0059948 | 0.0061037 | 0.0062213 | 0.0063416 | 0.0064606 | 0.0065659 | 0.0066463 | 0.0066804 | 0.0066646 | 0.0065993 | 0.0064894 | 0.0063456 | 0.0061743 | 0.0059713 | 0.0057338 | 0.0054605 | 0.0052178 | 0.0050607 | 0.0049929 | 0.0050173 | 0.0050419
F5_Commercial_Miscellaneous_New_Food Preparation_Natural Gas_Commercial Food Prep Other_E3 | F5 | Commercial | Miscellaneous | New | Food Preparation | Natural Gas | Commercial Food Prep Other | E3 | Utility - Cost of Operation | 0 | 0 | 0 | 0 | 0 | 0 | 0 | 0 | 0 | 0 | 0 | 0 | 0 | 0 | 0 | 0 | 0 | 0 | 0 | 0 | 0 | 0 | 0 | 0 | 0 | 0 | 0
F5_Commercial_Miscellaneous_New_Food Preparation_Natural Gas_Commercial Food Prep Other_E4 | F5 | Commercial | Miscellaneous | New | Food Preparation | Natural Gas | Commercial Food Prep Other | E4 | Utility - Cost of Operation | 0 | 0 | 0 | 0 | 0 | 0 | 0 | 0 | 0 | 0 | 0 | 0 | 0 | 0 | 0 | 0 | 0 | 0 | 0 | 0 | 0 | 0 | 0 | 0 | 0 | 0 | 0
F5_Commercial_Miscellaneous_New_Food Preparation_Natural Gas_Commercial Food Prep Other_E5 | F5 | Commercial | Miscellaneous | New | Food Preparation | Natural Gas | Commercial Food Prep Other | E5 | Utility - Cost of Operation | 0 | 0 | 0 | 0 | 0 | 0 | 0 | 0 | 0 | 0 | 0 | 0 | 0 | 0 | 0 | 0 | 0 | 0 | 0 | 0 | 0 | 0 | 0 | 0 | 0 | 0 | 0
F5_Commercial_Miscellaneous_New_Food Preparation_Natural Gas_Commercial Food Prep Other_E6 | F5 | Commercial | Miscellaneous | New | Food Preparation | Natural Gas | Commercial Food Prep Other | E6 | Utility - Cost of Operation | 0 | 0 | 0 | 0 | 0 | 0 | 0 | 0 | 0 | 0 | 0 | 0 | 0 | 0 | 0 | 0 | 0 | 0 | 0 | 0 | 0 | 0 | 0 | 0 | 0 | 0 | 0
F5_Commercial_Miscellaneous_New_Food Preparation_Natural Gas_Commercial Food Prep Other_E7 | F5 | Commercial | Miscellaneous | New | Food Preparation | Natural Gas | Commercial Food Prep Other | E7 | Utility - Cost of Operation | 0 | 0 | 0 | 0 | 0 | 0 | 0 | 0 | 0 | 0 | 0 | 0 | 0 | 0 | 0 | 0 | 0 | 0 | 0 | 0 | 0 | 0 | 0 | 0 | 0 | 0 | 0
F5_Commercial_Miscellaneous_New_Food Preparation_Natural Gas_Commercial Food Prep Other_E8 | F5 | Commercial | Miscellaneous | New | Food Preparation | Natural Gas | Commercial Food Prep Other | E8 | Utility - Cost of Operation | 0 | 0 | 0 | 0 | 0 | 0 | 0 | 0 | 0 | 0 | 0 | 0 | 0 | 0 | 0 | 0 | 0 | 0 | 0 | 0 | 0 | 0 | 0 | 0 | 0 | 0 | 0
F5_Commercial_Miscellaneous_New_Food Preparation_Natural Gas_Commercial Food Prep Other_E9 | F5 | Commercial | Miscellaneous | New | Food Preparation | Natural Gas | Commercial Food Prep Other | E9 | Utility - Cost of Operation | 0 | 0 | 0 | 0 | 0 | 0 | 0 | 0 | 0 | 0 | 0 | 0 | 0 | 0 | 0 | 0 | 0 | 0 | 0 | 0 | 0 | 0 | 0 | 0 | 0 | 0 | 0
F5_Commercial_Miscellaneous_New_Food Preparation_Natural Gas_Commercial Food Prep Other_E10 | F5 | Commercial | Miscellaneous | New | Food Preparation | Natural Gas | Commercial Food Prep Other | E10 | Utility - Cost of Operation | 0 | 0 | 0 | 0 | 0 | 0 | 0 | 0 | 0 | 0 | 0 | 0 | 0 | 0 | 0 | 0 | 0 | 0 | 0 | 0 | 0 | 0 | 0 | 0 | 0 | 0 | 0
F6_Commercial_Miscellaneous_New_Food Preparation_Natural Gas_Commercial Food Prep Other_E1 | F6 | Commercial | Miscellaneous | New | Food Preparation | Natural Gas | Commercial Food Prep Other | E1 | Utility - Value of Sales | 0 | 0 | 0 | 0 | 0 | 0 | 0 | 0 | 0 | 0 | 0 | 0 | 0 | 0 | 0 | 0 | 0 | 0 | 0 | 0 | 0 | 0 | 0 | 0 | 0 | 0 | 0
F6_Commercial_Miscellaneous_New_Food Preparation_Natural Gas_Commercial Food Prep Other_E2 | F6 | Commercial | Miscellaneous | New | Food Preparation | Natural Gas | Commercial Food Prep Other | E2 | Utility - Value of Sales | 0 | 0 | 0 | 0 | 0 | 0 | 0 | 0 | 0 | 0 | 0 | 0 | 0 | 0 | 0 | 0 | 0 | 0 | 0 | 0 | 0 | 0 | 0 | 0 | 0 | 0 | 0
F6_Commercial_Miscellaneous_New_Food Preparation_Natural Gas_Commercial Food Prep Other_E3 | F6 | Commercial | Miscellaneous | New | Food Preparation | Natural Gas | Commercial Food Prep Other | E3 | Utility - Value of Sales | 0 | 0 | 0 | 0 | 0 | 0 | 0 | 0 | 0 | 0 | 0 | 0 | 0 | 0 | 0 | 0 | 0 | 0 | 0 | 0 | 0 | 0 | 0 | 0 | 0 | 0 | 0
F6_Commercial_Miscellaneous_New_Food Preparation_Natural Gas_Commercial Food Prep Other_E4 | F6 | Commercial | Miscellaneous | New | Food Preparation | Natural Gas | Commercial Food Prep Other | E4 | Utility - Value of Sales | 0 | 0 | 0 | 0 | 0 | 0 | 0 | 0 | 0 | 0 | 0 | 0 | 0 | 0 | 0 | 0 | 0 | 0 | 0 | 0 | 0 | 0 | 0 | 0 | 0 | 0 | 0
F6_Commercial_Miscellaneous_New_Food Preparation_Natural Gas_Commercial Food Prep Other_E5 | F6 | Commercial | Miscellaneous | New | Food Preparation | Natural Gas | Commercial Food Prep Other | E5 | Utility - Value of Sales | 0 | 0 | 0 | 0 | 0 | 0 | 0 | 0 | 0 | 0 | 0 | 0 | 0 | 0 | 0 | 0 | 0 | 0 | 0 | 0 | 0 | 0 | 0 | 0 | 0 | 0 | 0
F6_Commercial_Miscellaneous_New_Food Preparation_Natural Gas_Commercial Food Prep Other_E6 | F6 | Commercial | Miscellaneous | New | Food Preparation | Natural Gas | Commercial Food Prep Other | E6 | Utility - Value of Sales | 0 | 0 | 0 | 0 | 0 | 0 | 0 | 0 | 0 | 0 | 0 | 0 | 0 | 0 | 0 | 0 | 0 | 0 | 0 | 0 | 0 | 0 | 0 | 0 | 0 | 0 | 0
F6_Commercial_Miscellaneous_New_Food Preparation_Natural Gas_Commercial Food Prep Other_E7 | F6 | Commercial | Miscellaneous | New | Food Preparation | Natural Gas | Commercial Food Prep Other | E7 | Utility - Value of Sales | 0 | 0 | 0 | 0 | 0 | 0 | 0 | 0 | 0 | 0 | 0 | 0 | 0 | 0 | 0 | 0 | 0 | 0 | 0 | 0 | 0 | 0 | 0 | 0 | 0 | 0 | 0
F6_Commercial_Miscellaneous_New_Food Preparation_Natural Gas_Commercial Food Prep Other_E8 | F6 | Commercial | Miscellaneous | New | Food Preparation | Natural Gas | Commercial Food Prep Other | E8 | Utility - Value of Sales | 0 | 0 | 0 | 0 | 0 | 0 | 0 | 0 | 0 | 0 | 0 | 0 | 0 | 0 | 0 | 0 | 0 | 0 | 0 | 0 | 0 | 0 | 0 | 0 | 0 | 0 | 0
F6_Commercial_Miscellaneous_New_Food Preparation_Natural Gas_Commercial Food Prep Other_E9 | F6 | Commercial | Miscellaneous | New | Food Preparation | Natural Gas | Commercial Food Prep Other | E9 | Utility - Value of Sales | 0 | 0 | 0 | 0 | 0 | 0 | 0 | 0 | 0 | 0 | 0 | 0 | 0 | 0 | 0 | 0 | 0 | 0 | 0 | 0 | 0 | 0 | 0 | 0 | 0 | 0 | 0
F6_Commercial_Miscellaneous_New_Food Preparation_Natural Gas_Commercial Food Prep Other_E10 | F6 | Commercial | Miscellaneous | New | Food Preparation | Natural Gas | Commercial Food Prep Other | E10 | Utility - Value of Sales | 0 | 0 | 0 | 0 | 0 | 0 | 0 | 0 | 0 | 0 | 0 | 0 | 0 | 0 | 0 | 0 | 0 | 0 | 0 | 0 | 0 | 0 | 0 | 0 | 0 | 0 | 0
F1_Commercial_Miscellaneous_New_Miscellaneous_Natural Gas_Pool Heater_E1 | F1 | Commercial | Miscellaneous | New | Miscellaneous | Natural Gas | Pool Heater | E1 | RVT - Cost of Equipment | 0.054238 | 0.054238 | 0.054238 | 0.054238 | 0.054238 | 0.054238 | 0.054238 | 0.054238 | 0.054238 | 0.054238 | 0.054238 | 0.054238 | 0.054238 | 0.054238 | 0.054238 | 0.054238 | 0.054238 | 0.054238 | 0.054238 | 0.054238 | 0.054238 | 0.054238 | 0.054238 | 0.054238 | 0.054238 | 0.054238 | 0.054238
F1_Commercial_Miscellaneous_New_Miscellaneous_Natural Gas_Pool Heater_E2 | F1 | Commercial | Miscellaneous | New | Miscellaneous | Natural Gas | Pool Heater | E2 | RVT - Cost of Equipment | 0.088808 | 0.088808 | 0.088808 | 0.088808 | 0.088808 | 0.088808 | 0.088808 | 0.088808 | 0.088808 | 0.088808 | 0.088808 | 0.088808 | 0.088808 | 0.088808 | 0.088808 | 0.088808 | 0.088808 | 0.088808 | 0.088808 | 0.088808 | 0.088808 | 0.088808 | 0.088808 | 0.088808 | 0.088808 | 0.088808 | 0.088808
F1_Commercial_Miscellaneous_New_Miscellaneous_Natural Gas_Pool Heater_E3 | F1 | Commercial | Miscellaneous | New | Miscellaneous | Natural Gas | Pool Heater | E3 | RVT - Cost of Equipment | 0 | 0 | 0 | 0 | 0 | 0 | 0 | 0 | 0 | 0 | 0 | 0 | 0 | 0 | 0 | 0 | 0 | 0 | 0 | 0 | 0 | 0 | 0 | 0 | 0 | 0 | 0
F1_Commercial_Miscellaneous_New_Miscellaneous_Natural Gas_Pool Heater_E4 | F1 | Commercial | Miscellaneous | New | Miscellaneous | Natural Gas | Pool Heater | E4 | RVT - Cost of Equipment | 0 | 0 | 0 | 0 | 0 | 0 | 0 | 0 | 0 | 0 | 0 | 0 | 0 | 0 | 0 | 0 | 0 | 0 | 0 | 0 | 0 | 0 | 0 | 0 | 0 | 0 | 0
F1_Commercial_Miscellaneous_New_Miscellaneous_Natural Gas_Pool Heater_E5 | F1 | Commercial | Miscellaneous | New | Miscellaneous | Natural Gas | Pool Heater | E5 | RVT - Cost of Equipment | 0 | 0 | 0 | 0 | 0 | 0 | 0 | 0 | 0 | 0 | 0 | 0 | 0 | 0 | 0 | 0 | 0 | 0 | 0 | 0 | 0 | 0 | 0 | 0 | 0 | 0 | 0
F1_Commercial_Miscellaneous_New_Miscellaneous_Natural Gas_Pool Heater_E6 | F1 | Commercial | Miscellaneous | New | Miscellaneous | Natural Gas | Pool Heater | E6 | RVT - Cost of Equipment | 0 | 0 | 0 | 0 | 0 | 0 | 0 | 0 | 0 | 0 | 0 | 0 | 0 | 0 | 0 | 0 | 0 | 0 | 0 | 0 | 0 | 0 | 0 | 0 | 0 | 0 | 0
F1_Commercial_Miscellaneous_New_Miscellaneous_Natural Gas_Pool Heater_E7 | F1 | Commercial | Miscellaneous | New | Miscellaneous | Natural Gas | Pool Heater | E7 | RVT - Cost of Equipment | 0 | 0 | 0 | 0 | 0 | 0 | 0 | 0 | 0 | 0 | 0 | 0 | 0 | 0 | 0 | 0 | 0 | 0 | 0 | 0 | 0 | 0 | 0 | 0 | 0 | 0 | 0
F1_Commercial_Miscellaneous_New_Miscellaneous_Natural Gas_Pool Heater_E8 | F1 | Commercial | Miscellaneous | New | Miscellaneous | Natural Gas | Pool Heater | E8 | RVT - Cost of Equipment | 0 | 0 | 0 | 0 | 0 | 0 | 0 | 0 | 0 | 0 | 0 | 0 | 0 | 0 | 0 | 0 | 0 | 0 | 0 | 0 | 0 | 0 | 0 | 0 | 0 | 0 | 0
F1_Commercial_Miscellaneous_New_Miscellaneous_Natural Gas_Pool Heater_E9 | F1 | Commercial | Miscellaneous | New | Miscellaneous | Natural Gas | Pool Heater | E9 | RVT - Cost of Equipment | 0 | 0 | 0 | 0 | 0 | 0 | 0 | 0 | 0 | 0 | 0 | 0 | 0 | 0 | 0 | 0 | 0 | 0 | 0 | 0 | 0 | 0 | 0 | 0 | 0 | 0 | 0
F1_Commercial_Miscellaneous_New_Miscellaneous_Natural Gas_Pool Heater_E10 | F1 | Commercial | Miscellaneous | New | Miscellaneous | Natural Gas | Pool Heater | E10 | RVT - Cost of Equipment | 0 | 0 | 0 | 0 | 0 | 0 | 0 | 0 | 0 | 0 | 0 | 0 | 0 | 0 | 0 | 0 | 0 | 0 | 0 | 0 | 0 | 0 | 0 | 0 | 0 | 0 | 0
F2_Commercial_Miscellaneous_New_Miscellaneous_Natural Gas_Pool Heater_E1 | F2 | Commercial | Miscellaneous | New | Miscellaneous | Natural Gas | Pool Heater | E1 | RVT - Cost of Operation | 0 | 0 | 0 | 0 | 0 | 0 | 0 | 0 | 0 | 0 | 0 | 0 | 0 | 0 | 0 | 0 | 0 | 0 | 0 | 0 | 0 | 0 | 0 | 0 | 0 | 0 | 0
F2_Commercial_Miscellaneous_New_Miscellaneous_Natural Gas_Pool Heater_E2 | F2 | Commercial | Miscellaneous | New | Miscellaneous | Natural Gas | Pool Heater | E2 | RVT - Cost of Operation | 0 | 0 | 0 | 0 | 0 | 0 | 0 | 0 | 0 | 0 | 0 | 0 | 0 | 0 | 0 | 0 | 0 | 0 | 0 | 0 | 0 | 0 | 0 | 0 | 0 | 0 | 0
F2_Commercial_Miscellaneous_New_Miscellaneous_Natural Gas_Pool Heater_E3 | F2 | Commercial | Miscellaneous | New | Miscellaneous | Natural Gas | Pool Heater | E3 | RVT - Cost of Operation | 0 | 0 | 0 | 0 | 0 | 0 | 0 | 0 | 0 | 0 | 0 | 0 | 0 | 0 | 0 | 0 | 0 | 0 | 0 | 0 | 0 | 0 | 0 | 0 | 0 | 0 | 0
F2_Commercial_Miscellaneous_New_Miscellaneous_Natural Gas_Pool Heater_E4 | F2 | Commercial | Miscellaneous | New | Miscellaneous | Natural Gas | Pool Heater | E4 | RVT - Cost of Operation | 0 | 0 | 0 | 0 | 0 | 0 | 0 | 0 | 0 | 0 | 0 | 0 | 0 | 0 | 0 | 0 | 0 | 0 | 0 | 0 | 0 | 0 | 0 | 0 | 0 | 0 | 0
F2_Commercial_Miscellaneous_New_Miscellaneous_Natural Gas_Pool Heater_E5 | F2 | Commercial | Miscellaneous | New | Miscellaneous | Natural Gas | Pool Heater | E5 | RVT - Cost of Operation | 0 | 0 | 0 | 0 | 0 | 0 | 0 | 0 | 0 | 0 | 0 | 0 | 0 | 0 | 0 | 0 | 0 | 0 | 0 | 0 | 0 | 0 | 0 | 0 | 0 | 0 | 0
F2_Commercial_Miscellaneous_New_Miscellaneous_Natural Gas_Pool Heater_E6 | F2 | Commercial | Miscellaneous | New | Miscellaneous | Natural Gas | Pool Heater | E6 | RVT - Cost of Operation | 0 | 0 | 0 | 0 | 0 | 0 | 0 | 0 | 0 | 0 | 0 | 0 | 0 | 0 | 0 | 0 | 0 | 0 | 0 | 0 | 0 | 0 | 0 | 0 | 0 | 0 | 0
F2_Commercial_Miscellaneous_New_Miscellaneous_Natural Gas_Pool Heater_E7 | F2 | Commercial | Miscellaneous | New | Miscellaneous | Natural Gas | Pool Heater | E7 | RVT - Cost of Operation | 0 | 0 | 0 | 0 | 0 | 0 | 0 | 0 | 0 | 0 | 0 | 0 | 0 | 0 | 0 | 0 | 0 | 0 | 0 | 0 | 0 | 0 | 0 | 0 | 0 | 0 | 0
F2_Commercial_Miscellaneous_New_Miscellaneous_Natural Gas_Pool Heater_E8 | F2 | Commercial | Miscellaneous | New | Miscellaneous | Natural Gas | Pool Heater | E8 | RVT - Cost of Operation | 0 | 0 | 0 | 0 | 0 | 0 | 0 | 0 | 0 | 0 | 0 | 0 | 0 | 0 | 0 | 0 | 0 | 0 | 0 | 0 | 0 | 0 | 0 | 0 | 0 | 0 | 0
F2_Commercial_Miscellaneous_New_Miscellaneous_Natural Gas_Pool Heater_E9 | F2 | Commercial | Miscellaneous | New | Miscellaneous | Natural Gas | Pool Heater | E9 | RVT - Cost of Operation | 0 | 0 | 0 | 0 | 0 | 0 | 0 | 0 | 0 | 0 | 0 | 0 | 0 | 0 | 0 | 0 | 0 | 0 | 0 | 0 | 0 | 0 | 0 | 0 | 0 | 0 | 0
F2_Commercial_Miscellaneous_New_Miscellaneous_Natural Gas_Pool Heater_E10 | F2 | Commercial | Miscellaneous | New | Miscellaneous | Natural Gas | Pool Heater | E10 | RVT - Cost of Operation | 0 | 0 | 0 | 0 | 0 | 0 | 0 | 0 | 0 | 0 | 0 | 0 | 0 | 0 | 0 | 0 | 0 | 0 | 0 | 0 | 0 | 0 | 0 | 0 | 0 | 0 | 0
F3_Commercial_Miscellaneous_New_Miscellaneous_Natural Gas_Pool Heater_E1 | F3 | Commercial | Miscellaneous | New | Miscellaneous | Natural Gas | Pool Heater | E1 | System - kBTUs of Consumption | 19.3498 | 19.3498 | 19.3498 | 19.3498 | 19.3498 | 19.3498 | 19.3498 | 19.3498 | 19.3498 | 19.3498 | 19.3498 | 19.3498 | 19.3498 | 19.3498 | 19.3498 | 19.3498 | 19.3498 | 19.3498 | 19.3498 | 19.3498 | 19.3498 | 19.3498 | 19.3498 | 19.3498 | 19.3498 | 19.3498 | 19.3498
F3_Commercial_Miscellaneous_New_Miscellaneous_Natural Gas_Pool Heater_E2 | F3 | Commercial | Miscellaneous | New | Miscellaneous | Natural Gas | Pool Heater | E2 | System - kBTUs of Consumption | 16.4473 | 16.4473 | 16.4473 | 16.4473 | 16.4473 | 16.4473 | 16.4473 | 16.4473 | 16.4473 | 16.4473 | 16.4473 | 16.4473 | 16.4473 | 16.4473 | 16.4473 | 16.4473 | 16.4473 | 16.4473 | 16.4473 | 16.4473 | 16.4473 | 16.4473 | 16.4473 | 16.4473 | 16.4473 | 16.4473 | 16.4473
F3_Commercial_Miscellaneous_New_Miscellaneous_Natural Gas_Pool Heater_E3 | F3 | Commercial | Miscellaneous | New | Miscellaneous | Natural Gas | Pool Heater | E3 | System - kBTUs of Consumption | 0 | 0 | 0 | 0 | 0 | 0 | 0 | 0 | 0 | 0 | 0 | 0 | 0 | 0 | 0 | 0 | 0 | 0 | 0 | 0 | 0 | 0 | 0 | 0 | 0 | 0 | 0
F3_Commercial_Miscellaneous_New_Miscellaneous_Natural Gas_Pool Heater_E4 | F3 | Commercial | Miscellaneous | New | Miscellaneous | Natural Gas | Pool Heater | E4 | System - kBTUs of Consumption | 0 | 0 | 0 | 0 | 0 | 0 | 0 | 0 | 0 | 0 | 0 | 0 | 0 | 0 | 0 | 0 | 0 | 0 | 0 | 0 | 0 | 0 | 0 | 0 | 0 | 0 | 0
F3_Commercial_Miscellaneous_New_Miscellaneous_Natural Gas_Pool Heater_E5 | F3 | Commercial | Miscellaneous | New | Miscellaneous | Natural Gas | Pool Heater | E5 | System - kBTUs of Consumption | 0 | 0 | 0 | 0 | 0 | 0 | 0 | 0 | 0 | 0 | 0 | 0 | 0 | 0 | 0 | 0 | 0 | 0 | 0 | 0 | 0 | 0 | 0 | 0 | 0 | 0 | 0
F3_Commercial_Miscellaneous_New_Miscellaneous_Natural Gas_Pool Heater_E6 | F3 | Commercial | Miscellaneous | New | Miscellaneous | Natural Gas | Pool Heater | E6 | System - kBTUs of Consumption | 0 | 0 | 0 | 0 | 0 | 0 | 0 | 0 | 0 | 0 | 0 | 0 | 0 | 0 | 0 | 0 | 0 | 0 | 0 | 0 | 0 | 0 | 0 | 0 | 0 | 0 | 0
F3_Commercial_Miscellaneous_New_Miscellaneous_Natural Gas_Pool Heater_E7 | F3 | Commercial | Miscellaneous | New | Miscellaneous | Natural Gas | Pool Heater | E7 | System - kBTUs of Consumption | 0 | 0 | 0 | 0 | 0 | 0 | 0 | 0 | 0 | 0 | 0 | 0 | 0 | 0 | 0 | 0 | 0 | 0 | 0 | 0 | 0 | 0 | 0 | 0 | 0 | 0 | 0
F3_Commercial_Miscellaneous_New_Miscellaneous_Natural Gas_Pool Heater_E8 | F3 | Commercial | Miscellaneous | New | Miscellaneous | Natural Gas | Pool Heater | E8 | System - kBTUs of Consumption | 0 | 0 | 0 | 0 | 0 | 0 | 0 | 0 | 0 | 0 | 0 | 0 | 0 | 0 | 0 | 0 | 0 | 0 | 0 | 0 | 0 | 0 | 0 | 0 | 0 | 0 | 0
F3_Commercial_Miscellaneous_New_Miscellaneous_Natural Gas_Pool Heater_E9 | F3 | Commercial | Miscellaneous | New | Miscellaneous | Natural Gas | Pool Heater | E9 | System - kBTUs of Consumption | 0 | 0 | 0 | 0 | 0 | 0 | 0 | 0 | 0 | 0 | 0 | 0 | 0 | 0 | 0 | 0 | 0 | 0 | 0 | 0 | 0 | 0 | 0 | 0 | 0 | 0 | 0
F3_Commercial_Miscellaneous_New_Miscellaneous_Natural Gas_Pool Heater_E10 | F3 | Commercial | Miscellaneous | New | Miscellaneous | Natural Gas | Pool Heater | E10 | System - kBTUs of Consumption | 0 | 0 | 0 | 0 | 0 | 0 | 0 | 0 | 0 | 0 | 0 | 0 | 0 | 0 | 0 | 0 | 0 | 0 | 0 | 0 | 0 | 0 | 0 | 0 | 0 | 0 | 0
F4_Commercial_Miscellaneous_New_Miscellaneous_Natural Gas_Pool Heater_E1 | F4 | Commercial | Miscellaneous | New | Miscellaneous | Natural Gas | Pool Heater | E1 | Utility - Cost of Equipment | 0.054238 | 0.054238 | 0.054238 | 0.054238 | 0.054238 | 0.054238 | 0.054238 | 0.054238 | 0.054238 | 0.054238 | 0.054238 | 0.054238 | 0.054238 | 0.054238 | 0.054238 | 0.054238 | 0.054238 | 0.054238 | 0.054238 | 0.054238 | 0.054238 | 0.054238 | 0.054238 | 0.054238 | 0.054238 | 0.054238 | 0.054238
F4_Commercial_Miscellaneous_New_Miscellaneous_Natural Gas_Pool Heater_E2 | F4 | Commercial | Miscellaneous | New | Miscellaneous | Natural Gas | Pool Heater | E2 | Utility - Cost of Equipment | 0.088808 | 0.088808 | 0.088808 | 0.088808 | 0.088808 | 0.088808 | 0.088808 | 0.088808 | 0.088808 | 0.088808 | 0.088808 | 0.088808 | 0.088808 | 0.088808 | 0.088808 | 0.088808 | 0.088808 | 0.088808 | 0.088808 | 0.088808 | 0.088808 | 0.088808 | 0.088808 | 0.088808 | 0.088808 | 0.088808 | 0.088808
F4_Commercial_Miscellaneous_New_Miscellaneous_Natural Gas_Pool Heater_E3 | F4 | Commercial | Miscellaneous | New | Miscellaneous | Natural Gas | Pool Heater | E3 | Utility - Cost of Equipment | 0 | 0 | 0 | 0 | 0 | 0 | 0 | 0 | 0 | 0 | 0 | 0 | 0 | 0 | 0 | 0 | 0 | 0 | 0 | 0 | 0 | 0 | 0 | 0 | 0 | 0 | 0
F4_Commercial_Miscellaneous_New_Miscellaneous_Natural Gas_Pool Heater_E4 | F4 | Commercial | Miscellaneous | New | Miscellaneous | Natural Gas | Pool Heater | E4 | Utility - Cost of Equipment | 0 | 0 | 0 | 0 | 0 | 0 | 0 | 0 | 0 | 0 | 0 | 0 | 0 | 0 | 0 | 0 | 0 | 0 | 0 | 0 | 0 | 0 | 0 | 0 | 0 | 0 | 0
F4_Commercial_Miscellaneous_New_Miscellaneous_Natural Gas_Pool Heater_E5 | F4 | Commercial | Miscellaneous | New | Miscellaneous | Natural Gas | Pool Heater | E5 | Utility - Cost of Equipment | 0 | 0 | 0 | 0 | 0 | 0 | 0 | 0 | 0 | 0 | 0 | 0 | 0 | 0 | 0 | 0 | 0 | 0 | 0 | 0 | 0 | 0 | 0 | 0 | 0 | 0 | 0
F4_Commercial_Miscellaneous_New_Miscellaneous_Natural Gas_Pool Heater_E6 | F4 | Commercial | Miscellaneous | New | Miscellaneous | Natural Gas | Pool Heater | E6 | Utility - Cost of Equipment | 0 | 0 | 0 | 0 | 0 | 0 | 0 | 0 | 0 | 0 | 0 | 0 | 0 | 0 | 0 | 0 | 0 | 0 | 0 | 0 | 0 | 0 | 0 | 0 | 0 | 0 | 0
F4_Commercial_Miscellaneous_New_Miscellaneous_Natural Gas_Pool Heater_E7 | F4 | Commercial | Miscellaneous | New | Miscellaneous | Natural Gas | Pool Heater | E7 | Utility - Cost of Equipment | 0 | 0 | 0 | 0 | 0 | 0 | 0 | 0 | 0 | 0 | 0 | 0 | 0 | 0 | 0 | 0 | 0 | 0 | 0 | 0 | 0 | 0 | 0 | 0 | 0 | 0 | 0
F4_Commercial_Miscellaneous_New_Miscellaneous_Natural Gas_Pool Heater_E8 | F4 | Commercial | Miscellaneous | New | Miscellaneous | Natural Gas | Pool Heater | E8 | Utility - Cost of Equipment | 0 | 0 | 0 | 0 | 0 | 0 | 0 | 0 | 0 | 0 | 0 | 0 | 0 | 0 | 0 | 0 | 0 | 0 | 0 | 0 | 0 | 0 | 0 | 0 | 0 | 0 | 0
F4_Commercial_Miscellaneous_New_Miscellaneous_Natural Gas_Pool Heater_E9 | F4 | Commercial | Miscellaneous | New | Miscellaneous | Natural Gas | Pool Heater | E9 | Utility - Cost of Equipment | 0 | 0 | 0 | 0 | 0 | 0 | 0 | 0 | 0 | 0 | 0 | 0 | 0 | 0 | 0 | 0 | 0 | 0 | 0 | 0 | 0 | 0 | 0 | 0 | 0 | 0 | 0
F4_Commercial_Miscellaneous_New_Miscellaneous_Natural Gas_Pool Heater_E10 | F4 | Commercial | Miscellaneous | New | Miscellaneous | Natural Gas | Pool Heater | E10 | Utility - Cost of Equipment | 0 | 0 | 0 | 0 | 0 | 0 | 0 | 0 | 0 | 0 | 0 | 0 | 0 | 0 | 0 | 0 | 0 | 0 | 0 | 0 | 0 | 0 | 0 | 0 | 0 | 0 | 0
F5_Commercial_Miscellaneous_New_Miscellaneous_Natural Gas_Pool Heater_E1 | F5 | Commercial | Miscellaneous | New | Miscellaneous | Natural Gas | Pool Heater | E1 | Utility - Cost of Operation | 0.27242 | 0.26532 | 0.2578 | 0.25018 | 0.24782 | 0.24889 | 0.25212 | 0.2565 | 0.26135 | 0.26631 | 0.27145 | 0.27676 | 0.2824 | 0.28796 | 0.29321 | 0.29721 | 0.29872 | 0.29666 | 0.29024 | 0.27932 | 0.26446 | 0.24638 | 0.23028 | 0.21967 | 0.21479 | 0.21585 | 0.2169
F5_Commercial_Miscellaneous_New_Miscellaneous_Natural Gas_Pool Heater_E2 | F5 | Commercial | Miscellaneous | New | Miscellaneous | Natural Gas | Pool Heater | E2 | Utility - Cost of Operation | 0.23156 | 0.22552 | 0.21913 | 0.21265 | 0.21065 | 0.21156 | 0.2143 | 0.21802 | 0.22215 | 0.22636 | 0.23073 | 0.23525 | 0.24004 | 0.24476 | 0.24923 | 0.25263 | 0.25391 | 0.25216 | 0.2467 | 0.23742 | 0.22479 | 0.20943 | 0.19574 | 0.18672 | 0.18257 | 0.18347 | 0.18437
F5_Commercial_Miscellaneous_New_Miscellaneous_Natural Gas_Pool Heater_E3 | F5 | Commercial | Miscellaneous | New | Miscellaneous | Natural Gas | Pool Heater | E3 | Utility - Cost of Operation | 0 | 0 | 0 | 0 | 0 | 0 | 0 | 0 | 0 | 0 | 0 | 0 | 0 | 0 | 0 | 0 | 0 | 0 | 0 | 0 | 0 | 0 | 0 | 0 | 0 | 0 | 0
F5_Commercial_Miscellaneous_New_Miscellaneous_Natural Gas_Pool Heater_E4 | F5 | Commercial | Miscellaneous | New | Miscellaneous | Natural Gas | Pool Heater | E4 | Utility - Cost of Operation | 0 | 0 | 0 | 0 | 0 | 0 | 0 | 0 | 0 | 0 | 0 | 0 | 0 | 0 | 0 | 0 | 0 | 0 | 0 | 0 | 0 | 0 | 0 | 0 | 0 | 0 | 0
F5_Commercial_Miscellaneous_New_Miscellaneous_Natural Gas_Pool Heater_E5 | F5 | Commercial | Miscellaneous | New | Miscellaneous | Natural Gas | Pool Heater | E5 | Utility - Cost of Operation | 0 | 0 | 0 | 0 | 0 | 0 | 0 | 0 | 0 | 0 | 0 | 0 | 0 | 0 | 0 | 0 | 0 | 0 | 0 | 0 | 0 | 0 | 0 | 0 | 0 | 0 | 0
F5_Commercial_Miscellaneous_New_Miscellaneous_Natural Gas_Pool Heater_E6 | F5 | Commercial | Miscellaneous | New | Miscellaneous | Natural Gas | Pool Heater | E6 | Utility - Cost of Operation | 0 | 0 | 0 | 0 | 0 | 0 | 0 | 0 | 0 | 0 | 0 | 0 | 0 | 0 | 0 | 0 | 0 | 0 | 0 | 0 | 0 | 0 | 0 | 0 | 0 | 0 | 0
F5_Commercial_Miscellaneous_New_Miscellaneous_Natural Gas_Pool Heater_E7 | F5 | Commercial | Miscellaneous | New | Miscellaneous | Natural Gas | Pool Heater | E7 | Utility - Cost of Operation | 0 | 0 | 0 | 0 | 0 | 0 | 0 | 0 | 0 | 0 | 0 | 0 | 0 | 0 | 0 | 0 | 0 | 0 | 0 | 0 | 0 | 0 | 0 | 0 | 0 | 0 | 0
F5_Commercial_Miscellaneous_New_Miscellaneous_Natural Gas_Pool Heater_E8 | F5 | Commercial | Miscellaneous | New | Miscellaneous | Natural Gas | Pool Heater | E8 | Utility - Cost of Operation | 0 | 0 | 0 | 0 | 0 | 0 | 0 | 0 | 0 | 0 | 0 | 0 | 0 | 0 | 0 | 0 | 0 | 0 | 0 | 0 | 0 | 0 | 0 | 0 | 0 | 0 | 0
F5_Commercial_Miscellaneous_New_Miscellaneous_Natural Gas_Pool Heater_E9 | F5 | Commercial | Miscellaneous | New | Miscellaneous | Natural Gas | Pool Heater | E9 | Utility - Cost of Operation | 0 | 0 | 0 | 0 | 0 | 0 | 0 | 0 | 0 | 0 | 0 | 0 | 0 | 0 | 0 | 0 | 0 | 0 | 0 | 0 | 0 | 0 | 0 | 0 | 0 | 0 | 0
F5_Commercial_Miscellaneous_New_Miscellaneous_Natural Gas_Pool Heater_E10 | F5 | Commercial | Miscellaneous | New | Miscellaneous | Natural Gas | Pool Heater | E10 | Utility - Cost of Operation | 0 | 0 | 0 | 0 | 0 | 0 | 0 | 0 | 0 | 0 | 0 | 0 | 0 | 0 | 0 | 0 | 0 | 0 | 0 | 0 | 0 | 0 | 0 | 0 | 0 | 0 | 0
F6_Commercial_Miscellaneous_New_Miscellaneous_Natural Gas_Pool Heater_E1 | F6 | Commercial | Miscellaneous | New | Miscellaneous | Natural Gas | Pool Heater | E1 | Utility - Value of Sales | 0 | 0 | 0 | 0 | 0 | 0 | 0 | 0 | 0 | 0 | 0 | 0 | 0 | 0 | 0 | 0 | 0 | 0 | 0 | 0 | 0 | 0 | 0 | 0 | 0 | 0 | 0
F6_Commercial_Miscellaneous_New_Miscellaneous_Natural Gas_Pool Heater_E2 | F6 | Commercial | Miscellaneous | New | Miscellaneous | Natural Gas | Pool Heater | E2 | Utility - Value of Sales | 0 | 0 | 0 | 0 | 0 | 0 | 0 | 0 | 0 | 0 | 0 | 0 | 0 | 0 | 0 | 0 | 0 | 0 | 0 | 0 | 0 | 0 | 0 | 0 | 0 | 0 | 0
F6_Commercial_Miscellaneous_New_Miscellaneous_Natural Gas_Pool Heater_E3 | F6 | Commercial | Miscellaneous | New | Miscellaneous | Natural Gas | Pool Heater | E3 | Utility - Value of Sales | 0 | 0 | 0 | 0 | 0 | 0 | 0 | 0 | 0 | 0 | 0 | 0 | 0 | 0 | 0 | 0 | 0 | 0 | 0 | 0 | 0 | 0 | 0 | 0 | 0 | 0 | 0
F6_Commercial_Miscellaneous_New_Miscellaneous_Natural Gas_Pool Heater_E4 | F6 | Commercial | Miscellaneous | New | Miscellaneous | Natural Gas | Pool Heater | E4 | Utility - Value of Sales | 0 | 0 | 0 | 0 | 0 | 0 | 0 | 0 | 0 | 0 | 0 | 0 | 0 | 0 | 0 | 0 | 0 | 0 | 0 | 0 | 0 | 0 | 0 | 0 | 0 | 0 | 0
F6_Commercial_Miscellaneous_New_Miscellaneous_Natural Gas_Pool Heater_E5 | F6 | Commercial | Miscellaneous | New | Miscellaneous | Natural Gas | Pool Heater | E5 | Utility - Value of Sales | 0 | 0 | 0 | 0 | 0 | 0 | 0 | 0 | 0 | 0 | 0 | 0 | 0 | 0 | 0 | 0 | 0 | 0 | 0 | 0 | 0 | 0 | 0 | 0 | 0 | 0 | 0
F6_Commercial_Miscellaneous_New_Miscellaneous_Natural Gas_Pool Heater_E6 | F6 | Commercial | Miscellaneous | New | Miscellaneous | Natural Gas | Pool Heater | E6 | Utility - Value of Sales | 0 | 0 | 0 | 0 | 0 | 0 | 0 | 0 | 0 | 0 | 0 | 0 | 0 | 0 | 0 | 0 | 0 | 0 | 0 | 0 | 0 | 0 | 0 | 0 | 0 | 0 | 0
F6_Commercial_Miscellaneous_New_Miscellaneous_Natural Gas_Pool Heater_E7 | F6 | Commercial | Miscellaneous | New | Miscellaneous | Natural Gas | Pool Heater | E7 | Utility - Value of Sales | 0 | 0 | 0 | 0 | 0 | 0 | 0 | 0 | 0 | 0 | 0 | 0 | 0 | 0 | 0 | 0 | 0 | 0 | 0 | 0 | 0 | 0 | 0 | 0 | 0 | 0 | 0
F6_Commercial_Miscellaneous_New_Miscellaneous_Natural Gas_Pool Heater_E8 | F6 | Commercial | Miscellaneous | New | Miscellaneous | Natural Gas | Pool Heater | E8 | Utility - Value of Sales | 0 | 0 | 0 | 0 | 0 | 0 | 0 | 0 | 0 | 0 | 0 | 0 | 0 | 0 | 0 | 0 | 0 | 0 | 0 | 0 | 0 | 0 | 0 | 0 | 0 | 0 | 0
F6_Commercial_Miscellaneous_New_Miscellaneous_Natural Gas_Pool Heater_E9 | F6 | Commercial | Miscellaneous | New | Miscellaneous | Natural Gas | Pool Heater | E9 | Utility - Value of Sales | 0 | 0 | 0 | 0 | 0 | 0 | 0 | 0 | 0 | 0 | 0 | 0 | 0 | 0 | 0 | 0 | 0 | 0 | 0 | 0 | 0 | 0 | 0 | 0 | 0 | 0 | 0
F6_Commercial_Miscellaneous_New_Miscellaneous_Natural Gas_Pool Heater_E10 | F6 | Commercial | Miscellaneous | New | Miscellaneous | Natural Gas | Pool Heater | E10 | Utility - Value of Sales | 0 | 0 | 0 | 0 | 0 | 0 | 0 | 0 | 0 | 0 | 0 | 0 | 0 | 0 | 0 | 0 | 0 | 0 | 0 | 0 | 0 | 0 | 0 | 0 | 0 | 0 | 0
F1_Commercial_Miscellaneous_New_Miscellaneous_Natural Gas_Miscellaneous_E1 | F1 | Commercial | Miscellaneous | New | Miscellaneous | Natural Gas | Miscellaneous | E1 | RVT - Cost of Equipment | 0.036398 | 0.036398 | 0.036398 | 0.036398 | 0.036398 | 0.036398 | 0.036398 | 0.036398 | 0.036398 | 0.036398 | 0.036398 | 0.036398 | 0.036398 | 0.036398 | 0.036398 | 0.036398 | 0.036398 | 0.036398 | 0.036398 | 0.036398 | 0.036398 | 0.036398 | 0.036398 | 0.036398 | 0.036398 | 0.036398 | 0.036398
F1_Commercial_Miscellaneous_New_Miscellaneous_Natural Gas_Miscellaneous_E2 | F1 | Commercial | Miscellaneous | New | Miscellaneous | Natural Gas | Miscellaneous | E2 | RVT - Cost of Equipment | 0 | 0 | 0 | 0 | 0 | 0 | 0 | 0 | 0 | 0 | 0 | 0 | 0 | 0 | 0 | 0 | 0 | 0 | 0 | 0 | 0 | 0 | 0 | 0 | 0 | 0 | 0
F1_Commercial_Miscellaneous_New_Miscellaneous_Natural Gas_Miscellaneous_E3 | F1 | Commercial | Miscellaneous | New | Miscellaneous | Natural Gas | Miscellaneous | E3 | RVT - Cost of Equipment | 0 | 0 | 0 | 0 | 0 | 0 | 0 | 0 | 0 | 0 | 0 | 0 | 0 | 0 | 0 | 0 | 0 | 0 | 0 | 0 | 0 | 0 | 0 | 0 | 0 | 0 | 0
F1_Commercial_Miscellaneous_New_Miscellaneous_Natural Gas_Miscellaneous_E4 | F1 | Commercial | Miscellaneous | New | Miscellaneous | Natural Gas | Miscellaneous | E4 | RVT - Cost of Equipment | 0 | 0 | 0 | 0 | 0 | 0 | 0 | 0 | 0 | 0 | 0 | 0 | 0 | 0 | 0 | 0 | 0 | 0 | 0 | 0 | 0 | 0 | 0 | 0 | 0 | 0 | 0
F1_Commercial_Miscellaneous_New_Miscellaneous_Natural Gas_Miscellaneous_E5 | F1 | Commercial | Miscellaneous | New | Miscellaneous | Natural Gas | Miscellaneous | E5 | RVT - Cost of Equipment | 0 | 0 | 0 | 0 | 0 | 0 | 0 | 0 | 0 | 0 | 0 | 0 | 0 | 0 | 0 | 0 | 0 | 0 | 0 | 0 | 0 | 0 | 0 | 0 | 0 | 0 | 0
F1_Commercial_Miscellaneous_New_Miscellaneous_Natural Gas_Miscellaneous_E6 | F1 | Commercial | Miscellaneous | New | Miscellaneous | Natural Gas | Miscellaneous | E6 | RVT - Cost of Equipment | 0 | 0 | 0 | 0 | 0 | 0 | 0 | 0 | 0 | 0 | 0 | 0 | 0 | 0 | 0 | 0 | 0 | 0 | 0 | 0 | 0 | 0 | 0 | 0 | 0 | 0 | 0
F1_Commercial_Miscellaneous_New_Miscellaneous_Natural Gas_Miscellaneous_E7 | F1 | Commercial | Miscellaneous | New | Miscellaneous | Natural Gas | Miscellaneous | E7 | RVT - Cost of Equipment | 0 | 0 | 0 | 0 | 0 | 0 | 0 | 0 | 0 | 0 | 0 | 0 | 0 | 0 | 0 | 0 | 0 | 0 | 0 | 0 | 0 | 0 | 0 | 0 | 0 | 0 | 0
F1_Commercial_Miscellaneous_New_Miscellaneous_Natural Gas_Miscellaneous_E8 | F1 | Commercial | Miscellaneous | New | Miscellaneous | Natural Gas | Miscellaneous | E8 | RVT - Cost of Equipment | 0 | 0 | 0 | 0 | 0 | 0 | 0 | 0 | 0 | 0 | 0 | 0 | 0 | 0 | 0 | 0 | 0 | 0 | 0 | 0 | 0 | 0 | 0 | 0 | 0 | 0 | 0
F1_Commercial_Miscellaneous_New_Miscellaneous_Natural Gas_Miscellaneous_E9 | F1 | Commercial | Miscellaneous | New | Miscellaneous | Natural Gas | Miscellaneous | E9 | RVT - Cost of Equipment | 0 | 0 | 0 | 0 | 0 | 0 | 0 | 0 | 0 | 0 | 0 | 0 | 0 | 0 | 0 | 0 | 0 | 0 | 0 | 0 | 0 | 0 | 0 | 0 | 0 | 0 | 0
F1_Commercial_Miscellaneous_New_Miscellaneous_Natural Gas_Miscellaneous_E10 | F1 | Commercial | Miscellaneous | New | Miscellaneous | Natural Gas | Miscellaneous | E10 | RVT - Cost of Equipment | 0 | 0 | 0 | 0 | 0 | 0 | 0 | 0 | 0 | 0 | 0 | 0 | 0 | 0 | 0 | 0 | 0 | 0 | 0 | 0 | 0 | 0 | 0 | 0 | 0 | 0 | 0
F2_Commercial_Miscellaneous_New_Miscellaneous_Natural Gas_Miscellaneous_E1 | F2 | Commercial | Miscellaneous | New | Miscellaneous | Natural Gas | Miscellaneous | E1 | RVT - Cost of Operation | 0 | 0 | 0 | 0 | 0 | 0 | 0 | 0 | 0 | 0 | 0 | 0 | 0 | 0 | 0 | 0 | 0 | 0 | 0 | 0 | 0 | 0 | 0 | 0 | 0 | 0 | 0
F2_Commercial_Miscellaneous_New_Miscellaneous_Natural Gas_Miscellaneous_E2 | F2 | Commercial | Miscellaneous | New | Miscellaneous | Natural Gas | Miscellaneous | E2 | RVT - Cost of Operation | 0 | 0 | 0 | 0 | 0 | 0 | 0 | 0 | 0 | 0 | 0 | 0 | 0 | 0 | 0 | 0 | 0 | 0 | 0 | 0 | 0 | 0 | 0 | 0 | 0 | 0 | 0
F2_Commercial_Miscellaneous_New_Miscellaneous_Natural Gas_Miscellaneous_E3 | F2 | Commercial | Miscellaneous | New | Miscellaneous | Natural Gas | Miscellaneous | E3 | RVT - Cost of Operation | 0 | 0 | 0 | 0 | 0 | 0 | 0 | 0 | 0 | 0 | 0 | 0 | 0 | 0 | 0 | 0 | 0 | 0 | 0 | 0 | 0 | 0 | 0 | 0 | 0 | 0 | 0
F2_Commercial_Miscellaneous_New_Miscellaneous_Natural Gas_Miscellaneous_E4 | F2 | Commercial | Miscellaneous | New | Miscellaneous | Natural Gas | Miscellaneous | E4 | RVT - Cost of Operation | 0 | 0 | 0 | 0 | 0 | 0 | 0 | 0 | 0 | 0 | 0 | 0 | 0 | 0 | 0 | 0 | 0 | 0 | 0 | 0 | 0 | 0 | 0 | 0 | 0 | 0 | 0
F2_Commercial_Miscellaneous_New_Miscellaneous_Natural Gas_Miscellaneous_E5 | F2 | Commercial | Miscellaneous | New | Miscellaneous | Natural Gas | Miscellaneous | E5 | RVT - Cost of Operation | 0 | 0 | 0 | 0 | 0 | 0 | 0 | 0 | 0 | 0 | 0 | 0 | 0 | 0 | 0 | 0 | 0 | 0 | 0 | 0 | 0 | 0 | 0 | 0 | 0 | 0 | 0
F2_Commercial_Miscellaneous_New_Miscellaneous_Natural Gas_Miscellaneous_E6 | F2 | Commercial | Miscellaneous | New | Miscellaneous | Natural Gas | Miscellaneous | E6 | RVT - Cost of Operation | 0 | 0 | 0 | 0 | 0 | 0 | 0 | 0 | 0 | 0 | 0 | 0 | 0 | 0 | 0 | 0 | 0 | 0 | 0 | 0 | 0 | 0 | 0 | 0 | 0 | 0 | 0
F2_Commercial_Miscellaneous_New_Miscellaneous_Natural Gas_Miscellaneous_E7 | F2 | Commercial | Miscellaneous | New | Miscellaneous | Natural Gas | Miscellaneous | E7 | RVT - Cost of Operation | 0 | 0 | 0 | 0 | 0 | 0 | 0 | 0 | 0 | 0 | 0 | 0 | 0 | 0 | 0 | 0 | 0 | 0 | 0 | 0 | 0 | 0 | 0 | 0 | 0 | 0 | 0
F2_Commercial_Miscellaneous_New_Miscellaneous_Natural Gas_Miscellaneous_E8 | F2 | Commercial | Miscellaneous | New | Miscellaneous | Natural Gas | Miscellaneous | E8 | RVT - Cost of Operation | 0 | 0 | 0 | 0 | 0 | 0 | 0 | 0 | 0 | 0 | 0 | 0 | 0 | 0 | 0 | 0 | 0 | 0 | 0 | 0 | 0 | 0 | 0 | 0 | 0 | 0 | 0
F2_Commercial_Miscellaneous_New_Miscellaneous_Natural Gas_Miscellaneous_E9 | F2 | Commercial | Miscellaneous | New | Miscellaneous | Natural Gas | Miscellaneous | E9 | RVT - Cost of Operation | 0 | 0 | 0 | 0 | 0 | 0 | 0 | 0 | 0 | 0 | 0 | 0 | 0 | 0 | 0 | 0 | 0 | 0 | 0 | 0 | 0 | 0 | 0 | 0 | 0 | 0 | 0
F2_Commercial_Miscellaneous_New_Miscellaneous_Natural Gas_Miscellaneous_E10 | F2 | Commercial | Miscellaneous | New | Miscellaneous | Natural Gas | Miscellaneous | E10 | RVT - Cost of Operation | 0 | 0 | 0 | 0 | 0 | 0 | 0 | 0 | 0 | 0 | 0 | 0 | 0 | 0 | 0 | 0 | 0 | 0 | 0 | 0 | 0 | 0 | 0 | 0 | 0 | 0 | 0
F3_Commercial_Miscellaneous_New_Miscellaneous_Natural Gas_Miscellaneous_E1 | F3 | Commercial | Miscellaneous | New | Miscellaneous | Natural Gas | Miscellaneous | E1 | System - kBTUs of Consumption | 13.9257 | 13.9257 | 13.9257 | 13.9257 | 13.9257 | 13.9257 | 13.9257 | 13.9257 | 13.9257 | 13.9257 | 13.9257 | 13.9257 | 13.9257 | 13.9257 | 13.9257 | 13.9257 | 13.9257 | 13.9257 | 13.9257 | 13.9257 | 13.9257 | 13.9257 | 13.9257 | 13.9257 | 13.9257 | 13.9257 | 13.9257
F3_Commercial_Miscellaneous_New_Miscellaneous_Natural Gas_Miscellaneous_E2 | F3 | Commercial | Miscellaneous | New | Miscellaneous | Natural Gas | Miscellaneous | E2 | System - kBTUs of Consumption | 0 | 0 | 0 | 0 | 0 | 0 | 0 | 0 | 0 | 0 | 0 | 0 | 0 | 0 | 0 | 0 | 0 | 0 | 0 | 0 | 0 | 0 | 0 | 0 | 0 | 0 | 0
F3_Commercial_Miscellaneous_New_Miscellaneous_Natural Gas_Miscellaneous_E3 | F3 | Commercial | Miscellaneous | New | Miscellaneous | Natural Gas | Miscellaneous | E3 | System - kBTUs of Consumption | 0 | 0 | 0 | 0 | 0 | 0 | 0 | 0 | 0 | 0 | 0 | 0 | 0 | 0 | 0 | 0 | 0 | 0 | 0 | 0 | 0 | 0 | 0 | 0 | 0 | 0 | 0
F3_Commercial_Miscellaneous_New_Miscellaneous_Natural Gas_Miscellaneous_E4 | F3 | Commercial | Miscellaneous | New | Miscellaneous | Natural Gas | Miscellaneous | E4 | System - kBTUs of Consumption | 0 | 0 | 0 | 0 | 0 | 0 | 0 | 0 | 0 | 0 | 0 | 0 | 0 | 0 | 0 | 0 | 0 | 0 | 0 | 0 | 0 | 0 | 0 | 0 | 0 | 0 | 0
F3_Commercial_Miscellaneous_New_Miscellaneous_Natural Gas_Miscellaneous_E5 | F3 | Commercial | Miscellaneous | New | Miscellaneous | Natural Gas | Miscellaneous | E5 | System - kBTUs of Consumption | 0 | 0 | 0 | 0 | 0 | 0 | 0 | 0 | 0 | 0 | 0 | 0 | 0 | 0 | 0 | 0 | 0 | 0 | 0 | 0 | 0 | 0 | 0 | 0 | 0 | 0 | 0
F3_Commercial_Miscellaneous_New_Miscellaneous_Natural Gas_Miscellaneous_E6 | F3 | Commercial | Miscellaneous | New | Miscellaneous | Natural Gas | Miscellaneous | E6 | System - kBTUs of Consumption | 0 | 0 | 0 | 0 | 0 | 0 | 0 | 0 | 0 | 0 | 0 | 0 | 0 | 0 | 0 | 0 | 0 | 0 | 0 | 0 | 0 | 0 | 0 | 0 | 0 | 0 | 0
F3_Commercial_Miscellaneous_New_Miscellaneous_Natural Gas_Miscellaneous_E7 | F3 | Commercial | Miscellaneous | New | Miscellaneous | Natural Gas | Miscellaneous | E7 | System - kBTUs of Consumption | 0 | 0 | 0 | 0 | 0 | 0 | 0 | 0 | 0 | 0 | 0 | 0 | 0 | 0 | 0 | 0 | 0 | 0 | 0 | 0 | 0 | 0 | 0 | 0 | 0 | 0 | 0
F3_Commercial_Miscellaneous_New_Miscellaneous_Natural Gas_Miscellaneous_E8 | F3 | Commercial | Miscellaneous | New | Miscellaneous | Natural Gas | Miscellaneous | E8 | System - kBTUs of Consumption | 0 | 0 | 0 | 0 | 0 | 0 | 0 | 0 | 0 | 0 | 0 | 0 | 0 | 0 | 0 | 0 | 0 | 0 | 0 | 0 | 0 | 0 | 0 | 0 | 0 | 0 | 0
F3_Commercial_Miscellaneous_New_Miscellaneous_Natural Gas_Miscellaneous_E9 | F3 | Commercial | Miscellaneous | New | Miscellaneous | Natural Gas | Miscellaneous | E9 | System - kBTUs of Consumption | 0 | 0 | 0 | 0 | 0 | 0 | 0 | 0 | 0 | 0 | 0 | 0 | 0 | 0 | 0 | 0 | 0 | 0 | 0 | 0 | 0 | 0 | 0 | 0 | 0 | 0 | 0
F3_Commercial_Miscellaneous_New_Miscellaneous_Natural Gas_Miscellaneous_E10 | F3 | Commercial | Miscellaneous | New | Miscellaneous | Natural Gas | Miscellaneous | E10 | System - kBTUs of Consumption | 0 | 0 | 0 | 0 | 0 | 0 | 0 | 0 | 0 | 0 | 0 | 0 | 0 | 0 | 0 | 0 | 0 | 0 | 0 | 0 | 0 | 0 | 0 | 0 | 0 | 0 | 0
F4_Commercial_Miscellaneous_New_Miscellaneous_Natural Gas_Miscellaneous_E1 | F4 | Commercial | Miscellaneous | New | Miscellaneous | Natural Gas | Miscellaneous | E1 | Utility - Cost of Equipment | 0.036398 | 0.036398 | 0.036398 | 0.036398 | 0.036398 | 0.036398 | 0.036398 | 0.036398 | 0.036398 | 0.036398 | 0.036398 | 0.036398 | 0.036398 | 0.036398 | 0.036398 | 0.036398 | 0.036398 | 0.036398 | 0.036398 | 0.036398 | 0.036398 | 0.036398 | 0.036398 | 0.036398 | 0.036398 | 0.036398 | 0.036398
F4_Commercial_Miscellaneous_New_Miscellaneous_Natural Gas_Miscellaneous_E2 | F4 | Commercial | Miscellaneous | New | Miscellaneous | Natural Gas | Miscellaneous | E2 | Utility - Cost of Equipment | 0 | 0 | 0 | 0 | 0 | 0 | 0 | 0 | 0 | 0 | 0 | 0 | 0 | 0 | 0 | 0 | 0 | 0 | 0 | 0 | 0 | 0 | 0 | 0 | 0 | 0 | 0
F4_Commercial_Miscellaneous_New_Miscellaneous_Natural Gas_Miscellaneous_E3 | F4 | Commercial | Miscellaneous | New | Miscellaneous | Natural Gas | Miscellaneous | E3 | Utility - Cost of Equipment | 0 | 0 | 0 | 0 | 0 | 0 | 0 | 0 | 0 | 0 | 0 | 0 | 0 | 0 | 0 | 0 | 0 | 0 | 0 | 0 | 0 | 0 | 0 | 0 | 0 | 0 | 0
F4_Commercial_Miscellaneous_New_Miscellaneous_Natural Gas_Miscellaneous_E4 | F4 | Commercial | Miscellaneous | New | Miscellaneous | Natural Gas | Miscellaneous | E4 | Utility - Cost of Equipment | 0 | 0 | 0 | 0 | 0 | 0 | 0 | 0 | 0 | 0 | 0 | 0 | 0 | 0 | 0 | 0 | 0 | 0 | 0 | 0 | 0 | 0 | 0 | 0 | 0 | 0 | 0
F4_Commercial_Miscellaneous_New_Miscellaneous_Natural Gas_Miscellaneous_E5 | F4 | Commercial | Miscellaneous | New | Miscellaneous | Natural Gas | Miscellaneous | E5 | Utility - Cost of Equipment | 0 | 0 | 0 | 0 | 0 | 0 | 0 | 0 | 0 | 0 | 0 | 0 | 0 | 0 | 0 | 0 | 0 | 0 | 0 | 0 | 0 | 0 | 0 | 0 | 0 | 0 | 0
F4_Commercial_Miscellaneous_New_Miscellaneous_Natural Gas_Miscellaneous_E6 | F4 | Commercial | Miscellaneous | New | Miscellaneous | Natural Gas | Miscellaneous | E6 | Utility - Cost of Equipment | 0 | 0 | 0 | 0 | 0 | 0 | 0 | 0 | 0 | 0 | 0 | 0 | 0 | 0 | 0 | 0 | 0 | 0 | 0 | 0 | 0 | 0 | 0 | 0 | 0 | 0 | 0
F4_Commercial_Miscellaneous_New_Miscellaneous_Natural Gas_Miscellaneous_E7 | F4 | Commercial | Miscellaneous | New | Miscellaneous | Natural Gas | Miscellaneous | E7 | Utility - Cost of Equipment | 0 | 0 | 0 | 0 | 0 | 0 | 0 | 0 | 0 | 0 | 0 | 0 | 0 | 0 | 0 | 0 | 0 | 0 | 0 | 0 | 0 | 0 | 0 | 0 | 0 | 0 | 0
F4_Commercial_Miscellaneous_New_Miscellaneous_Natural Gas_Miscellaneous_E8 | F4 | Commercial | Miscellaneous | New | Miscellaneous | Natural Gas | Miscellaneous | E8 | Utility - Cost of Equipment | 0 | 0 | 0 | 0 | 0 | 0 | 0 | 0 | 0 | 0 | 0 | 0 | 0 | 0 | 0 | 0 | 0 | 0 | 0 | 0 | 0 | 0 | 0 | 0 | 0 | 0 | 0
F4_Commercial_Miscellaneous_New_Miscellaneous_Natural Gas_Miscellaneous_E9 | F4 | Commercial | Miscellaneous | New | Miscellaneous | Natural Gas | Miscellaneous | E9 | Utility - Cost of Equipment | 0 | 0 | 0 | 0 | 0 | 0 | 0 | 0 | 0 | 0 | 0 | 0 | 0 | 0 | 0 | 0 | 0 | 0 | 0 | 0 | 0 | 0 | 0 | 0 | 0 | 0 | 0
F4_Commercial_Miscellaneous_New_Miscellaneous_Natural Gas_Miscellaneous_E10 | F4 | Commercial | Miscellaneous | New | Miscellaneous | Natural Gas | Miscellaneous | E10 | Utility - Cost of Equipment | 0 | 0 | 0 | 0 | 0 | 0 | 0 | 0 | 0 | 0 | 0 | 0 | 0 | 0 | 0 | 0 | 0 | 0 | 0 | 0 | 0 | 0 | 0 | 0 | 0 | 0 | 0
F5_Commercial_Miscellaneous_New_Miscellaneous_Natural Gas_Miscellaneous_E1 | F5 | Commercial | Miscellaneous | New | Miscellaneous | Natural Gas | Miscellaneous | E1 | Utility - Cost of Operation | 0.19517 | 0.19042 | 0.18455 | 0.17809 | 0.17571 | 0.17606 | 0.17816 | 0.18121 | 0.18462 | 0.18809 | 0.1917 | 0.19546 | 0.19946 | 0.20337 | 0.20711 | 0.21012 | 0.21165 | 0.21113 | 0.20804 | 0.20181 | 0.19196 | 0.1785 | 0.16551 | 0.1565 | 0.15228 | 0.15303 | 0.15378
F5_Commercial_Miscellaneous_New_Miscellaneous_Natural Gas_Miscellaneous_E2 | F5 | Commercial | Miscellaneous | New | Miscellaneous | Natural Gas | Miscellaneous | E2 | Utility - Cost of Operation | 0 | 0 | 0 | 0 | 0 | 0 | 0 | 0 | 0 | 0 | 0 | 0 | 0 | 0 | 0 | 0 | 0 | 0 | 0 | 0 | 0 | 0 | 0 | 0 | 0 | 0 | 0
F5_Commercial_Miscellaneous_New_Miscellaneous_Natural Gas_Miscellaneous_E3 | F5 | Commercial | Miscellaneous | New | Miscellaneous | Natural Gas | Miscellaneous | E3 | Utility - Cost of Operation | 0 | 0 | 0 | 0 | 0 | 0 | 0 | 0 | 0 | 0 | 0 | 0 | 0 | 0 | 0 | 0 | 0 | 0 | 0 | 0 | 0 | 0 | 0 | 0 | 0 | 0 | 0
F5_Commercial_Miscellaneous_New_Miscellaneous_Natural Gas_Miscellaneous_E4 | F5 | Commercial | Miscellaneous | New | Miscellaneous | Natural Gas | Miscellaneous | E4 | Utility - Cost of Operation | 0 | 0 | 0 | 0 | 0 | 0 | 0 | 0 | 0 | 0 | 0 | 0 | 0 | 0 | 0 | 0 | 0 | 0 | 0 | 0 | 0 | 0 | 0 | 0 | 0 | 0 | 0
F5_Commercial_Miscellaneous_New_Miscellaneous_Natural Gas_Miscellaneous_E5 | F5 | Commercial | Miscellaneous | New | Miscellaneous | Natural Gas | Miscellaneous | E5 | Utility - Cost of Operation | 0 | 0 | 0 | 0 | 0 | 0 | 0 | 0 | 0 | 0 | 0 | 0 | 0 | 0 | 0 | 0 | 0 | 0 | 0 | 0 | 0 | 0 | 0 | 0 | 0 | 0 | 0
F5_Commercial_Miscellaneous_New_Miscellaneous_Natural Gas_Miscellaneous_E6 | F5 | Commercial | Miscellaneous | New | Miscellaneous | Natural Gas | Miscellaneous | E6 | Utility - Cost of Operation | 0 | 0 | 0 | 0 | 0 | 0 | 0 | 0 | 0 | 0 | 0 | 0 | 0 | 0 | 0 | 0 | 0 | 0 | 0 | 0 | 0 | 0 | 0 | 0 | 0 | 0 | 0
F5_Commercial_Miscellaneous_New_Miscellaneous_Natural Gas_Miscellaneous_E7 | F5 | Commercial | Miscellaneous | New | Miscellaneous | Natural Gas | Miscellaneous | E7 | Utility - Cost of Operation | 0 | 0 | 0 | 0 | 0 | 0 | 0 | 0 | 0 | 0 | 0 | 0 | 0 | 0 | 0 | 0 | 0 | 0 | 0 | 0 | 0 | 0 | 0 | 0 | 0 | 0 | 0
F5_Commercial_Miscellaneous_New_Miscellaneous_Natural Gas_Miscellaneous_E8 | F5 | Commercial | Miscellaneous | New | Miscellaneous | Natural Gas | Miscellaneous | E8 | Utility - Cost of Operation | 0 | 0 | 0 | 0 | 0 | 0 | 0 | 0 | 0 | 0 | 0 | 0 | 0 | 0 | 0 | 0 | 0 | 0 | 0 | 0 | 0 | 0 | 0 | 0 | 0 | 0 | 0
F5_Commercial_Miscellaneous_New_Miscellaneous_Natural Gas_Miscellaneous_E9 | F5 | Commercial | Miscellaneous | New | Miscellaneous | Natural Gas | Miscellaneous | E9 | Utility - Cost of Operation | 0 | 0 | 0 | 0 | 0 | 0 | 0 | 0 | 0 | 0 | 0 | 0 | 0 | 0 | 0 | 0 | 0 | 0 | 0 | 0 | 0 | 0 | 0 | 0 | 0 | 0 | 0
F5_Commercial_Miscellaneous_New_Miscellaneous_Natural Gas_Miscellaneous_E10 | F5 | Commercial | Miscellaneous | New | Miscellaneous | Natural Gas | Miscellaneous | E10 | Utility - Cost of Operation | 0 | 0 | 0 | 0 | 0 | 0 | 0 | 0 | 0 | 0 | 0 | 0 | 0 | 0 | 0 | 0 | 0 | 0 | 0 | 0 | 0 | 0 | 0 | 0 | 0 | 0 | 0
F6_Commercial_Miscellaneous_New_Miscellaneous_Natural Gas_Miscellaneous_E1 | F6 | Commercial | Miscellaneous | New | Miscellaneous | Natural Gas | Miscellaneous | E1 | Utility - Value of Sales | 0 | 0 | 0 | 0 | 0 | 0 | 0 | 0 | 0 | 0 | 0 | 0 | 0 | 0 | 0 | 0 | 0 | 0 | 0 | 0 | 0 | 0 | 0 | 0 | 0 | 0 | 0
F6_Commercial_Miscellaneous_New_Miscellaneous_Natural Gas_Miscellaneous_E2 | F6 | Commercial | Miscellaneous | New | Miscellaneous | Natural Gas | Miscellaneous | E2 | Utility - Value of Sales | 0 | 0 | 0 | 0 | 0 | 0 | 0 | 0 | 0 | 0 | 0 | 0 | 0 | 0 | 0 | 0 | 0 | 0 | 0 | 0 | 0 | 0 | 0 | 0 | 0 | 0 | 0
F6_Commercial_Miscellaneous_New_Miscellaneous_Natural Gas_Miscellaneous_E3 | F6 | Commercial | Miscellaneous | New | Miscellaneous | Natural Gas | Miscellaneous | E3 | Utility - Value of Sales | 0 | 0 | 0 | 0 | 0 | 0 | 0 | 0 | 0 | 0 | 0 | 0 | 0 | 0 | 0 | 0 | 0 | 0 | 0 | 0 | 0 | 0 | 0 | 0 | 0 | 0 | 0
F6_Commercial_Miscellaneous_New_Miscellaneous_Natural Gas_Miscellaneous_E4 | F6 | Commercial | Miscellaneous | New | Miscellaneous | Natural Gas | Miscellaneous | E4 | Utility - Value of Sales | 0 | 0 | 0 | 0 | 0 | 0 | 0 | 0 | 0 | 0 | 0 | 0 | 0 | 0 | 0 | 0 | 0 | 0 | 0 | 0 | 0 | 0 | 0 | 0 | 0 | 0 | 0
F6_Commercial_Miscellaneous_New_Miscellaneous_Natural Gas_Miscellaneous_E5 | F6 | Commercial | Miscellaneous | New | Miscellaneous | Natural Gas | Miscellaneous | E5 | Utility - Value of Sales | 0 | 0 | 0 | 0 | 0 | 0 | 0 | 0 | 0 | 0 | 0 | 0 | 0 | 0 | 0 | 0 | 0 | 0 | 0 | 0 | 0 | 0 | 0 | 0 | 0 | 0 | 0
F6_Commercial_Miscellaneous_New_Miscellaneous_Natural Gas_Miscellaneous_E6 | F6 | Commercial | Miscellaneous | New | Miscellaneous | Natural Gas | Miscellaneous | E6 | Utility - Value of Sales | 0 | 0 | 0 | 0 | 0 | 0 | 0 | 0 | 0 | 0 | 0 | 0 | 0 | 0 | 0 | 0 | 0 | 0 | 0 | 0 | 0 | 0 | 0 | 0 | 0 | 0 | 0
F6_Commercial_Miscellaneous_New_Miscellaneous_Natural Gas_Miscellaneous_E7 | F6 | Commercial | Miscellaneous | New | Miscellaneous | Natural Gas | Miscellaneous | E7 | Utility - Value of Sales | 0 | 0 | 0 | 0 | 0 | 0 | 0 | 0 | 0 | 0 | 0 | 0 | 0 | 0 | 0 | 0 | 0 | 0 | 0 | 0 | 0 | 0 | 0 | 0 | 0 | 0 | 0
F6_Commercial_Miscellaneous_New_Miscellaneous_Natural Gas_Miscellaneous_E8 | F6 | Commercial | Miscellaneous | New | Miscellaneous | Natural Gas | Miscellaneous | E8 | Utility - Value of Sales | 0 | 0 | 0 | 0 | 0 | 0 | 0 | 0 | 0 | 0 | 0 | 0 | 0 | 0 | 0 | 0 | 0 | 0 | 0 | 0 | 0 | 0 | 0 | 0 | 0 | 0 | 0
F6_Commercial_Miscellaneous_New_Miscellaneous_Natural Gas_Miscellaneous_E9 | F6 | Commercial | Miscellaneous | New | Miscellaneous | Natural Gas | Miscellaneous | E9 | Utility - Value of Sales | 0 | 0 | 0 | 0 | 0 | 0 | 0 | 0 | 0 | 0 | 0 | 0 | 0 | 0 | 0 | 0 | 0 | 0 | 0 | 0 | 0 | 0 | 0 | 0 | 0 | 0 | 0
F6_Commercial_Miscellaneous_New_Miscellaneous_Natural Gas_Miscellaneous_E10 | F6 | Commercial | Miscellaneous | New | Miscellaneous | Natural Gas | Miscellaneous | E10 | Utility - Value of Sales | 0 | 0 | 0 | 0 | 0 | 0 | 0 | 0 | 0 | 0 | 0 | 0 | 0 | 0 | 0 | 0 | 0 | 0 | 0 | 0 | 0 | 0 | 0 | 0 | 0 | 0 | 0

## Technology Economics
Key | Field | Sector | Segment | Vintage | End Use | Fuel | Technology | Equipment | Label | 2021 | 2022 | 2023 | 2024 | 2025 | 2026 | 2027 | 2028 | 2029 | 2030 | 2031 | 2032 | 2033 | 2034 | 2035 | 2036 | 2037 | 2038 | 2039 | 2040 | 2041 | 2042 | 2043 | 2044 | 2045 | 2046 | 2047
F0_Commercial_Office_Existing_Space Heating_Natural Gas_Furnace_E0 | F0 | Commercial | Office | Existing | Space Heating | Natural Gas | Furnace | E0 | Economic Unit | AFUE 96% | AFUE 96% | AFUE 96% | AFUE 96% | AFUE 96% | AFUE 96% | AFUE 96% | AFUE 96% | AFUE 96% | AFUE 96% | AFUE 96% | AFUE 96% | AFUE 96% | AFUE 96% | AFUE 96% | AFUE 96% | AFUE 96% | AFUE 96% | AFUE 96% | AFUE 96% | AFUE 96% | AFUE 96% | AFUE 96% | AFUE 96% | AFUE 96% | AFUE 96% | AFUE 96%
F1_Commercial_Office_Existing_Space Heating_Natural Gas_Furnace_E1 | F1 | Commercial | Office | Existing | Space Heating | Natural Gas | Furnace | E1 | CCE | 0 | 0 | 0 | 0 | 0 | 0 | 0 | 0 | 0 | 0 | 0 | 0 | 0 | 0 | 0 | 0 | 0 | 0 | 0 | 0 | 0 | 0 | 0 | 0 | 0 | 0 | 0
F1_Commercial_Office_Existing_Space Heating_Natural Gas_Furnace_E2 | F1 | Commercial | Office | Existing | Space Heating | Natural Gas | Furnace | E2 | CCE | 0.0034446 | 0.0032019 | 0.0032144 | 0 | 0 | 0 | 0 | 0 | 0 | 0 | 0 | 0 | 0 | 0 | 0 | 0 | 0 | 0 | 0 | 0 | 0 | 0 | 0 | 0 | 0 | 0 | 0
F1_Commercial_Office_Existing_Space Heating_Natural Gas_Furnace_E3 | F1 | Commercial | Office | Existing | Space Heating | Natural Gas | Furnace | E3 | CCE | 0.0045928 | 0.0042692 | 0.0042858 | 0.0064287 | 0.0064287 | 0.0064287 | 0.0064287 | 0.0064287 | 0.0064287 | 0.0064287 | 0.0064287 | 0.0064287 | 0.0064287 | 0.0064287 | 0.0064287 | 0.0064287 | 0.0064287 | 0.0064287 | 0.0064287 | 0.0064287 | 0.0064287 | 0.0064287 | 0.0064287 | 0.0064287 | 0.0064287 | 0.0064287 | 0.0064287
F1_Commercial_Office_Existing_Space Heating_Natural Gas_Furnace_E4 | F1 | Commercial | Office | Existing | Space Heating | Natural Gas | Furnace | E4 | CCE | 0 | 0 | 0 | 0 | 0 | 0 | 0 | 0 | 0 | 0 | 0 | 0 | 0 | 0 | 0 | 0 | 0 | 0 | 0 | 0 | 0 | 0 | 0 | 0 | 0 | 0 | 0
F1_Commercial_Office_Existing_Space Heating_Natural Gas_Furnace_E5 | F1 | Commercial | Office | Existing | Space Heating | Natural Gas | Furnace | E5 | CCE | 0 | 0 | 0 | 0 | 0 | 0 | 0 | 0 | 0 | 0 | 0 | 0 | 0 | 0 | 0 | 0 | 0 | 0 | 0 | 0 | 0 | 0 | 0 | 0 | 0 | 0 | 0
F1_Commercial_Office_Existing_Space Heating_Natural Gas_Furnace_E6 | F1 | Commercial | Office | Existing | Space Heating | Natural Gas | Furnace | E6 | CCE | 0 | 0 | 0 | 0 | 0 | 0 | 0 | 0 | 0 | 0 | 0 | 0 | 0 | 0 | 0 | 0 | 0 | 0 | 0 | 0 | 0 | 0 | 0 | 0 | 0 | 0 | 0
F1_Commercial_Office_Existing_Space Heating_Natural Gas_Furnace_E7 | F1 | Commercial | Office | Existing | Space Heating | Natural Gas | Furnace | E7 | CCE | 0 | 0 | 0 | 0 | 0 | 0 | 0 | 0 | 0 | 0 | 0 | 0 | 0 | 0 | 0 | 0 | 0 | 0 | 0 | 0 | 0 | 0 | 0 | 0 | 0 | 0 | 0
F1_Commercial_Office_Existing_Space Heating_Natural Gas_Furnace_E8 | F1 | Commercial | Office | Existing | Space Heating | Natural Gas | Furnace | E8 | CCE | 0 | 0 | 0 | 0 | 0 | 0 | 0 | 0 | 0 | 0 | 0 | 0 | 0 | 0 | 0 | 0 | 0 | 0 | 0 | 0 | 0 | 0 | 0 | 0 | 0 | 0 | 0
F1_Commercial_Office_Existing_Space Heating_Natural Gas_Furnace_E9 | F1 | Commercial | Office | Existing | Space Heating | Natural Gas | Furnace | E9 | CCE | 0 | 0 | 0 | 0 | 0 | 0 | 0 | 0 | 0 | 0 | 0 | 0 | 0 | 0 | 0 | 0 | 0 | 0 | 0 | 0 | 0 | 0 | 0 | 0 | 0 | 0 | 0
F1_Commercial_Office_Existing_Space Heating_Natural Gas_Furnace_E10 | F1 | Commercial | Office | Existing | Space Heating | Natural Gas | Furnace | E10 | CCE | 0 | 0 | 0 | 0 | 0 | 0 | 0 | 0 | 0 | 0 | 0 | 0 | 0 | 0 | 0 | 0 | 0 | 0 | 0 | 0 | 0 | 0 | 0 | 0 | 0 | 0 | 0
F2_Commercial_Office_Existing_Space Heating_Natural Gas_Furnace_E1 | F2 | Commercial | Office | Existing | Space Heating | Natural Gas | Furnace | E1 | TRC BC Ratio | 1 | 1 | 1 | 0 | 0 | 0 | 0 | 0 | 0 | 0 | 0 | 0 | 0 | 0 | 0 | 0 | 0 | 0 | 0 | 0 | 0 | 0 | 0 | 0 | 0 | 0 | 0
F2_Commercial_Office_Existing_Space Heating_Natural Gas_Furnace_E2 | F2 | Commercial | Office | Existing | Space Heating | Natural Gas | Furnace | E2 | TRC BC Ratio | 4.5087 | 4.4822 | 4.4197 | 1 | 1 | 1 | 1 | 1 | 1 | 1 | 1 | 1 | 1 | 1 | 1 | 1 | 1 | 1 | 1 | 1 | 1 | 1 | 1 | 1 | 1 | 1 | 1
F2_Commercial_Office_Existing_Space Heating_Natural Gas_Furnace_E3 | F2 | Commercial | Office | Existing | Space Heating | Natural Gas | Furnace | E3 | TRC BC Ratio | 3.3815 | 3.3616 | 3.3148 | 2.1761 | 2.1667 | 2.1654 | 2.1696 | 2.1754 | 2.18 | 2.1822 | 2.182 | 2.1791 | 2.1728 | 2.1613 | 2.1449 | 2.1242 | 2.0976 | 2.0662 | 2.0288 | 1.9842 | 1.931 | 1.8706 | 1.8208 | 1.7894 | 1.7776 | 1.7864 | 1.7951
F2_Commercial_Office_Existing_Space Heating_Natural Gas_Furnace_E4 | F2 | Commercial | Office | Existing | Space Heating | Natural Gas | Furnace | E4 | TRC BC Ratio | 0 | 0 | 0 | 0 | 0 | 0 | 0 | 0 | 0 | 0 | 0 | 0 | 0 | 0 | 0 | 0 | 0 | 0 | 0 | 0 | 0 | 0 | 0 | 0 | 0 | 0 | 0
F2_Commercial_Office_Existing_Space Heating_Natural Gas_Furnace_E5 | F2 | Commercial | Office | Existing | Space Heating | Natural Gas | Furnace | E5 | TRC BC Ratio | 0 | 0 | 0 | 0 | 0 | 0 | 0 | 0 | 0 | 0 | 0 | 0 | 0 | 0 | 0 | 0 | 0 | 0 | 0 | 0 | 0 | 0 | 0 | 0 | 0 | 0 | 0
F2_Commercial_Office_Existing_Space Heating_Natural Gas_Furnace_E6 | F2 | Commercial | Office | Existing | Space Heating | Natural Gas | Furnace | E6 | TRC BC Ratio | 0 | 0 | 0 | 0 | 0 | 0 | 0 | 0 | 0 | 0 | 0 | 0 | 0 | 0 | 0 | 0 | 0 | 0 | 0 | 0 | 0 | 0 | 0 | 0 | 0 | 0 | 0
F2_Commercial_Office_Existing_Space Heating_Natural Gas_Furnace_E7 | F2 | Commercial | Office | Existing | Space Heating | Natural Gas | Furnace | E7 | TRC BC Ratio | 0 | 0 | 0 | 0 | 0 | 0 | 0 | 0 | 0 | 0 | 0 | 0 | 0 | 0 | 0 | 0 | 0 | 0 | 0 | 0 | 0 | 0 | 0 | 0 | 0 | 0 | 0
F2_Commercial_Office_Existing_Space Heating_Natural Gas_Furnace_E8 | F2 | Commercial | Office | Existing | Space Heating | Natural Gas | Furnace | E8 | TRC BC Ratio | 0 | 0 | 0 | 0 | 0 | 0 | 0 | 0 | 0 | 0 | 0 | 0 | 0 | 0 | 0 | 0 | 0 | 0 | 0 | 0 | 0 | 0 | 0 | 0 | 0 | 0 | 0
F2_Commercial_Office_Existing_Space Heating_Natural Gas_Furnace_E9 | F2 | Commercial | Office | Existing | Space Heating | Natural Gas | Furnace | E9 | TRC BC Ratio | 0 | 0 | 0 | 0 | 0 | 0 | 0 | 0 | 0 | 0 | 0 | 0 | 0 | 0 | 0 | 0 | 0 | 0 | 0 | 0 | 0 | 0 | 0 | 0 | 0 | 0 | 0
F2_Commercial_Office_Existing_Space Heating_Natural Gas_Furnace_E10 | F2 | Commercial | Office | Existing | Space Heating | Natural Gas | Furnace | E10 | TRC BC Ratio | 0 | 0 | 0 | 0 | 0 | 0 | 0 | 0 | 0 | 0 | 0 | 0 | 0 | 0 | 0 | 0 | 0 | 0 | 0 | 0 | 0 | 0 | 0 | 0 | 0 | 0 | 0
F3_Commercial_Office_Existing_Space Heating_Natural Gas_Furnace_E1 | F3 | Commercial | Office | Existing | Space Heating | Natural Gas | Furnace | E1 | PACT BC Ratio | 1 | 1 | 1 | 0 | 0 | 0 | 0 | 0 | 0 | 0 | 0 | 0 | 0 | 0 | 0 | 0 | 0 | 0 | 0 | 0 | 0 | 0 | 0 | 0 | 0 | 0 | 0
F3_Commercial_Office_Existing_Space Heating_Natural Gas_Furnace_E2 | F3 | Commercial | Office | Existing | Space Heating | Natural Gas | Furnace | E2 | PACT BC Ratio | 5.9325 | 5.8976 | 5.8154 | 1 | 1 | 1 | 1 | 1 | 1 | 1 | 1 | 1 | 1 | 1 | 1 | 1 | 1 | 1 | 1 | 1 | 1 | 1 | 1 | 1 | 1 | 1 | 1
F3_Commercial_Office_Existing_Space Heating_Natural Gas_Furnace_E3 | F3 | Commercial | Office | Existing | Space Heating | Natural Gas | Furnace | E3 | PACT BC Ratio | 4.4494 | 4.4232 | 4.3615 | 2.8632 | 2.851 | 2.8492 | 2.8548 | 2.8624 | 2.8684 | 2.8713 | 2.871 | 2.8672 | 2.8589 | 2.8439 | 2.8222 | 2.7951 | 2.76 | 2.7187 | 2.6695 | 2.6107 | 2.5408 | 2.4614 | 2.3957 | 2.3545 | 2.339 | 2.3505 | 2.362
F3_Commercial_Office_Existing_Space Heating_Natural Gas_Furnace_E4 | F3 | Commercial | Office | Existing | Space Heating | Natural Gas | Furnace | E4 | PACT BC Ratio | 0 | 0 | 0 | 0 | 0 | 0 | 0 | 0 | 0 | 0 | 0 | 0 | 0 | 0 | 0 | 0 | 0 | 0 | 0 | 0 | 0 | 0 | 0 | 0 | 0 | 0 | 0
F3_Commercial_Office_Existing_Space Heating_Natural Gas_Furnace_E5 | F3 | Commercial | Office | Existing | Space Heating | Natural Gas | Furnace | E5 | PACT BC Ratio | 0 | 0 | 0 | 0 | 0 | 0 | 0 | 0 | 0 | 0 | 0 | 0 | 0 | 0 | 0 | 0 | 0 | 0 | 0 | 0 | 0 | 0 | 0 | 0 | 0 | 0 | 0
F3_Commercial_Office_Existing_Space Heating_Natural Gas_Furnace_E6 | F3 | Commercial | Office | Existing | Space Heating | Natural Gas | Furnace | E6 | PACT BC Ratio | 0 | 0 | 0 | 0 | 0 | 0 | 0 | 0 | 0 | 0 | 0 | 0 | 0 | 0 | 0 | 0 | 0 | 0 | 0 | 0 | 0 | 0 | 0 | 0 | 0 | 0 | 0
F3_Commercial_Office_Existing_Space Heating_Natural Gas_Furnace_E7 | F3 | Commercial | Office | Existing | Space Heating | Natural Gas | Furnace | E7 | PACT BC Ratio | 0 | 0 | 0 | 0 | 0 | 0 | 0 | 0 | 0 | 0 | 0 | 0 | 0 | 0 | 0 | 0 | 0 | 0 | 0 | 0 | 0 | 0 | 0 | 0 | 0 | 0 | 0
F3_Commercial_Office_Existing_Space Heating_Natural Gas_Furnace_E8 | F3 | Commercial | Office | Existing | Space Heating | Natural Gas | Furnace | E8 | PACT BC Ratio | 0 | 0 | 0 | 0 | 0 | 0 | 0 | 0 | 0 | 0 | 0 | 0 | 0 | 0 | 0 | 0 | 0 | 0 | 0 | 0 | 0 | 0 | 0 | 0 | 0 | 0 | 0
F3_Commercial_Office_Existing_Space Heating_Natural Gas_Furnace_E9 | F3 | Commercial | Office | Existing | Space Heating | Natural Gas | Furnace | E9 | PACT BC Ratio | 0 | 0 | 0 | 0 | 0 | 0 | 0 | 0 | 0 | 0 | 0 | 0 | 0 | 0 | 0 | 0 | 0 | 0 | 0 | 0 | 0 | 0 | 0 | 0 | 0 | 0 | 0
F3_Commercial_Office_Existing_Space Heating_Natural Gas_Furnace_E10 | F3 | Commercial | Office | Existing | Space Heating | Natural Gas | Furnace | E10 | PACT BC Ratio | 0 | 0 | 0 | 0 | 0 | 0 | 0 | 0 | 0 | 0 | 0 | 0 | 0 | 0 | 0 | 0 | 0 | 0 | 0 | 0 | 0 | 0 | 0 | 0 | 0 | 0 | 0
F4_Commercial_Office_Existing_Space Heating_Natural Gas_Furnace_E1 | F4 | Commercial | Office | Existing | Space Heating | Natural Gas | Furnace | E1 | RVT BC Ratio | 1 | 1 | 1 | 0 | 0 | 0 | 0 | 0 | 0 | 0 | 0 | 0 | 0 | 0 | 0 | 0 | 0 | 0 | 0 | 0 | 0 | 0 | 0 | 0 | 0 | 0 | 0
F4_Commercial_Office_Existing_Space Heating_Natural Gas_Furnace_E2 | F4 | Commercial | Office | Existing | Space Heating | Natural Gas | Furnace | E2 | RVT BC Ratio | 0.7 | 0.7 | 0.7 | 1 | 1 | 1 | 1 | 1 | 1 | 1 | 1 | 1 | 1 | 1 | 1 | 1 | 1 | 1 | 1 | 1 | 1 | 1 | 1 | 1 | 1 | 1 | 1
F4_Commercial_Office_Existing_Space Heating_Natural Gas_Furnace_E3 | F4 | Commercial | Office | Existing | Space Heating | Natural Gas | Furnace | E3 | RVT BC Ratio | 0.7 | 0.7 | 0.7 | 0.7 | 0.7 | 0.7 | 0.7 | 0.7 | 0.7 | 0.7 | 0.7 | 0.7 | 0.7 | 0.7 | 0.7 | 0.7 | 0.7 | 0.7 | 0.7 | 0.7 | 0.7 | 0.7 | 0.7 | 0.7 | 0.7 | 0.7 | 0.7
F4_Commercial_Office_Existing_Space Heating_Natural Gas_Furnace_E4 | F4 | Commercial | Office | Existing | Space Heating | Natural Gas | Furnace | E4 | RVT BC Ratio | 0 | 0 | 0 | 0 | 0 | 0 | 0 | 0 | 0 | 0 | 0 | 0 | 0 | 0 | 0 | 0 | 0 | 0 | 0 | 0 | 0 | 0 | 0 | 0 | 0 | 0 | 0
F4_Commercial_Office_Existing_Space Heating_Natural Gas_Furnace_E5 | F4 | Commercial | Office | Existing | Space Heating | Natural Gas | Furnace | E5 | RVT BC Ratio | 0 | 0 | 0 | 0 | 0 | 0 | 0 | 0 | 0 | 0 | 0 | 0 | 0 | 0 | 0 | 0 | 0 | 0 | 0 | 0 | 0 | 0 | 0 | 0 | 0 | 0 | 0
F4_Commercial_Office_Existing_Space Heating_Natural Gas_Furnace_E6 | F4 | Commercial | Office | Existing | Space Heating | Natural Gas | Furnace | E6 | RVT BC Ratio | 0 | 0 | 0 | 0 | 0 | 0 | 0 | 0 | 0 | 0 | 0 | 0 | 0 | 0 | 0 | 0 | 0 | 0 | 0 | 0 | 0 | 0 | 0 | 0 | 0 | 0 | 0
F4_Commercial_Office_Existing_Space Heating_Natural Gas_Furnace_E7 | F4 | Commercial | Office | Existing | Space Heating | Natural Gas | Furnace | E7 | RVT BC Ratio | 0 | 0 | 0 | 0 | 0 | 0 | 0 | 0 | 0 | 0 | 0 | 0 | 0 | 0 | 0 | 0 | 0 | 0 | 0 | 0 | 0 | 0 | 0 | 0 | 0 | 0 | 0
F4_Commercial_Office_Existing_Space Heating_Natural Gas_Furnace_E8 | F4 | Commercial | Office | Existing | Space Heating | Natural Gas | Furnace | E8 | RVT BC Ratio | 0 | 0 | 0 | 0 | 0 | 0 | 0 | 0 | 0 | 0 | 0 | 0 | 0 | 0 | 0 | 0 | 0 | 0 | 0 | 0 | 0 | 0 | 0 | 0 | 0 | 0 | 0
F4_Commercial_Office_Existing_Space Heating_Natural Gas_Furnace_E9 | F4 | Commercial | Office | Existing | Space Heating | Natural Gas | Furnace | E9 | RVT BC Ratio | 0 | 0 | 0 | 0 | 0 | 0 | 0 | 0 | 0 | 0 | 0 | 0 | 0 | 0 | 0 | 0 | 0 | 0 | 0 | 0 | 0 | 0 | 0 | 0 | 0 | 0 | 0
F4_Commercial_Office_Existing_Space Heating_Natural Gas_Furnace_E10 | F4 | Commercial | Office | Existing | Space Heating | Natural Gas | Furnace | E10 | RVT BC Ratio | 0 | 0 | 0 | 0 | 0 | 0 | 0 | 0 | 0 | 0 | 0 | 0 | 0 | 0 | 0 | 0 | 0 | 0 | 0 | 0 | 0 | 0 | 0 | 0 | 0 | 0 | 0
F5_Commercial_Office_Existing_Space Heating_Natural Gas_Furnace_E1 | F5 | Commercial | Office | Existing | Space Heating | Natural Gas | Furnace | E1 | RIM BC Ratio | 1 | 1 | 1 | 0 | 0 | 0 | 0 | 0 | 0 | 0 | 0 | 0 | 0 | 0 | 0 | 0 | 0 | 0 | 0 | 0 | 0 | 0 | 0 | 0 | 0 | 0 | 0
F5_Commercial_Office_Existing_Space Heating_Natural Gas_Furnace_E2 | F5 | Commercial | Office | Existing | Space Heating | Natural Gas | Furnace | E2 | RIM BC Ratio | 5.9325 | 5.8976 | 5.8154 | 1 | 1 | 1 | 1 | 1 | 1 | 1 | 1 | 1 | 1 | 1 | 1 | 1 | 1 | 1 | 1 | 1 | 1 | 1 | 1 | 1 | 1 | 1 | 1
F5_Commercial_Office_Existing_Space Heating_Natural Gas_Furnace_E3 | F5 | Commercial | Office | Existing | Space Heating | Natural Gas | Furnace | E3 | RIM BC Ratio | 4.4494 | 4.4232 | 4.3615 | 2.8632 | 2.851 | 2.8492 | 2.8548 | 2.8624 | 2.8684 | 2.8713 | 2.871 | 2.8672 | 2.8589 | 2.8439 | 2.8222 | 2.7951 | 2.76 | 2.7187 | 2.6695 | 2.6107 | 2.5408 | 2.4614 | 2.3957 | 2.3545 | 2.339 | 2.3505 | 2.362
F5_Commercial_Office_Existing_Space Heating_Natural Gas_Furnace_E4 | F5 | Commercial | Office | Existing | Space Heating | Natural Gas | Furnace | E4 | RIM BC Ratio | 0 | 0 | 0 | 0 | 0 | 0 | 0 | 0 | 0 | 0 | 0 | 0 | 0 | 0 | 0 | 0 | 0 | 0 | 0 | 0 | 0 | 0 | 0 | 0 | 0 | 0 | 0
F5_Commercial_Office_Existing_Space Heating_Natural Gas_Furnace_E5 | F5 | Commercial | Office | Existing | Space Heating | Natural Gas | Furnace | E5 | RIM BC Ratio | 0 | 0 | 0 | 0 | 0 | 0 | 0 | 0 | 0 | 0 | 0 | 0 | 0 | 0 | 0 | 0 | 0 | 0 | 0 | 0 | 0 | 0 | 0 | 0 | 0 | 0 | 0
F5_Commercial_Office_Existing_Space Heating_Natural Gas_Furnace_E6 | F5 | Commercial | Office | Existing | Space Heating | Natural Gas | Furnace | E6 | RIM BC Ratio | 0 | 0 | 0 | 0 | 0 | 0 | 0 | 0 | 0 | 0 | 0 | 0 | 0 | 0 | 0 | 0 | 0 | 0 | 0 | 0 | 0 | 0 | 0 | 0 | 0 | 0 | 0
F5_Commercial_Office_Existing_Space Heating_Natural Gas_Furnace_E7 | F5 | Commercial | Office | Existing | Space Heating | Natural Gas | Furnace | E7 | RIM BC Ratio | 0 | 0 | 0 | 0 | 0 | 0 | 0 | 0 | 0 | 0 | 0 | 0 | 0 | 0 | 0 | 0 | 0 | 0 | 0 | 0 | 0 | 0 | 0 | 0 | 0 | 0 | 0
F5_Commercial_Office_Existing_Space Heating_Natural Gas_Furnace_E8 | F5 | Commercial | Office | Existing | Space Heating | Natural Gas | Furnace | E8 | RIM BC Ratio | 0 | 0 | 0 | 0 | 0 | 0 | 0 | 0 | 0 | 0 | 0 | 0 | 0 | 0 | 0 | 0 | 0 | 0 | 0 | 0 | 0 | 0 | 0 | 0 | 0 | 0 | 0
F5_Commercial_Office_Existing_Space Heating_Natural Gas_Furnace_E9 | F5 | Commercial | Office | Existing | Space Heating | Natural Gas | Furnace | E9 | RIM BC Ratio | 0 | 0 | 0 | 0 | 0 | 0 | 0 | 0 | 0 | 0 | 0 | 0 | 0 | 0 | 0 | 0 | 0 | 0 | 0 | 0 | 0 | 0 | 0 | 0 | 0 | 0 | 0
F5_Commercial_Office_Existing_Space Heating_Natural Gas_Furnace_E10 | F5 | Commercial | Office | Existing | Space Heating | Natural Gas | Furnace | E10 | RIM BC Ratio | 0 | 0 | 0 | 0 | 0 | 0 | 0 | 0 | 0 | 0 | 0 | 0 | 0 | 0 | 0 | 0 | 0 | 0 | 0 | 0 | 0 | 0 | 0 | 0 | 0 | 0 | 0
F0_Commercial_Office_Existing_Space Heating_Natural Gas_Boiler_E0 | F0 | Commercial | Office | Existing | Space Heating | Natural Gas | Boiler | E0 | Economic Unit | AFUE 97% | AFUE 97% | AFUE 97% | AFUE 97% | AFUE 97% | AFUE 97% | AFUE 97% | AFUE 97% | AFUE 97% | AFUE 97% | AFUE 97% | AFUE 97% | AFUE 97% | AFUE 97% | AFUE 97% | AFUE 97% | AFUE 97% | AFUE 97% | AFUE 97% | AFUE 97% | AFUE 97% | AFUE 97% | AFUE 97% | AFUE 97% | AFUE 97% | AFUE 97% | AFUE 97%
F1_Commercial_Office_Existing_Space Heating_Natural Gas_Boiler_E1 | F1 | Commercial | Office | Existing | Space Heating | Natural Gas | Boiler | E1 | CCE | 0 | 0 | 0 | 0 | 0 | 0 | 0 | 0 | 0 | 0 | 0 | 0 | 0 | 0 | 0 | 0 | 0 | 0 | 0 | 0 | 0 | 0 | 0 | 0 | 0 | 0 | 0
F1_Commercial_Office_Existing_Space Heating_Natural Gas_Boiler_E2 | F1 | Commercial | Office | Existing | Space Heating | Natural Gas | Boiler | E2 | CCE | 0.010382 | 0.0096502 | 0.0096878 | 0.0096878 | 0.0096878 | 0.0096878 | 0.0096878 | 0.0096878 | 0.0096878 | 0.0096878 | 0.0096878 | 0.0096878 | 0.0096878 | 0.0096878 | 0.0096878 | 0.0096878 | 0.0096878 | 0.0096878 | 0.0096878 | 0.0096878 | 0.0096878 | 0.0096878 | 0.0096878 | 0.0096878 | 0.0096878 | 0.0096878 | 0.0096878
F1_Commercial_Office_Existing_Space Heating_Natural Gas_Boiler_E3 | F1 | Commercial | Office | Existing | Space Heating | Natural Gas | Boiler | E3 | CCE | 0.010483 | 0.0097441 | 0.009782 | 0.009782 | 0.009782 | 0.009782 | 0.009782 | 0.009782 | 0.009782 | 0.009782 | 0.009782 | 0.009782 | 0.009782 | 0.009782 | 0.009782 | 0.009782 | 0.009782 | 0.009782 | 0.009782 | 0.009782 | 0.009782 | 0.009782 | 0.009782 | 0.009782 | 0.009782 | 0.009782 | 0.009782
F1_Commercial_Office_Existing_Space Heating_Natural Gas_Boiler_E4 | F1 | Commercial | Office | Existing | Space Heating | Natural Gas | Boiler | E4 | CCE | 0.044233 | 0.041116 | 0.041276 | 0.041276 | 0.041276 | 0.041276 | 0.041276 | 0.041276 | 0.041276 | 0.041276 | 0.041276 | 0.041276 | 0.041276 | 0.041276 | 0.041276 | 0.041276 | 0.041276 | 0.041276 | 0.041276 | 0.041276 | 0.041276 | 0.041276 | 0.041276 | 0.041276 | 0.041276 | 0.041276 | 0.041276
F1_Commercial_Office_Existing_Space Heating_Natural Gas_Boiler_E5 | F1 | Commercial | Office | Existing | Space Heating | Natural Gas | Boiler | E5 | CCE | 0 | 0 | 0 | 0 | 0 | 0 | 0 | 0 | 0 | 0 | 0 | 0 | 0 | 0 | 0 | 0 | 0 | 0 | 0 | 0 | 0 | 0 | 0 | 0 | 0 | 0 | 0
F1_Commercial_Office_Existing_Space Heating_Natural Gas_Boiler_E6 | F1 | Commercial | Office | Existing | Space Heating | Natural Gas | Boiler | E6 | CCE | 0 | 0 | 0 | 0 | 0 | 0 | 0 | 0 | 0 | 0 | 0 | 0 | 0 | 0 | 0 | 0 | 0 | 0 | 0 | 0 | 0 | 0 | 0 | 0 | 0 | 0 | 0
F1_Commercial_Office_Existing_Space Heating_Natural Gas_Boiler_E7 | F1 | Commercial | Office | Existing | Space Heating | Natural Gas | Boiler | E7 | CCE | 0 | 0 | 0 | 0 | 0 | 0 | 0 | 0 | 0 | 0 | 0 | 0 | 0 | 0 | 0 | 0 | 0 | 0 | 0 | 0 | 0 | 0 | 0 | 0 | 0 | 0 | 0
F1_Commercial_Office_Existing_Space Heating_Natural Gas_Boiler_E8 | F1 | Commercial | Office | Existing | Space Heating | Natural Gas | Boiler | E8 | CCE | 0 | 0 | 0 | 0 | 0 | 0 | 0 | 0 | 0 | 0 | 0 | 0 | 0 | 0 | 0 | 0 | 0 | 0 | 0 | 0 | 0 | 0 | 0 | 0 | 0 | 0 | 0
F1_Commercial_Office_Existing_Space Heating_Natural Gas_Boiler_E9 | F1 | Commercial | Office | Existing | Space Heating | Natural Gas | Boiler | E9 | CCE | 0 | 0 | 0 | 0 | 0 | 0 | 0 | 0 | 0 | 0 | 0 | 0 | 0 | 0 | 0 | 0 | 0 | 0 | 0 | 0 | 0 | 0 | 0 | 0 | 0 | 0 | 0
F1_Commercial_Office_Existing_Space Heating_Natural Gas_Boiler_E10 | F1 | Commercial | Office | Existing | Space Heating | Natural Gas | Boiler | E10 | CCE | 0 | 0 | 0 | 0 | 0 | 0 | 0 | 0 | 0 | 0 | 0 | 0 | 0 | 0 | 0 | 0 | 0 | 0 | 0 | 0 | 0 | 0 | 0 | 0 | 0 | 0 | 0
F2_Commercial_Office_Existing_Space Heating_Natural Gas_Boiler_E1 | F2 | Commercial | Office | Existing | Space Heating | Natural Gas | Boiler | E1 | TRC BC Ratio | bar: 2021 to 2047
F2_Commercial_Office_Existing_Space Heating_Natural Gas_Boiler_E2 | F2 | Commercial | Office | Existing | Space Heating | Natural Gas | Boiler | E2 | TRC BC Ratio | 1.5 | 1.4897 | 1.4675 | 1.4433 | 1.4351 | 1.4326 | 1.4346 | 1.4382 | 1.4413 | 1.4429 | 1.443 | 1.4414 | 1.4376 | 1.4304 | 1.4201 | 1.4071 | 1.3902 | 1.3703 | 1.3465 | 1.3181 | 1.2842 | 1.2457 | 1.2139 | 1.194 | 1.1867 | 1.1925 | 1.1983
F2_Commercial_Office_Existing_Space Heating_Natural Gas_Boiler_E3 | F2 | Commercial | Office | Existing | Space Heating | Natural Gas | Boiler | E3 | TRC BC Ratio | 1.4856 | 1.4754 | 1.4533 | 1.4294 | 1.4212 | 1.4188 | 1.4208 | 1.4244 | 1.4274 | 1.429 | 1.4291 | 1.4275 | 1.4237 | 1.4167 | 1.4064 | 1.3935 | 1.3768 | 1.3571 | 1.3335 | 1.3054 | 1.2718 | 1.2337 | 1.2022 | 1.1825 | 1.1752 | 1.181 | 1.1868
F2_Commercial_Office_Existing_Space Heating_Natural Gas_Boiler_E4 | F2 | Commercial | Office | Existing | Space Heating | Natural Gas | Boiler | E4 | TRC BC Ratio | 0.35799 | 0.35488 | 0.3492 | 0.34261 | 0.33796 | 0.33406 | 0.33092 | 0.32819 | 0.32564 | 0.32322 | 0.32103 | 0.31921 | 0.3178 | 0.31657 | 0.31534 | 0.31396 | 0.31203 | 0.30964 | 0.3067 | 0.30308 | 0.29867 | 0.29358 | 0.28947 | 0.28712 | 0.28659 | 0.288 | 0.28941
F2_Commercial_Office_Existing_Space Heating_Natural Gas_Boiler_E5 | F2 | Commercial | Office | Existing | Space Heating | Natural Gas | Boiler | E5 | TRC BC Ratio | 0 | 0 | 0 | 0 | 0 | 0 | 0 | 0 | 0 | 0 | 0 | 0 | 0 | 0 | 0 | 0 | 0 | 0 | 0 | 0 | 0 | 0 | 0 | 0 | 0 | 0 | 0
F2_Commercial_Office_Existing_Space Heating_Natural Gas_Boiler_E6 | F2 | Commercial | Office | Existing | Space Heating | Natural Gas | Boiler | E6 | TRC BC Ratio | 0 | 0 | 0 | 0 | 0 | 0 | 0 | 0 | 0 | 0 | 0 | 0 | 0 | 0 | 0 | 0 | 0 | 0 | 0 | 0 | 0 | 0 | 0 | 0 | 0 | 0 | 0
F2_Commercial_Office_Existing_Space Heating_Natural Gas_Boiler_E7 | F2 | Commercial | Office | Existing | Space Heating | Natural Gas | Boiler | E7 | TRC BC Ratio | 0 | 0 | 0 | 0 | 0 | 0 | 0 | 0 | 0 | 0 | 0 | 0 | 0 | 0 | 0 | 0 | 0 | 0 | 0 | 0 | 0 | 0 | 0 | 0 | 0 | 0 | 0
F2_Commercial_Office_Existing_Space Heating_Natural Gas_Boiler_E8 | F2 | Commercial | Office | Existing | Space Heating | Natural Gas | Boiler | E8 | TRC BC Ratio | 0 | 0 | 0 | 0 | 0 | 0 | 0 | 0 | 0 | 0 | 0 | 0 | 0 | 0 | 0 | 0 | 0 | 0 | 0 | 0 | 0 | 0 | 0 | 0 | 0 | 0 | 0
F2_Commercial_Office_Existing_Space Heating_Natural Gas_Boiler_E9 | F2 | Commercial | Office | Existing | Space Heating | Natural Gas | Boiler | E9 | TRC BC Ratio | 0 | 0 | 0 | 0 | 0 | 0 | 0 | 0 | 0 | 0 | 0 | 0 | 0 | 0 | 0 | 0 | 0 | 0 | 0 | 0 | 0 | 0 | 0 | 0 | 0 | 0 | 0
F2_Commercial_Office_Existing_Space Heating_Natural Gas_Boiler_E10 | F2 | Commercial | Office | Existing | Space Heating | Natural Gas | Boiler | E10 | TRC BC Ratio | 0 | 0 | 0 | 0 | 0 | 0 | 0 | 0 | 0 | 0 | 0 | 0 | 0 | 0 | 0 | 0 | 0 | 0 | 0 | 0 | 0 | 0 | 0 | 0 | 0 | 0 | 0
F3_Commercial_Office_Existing_Space Heating_Natural Gas_Boiler_E1 | F3 | Commercial | Office | Existing | Space Heating | Natural Gas | Boiler | E1 | PACT BC Ratio | bar: 2021 to 2047
F3_Commercial_Office_Existing_Space Heating_Natural Gas_Boiler_E2 | F3 | Commercial | Office | Existing | Space Heating | Natural Gas | Boiler | E2 | PACT BC Ratio | 1.9737 | 1.9602 | 1.9309 | 1.8991 | 1.8883 | 1.885 | 1.8876 | 1.8924 | 1.8965 | 1.8986 | 1.8987 | 1.8966 | 1.8915 | 1.8821 | 1.8685 | 1.8514 | 1.8292 | 1.803 | 1.7717 | 1.7343 | 1.6897 | 1.639 | 1.5972 | 1.5711 | 1.5614 | 1.569 | 1.5767
F3_Commercial_Office_Existing_Space Heating_Natural Gas_Boiler_E3 | F3 | Commercial | Office | Existing | Space Heating | Natural Gas | Boiler | E3 | PACT BC Ratio | 1.9547 | 1.9413 | 1.9123 | 1.8808 | 1.8701 | 1.8668 | 1.8695 | 1.8742 | 1.8782 | 1.8803 | 1.8804 | 1.8783 | 1.8733 | 1.864 | 1.8505 | 1.8336 | 1.8116 | 1.7856 | 1.7546 | 1.7176 | 1.6734 | 1.6232 | 1.5818 | 1.5559 | 1.5464 | 1.5539 | 1.5616
F3_Commercial_Office_Existing_Space Heating_Natural Gas_Boiler_E4 | F3 | Commercial | Office | Existing | Space Heating | Natural Gas | Boiler | E4 | PACT BC Ratio | 0.47104 | 0.46695 | 0.45948 | 0.4508 | 0.44468 | 0.43956 | 0.43542 | 0.43183 | 0.42847 | 0.42528 | 0.42241 | 0.42001 | 0.41816 | 0.41655 | 0.41492 | 0.41311 | 0.41056 | 0.40743 | 0.40355 | 0.39879 | 0.39298 | 0.38628 | 0.38089 | 0.37778 | 0.3771 | 0.37894 | 0.3808
F3_Commercial_Office_Existing_Space Heating_Natural Gas_Boiler_E5 | F3 | Commercial | Office | Existing | Space Heating | Natural Gas | Boiler | E5 | PACT BC Ratio | 0 | 0 | 0 | 0 | 0 | 0 | 0 | 0 | 0 | 0 | 0 | 0 | 0 | 0 | 0 | 0 | 0 | 0 | 0 | 0 | 0 | 0 | 0 | 0 | 0 | 0 | 0
F3_Commercial_Office_Existing_Space Heating_Natural Gas_Boiler_E6 | F3 | Commercial | Office | Existing | Space Heating | Natural Gas | Boiler | E6 | PACT BC Ratio | 0 | 0 | 0 | 0 | 0 | 0 | 0 | 0 | 0 | 0 | 0 | 0 | 0 | 0 | 0 | 0 | 0 | 0 | 0 | 0 | 0 | 0 | 0 | 0 | 0 | 0 | 0
F3_Commercial_Office_Existing_Space Heating_Natural Gas_Boiler_E7 | F3 | Commercial | Office | Existing | Space Heating | Natural Gas | Boiler | E7 | PACT BC Ratio | 0 | 0 | 0 | 0 | 0 | 0 | 0 | 0 | 0 | 0 | 0 | 0 | 0 | 0 | 0 | 0 | 0 | 0 | 0 | 0 | 0 | 0 | 0 | 0 | 0 | 0 | 0
F3_Commercial_Office_Existing_Space Heating_Natural Gas_Boiler_E8 | F3 | Commercial | Office | Existing | Space Heating | Natural Gas | Boiler | E8 | PACT BC Ratio | 0 | 0 | 0 | 0 | 0 | 0 | 0 | 0 | 0 | 0 | 0 | 0 | 0 | 0 | 0 | 0 | 0 | 0 | 0 | 0 | 0 | 0 | 0 | 0 | 0 | 0 | 0
F3_Commercial_Office_Existing_Space Heating_Natural Gas_Boiler_E9 | F3 | Commercial | Office | Existing | Space Heating | Natural Gas | Boiler | E9 | PACT BC Ratio | 0 | 0 | 0 | 0 | 0 | 0 | 0 | 0 | 0 | 0 | 0 | 0 | 0 | 0 | 0 | 0 | 0 | 0 | 0 | 0 | 0 | 0 | 0 | 0 | 0 | 0 | 0
F3_Commercial_Office_Existing_Space Heating_Natural Gas_Boiler_E10 | F3 | Commercial | Office | Existing | Space Heating | Natural Gas | Boiler | E10 | PACT BC Ratio | 0 | 0 | 0 | 0 | 0 | 0 | 0 | 0 | 0 | 0 | 0 | 0 | 0 | 0 | 0 | 0 | 0 | 0 | 0 | 0 | 0 | 0 | 0 | 0 | 0 | 0 | 0
F4_Commercial_Office_Existing_Space Heating_Natural Gas_Boiler_E1 | F4 | Commercial | Office | Existing | Space Heating | Natural Gas | Boiler | E1 | RVT BC Ratio | bar: 2021 to 2047
F4_Commercial_Office_Existing_Space Heating_Natural Gas_Boiler_E2 | F4 | Commercial | Office | Existing | Space Heating | Natural Gas | Boiler | E2 | RVT BC Ratio | 0.7 | 0.7 | 0.7 | 0.7 | 0.7 | 0.7 | 0.7 | 0.7 | 0.7 | 0.7 | 0.7 | 0.7 | 0.7 | 0.7 | 0.7 | 0.7 | 0.7 | 0.7 | 0.7 | 0.7 | 0.7 | 0.7 | 0.7 | 0.7 | 0.7 | 0.7 | 0.7
F4_Commercial_Office_Existing_Space Heating_Natural Gas_Boiler_E3 | F4 | Commercial | Office | Existing | Space Heating | Natural Gas | Boiler | E3 | RVT BC Ratio | 0.7 | 0.7 | 0.7 | 0.7 | 0.7 | 0.7 | 0.7 | 0.7 | 0.7 | 0.7 | 0.7 | 0.7 | 0.7 | 0.7 | 0.7 | 0.7 | 0.7 | 0.7 | 0.7 | 0.7 | 0.7 | 0.7 | 0.7 | 0.7 | 0.7 | 0.7 | 0.7
F4_Commercial_Office_Existing_Space Heating_Natural Gas_Boiler_E4 | F4 | Commercial | Office | Existing | Space Heating | Natural Gas | Boiler | E4 | RVT BC Ratio | 0.7 | 0.7 | 0.7 | 0.7 | 0.7 | 0.7 | 0.7 | 0.7 | 0.7 | 0.7 | 0.7 | 0.7 | 0.7 | 0.7 | 0.7 | 0.7 | 0.7 | 0.7 | 0.7 | 0.7 | 0.7 | 0.7 | 0.7 | 0.7 | 0.7 | 0.7 | 0.7
F4_Commercial_Office_Existing_Space Heating_Natural Gas_Boiler_E5 | F4 | Commercial | Office | Existing | Space Heating | Natural Gas | Boiler | E5 | RVT BC Ratio | 0 | 0 | 0 | 0 | 0 | 0 | 0 | 0 | 0 | 0 | 0 | 0 | 0 | 0 | 0 | 0 | 0 | 0 | 0 | 0 | 0 | 0 | 0 | 0 | 0 | 0 | 0
F4_Commercial_Office_Existing_Space Heating_Natural Gas_Boiler_E6 | F4 | Commercial | Office | Existing | Space Heating | Natural Gas | Boiler | E6 | RVT BC Ratio | 0 | 0 | 0 | 0 | 0 | 0 | 0 | 0 | 0 | 0 | 0 | 0 | 0 | 0 | 0 | 0 | 0 | 0 | 0 | 0 | 0 | 0 | 0 | 0 | 0 | 0 | 0
F4_Commercial_Office_Existing_Space Heating_Natural Gas_Boiler_E7 | F4 | Commercial | Office | Existing | Space Heating | Natural Gas | Boiler | E7 | RVT BC Ratio | 0 | 0 | 0 | 0 | 0 | 0 | 0 | 0 | 0 | 0 | 0 | 0 | 0 | 0 | 0 | 0 | 0 | 0 | 0 | 0 | 0 | 0 | 0 | 0 | 0 | 0 | 0
F4_Commercial_Office_Existing_Space Heating_Natural Gas_Boiler_E8 | F4 | Commercial | Office | Existing | Space Heating | Natural Gas | Boiler | E8 | RVT BC Ratio | 0 | 0 | 0 | 0 | 0 | 0 | 0 | 0 | 0 | 0 | 0 | 0 | 0 | 0 | 0 | 0 | 0 | 0 | 0 | 0 | 0 | 0 | 0 | 0 | 0 | 0 | 0
F4_Commercial_Office_Existing_Space Heating_Natural Gas_Boiler_E9 | F4 | Commercial | Office | Existing | Space Heating | Natural Gas | Boiler | E9 | RVT BC Ratio | 0 | 0 | 0 | 0 | 0 | 0 | 0 | 0 | 0 | 0 | 0 | 0 | 0 | 0 | 0 | 0 | 0 | 0 | 0 | 0 | 0 | 0 | 0 | 0 | 0 | 0 | 0
F4_Commercial_Office_Existing_Space Heating_Natural Gas_Boiler_E10 | F4 | Commercial | Office | Existing | Space Heating | Natural Gas | Boiler | E10 | RVT BC Ratio | 0 | 0 | 0 | 0 | 0 | 0 | 0 | 0 | 0 | 0 | 0 | 0 | 0 | 0 | 0 | 0 | 0 | 0 | 0 | 0 | 0 | 0 | 0 | 0 | 0 | 0 | 0
F5_Commercial_Office_Existing_Space Heating_Natural Gas_Boiler_E1 | F5 | Commercial | Office | Existing | Space Heating | Natural Gas | Boiler | E1 | RIM BC Ratio | bar: 2021 to 2047
F5_Commercial_Office_Existing_Space Heating_Natural Gas_Boiler_E2 | F5 | Commercial | Office | Existing | Space Heating | Natural Gas | Boiler | E2 | RIM BC Ratio | 1.9737 | 1.9602 | 1.9309 | 1.8991 | 1.8883 | 1.885 | 1.8876 | 1.8924 | 1.8965 | 1.8986 | 1.8987 | 1.8966 | 1.8915 | 1.8821 | 1.8685 | 1.8514 | 1.8292 | 1.803 | 1.7717 | 1.7343 | 1.6897 | 1.639 | 1.5972 | 1.5711 | 1.5614 | 1.569 | 1.5767
F5_Commercial_Office_Existing_Space Heating_Natural Gas_Boiler_E3 | F5 | Commercial | Office | Existing | Space Heating | Natural Gas | Boiler | E3 | RIM BC Ratio | 1.9547 | 1.9413 | 1.9123 | 1.8808 | 1.8701 | 1.8668 | 1.8695 | 1.8742 | 1.8782 | 1.8803 | 1.8804 | 1.8783 | 1.8733 | 1.864 | 1.8505 | 1.8336 | 1.8116 | 1.7856 | 1.7546 | 1.7176 | 1.6734 | 1.6232 | 1.5818 | 1.5559 | 1.5464 | 1.5539 | 1.5616
F5_Commercial_Office_Existing_Space Heating_Natural Gas_Boiler_E4 | F5 | Commercial | Office | Existing | Space Heating | Natural Gas | Boiler | E4 | RIM BC Ratio | 0.47104 | 0.46695 | 0.45948 | 0.4508 | 0.44468 | 0.43956 | 0.43542 | 0.43183 | 0.42847 | 0.42528 | 0.42241 | 0.42001 | 0.41816 | 0.41655 | 0.41492 | 0.41311 | 0.41056 | 0.40743 | 0.40355 | 0.39879 | 0.39298 | 0.38628 | 0.38089 | 0.37778 | 0.3771 | 0.37894 | 0.3808
F5_Commercial_Office_Existing_Space Heating_Natural Gas_Boiler_E5 | F5 | Commercial | Office | Existing | Space Heating | Natural Gas | Boiler | E5 | RIM BC Ratio | 0 | 0 | 0 | 0 | 0 | 0 | 0 | 0 | 0 | 0 | 0 | 0 | 0 | 0 | 0 | 0 | 0 | 0 | 0 | 0 | 0 | 0 | 0 | 0 | 0 | 0 | 0
F5_Commercial_Office_Existing_Space Heating_Natural Gas_Boiler_E6 | F5 | Commercial | Office | Existing | Space Heating | Natural Gas | Boiler | E6 | RIM BC Ratio | 0 | 0 | 0 | 0 | 0 | 0 | 0 | 0 | 0 | 0 | 0 | 0 | 0 | 0 | 0 | 0 | 0 | 0 | 0 | 0 | 0 | 0 | 0 | 0 | 0 | 0 | 0
F5_Commercial_Office_Existing_Space Heating_Natural Gas_Boiler_E7 | F5 | Commercial | Office | Existing | Space Heating | Natural Gas | Boiler | E7 | RIM BC Ratio | 0 | 0 | 0 | 0 | 0 | 0 | 0 | 0 | 0 | 0 | 0 | 0 | 0 | 0 | 0 | 0 | 0 | 0 | 0 | 0 | 0 | 0 | 0 | 0 | 0 | 0 | 0
F5_Commercial_Office_Existing_Space Heating_Natural Gas_Boiler_E8 | F5 | Commercial | Office | Existing | Space Heating | Natural Gas | Boiler | E8 | RIM BC Ratio | 0 | 0 | 0 | 0 | 0 | 0 | 0 | 0 | 0 | 0 | 0 | 0 | 0 | 0 | 0 | 0 | 0 | 0 | 0 | 0 | 0 | 0 | 0 | 0 | 0 | 0 | 0
F5_Commercial_Office_Existing_Space Heating_Natural Gas_Boiler_E9 | F5 | Commercial | Office | Existing | Space Heating | Natural Gas | Boiler | E9 | RIM BC Ratio | 0 | 0 | 0 | 0 | 0 | 0 | 0 | 0 | 0 | 0 | 0 | 0 | 0 | 0 | 0 | 0 | 0 | 0 | 0 | 0 | 0 | 0 | 0 | 0 | 0 | 0 | 0
F5_Commercial_Office_Existing_Space Heating_Natural Gas_Boiler_E10 | F5 | Commercial | Office | Existing | Space Heating | Natural Gas | Boiler | E10 | RIM BC Ratio | 0 | 0 | 0 | 0 | 0 | 0 | 0 | 0 | 0 | 0 | 0 | 0 | 0 | 0 | 0 | 0 | 0 | 0 | 0 | 0 | 0 | 0 | 0 | 0 | 0 | 0 | 0
F0_Commercial_Office_Existing_Space Heating_Natural Gas_Unit Heater_E0 | F0 | Commercial | Office | Existing | Space Heating | Natural Gas | Unit Heater | E0 | Economic Unit | Infrared Radiant | Infrared Radiant | Infrared Radiant | Infrared Radiant | Infrared Radiant | Infrared Radiant | Infrared Radiant | Infrared Radiant | Infrared Radiant | Infrared Radiant | Infrared Radiant | Infrared Radiant | Infrared Radiant | Infrared Radiant | Infrared Radiant | Infrared Radiant | Infrared Radiant | Infrared Radiant | Infrared Radiant | Infrared Radiant | Infrared Radiant | Infrared Radiant | Infrared Radiant | Infrared Radiant | Infrared Radiant | Infrared Radiant | Infrared Radiant
F1_Commercial_Office_Existing_Space Heating_Natural Gas_Unit Heater_E1 | F1 | Commercial | Office | Existing | Space Heating | Natural Gas | Unit Heater | E1 | CCE | 0 | 0 | 0 | 0 | 0 | 0 | 0 | 0 | 0 | 0 | 0 | 0 | 0 | 0 | 0 | 0 | 0 | 0 | 0 | 0 | 0 | 0 | 0 | 0 | 0 | 0 | 0
F1_Commercial_Office_Existing_Space Heating_Natural Gas_Unit Heater_E2 | F1 | Commercial | Office | Existing | Space Heating | Natural Gas | Unit Heater | E2 | CCE | 0.0010768 | 0.0010009 | 0.0010048 | 0.0010048 | 0.0010048 | 0.0010048 | 0.0010048 | 0.0010048 | 0.0010048 | 0.0010048 | 0.0010048 | 0.0010048 | 0.0010048 | 0.0010048 | 0.0010048 | 0.0010048 | 0.0010048 | 0.0010048 | 0.0010048 | 0.0010048 | 0.0010048 | 0.0010048 | 0.0010048 | 0.0010048 | 0.0010048 | 0.0010048 | 0.0010048
F1_Commercial_Office_Existing_Space Heating_Natural Gas_Unit Heater_E3 | F1 | Commercial | Office | Existing | Space Heating | Natural Gas | Unit Heater | E3 | CCE | 0.0016475 | 0.0015314 | 0.0015374 | 0.0015374 | 0.0015374 | 0.0015374 | 0.0015374 | 0.0015374 | 0.0015374 | 0.0015374 | 0.0015374 | 0.0015374 | 0.0015374 | 0.0015374 | 0.0015374 | 0.0015374 | 0.0015374 | 0.0015374 | 0.0015374 | 0.0015374 | 0.0015374 | 0.0015374 | 0.0015374 | 0.0015374 | 0.0015374 | 0.0015374 | 0.0015374
F1_Commercial_Office_Existing_Space Heating_Natural Gas_Unit Heater_E4 | F1 | Commercial | Office | Existing | Space Heating | Natural Gas | Unit Heater | E4 | CCE | 0 | 0 | 0 | 0 | 0 | 0 | 0 | 0 | 0 | 0 | 0 | 0 | 0 | 0 | 0 | 0 | 0 | 0 | 0 | 0 | 0 | 0 | 0 | 0 | 0 | 0 | 0
F1_Commercial_Office_Existing_Space Heating_Natural Gas_Unit Heater_E5 | F1 | Commercial | Office | Existing | Space Heating | Natural Gas | Unit Heater | E5 | CCE | 0 | 0 | 0 | 0 | 0 | 0 | 0 | 0 | 0 | 0 | 0 | 0 | 0 | 0 | 0 | 0 | 0 | 0 | 0 | 0 | 0 | 0 | 0 | 0 | 0 | 0 | 0
F1_Commercial_Office_Existing_Space Heating_Natural Gas_Unit Heater_E6 | F1 | Commercial | Office | Existing | Space Heating | Natural Gas | Unit Heater | E6 | CCE | 0 | 0 | 0 | 0 | 0 | 0 | 0 | 0 | 0 | 0 | 0 | 0 | 0 | 0 | 0 | 0 | 0 | 0 | 0 | 0 | 0 | 0 | 0 | 0 | 0 | 0 | 0
F1_Commercial_Office_Existing_Space Heating_Natural Gas_Unit Heater_E7 | F1 | Commercial | Office | Existing | Space Heating | Natural Gas | Unit Heater | E7 | CCE | 0 | 0 | 0 | 0 | 0 | 0 | 0 | 0 | 0 | 0 | 0 | 0 | 0 | 0 | 0 | 0 | 0 | 0 | 0 | 0 | 0 | 0 | 0 | 0 | 0 | 0 | 0
F1_Commercial_Office_Existing_Space Heating_Natural Gas_Unit Heater_E8 | F1 | Commercial | Office | Existing | Space Heating | Natural Gas | Unit Heater | E8 | CCE | 0 | 0 | 0 | 0 | 0 | 0 | 0 | 0 | 0 | 0 | 0 | 0 | 0 | 0 | 0 | 0 | 0 | 0 | 0 | 0 | 0 | 0 | 0 | 0 | 0 | 0 | 0
F1_Commercial_Office_Existing_Space Heating_Natural Gas_Unit Heater_E9 | F1 | Commercial | Office | Existing | Space Heating | Natural Gas | Unit Heater | E9 | CCE | 0 | 0 | 0 | 0 | 0 | 0 | 0 | 0 | 0 | 0 | 0 | 0 | 0 | 0 | 0 | 0 | 0 | 0 | 0 | 0 | 0 | 0 | 0 | 0 | 0 | 0 | 0
F1_Commercial_Office_Existing_Space Heating_Natural Gas_Unit Heater_E10 | F1 | Commercial | Office | Existing | Space Heating | Natural Gas | Unit Heater | E10 | CCE | 0 | 0 | 0 | 0 | 0 | 0 | 0 | 0 | 0 | 0 | 0 | 0 | 0 | 0 | 0 | 0 | 0 | 0 | 0 | 0 | 0 | 0 | 0 | 0 | 0 | 0 | 0
F2_Commercial_Office_Existing_Space Heating_Natural Gas_Unit Heater_E1 | F2 | Commercial | Office | Existing | Space Heating | Natural Gas | Unit Heater | E1 | TRC BC Ratio | bar: 2021 to 2047
F2_Commercial_Office_Existing_Space Heating_Natural Gas_Unit Heater_E2 | F2 | Commercial | Office | Existing | Space Heating | Natural Gas | Unit Heater | E2 | TRC BC Ratio | 14.4533 | 14.385 | 14.1956 | 13.9907 | 13.9542 | 13.9737 | 14.0292 | 14.0877 | 14.1283 | 14.1445 | 14.1396 | 14.1165 | 14.0699 | 13.9885 | 13.8726 | 13.7285 | 13.5436 | 13.326 | 13.0674 | 12.7596 | 12.3938 | 11.9788 | 11.6353 | 11.4182 | 11.334 | 11.3895 | 11.4454
F2_Commercial_Office_Existing_Space Heating_Natural Gas_Unit Heater_E3 | F2 | Commercial | Office | Existing | Space Heating | Natural Gas | Unit Heater | E3 | TRC BC Ratio | 10.3182 | 10.3189 | 10.2536 | 10.1157 | 9.8886 | 9.6065 | 9.2659 | 8.8706 | 8.4447 | 8.0252 | 7.6539 | 7.3791 | 7.2226 | 7.1736 | 7.2023 | 7.2741 | 7.353 | 7.4378 | 7.5299 | 7.6306 | 7.7416 | 7.8612 | 7.9688 | 8.0549 | 8.1185 | 8.1583 | 8.1983
F2_Commercial_Office_Existing_Space Heating_Natural Gas_Unit Heater_E4 | F2 | Commercial | Office | Existing | Space Heating | Natural Gas | Unit Heater | E4 | TRC BC Ratio | 0 | 0 | 0 | 0 | 0 | 0 | 0 | 0 | 0 | 0 | 0 | 0 | 0 | 0 | 0 | 0 | 0 | 0 | 0 | 0 | 0 | 0 | 0 | 0 | 0 | 0 | 0
F2_Commercial_Office_Existing_Space Heating_Natural Gas_Unit Heater_E5 | F2 | Commercial | Office | Existing | Space Heating | Natural Gas | Unit Heater | E5 | TRC BC Ratio | 0 | 0 | 0 | 0 | 0 | 0 | 0 | 0 | 0 | 0 | 0 | 0 | 0 | 0 | 0 | 0 | 0 | 0 | 0 | 0 | 0 | 0 | 0 | 0 | 0 | 0 | 0
F2_Commercial_Office_Existing_Space Heating_Natural Gas_Unit Heater_E6 | F2 | Commercial | Office | Existing | Space Heating | Natural Gas | Unit Heater | E6 | TRC BC Ratio | 0 | 0 | 0 | 0 | 0 | 0 | 0 | 0 | 0 | 0 | 0 | 0 | 0 | 0 | 0 | 0 | 0 | 0 | 0 | 0 | 0 | 0 | 0 | 0 | 0 | 0 | 0
F2_Commercial_Office_Existing_Space Heating_Natural Gas_Unit Heater_E7 | F2 | Commercial | Office | Existing | Space Heating | Natural Gas | Unit Heater | E7 | TRC BC Ratio | 0 | 0 | 0 | 0 | 0 | 0 | 0 | 0 | 0 | 0 | 0 | 0 | 0 | 0 | 0 | 0 | 0 | 0 | 0 | 0 | 0 | 0 | 0 | 0 | 0 | 0 | 0
F2_Commercial_Office_Existing_Space Heating_Natural Gas_Unit Heater_E8 | F2 | Commercial | Office | Existing | Space Heating | Natural Gas | Unit Heater | E8 | TRC BC Ratio | 0 | 0 | 0 | 0 | 0 | 0 | 0 | 0 | 0 | 0 | 0 | 0 | 0 | 0 | 0 | 0 | 0 | 0 | 0 | 0 | 0 | 0 | 0 | 0 | 0 | 0 | 0
F2_Commercial_Office_Existing_Space Heating_Natural Gas_Unit Heater_E9 | F2 | Commercial | Office | Existing | Space Heating | Natural Gas | Unit Heater | E9 | TRC BC Ratio | 0 | 0 | 0 | 0 | 0 | 0 | 0 | 0 | 0 | 0 | 0 | 0 | 0 | 0 | 0 | 0 | 0 | 0 | 0 | 0 | 0 | 0 | 0 | 0 | 0 | 0 | 0
F2_Commercial_Office_Existing_Space Heating_Natural Gas_Unit Heater_E10 | F2 | Commercial | Office | Existing | Space Heating | Natural Gas | Unit Heater | E10 | TRC BC Ratio | 0 | 0 | 0 | 0 | 0 | 0 | 0 | 0 | 0 | 0 | 0 | 0 | 0 | 0 | 0 | 0 | 0 | 0 | 0 | 0 | 0 | 0 | 0 | 0 | 0 | 0 | 0
F3_Commercial_Office_Existing_Space Heating_Natural Gas_Unit Heater_E1 | F3 | Commercial | Office | Existing | Space Heating | Natural Gas | Unit Heater | E1 | PACT BC Ratio | bar: 2021 to 2047
F3_Commercial_Office_Existing_Space Heating_Natural Gas_Unit Heater_E2 | F3 | Commercial | Office | Existing | Space Heating | Natural Gas | Unit Heater | E2 | PACT BC Ratio | 19.0175 | 18.9276 | 18.6784 | 18.4089 | 18.3609 | 18.3864 | 18.4595 | 18.5364 | 18.5899 | 18.6112 | 18.6047 | 18.5743 | 18.5131 | 18.4059 | 18.2534 | 18.0638 | 17.8205 | 17.5342 | 17.194 | 16.7889 | 16.3077 | 15.7615 | 15.3096 | 15.0239 | 14.9131 | 14.9862 | 15.0597
F3_Commercial_Office_Existing_Space Heating_Natural Gas_Unit Heater_E3 | F3 | Commercial | Office | Existing | Space Heating | Natural Gas | Unit Heater | E3 | PACT BC Ratio | 13.5765 | 13.5775 | 13.4916 | 13.3101 | 13.0113 | 12.6401 | 12.192 | 11.6718 | 11.1114 | 10.5595 | 10.0709 | 9.7093 | 9.5034 | 9.439 | 9.4768 | 9.5711 | 9.675 | 9.7866 | 9.9077 | 10.0403 | 10.1863 | 10.3437 | 10.4853 | 10.5986 | 10.6822 | 10.7346 | 10.7872
F3_Commercial_Office_Existing_Space Heating_Natural Gas_Unit Heater_E4 | F3 | Commercial | Office | Existing | Space Heating | Natural Gas | Unit Heater | E4 | PACT BC Ratio | 0 | 0 | 0 | 0 | 0 | 0 | 0 | 0 | 0 | 0 | 0 | 0 | 0 | 0 | 0 | 0 | 0 | 0 | 0 | 0 | 0 | 0 | 0 | 0 | 0 | 0 | 0
F3_Commercial_Office_Existing_Space Heating_Natural Gas_Unit Heater_E5 | F3 | Commercial | Office | Existing | Space Heating | Natural Gas | Unit Heater | E5 | PACT BC Ratio | 0 | 0 | 0 | 0 | 0 | 0 | 0 | 0 | 0 | 0 | 0 | 0 | 0 | 0 | 0 | 0 | 0 | 0 | 0 | 0 | 0 | 0 | 0 | 0 | 0 | 0 | 0
F3_Commercial_Office_Existing_Space Heating_Natural Gas_Unit Heater_E6 | F3 | Commercial | Office | Existing | Space Heating | Natural Gas | Unit Heater | E6 | PACT BC Ratio | 0 | 0 | 0 | 0 | 0 | 0 | 0 | 0 | 0 | 0 | 0 | 0 | 0 | 0 | 0 | 0 | 0 | 0 | 0 | 0 | 0 | 0 | 0 | 0 | 0 | 0 | 0
F3_Commercial_Office_Existing_Space Heating_Natural Gas_Unit Heater_E7 | F3 | Commercial | Office | Existing | Space Heating | Natural Gas | Unit Heater | E7 | PACT BC Ratio | 0 | 0 | 0 | 0 | 0 | 0 | 0 | 0 | 0 | 0 | 0 | 0 | 0 | 0 | 0 | 0 | 0 | 0 | 0 | 0 | 0 | 0 | 0 | 0 | 0 | 0 | 0
F3_Commercial_Office_Existing_Space Heating_Natural Gas_Unit Heater_E8 | F3 | Commercial | Office | Existing | Space Heating | Natural Gas | Unit Heater | E8 | PACT BC Ratio | 0 | 0 | 0 | 0 | 0 | 0 | 0 | 0 | 0 | 0 | 0 | 0 | 0 | 0 | 0 | 0 | 0 | 0 | 0 | 0 | 0 | 0 | 0 | 0 | 0 | 0 | 0
F3_Commercial_Office_Existing_Space Heating_Natural Gas_Unit Heater_E9 | F3 | Commercial | Office | Existing | Space Heating | Natural Gas | Unit Heater | E9 | PACT BC Ratio | 0 | 0 | 0 | 0 | 0 | 0 | 0 | 0 | 0 | 0 | 0 | 0 | 0 | 0 | 0 | 0 | 0 | 0 | 0 | 0 | 0 | 0 | 0 | 0 | 0 | 0 | 0
F3_Commercial_Office_Existing_Space Heating_Natural Gas_Unit Heater_E10 | F3 | Commercial | Office | Existing | Space Heating | Natural Gas | Unit Heater | E10 | PACT BC Ratio | 0 | 0 | 0 | 0 | 0 | 0 | 0 | 0 | 0 | 0 | 0 | 0 | 0 | 0 | 0 | 0 | 0 | 0 | 0 | 0 | 0 | 0 | 0 | 0 | 0 | 0 | 0
F4_Commercial_Office_Existing_Space Heating_Natural Gas_Unit Heater_E1 | F4 | Commercial | Office | Existing | Space Heating | Natural Gas | Unit Heater | E1 | RVT BC Ratio | bar: 2021 to 2047
F4_Commercial_Office_Existing_Space Heating_Natural Gas_Unit Heater_E2 | F4 | Commercial | Office | Existing | Space Heating | Natural Gas | Unit Heater | E2 | RVT BC Ratio | 0.7 | 0.7 | 0.7 | 0.7 | 0.7 | 0.7 | 0.7 | 0.7 | 0.7 | 0.7 | 0.7 | 0.7 | 0.7 | 0.7 | 0.7 | 0.7 | 0.7 | 0.7 | 0.7 | 0.7 | 0.7 | 0.7 | 0.7 | 0.7 | 0.7 | 0.7 | 0.7
F4_Commercial_Office_Existing_Space Heating_Natural Gas_Unit Heater_E3 | F4 | Commercial | Office | Existing | Space Heating | Natural Gas | Unit Heater | E3 | RVT BC Ratio | 0.7 | 0.7 | 0.7 | 0.7 | 0.7 | 0.7 | 0.7 | 0.7 | 0.7 | 0.7 | 0.7 | 0.7 | 0.7 | 0.7 | 0.7 | 0.7 | 0.7 | 0.7 | 0.7 | 0.7 | 0.7 | 0.7 | 0.7 | 0.7 | 0.7 | 0.7 | 0.7
F4_Commercial_Office_Existing_Space Heating_Natural Gas_Unit Heater_E4 | F4 | Commercial | Office | Existing | Space Heating | Natural Gas | Unit Heater | E4 | RVT BC Ratio | 0 | 0 | 0 | 0 | 0 | 0 | 0 | 0 | 0 | 0 | 0 | 0 | 0 | 0 | 0 | 0 | 0 | 0 | 0 | 0 | 0 | 0 | 0 | 0 | 0 | 0 | 0
F4_Commercial_Office_Existing_Space Heating_Natural Gas_Unit Heater_E5 | F4 | Commercial | Office | Existing | Space Heating | Natural Gas | Unit Heater | E5 | RVT BC Ratio | 0 | 0 | 0 | 0 | 0 | 0 | 0 | 0 | 0 | 0 | 0 | 0 | 0 | 0 | 0 | 0 | 0 | 0 | 0 | 0 | 0 | 0 | 0 | 0 | 0 | 0 | 0
F4_Commercial_Office_Existing_Space Heating_Natural Gas_Unit Heater_E6 | F4 | Commercial | Office | Existing | Space Heating | Natural Gas | Unit Heater | E6 | RVT BC Ratio | 0 | 0 | 0 | 0 | 0 | 0 | 0 | 0 | 0 | 0 | 0 | 0 | 0 | 0 | 0 | 0 | 0 | 0 | 0 | 0 | 0 | 0 | 0 | 0 | 0 | 0 | 0
F4_Commercial_Office_Existing_Space Heating_Natural Gas_Unit Heater_E7 | F4 | Commercial | Office | Existing | Space Heating | Natural Gas | Unit Heater | E7 | RVT BC Ratio | 0 | 0 | 0 | 0 | 0 | 0 | 0 | 0 | 0 | 0 | 0 | 0 | 0 | 0 | 0 | 0 | 0 | 0 | 0 | 0 | 0 | 0 | 0 | 0 | 0 | 0 | 0
F4_Commercial_Office_Existing_Space Heating_Natural Gas_Unit Heater_E8 | F4 | Commercial | Office | Existing | Space Heating | Natural Gas | Unit Heater | E8 | RVT BC Ratio | 0 | 0 | 0 | 0 | 0 | 0 | 0 | 0 | 0 | 0 | 0 | 0 | 0 | 0 | 0 | 0 | 0 | 0 | 0 | 0 | 0 | 0 | 0 | 0 | 0 | 0 | 0
F4_Commercial_Office_Existing_Space Heating_Natural Gas_Unit Heater_E9 | F4 | Commercial | Office | Existing | Space Heating | Natural Gas | Unit Heater | E9 | RVT BC Ratio | 0 | 0 | 0 | 0 | 0 | 0 | 0 | 0 | 0 | 0 | 0 | 0 | 0 | 0 | 0 | 0 | 0 | 0 | 0 | 0 | 0 | 0 | 0 | 0 | 0 | 0 | 0
F4_Commercial_Office_Existing_Space Heating_Natural Gas_Unit Heater_E10 | F4 | Commercial | Office | Existing | Space Heating | Natural Gas | Unit Heater | E10 | RVT BC Ratio | 0 | 0 | 0 | 0 | 0 | 0 | 0 | 0 | 0 | 0 | 0 | 0 | 0 | 0 | 0 | 0 | 0 | 0 | 0 | 0 | 0 | 0 | 0 | 0 | 0 | 0 | 0
F5_Commercial_Office_Existing_Space Heating_Natural Gas_Unit Heater_E1 | F5 | Commercial | Office | Existing | Space Heating | Natural Gas | Unit Heater | E1 | RIM BC Ratio | bar: 2021 to 2047
F5_Commercial_Office_Existing_Space Heating_Natural Gas_Unit Heater_E2 | F5 | Commercial | Office | Existing | Space Heating | Natural Gas | Unit Heater | E2 | RIM BC Ratio | 19.0175 | 18.9276 | 18.6784 | 18.4089 | 18.3609 | 18.3864 | 18.4595 | 18.5364 | 18.5899 | 18.6112 | 18.6047 | 18.5743 | 18.5131 | 18.4059 | 18.2534 | 18.0638 | 17.8205 | 17.5342 | 17.194 | 16.7889 | 16.3077 | 15.7615 | 15.3096 | 15.0239 | 14.9131 | 14.9862 | 15.0597
F5_Commercial_Office_Existing_Space Heating_Natural Gas_Unit Heater_E3 | F5 | Commercial | Office | Existing | Space Heating | Natural Gas | Unit Heater | E3 | RIM BC Ratio | 13.5765 | 13.5775 | 13.4916 | 13.3101 | 13.0113 | 12.6401 | 12.192 | 11.6718 | 11.1114 | 10.5595 | 10.0709 | 9.7093 | 9.5034 | 9.439 | 9.4768 | 9.5711 | 9.675 | 9.7866 | 9.9077 | 10.0403 | 10.1863 | 10.3437 | 10.4853 | 10.5986 | 10.6822 | 10.7346 | 10.7872
F5_Commercial_Office_Existing_Space Heating_Natural Gas_Unit Heater_E4 | F5 | Commercial | Office | Existing | Space Heating | Natural Gas | Unit Heater | E4 | RIM BC Ratio | 0 | 0 | 0 | 0 | 0 | 0 | 0 | 0 | 0 | 0 | 0 | 0 | 0 | 0 | 0 | 0 | 0 | 0 | 0 | 0 | 0 | 0 | 0 | 0 | 0 | 0 | 0
F5_Commercial_Office_Existing_Space Heating_Natural Gas_Unit Heater_E5 | F5 | Commercial | Office | Existing | Space Heating | Natural Gas | Unit Heater | E5 | RIM BC Ratio | 0 | 0 | 0 | 0 | 0 | 0 | 0 | 0 | 0 | 0 | 0 | 0 | 0 | 0 | 0 | 0 | 0 | 0 | 0 | 0 | 0 | 0 | 0 | 0 | 0 | 0 | 0
F5_Commercial_Office_Existing_Space Heating_Natural Gas_Unit Heater_E6 | F5 | Commercial | Office | Existing | Space Heating | Natural Gas | Unit Heater | E6 | RIM BC Ratio | 0 | 0 | 0 | 0 | 0 | 0 | 0 | 0 | 0 | 0 | 0 | 0 | 0 | 0 | 0 | 0 | 0 | 0 | 0 | 0 | 0 | 0 | 0 | 0 | 0 | 0 | 0
F5_Commercial_Office_Existing_Space Heating_Natural Gas_Unit Heater_E7 | F5 | Commercial | Office | Existing | Space Heating | Natural Gas | Unit Heater | E7 | RIM BC Ratio | 0 | 0 | 0 | 0 | 0 | 0 | 0 | 0 | 0 | 0 | 0 | 0 | 0 | 0 | 0 | 0 | 0 | 0 | 0 | 0 | 0 | 0 | 0 | 0 | 0 | 0 | 0
F5_Commercial_Office_Existing_Space Heating_Natural Gas_Unit Heater_E8 | F5 | Commercial | Office | Existing | Space Heating | Natural Gas | Unit Heater | E8 | RIM BC Ratio | 0 | 0 | 0 | 0 | 0 | 0 | 0 | 0 | 0 | 0 | 0 | 0 | 0 | 0 | 0 | 0 | 0 | 0 | 0 | 0 | 0 | 0 | 0 | 0 | 0 | 0 | 0
F5_Commercial_Office_Existing_Space Heating_Natural Gas_Unit Heater_E9 | F5 | Commercial | Office | Existing | Space Heating | Natural Gas | Unit Heater | E9 | RIM BC Ratio | 0 | 0 | 0 | 0 | 0 | 0 | 0 | 0 | 0 | 0 | 0 | 0 | 0 | 0 | 0 | 0 | 0 | 0 | 0 | 0 | 0 | 0 | 0 | 0 | 0 | 0 | 0
F5_Commercial_Office_Existing_Space Heating_Natural Gas_Unit Heater_E10 | F5 | Commercial | Office | Existing | Space Heating | Natural Gas | Unit Heater | E10 | RIM BC Ratio | 0 | 0 | 0 | 0 | 0 | 0 | 0 | 0 | 0 | 0 | 0 | 0 | 0 | 0 | 0 | 0 | 0 | 0 | 0 | 0 | 0 | 0 | 0 | 0 | 0 | 0 | 0
F0_Commercial_Office_Existing_Water Heating_Natural Gas_Water Heater_E0 | F0 | Commercial | Office | Existing | Water Heating | Natural Gas | Water Heater | E0 | Economic Unit | Tankless | Tankless | Tankless | Tankless | Tankless | Tankless | Tankless | Tankless | Tankless | Tankless | Tankless | Tankless | Tankless | Tankless | Tankless | Tankless | Tankless | Tankless | Tankless | Tankless | Tankless | Tankless | Tankless | Tankless | Tankless | Tankless | Tankless
F1_Commercial_Office_Existing_Water Heating_Natural Gas_Water Heater_E1 | F1 | Commercial | Office | Existing | Water Heating | Natural Gas | Water Heater | E1 | CCE | 0 | 0 | 0 | 0 | 0 | 0 | 0 | 0 | 0 | 0 | 0 | 0 | 0 | 0 | 0 | 0 | 0 | 0 | 0 | 0 | 0 | 0 | 0 | 0 | 0 | 0 | 0
F1_Commercial_Office_Existing_Water Heating_Natural Gas_Water Heater_E2 | F1 | Commercial | Office | Existing | Water Heating | Natural Gas | Water Heater | E2 | CCE | 0.0026027 | 0.0026027 | 0.0026027 | 0.0026027 | 0.0026027 | 0.0026027 | 0.0026027 | 0.0026027 | 0.0026027 | 0.0026027 | 0.0026027 | 0.0026027 | 0.0026027 | 0.0026027 | 0.0026027 | 0.0026027 | 0.0026027 | 0.0026027 | 0.0026027 | 0.0026027 | 0.0026027 | 0.0026027 | 0.0026027 | 0.0026027 | 0.0026027 | 0.0026027 | 0.0026027
F1_Commercial_Office_Existing_Water Heating_Natural Gas_Water Heater_E3 | F1 | Commercial | Office | Existing | Water Heating | Natural Gas | Water Heater | E3 | CCE | -0.0020548 | -0.0020548 | -0.0020548 | -0.0020548 | -0.0020548 | -0.0020548 | -0.0020548 | -0.0020548 | -0.0020548 | -0.0020548 | -0.0020548 | -0.0020548 | -0.0020548 | -0.0020548 | -0.0020548 | -0.0020548 | -0.0020548 | -0.0020548 | -0.0020548 | -0.0020548 | -0.0020548 | -0.0020548 | -0.0020548 | -0.0020548 | -0.0020548 | -0.0020548 | -0.0020548
F1_Commercial_Office_Existing_Water Heating_Natural Gas_Water Heater_E4 | F1 | Commercial | Office | Existing | Water Heating | Natural Gas | Water Heater | E4 | CCE | 0 | 0 | 0.027312 | 0.027312 | 0.027312 | 0.027312 | 0.027312 | 0.027312 | 0.027312 | 0.027312 | 0.027312 | 0.027312 | 0.027312 | 0.027312 | 0.027312 | 0.027312 | 0.027312 | 0.027312 | 0.027312 | 0.027312 | 0.027312 | 0.027312 | 0.027312 | 0.027312 | 0.027312 | 0.027312 | 0.027312
F1_Commercial_Office_Existing_Water Heating_Natural Gas_Water Heater_E5 | F1 | Commercial | Office | Existing | Water Heating | Natural Gas | Water Heater | E5 | CCE | 0 | 0 | 0 | 0 | 0 | 0 | 0 | 0 | 0 | 0 | 0 | 0 | 0 | 0 | 0 | 0 | 0 | 0 | 0 | 0 | 0 | 0 | 0 | 0 | 0 | 0 | 0
F1_Commercial_Office_Existing_Water Heating_Natural Gas_Water Heater_E6 | F1 | Commercial | Office | Existing | Water Heating | Natural Gas | Water Heater | E6 | CCE | 0 | 0 | 0 | 0 | 0 | 0 | 0 | 0 | 0 | 0 | 0 | 0 | 0 | 0 | 0 | 0 | 0 | 0 | 0 | 0 | 0 | 0 | 0 | 0 | 0 | 0 | 0
F1_Commercial_Office_Existing_Water Heating_Natural Gas_Water Heater_E7 | F1 | Commercial | Office | Existing | Water Heating | Natural Gas | Water Heater | E7 | CCE | 0 | 0 | 0 | 0 | 0 | 0 | 0 | 0 | 0 | 0 | 0 | 0 | 0 | 0 | 0 | 0 | 0 | 0 | 0 | 0 | 0 | 0 | 0 | 0 | 0 | 0 | 0
F1_Commercial_Office_Existing_Water Heating_Natural Gas_Water Heater_E8 | F1 | Commercial | Office | Existing | Water Heating | Natural Gas | Water Heater | E8 | CCE | 0 | 0 | 0 | 0 | 0 | 0 | 0 | 0 | 0 | 0 | 0 | 0 | 0 | 0 | 0 | 0 | 0 | 0 | 0 | 0 | 0 | 0 | 0 | 0 | 0 | 0 | 0
F1_Commercial_Office_Existing_Water Heating_Natural Gas_Water Heater_E9 | F1 | Commercial | Office | Existing | Water Heating | Natural Gas | Water Heater | E9 | CCE | 0 | 0 | 0 | 0 | 0 | 0 | 0 | 0 | 0 | 0 | 0 | 0 | 0 | 0 | 0 | 0 | 0 | 0 | 0 | 0 | 0 | 0 | 0 | 0 | 0 | 0 | 0
F1_Commercial_Office_Existing_Water Heating_Natural Gas_Water Heater_E10 | F1 | Commercial | Office | Existing | Water Heating | Natural Gas | Water Heater | E10 | CCE | 0 | 0 | 0 | 0 | 0 | 0 | 0 | 0 | 0 | 0 | 0 | 0 | 0 | 0 | 0 | 0 | 0 | 0 | 0 | 0 | 0 | 0 | 0 | 0 | 0 | 0 | 0
F2_Commercial_Office_Existing_Water Heating_Natural Gas_Water Heater_E1 | F2 | Commercial | Office | Existing | Water Heating | Natural Gas | Water Heater | E1 | TRC BC Ratio | bar: 2021 to 2047
F2_Commercial_Office_Existing_Water Heating_Natural Gas_Water Heater_E2 | F2 | Commercial | Office | Existing | Water Heating | Natural Gas | Water Heater | E2 | TRC BC Ratio | 5.2799 | 5.2037 | 5.1294 | 5.0573 | 5.058 | 5.106 | 5.1837 | 5.278 | 5.3797 | 5.4837 | 5.5865 | 5.6776 | 5.7471 | 5.7766 | 5.763 | 5.7065 | 5.6115 | 5.4871 | 5.339 | 5.1634 | 4.9581 | 4.7217 | 4.5119 | 4.3761 | 4.3174 | 4.3386 | 4.3598
F2_Commercial_Office_Existing_Water Heating_Natural Gas_Water Heater_E3 | F2 | Commercial | Office | Existing | Water Heating | Natural Gas | Water Heater | E3 | TRC BC Ratio | bar: 2021 to 2047
F2_Commercial_Office_Existing_Water Heating_Natural Gas_Water Heater_E4 | F2 | Commercial | Office | Existing | Water Heating | Natural Gas | Water Heater | E4 | TRC BC Ratio | 0 | 0 | 0.46668 | 0.44639 | 0.43826 | 0.43799 | 0.44354 | 0.45493 | 0.47312 | 0.49993 | 0.53429 | 0.57206 | 0.60887 | 0.63669 | 0.65104 | 0.6505 | 0.63645 | 0.61374 | 0.587 | 0.55558 | 0.51908 | 0.4773 | 0.44003 | 0.41533 | 0.40374 | 0.40572 | 0.40771
F2_Commercial_Office_Existing_Water Heating_Natural Gas_Water Heater_E5 | F2 | Commercial | Office | Existing | Water Heating | Natural Gas | Water Heater | E5 | TRC BC Ratio | 0 | 0 | 0 | 0 | 0 | 0 | 0 | 0 | 0 | 0 | 0 | 0 | 0 | 0 | 0 | 0 | 0 | 0 | 0 | 0 | 0 | 0 | 0 | 0 | 0 | 0 | 0
F2_Commercial_Office_Existing_Water Heating_Natural Gas_Water Heater_E6 | F2 | Commercial | Office | Existing | Water Heating | Natural Gas | Water Heater | E6 | TRC BC Ratio | 0 | 0 | 0 | 0 | 0 | 0 | 0 | 0 | 0 | 0 | 0 | 0 | 0 | 0 | 0 | 0 | 0 | 0 | 0 | 0 | 0 | 0 | 0 | 0 | 0 | 0 | 0
F2_Commercial_Office_Existing_Water Heating_Natural Gas_Water Heater_E7 | F2 | Commercial | Office | Existing | Water Heating | Natural Gas | Water Heater | E7 | TRC BC Ratio | 0 | 0 | 0 | 0 | 0 | 0 | 0 | 0 | 0 | 0 | 0 | 0 | 0 | 0 | 0 | 0 | 0 | 0 | 0 | 0 | 0 | 0 | 0 | 0 | 0 | 0 | 0
F2_Commercial_Office_Existing_Water Heating_Natural Gas_Water Heater_E8 | F2 | Commercial | Office | Existing | Water Heating | Natural Gas | Water Heater | E8 | TRC BC Ratio | 0 | 0 | 0 | 0 | 0 | 0 | 0 | 0 | 0 | 0 | 0 | 0 | 0 | 0 | 0 | 0 | 0 | 0 | 0 | 0 | 0 | 0 | 0 | 0 | 0 | 0 | 0
F2_Commercial_Office_Existing_Water Heating_Natural Gas_Water Heater_E9 | F2 | Commercial | Office | Existing | Water Heating | Natural Gas | Water Heater | E9 | TRC BC Ratio | 0 | 0 | 0 | 0 | 0 | 0 | 0 | 0 | 0 | 0 | 0 | 0 | 0 | 0 | 0 | 0 | 0 | 0 | 0 | 0 | 0 | 0 | 0 | 0 | 0 | 0 | 0
F2_Commercial_Office_Existing_Water Heating_Natural Gas_Water Heater_E10 | F2 | Commercial | Office | Existing | Water Heating | Natural Gas | Water Heater | E10 | TRC BC Ratio | 0 | 0 | 0 | 0 | 0 | 0 | 0 | 0 | 0 | 0 | 0 | 0 | 0 | 0 | 0 | 0 | 0 | 0 | 0 | 0 | 0 | 0 | 0 | 0 | 0 | 0 | 0
F3_Commercial_Office_Existing_Water Heating_Natural Gas_Water Heater_E1 | F3 | Commercial | Office | Existing | Water Heating | Natural Gas | Water Heater | E1 | PACT BC Ratio | bar: 2021 to 2047
F3_Commercial_Office_Existing_Water Heating_Natural Gas_Water Heater_E2 | F3 | Commercial | Office | Existing | Water Heating | Natural Gas | Water Heater | E2 | PACT BC Ratio | 6.6572 | 6.5612 | 6.4675 | 6.3766 | 6.3775 | 6.438 | 6.536 | 6.6548 | 6.783 | 6.9142 | 7.0439 | 7.1587 | 7.2463 | 7.2836 | 7.2664 | 7.1951 | 7.0753 | 6.9185 | 6.7318 | 6.5104 | 6.2515 | 5.9535 | 5.6889 | 5.5176 | 5.4437 | 5.4704 | 5.4972
F3_Commercial_Office_Existing_Water Heating_Natural Gas_Water Heater_E3 | F3 | Commercial | Office | Existing | Water Heating | Natural Gas | Water Heater | E3 | PACT BC Ratio | bar: 2021 to 2047
F3_Commercial_Office_Existing_Water Heating_Natural Gas_Water Heater_E4 | F3 | Commercial | Office | Existing | Water Heating | Natural Gas | Water Heater | E4 | PACT BC Ratio | 0 | 0 | 0.58842 | 0.56284 | 0.55259 | 0.55224 | 0.55925 | 0.57361 | 0.59654 | 0.63035 | 0.67367 | 0.72129 | 0.7677 | 0.80278 | 0.82088 | 0.8202 | 0.80248 | 0.77385 | 0.74012 | 0.70051 | 0.65449 | 0.60182 | 0.55482 | 0.52368 | 0.50907 | 0.51156 | 0.51407
F3_Commercial_Office_Existing_Water Heating_Natural Gas_Water Heater_E5 | F3 | Commercial | Office | Existing | Water Heating | Natural Gas | Water Heater | E5 | PACT BC Ratio | 0 | 0 | 0 | 0 | 0 | 0 | 0 | 0 | 0 | 0 | 0 | 0 | 0 | 0 | 0 | 0 | 0 | 0 | 0 | 0 | 0 | 0 | 0 | 0 | 0 | 0 | 0
F3_Commercial_Office_Existing_Water Heating_Natural Gas_Water Heater_E6 | F3 | Commercial | Office | Existing | Water Heating | Natural Gas | Water Heater | E6 | PACT BC Ratio | 0 | 0 | 0 | 0 | 0 | 0 | 0 | 0 | 0 | 0 | 0 | 0 | 0 | 0 | 0 | 0 | 0 | 0 | 0 | 0 | 0 | 0 | 0 | 0 | 0 | 0 | 0
F3_Commercial_Office_Existing_Water Heating_Natural Gas_Water Heater_E7 | F3 | Commercial | Office | Existing | Water Heating | Natural Gas | Water Heater | E7 | PACT BC Ratio | 0 | 0 | 0 | 0 | 0 | 0 | 0 | 0 | 0 | 0 | 0 | 0 | 0 | 0 | 0 | 0 | 0 | 0 | 0 | 0 | 0 | 0 | 0 | 0 | 0 | 0 | 0
F3_Commercial_Office_Existing_Water Heating_Natural Gas_Water Heater_E8 | F3 | Commercial | Office | Existing | Water Heating | Natural Gas | Water Heater | E8 | PACT BC Ratio | 0 | 0 | 0 | 0 | 0 | 0 | 0 | 0 | 0 | 0 | 0 | 0 | 0 | 0 | 0 | 0 | 0 | 0 | 0 | 0 | 0 | 0 | 0 | 0 | 0 | 0 | 0
F3_Commercial_Office_Existing_Water Heating_Natural Gas_Water Heater_E9 | F3 | Commercial | Office | Existing | Water Heating | Natural Gas | Water Heater | E9 | PACT BC Ratio | 0 | 0 | 0 | 0 | 0 | 0 | 0 | 0 | 0 | 0 | 0 | 0 | 0 | 0 | 0 | 0 | 0 | 0 | 0 | 0 | 0 | 0 | 0 | 0 | 0 | 0 | 0
F3_Commercial_Office_Existing_Water Heating_Natural Gas_Water Heater_E10 | F3 | Commercial | Office | Existing | Water Heating | Natural Gas | Water Heater | E10 | PACT BC Ratio | 0 | 0 | 0 | 0 | 0 | 0 | 0 | 0 | 0 | 0 | 0 | 0 | 0 | 0 | 0 | 0 | 0 | 0 | 0 | 0 | 0 | 0 | 0 | 0 | 0 | 0 | 0
F4_Commercial_Office_Existing_Water Heating_Natural Gas_Water Heater_E1 | F4 | Commercial | Office | Existing | Water Heating | Natural Gas | Water Heater | E1 | RVT BC Ratio | bar: 2021 to 2047
F4_Commercial_Office_Existing_Water Heating_Natural Gas_Water Heater_E2 | F4 | Commercial | Office | Existing | Water Heating | Natural Gas | Water Heater | E2 | RVT BC Ratio | 0.7 | 0.7 | 0.7 | 0.7 | 0.7 | 0.7 | 0.7 | 0.7 | 0.7 | 0.7 | 0.7 | 0.7 | 0.7 | 0.7 | 0.7 | 0.7 | 0.7 | 0.7 | 0.7 | 0.7 | 0.7 | 0.7 | 0.7 | 0.7 | 0.7 | 0.7 | 0.7
F4_Commercial_Office_Existing_Water Heating_Natural Gas_Water Heater_E3 | F4 | Commercial | Office | Existing | Water Heating | Natural Gas | Water Heater | E3 | RVT BC Ratio | bar: 2021 to 2047
F4_Commercial_Office_Existing_Water Heating_Natural Gas_Water Heater_E4 | F4 | Commercial | Office | Existing | Water Heating | Natural Gas | Water Heater | E4 | RVT BC Ratio | 0 | 0 | 0.7 | 0.7 | 0.7 | 0.7 | 0.7 | 0.7 | 0.7 | 0.7 | 0.7 | 0.7 | 0.7 | 0.7 | 0.7 | 0.7 | 0.7 | 0.7 | 0.7 | 0.7 | 0.7 | 0.7 | 0.7 | 0.7 | 0.7 | 0.7 | 0.7
F4_Commercial_Office_Existing_Water Heating_Natural Gas_Water Heater_E5 | F4 | Commercial | Office | Existing | Water Heating | Natural Gas | Water Heater | E5 | RVT BC Ratio | 0 | 0 | 0 | 0 | 0 | 0 | 0 | 0 | 0 | 0 | 0 | 0 | 0 | 0 | 0 | 0 | 0 | 0 | 0 | 0 | 0 | 0 | 0 | 0 | 0 | 0 | 0
F4_Commercial_Office_Existing_Water Heating_Natural Gas_Water Heater_E6 | F4 | Commercial | Office | Existing | Water Heating | Natural Gas | Water Heater | E6 | RVT BC Ratio | 0 | 0 | 0 | 0 | 0 | 0 | 0 | 0 | 0 | 0 | 0 | 0 | 0 | 0 | 0 | 0 | 0 | 0 | 0 | 0 | 0 | 0 | 0 | 0 | 0 | 0 | 0
F4_Commercial_Office_Existing_Water Heating_Natural Gas_Water Heater_E7 | F4 | Commercial | Office | Existing | Water Heating | Natural Gas | Water Heater | E7 | RVT BC Ratio | 0 | 0 | 0 | 0 | 0 | 0 | 0 | 0 | 0 | 0 | 0 | 0 | 0 | 0 | 0 | 0 | 0 | 0 | 0 | 0 | 0 | 0 | 0 | 0 | 0 | 0 | 0
F4_Commercial_Office_Existing_Water Heating_Natural Gas_Water Heater_E8 | F4 | Commercial | Office | Existing | Water Heating | Natural Gas | Water Heater | E8 | RVT BC Ratio | 0 | 0 | 0 | 0 | 0 | 0 | 0 | 0 | 0 | 0 | 0 | 0 | 0 | 0 | 0 | 0 | 0 | 0 | 0 | 0 | 0 | 0 | 0 | 0 | 0 | 0 | 0
F4_Commercial_Office_Existing_Water Heating_Natural Gas_Water Heater_E9 | F4 | Commercial | Office | Existing | Water Heating | Natural Gas | Water Heater | E9 | RVT BC Ratio | 0 | 0 | 0 | 0 | 0 | 0 | 0 | 0 | 0 | 0 | 0 | 0 | 0 | 0 | 0 | 0 | 0 | 0 | 0 | 0 | 0 | 0 | 0 | 0 | 0 | 0 | 0
F4_Commercial_Office_Existing_Water Heating_Natural Gas_Water Heater_E10 | F4 | Commercial | Office | Existing | Water Heating | Natural Gas | Water Heater | E10 | RVT BC Ratio | 0 | 0 | 0 | 0 | 0 | 0 | 0 | 0 | 0 | 0 | 0 | 0 | 0 | 0 | 0 | 0 | 0 | 0 | 0 | 0 | 0 | 0 | 0 | 0 | 0 | 0 | 0
F5_Commercial_Office_Existing_Water Heating_Natural Gas_Water Heater_E1 | F5 | Commercial | Office | Existing | Water Heating | Natural Gas | Water Heater | E1 | RIM BC Ratio | bar: 2021 to 2047
F5_Commercial_Office_Existing_Water Heating_Natural Gas_Water Heater_E2 | F5 | Commercial | Office | Existing | Water Heating | Natural Gas | Water Heater | E2 | RIM BC Ratio | 6.6572 | 6.5612 | 6.4675 | 6.3766 | 6.3775 | 6.438 | 6.536 | 6.6548 | 6.783 | 6.9142 | 7.0439 | 7.1587 | 7.2463 | 7.2836 | 7.2664 | 7.1951 | 7.0753 | 6.9185 | 6.7318 | 6.5104 | 6.2515 | 5.9535 | 5.6889 | 5.5176 | 5.4437 | 5.4704 | 5.4972
F5_Commercial_Office_Existing_Water Heating_Natural Gas_Water Heater_E3 | F5 | Commercial | Office | Existing | Water Heating | Natural Gas | Water Heater | E3 | RIM BC Ratio | bar: 2021 to 2047
F5_Commercial_Office_Existing_Water Heating_Natural Gas_Water Heater_E4 | F5 | Commercial | Office | Existing | Water Heating | Natural Gas | Water Heater | E4 | RIM BC Ratio | 0 | 0 | 0.58842 | 0.56284 | 0.55259 | 0.55224 | 0.55925 | 0.57361 | 0.59654 | 0.63035 | 0.67367 | 0.72129 | 0.7677 | 0.80278 | 0.82088 | 0.8202 | 0.80248 | 0.77385 | 0.74012 | 0.70051 | 0.65449 | 0.60182 | 0.55482 | 0.52368 | 0.50907 | 0.51156 | 0.51407
F5_Commercial_Office_Existing_Water Heating_Natural Gas_Water Heater_E5 | F5 | Commercial | Office | Existing | Water Heating | Natural Gas | Water Heater | E5 | RIM BC Ratio | 0 | 0 | 0 | 0 | 0 | 0 | 0 | 0 | 0 | 0 | 0 | 0 | 0 | 0 | 0 | 0 | 0 | 0 | 0 | 0 | 0 | 0 | 0 | 0 | 0 | 0 | 0
F5_Commercial_Office_Existing_Water Heating_Natural Gas_Water Heater_E6 | F5 | Commercial | Office | Existing | Water Heating | Natural Gas | Water Heater | E6 | RIM BC Ratio | 0 | 0 | 0 | 0 | 0 | 0 | 0 | 0 | 0 | 0 | 0 | 0 | 0 | 0 | 0 | 0 | 0 | 0 | 0 | 0 | 0 | 0 | 0 | 0 | 0 | 0 | 0
F5_Commercial_Office_Existing_Water Heating_Natural Gas_Water Heater_E7 | F5 | Commercial | Office | Existing | Water Heating | Natural Gas | Water Heater | E7 | RIM BC Ratio | 0 | 0 | 0 | 0 | 0 | 0 | 0 | 0 | 0 | 0 | 0 | 0 | 0 | 0 | 0 | 0 | 0 | 0 | 0 | 0 | 0 | 0 | 0 | 0 | 0 | 0 | 0
F5_Commercial_Office_Existing_Water Heating_Natural Gas_Water Heater_E8 | F5 | Commercial | Office | Existing | Water Heating | Natural Gas | Water Heater | E8 | RIM BC Ratio | 0 | 0 | 0 | 0 | 0 | 0 | 0 | 0 | 0 | 0 | 0 | 0 | 0 | 0 | 0 | 0 | 0 | 0 | 0 | 0 | 0 | 0 | 0 | 0 | 0 | 0 | 0
F5_Commercial_Office_Existing_Water Heating_Natural Gas_Water Heater_E9 | F5 | Commercial | Office | Existing | Water Heating | Natural Gas | Water Heater | E9 | RIM BC Ratio | 0 | 0 | 0 | 0 | 0 | 0 | 0 | 0 | 0 | 0 | 0 | 0 | 0 | 0 | 0 | 0 | 0 | 0 | 0 | 0 | 0 | 0 | 0 | 0 | 0 | 0 | 0
F5_Commercial_Office_Existing_Water Heating_Natural Gas_Water Heater_E10 | F5 | Commercial | Office | Existing | Water Heating | Natural Gas | Water Heater | E10 | RIM BC Ratio | 0 | 0 | 0 | 0 | 0 | 0 | 0 | 0 | 0 | 0 | 0 | 0 | 0 | 0 | 0 | 0 | 0 | 0 | 0 | 0 | 0 | 0 | 0 | 0 | 0 | 0 | 0
F0_Commercial_Office_Existing_Food Preparation_Natural Gas_Oven_E0 | F0 | Commercial | Office | Existing | Food Preparation | Natural Gas | Oven | E0 | Economic Unit | ENERGY STAR (>42% Baking Efficiency) | ENERGY STAR (>42% Baking Efficiency) | ENERGY STAR (>42% Baking Efficiency) | ENERGY STAR (>42% Baking Efficiency) | ENERGY STAR (>42% Baking Efficiency) | ENERGY STAR (>42% Baking Efficiency) | ENERGY STAR (>42% Baking Efficiency) | ENERGY STAR (>42% Baking Efficiency) | ENERGY STAR (>42% Baking Efficiency) | ENERGY STAR (>42% Baking Efficiency) | ENERGY STAR (>42% Baking Efficiency) | ENERGY STAR (>42% Baking Efficiency) | ENERGY STAR (>42% Baking Efficiency) | ENERGY STAR (>42% Baking Efficiency) | ENERGY STAR (>42% Baking Efficiency) | ENERGY STAR (>42% Baking Efficiency) | ENERGY STAR (>42% Baking Efficiency) | ENERGY STAR (>42% Baking Efficiency) | ENERGY STAR (>42% Baking Efficiency) | ENERGY STAR (>42% Baking Efficiency) | ENERGY STAR (>42% Baking Efficiency) | ENERGY STAR (>42% Baking Efficiency) | ENERGY STAR (>42% Baking Efficiency) | ENERGY STAR (>42% Baking Efficiency) | ENERGY STAR (>42% Baking Efficiency) | ENERGY STAR (>42% Baking Efficiency) | ENERGY STAR (>42% Baking Efficiency)
F1_Commercial_Office_Existing_Food Preparation_Natural Gas_Oven_E1 | F1 | Commercial | Office | Existing | Food Preparation | Natural Gas | Oven | E1 | CCE | 0 | 0 | 0 | 0 | 0 | 0 | 0 | 0 | 0 | 0 | 0 | 0 | 0 | 0 | 0 | 0 | 0 | 0 | 0 | 0 | 0 | 0 | 0 | 0 | 0 | 0 | 0
F1_Commercial_Office_Existing_Food Preparation_Natural Gas_Oven_E2 | F1 | Commercial | Office | Existing | Food Preparation | Natural Gas | Oven | E2 | CCE | 0.0064069 | 0.0064069 | 0.0064069 | 0.0064069 | 0.0064069 | 0.0064069 | 0.0064069 | 0.0064069 | 0.0064069 | 0.0064069 | 0.0064069 | 0.0064069 | 0.0064069 | 0.0064069 | 0.0064069 | 0.0064069 | 0.0064069 | 0.0064069 | 0.0064069 | 0.0064069 | 0.0064069 | 0.0064069 | 0.0064069 | 0.0064069 | 0.0064069 | 0.0064069 | 0.0064069
F1_Commercial_Office_Existing_Food Preparation_Natural Gas_Oven_E3 | F1 | Commercial | Office | Existing | Food Preparation | Natural Gas | Oven | E3 | CCE | 0 | 0 | 0 | 0 | 0 | 0 | 0 | 0 | 0 | 0 | 0 | 0 | 0 | 0 | 0 | 0 | 0 | 0 | 0 | 0 | 0 | 0 | 0 | 0 | 0 | 0 | 0
F1_Commercial_Office_Existing_Food Preparation_Natural Gas_Oven_E4 | F1 | Commercial | Office | Existing | Food Preparation | Natural Gas | Oven | E4 | CCE | 0 | 0 | 0 | 0 | 0 | 0 | 0 | 0 | 0 | 0 | 0 | 0 | 0 | 0 | 0 | 0 | 0 | 0 | 0 | 0 | 0 | 0 | 0 | 0 | 0 | 0 | 0
F1_Commercial_Office_Existing_Food Preparation_Natural Gas_Oven_E5 | F1 | Commercial | Office | Existing | Food Preparation | Natural Gas | Oven | E5 | CCE | 0 | 0 | 0 | 0 | 0 | 0 | 0 | 0 | 0 | 0 | 0 | 0 | 0 | 0 | 0 | 0 | 0 | 0 | 0 | 0 | 0 | 0 | 0 | 0 | 0 | 0 | 0
F1_Commercial_Office_Existing_Food Preparation_Natural Gas_Oven_E6 | F1 | Commercial | Office | Existing | Food Preparation | Natural Gas | Oven | E6 | CCE | 0 | 0 | 0 | 0 | 0 | 0 | 0 | 0 | 0 | 0 | 0 | 0 | 0 | 0 | 0 | 0 | 0 | 0 | 0 | 0 | 0 | 0 | 0 | 0 | 0 | 0 | 0
F1_Commercial_Office_Existing_Food Preparation_Natural Gas_Oven_E7 | F1 | Commercial | Office | Existing | Food Preparation | Natural Gas | Oven | E7 | CCE | 0 | 0 | 0 | 0 | 0 | 0 | 0 | 0 | 0 | 0 | 0 | 0 | 0 | 0 | 0 | 0 | 0 | 0 | 0 | 0 | 0 | 0 | 0 | 0 | 0 | 0 | 0
F1_Commercial_Office_Existing_Food Preparation_Natural Gas_Oven_E8 | F1 | Commercial | Office | Existing | Food Preparation | Natural Gas | Oven | E8 | CCE | 0 | 0 | 0 | 0 | 0 | 0 | 0 | 0 | 0 | 0 | 0 | 0 | 0 | 0 | 0 | 0 | 0 | 0 | 0 | 0 | 0 | 0 | 0 | 0 | 0 | 0 | 0
F1_Commercial_Office_Existing_Food Preparation_Natural Gas_Oven_E9 | F1 | Commercial | Office | Existing | Food Preparation | Natural Gas | Oven | E9 | CCE | 0 | 0 | 0 | 0 | 0 | 0 | 0 | 0 | 0 | 0 | 0 | 0 | 0 | 0 | 0 | 0 | 0 | 0 | 0 | 0 | 0 | 0 | 0 | 0 | 0 | 0 | 0
F1_Commercial_Office_Existing_Food Preparation_Natural Gas_Oven_E10 | F1 | Commercial | Office | Existing | Food Preparation | Natural Gas | Oven | E10 | CCE | 0 | 0 | 0 | 0 | 0 | 0 | 0 | 0 | 0 | 0 | 0 | 0 | 0 | 0 | 0 | 0 | 0 | 0 | 0 | 0 | 0 | 0 | 0 | 0 | 0 | 0 | 0
F2_Commercial_Office_Existing_Food Preparation_Natural Gas_Oven_E1 | F2 | Commercial | Office | Existing | Food Preparation | Natural Gas | Oven | E1 | TRC BC Ratio | bar: 2021 to 2047
F2_Commercial_Office_Existing_Food Preparation_Natural Gas_Oven_E2 | F2 | Commercial | Office | Existing | Food Preparation | Natural Gas | Oven | E2 | TRC BC Ratio | 2.1435 | 2.1209 | 2.0991 | 2.0784 | 2.0838 | 2.1062 | 2.1397 | 2.1792 | 2.22 | 2.2569 | 2.287 | 2.3059 | 2.3122 | 2.3039 | 2.2841 | 2.2551 | 2.2186 | 2.175 | 2.1228 | 2.0608 | 1.9881 | 1.9043 | 1.83 | 1.7822 | 1.7622 | 1.7709 | 1.7795
F2_Commercial_Office_Existing_Food Preparation_Natural Gas_Oven_E3 | F2 | Commercial | Office | Existing | Food Preparation | Natural Gas | Oven | E3 | TRC BC Ratio | 0 | 0 | 0 | 0 | 0 | 0 | 0 | 0 | 0 | 0 | 0 | 0 | 0 | 0 | 0 | 0 | 0 | 0 | 0 | 0 | 0 | 0 | 0 | 0 | 0 | 0 | 0
F2_Commercial_Office_Existing_Food Preparation_Natural Gas_Oven_E4 | F2 | Commercial | Office | Existing | Food Preparation | Natural Gas | Oven | E4 | TRC BC Ratio | 0 | 0 | 0 | 0 | 0 | 0 | 0 | 0 | 0 | 0 | 0 | 0 | 0 | 0 | 0 | 0 | 0 | 0 | 0 | 0 | 0 | 0 | 0 | 0 | 0 | 0 | 0
F2_Commercial_Office_Existing_Food Preparation_Natural Gas_Oven_E5 | F2 | Commercial | Office | Existing | Food Preparation | Natural Gas | Oven | E5 | TRC BC Ratio | 0 | 0 | 0 | 0 | 0 | 0 | 0 | 0 | 0 | 0 | 0 | 0 | 0 | 0 | 0 | 0 | 0 | 0 | 0 | 0 | 0 | 0 | 0 | 0 | 0 | 0 | 0
F2_Commercial_Office_Existing_Food Preparation_Natural Gas_Oven_E6 | F2 | Commercial | Office | Existing | Food Preparation | Natural Gas | Oven | E6 | TRC BC Ratio | 0 | 0 | 0 | 0 | 0 | 0 | 0 | 0 | 0 | 0 | 0 | 0 | 0 | 0 | 0 | 0 | 0 | 0 | 0 | 0 | 0 | 0 | 0 | 0 | 0 | 0 | 0
F2_Commercial_Office_Existing_Food Preparation_Natural Gas_Oven_E7 | F2 | Commercial | Office | Existing | Food Preparation | Natural Gas | Oven | E7 | TRC BC Ratio | 0 | 0 | 0 | 0 | 0 | 0 | 0 | 0 | 0 | 0 | 0 | 0 | 0 | 0 | 0 | 0 | 0 | 0 | 0 | 0 | 0 | 0 | 0 | 0 | 0 | 0 | 0
F2_Commercial_Office_Existing_Food Preparation_Natural Gas_Oven_E8 | F2 | Commercial | Office | Existing | Food Preparation | Natural Gas | Oven | E8 | TRC BC Ratio | 0 | 0 | 0 | 0 | 0 | 0 | 0 | 0 | 0 | 0 | 0 | 0 | 0 | 0 | 0 | 0 | 0 | 0 | 0 | 0 | 0 | 0 | 0 | 0 | 0 | 0 | 0
F2_Commercial_Office_Existing_Food Preparation_Natural Gas_Oven_E9 | F2 | Commercial | Office | Existing | Food Preparation | Natural Gas | Oven | E9 | TRC BC Ratio | 0 | 0 | 0 | 0 | 0 | 0 | 0 | 0 | 0 | 0 | 0 | 0 | 0 | 0 | 0 | 0 | 0 | 0 | 0 | 0 | 0 | 0 | 0 | 0 | 0 | 0 | 0
F2_Commercial_Office_Existing_Food Preparation_Natural Gas_Oven_E10 | F2 | Commercial | Office | Existing | Food Preparation | Natural Gas | Oven | E10 | TRC BC Ratio | 0 | 0 | 0 | 0 | 0 | 0 | 0 | 0 | 0 | 0 | 0 | 0 | 0 | 0 | 0 | 0 | 0 | 0 | 0 | 0 | 0 | 0 | 0 | 0 | 0 | 0 | 0
F3_Commercial_Office_Existing_Food Preparation_Natural Gas_Oven_E1 | F3 | Commercial | Office | Existing | Food Preparation | Natural Gas | Oven | E1 | PACT BC Ratio | bar: 2021 to 2047
F3_Commercial_Office_Existing_Food Preparation_Natural Gas_Oven_E2 | F3 | Commercial | Office | Existing | Food Preparation | Natural Gas | Oven | E2 | PACT BC Ratio | 2.8204 | 2.7906 | 2.762 | 2.7347 | 2.7418 | 2.7714 | 2.8154 | 2.8674 | 2.9211 | 2.9697 | 3.0092 | 3.0341 | 3.0424 | 3.0315 | 3.0054 | 2.9673 | 2.9193 | 2.8618 | 2.7932 | 2.7116 | 2.6159 | 2.5056 | 2.4079 | 2.3451 | 2.3187 | 2.3301 | 2.3415
F3_Commercial_Office_Existing_Food Preparation_Natural Gas_Oven_E3 | F3 | Commercial | Office | Existing | Food Preparation | Natural Gas | Oven | E3 | PACT BC Ratio | 0 | 0 | 0 | 0 | 0 | 0 | 0 | 0 | 0 | 0 | 0 | 0 | 0 | 0 | 0 | 0 | 0 | 0 | 0 | 0 | 0 | 0 | 0 | 0 | 0 | 0 | 0
F3_Commercial_Office_Existing_Food Preparation_Natural Gas_Oven_E4 | F3 | Commercial | Office | Existing | Food Preparation | Natural Gas | Oven | E4 | PACT BC Ratio | 0 | 0 | 0 | 0 | 0 | 0 | 0 | 0 | 0 | 0 | 0 | 0 | 0 | 0 | 0 | 0 | 0 | 0 | 0 | 0 | 0 | 0 | 0 | 0 | 0 | 0 | 0
F3_Commercial_Office_Existing_Food Preparation_Natural Gas_Oven_E5 | F3 | Commercial | Office | Existing | Food Preparation | Natural Gas | Oven | E5 | PACT BC Ratio | 0 | 0 | 0 | 0 | 0 | 0 | 0 | 0 | 0 | 0 | 0 | 0 | 0 | 0 | 0 | 0 | 0 | 0 | 0 | 0 | 0 | 0 | 0 | 0 | 0 | 0 | 0
F3_Commercial_Office_Existing_Food Preparation_Natural Gas_Oven_E6 | F3 | Commercial | Office | Existing | Food Preparation | Natural Gas | Oven | E6 | PACT BC Ratio | 0 | 0 | 0 | 0 | 0 | 0 | 0 | 0 | 0 | 0 | 0 | 0 | 0 | 0 | 0 | 0 | 0 | 0 | 0 | 0 | 0 | 0 | 0 | 0 | 0 | 0 | 0
F3_Commercial_Office_Existing_Food Preparation_Natural Gas_Oven_E7 | F3 | Commercial | Office | Existing | Food Preparation | Natural Gas | Oven | E7 | PACT BC Ratio | 0 | 0 | 0 | 0 | 0 | 0 | 0 | 0 | 0 | 0 | 0 | 0 | 0 | 0 | 0 | 0 | 0 | 0 | 0 | 0 | 0 | 0 | 0 | 0 | 0 | 0 | 0
F3_Commercial_Office_Existing_Food Preparation_Natural Gas_Oven_E8 | F3 | Commercial | Office | Existing | Food Preparation | Natural Gas | Oven | E8 | PACT BC Ratio | 0 | 0 | 0 | 0 | 0 | 0 | 0 | 0 | 0 | 0 | 0 | 0 | 0 | 0 | 0 | 0 | 0 | 0 | 0 | 0 | 0 | 0 | 0 | 0 | 0 | 0 | 0
F3_Commercial_Office_Existing_Food Preparation_Natural Gas_Oven_E9 | F3 | Commercial | Office | Existing | Food Preparation | Natural Gas | Oven | E9 | PACT BC Ratio | 0 | 0 | 0 | 0 | 0 | 0 | 0 | 0 | 0 | 0 | 0 | 0 | 0 | 0 | 0 | 0 | 0 | 0 | 0 | 0 | 0 | 0 | 0 | 0 | 0 | 0 | 0
F3_Commercial_Office_Existing_Food Preparation_Natural Gas_Oven_E10 | F3 | Commercial | Office | Existing | Food Preparation | Natural Gas | Oven | E10 | PACT BC Ratio | 0 | 0 | 0 | 0 | 0 | 0 | 0 | 0 | 0 | 0 | 0 | 0 | 0 | 0 | 0 | 0 | 0 | 0 | 0 | 0 | 0 | 0 | 0 | 0 | 0 | 0 | 0
F4_Commercial_Office_Existing_Food Preparation_Natural Gas_Oven_E1 | F4 | Commercial | Office | Existing | Food Preparation | Natural Gas | Oven | E1 | RVT BC Ratio | bar: 2021 to 2047
F4_Commercial_Office_Existing_Food Preparation_Natural Gas_Oven_E2 | F4 | Commercial | Office | Existing | Food Preparation | Natural Gas | Oven | E2 | RVT BC Ratio | 0.7 | 0.7 | 0.7 | 0.7 | 0.7 | 0.7 | 0.7 | 0.7 | 0.7 | 0.7 | 0.7 | 0.7 | 0.7 | 0.7 | 0.7 | 0.7 | 0.7 | 0.7 | 0.7 | 0.7 | 0.7 | 0.7 | 0.7 | 0.7 | 0.7 | 0.7 | 0.7
F4_Commercial_Office_Existing_Food Preparation_Natural Gas_Oven_E3 | F4 | Commercial | Office | Existing | Food Preparation | Natural Gas | Oven | E3 | RVT BC Ratio | 0 | 0 | 0 | 0 | 0 | 0 | 0 | 0 | 0 | 0 | 0 | 0 | 0 | 0 | 0 | 0 | 0 | 0 | 0 | 0 | 0 | 0 | 0 | 0 | 0 | 0 | 0
F4_Commercial_Office_Existing_Food Preparation_Natural Gas_Oven_E4 | F4 | Commercial | Office | Existing | Food Preparation | Natural Gas | Oven | E4 | RVT BC Ratio | 0 | 0 | 0 | 0 | 0 | 0 | 0 | 0 | 0 | 0 | 0 | 0 | 0 | 0 | 0 | 0 | 0 | 0 | 0 | 0 | 0 | 0 | 0 | 0 | 0 | 0 | 0
F4_Commercial_Office_Existing_Food Preparation_Natural Gas_Oven_E5 | F4 | Commercial | Office | Existing | Food Preparation | Natural Gas | Oven | E5 | RVT BC Ratio | 0 | 0 | 0 | 0 | 0 | 0 | 0 | 0 | 0 | 0 | 0 | 0 | 0 | 0 | 0 | 0 | 0 | 0 | 0 | 0 | 0 | 0 | 0 | 0 | 0 | 0 | 0
F4_Commercial_Office_Existing_Food Preparation_Natural Gas_Oven_E6 | F4 | Commercial | Office | Existing | Food Preparation | Natural Gas | Oven | E6 | RVT BC Ratio | 0 | 0 | 0 | 0 | 0 | 0 | 0 | 0 | 0 | 0 | 0 | 0 | 0 | 0 | 0 | 0 | 0 | 0 | 0 | 0 | 0 | 0 | 0 | 0 | 0 | 0 | 0
F4_Commercial_Office_Existing_Food Preparation_Natural Gas_Oven_E7 | F4 | Commercial | Office | Existing | Food Preparation | Natural Gas | Oven | E7 | RVT BC Ratio | 0 | 0 | 0 | 0 | 0 | 0 | 0 | 0 | 0 | 0 | 0 | 0 | 0 | 0 | 0 | 0 | 0 | 0 | 0 | 0 | 0 | 0 | 0 | 0 | 0 | 0 | 0
F4_Commercial_Office_Existing_Food Preparation_Natural Gas_Oven_E8 | F4 | Commercial | Office | Existing | Food Preparation | Natural Gas | Oven | E8 | RVT BC Ratio | 0 | 0 | 0 | 0 | 0 | 0 | 0 | 0 | 0 | 0 | 0 | 0 | 0 | 0 | 0 | 0 | 0 | 0 | 0 | 0 | 0 | 0 | 0 | 0 | 0 | 0 | 0
F4_Commercial_Office_Existing_Food Preparation_Natural Gas_Oven_E9 | F4 | Commercial | Office | Existing | Food Preparation | Natural Gas | Oven | E9 | RVT BC Ratio | 0 | 0 | 0 | 0 | 0 | 0 | 0 | 0 | 0 | 0 | 0 | 0 | 0 | 0 | 0 | 0 | 0 | 0 | 0 | 0 | 0 | 0 | 0 | 0 | 0 | 0 | 0
F4_Commercial_Office_Existing_Food Preparation_Natural Gas_Oven_E10 | F4 | Commercial | Office | Existing | Food Preparation | Natural Gas | Oven | E10 | RVT BC Ratio | 0 | 0 | 0 | 0 | 0 | 0 | 0 | 0 | 0 | 0 | 0 | 0 | 0 | 0 | 0 | 0 | 0 | 0 | 0 | 0 | 0 | 0 | 0 | 0 | 0 | 0 | 0
F5_Commercial_Office_Existing_Food Preparation_Natural Gas_Oven_E1 | F5 | Commercial | Office | Existing | Food Preparation | Natural Gas | Oven | E1 | RIM BC Ratio | bar: 2021 to 2047
F5_Commercial_Office_Existing_Food Preparation_Natural Gas_Oven_E2 | F5 | Commercial | Office | Existing | Food Preparation | Natural Gas | Oven | E2 | RIM BC Ratio | 2.8204 | 2.7906 | 2.762 | 2.7347 | 2.7418 | 2.7714 | 2.8154 | 2.8674 | 2.9211 | 2.9697 | 3.0092 | 3.0341 | 3.0424 | 3.0315 | 3.0054 | 2.9673 | 2.9193 | 2.8618 | 2.7932 | 2.7116 | 2.6159 | 2.5056 | 2.4079 | 2.3451 | 2.3187 | 2.3301 | 2.3415
F5_Commercial_Office_Existing_Food Preparation_Natural Gas_Oven_E3 | F5 | Commercial | Office | Existing | Food Preparation | Natural Gas | Oven | E3 | RIM BC Ratio | 0 | 0 | 0 | 0 | 0 | 0 | 0 | 0 | 0 | 0 | 0 | 0 | 0 | 0 | 0 | 0 | 0 | 0 | 0 | 0 | 0 | 0 | 0 | 0 | 0 | 0 | 0
F5_Commercial_Office_Existing_Food Preparation_Natural Gas_Oven_E4 | F5 | Commercial | Office | Existing | Food Preparation | Natural Gas | Oven | E4 | RIM BC Ratio | 0 | 0 | 0 | 0 | 0 | 0 | 0 | 0 | 0 | 0 | 0 | 0 | 0 | 0 | 0 | 0 | 0 | 0 | 0 | 0 | 0 | 0 | 0 | 0 | 0 | 0 | 0
F5_Commercial_Office_Existing_Food Preparation_Natural Gas_Oven_E5 | F5 | Commercial | Office | Existing | Food Preparation | Natural Gas | Oven | E5 | RIM BC Ratio | 0 | 0 | 0 | 0 | 0 | 0 | 0 | 0 | 0 | 0 | 0 | 0 | 0 | 0 | 0 | 0 | 0 | 0 | 0 | 0 | 0 | 0 | 0 | 0 | 0 | 0 | 0
F5_Commercial_Office_Existing_Food Preparation_Natural Gas_Oven_E6 | F5 | Commercial | Office | Existing | Food Preparation | Natural Gas | Oven | E6 | RIM BC Ratio | 0 | 0 | 0 | 0 | 0 | 0 | 0 | 0 | 0 | 0 | 0 | 0 | 0 | 0 | 0 | 0 | 0 | 0 | 0 | 0 | 0 | 0 | 0 | 0 | 0 | 0 | 0
F5_Commercial_Office_Existing_Food Preparation_Natural Gas_Oven_E7 | F5 | Commercial | Office | Existing | Food Preparation | Natural Gas | Oven | E7 | RIM BC Ratio | 0 | 0 | 0 | 0 | 0 | 0 | 0 | 0 | 0 | 0 | 0 | 0 | 0 | 0 | 0 | 0 | 0 | 0 | 0 | 0 | 0 | 0 | 0 | 0 | 0 | 0 | 0
F5_Commercial_Office_Existing_Food Preparation_Natural Gas_Oven_E8 | F5 | Commercial | Office | Existing | Food Preparation | Natural Gas | Oven | E8 | RIM BC Ratio | 0 | 0 | 0 | 0 | 0 | 0 | 0 | 0 | 0 | 0 | 0 | 0 | 0 | 0 | 0 | 0 | 0 | 0 | 0 | 0 | 0 | 0 | 0 | 0 | 0 | 0 | 0
F5_Commercial_Office_Existing_Food Preparation_Natural Gas_Oven_E9 | F5 | Commercial | Office | Existing | Food Preparation | Natural Gas | Oven | E9 | RIM BC Ratio | 0 | 0 | 0 | 0 | 0 | 0 | 0 | 0 | 0 | 0 | 0 | 0 | 0 | 0 | 0 | 0 | 0 | 0 | 0 | 0 | 0 | 0 | 0 | 0 | 0 | 0 | 0
F5_Commercial_Office_Existing_Food Preparation_Natural Gas_Oven_E10 | F5 | Commercial | Office | Existing | Food Preparation | Natural Gas | Oven | E10 | RIM BC Ratio | 0 | 0 | 0 | 0 | 0 | 0 | 0 | 0 | 0 | 0 | 0 | 0 | 0 | 0 | 0 | 0 | 0 | 0 | 0 | 0 | 0 | 0 | 0 | 0 | 0 | 0 | 0
F0_Commercial_Office_Existing_Food Preparation_Natural Gas_Conveyor Oven_E0 | F0 | Commercial | Office | Existing | Food Preparation | Natural Gas | Conveyor Oven | E0 | Economic Unit | Efficient (>42% Baking Efficiency) | Efficient (>42% Baking Efficiency) | Efficient (>42% Baking Efficiency) | Efficient (>42% Baking Efficiency) | Efficient (>42% Baking Efficiency) | Efficient (>42% Baking Efficiency) | Efficient (>42% Baking Efficiency) | Efficient (>42% Baking Efficiency) | Efficient (>42% Baking Efficiency) | Efficient (>42% Baking Efficiency) | Efficient (>42% Baking Efficiency) | Efficient (>42% Baking Efficiency) | Efficient (>42% Baking Efficiency) | Efficient (>42% Baking Efficiency) | Efficient (>42% Baking Efficiency) | Efficient (>42% Baking Efficiency) | Efficient (>42% Baking Efficiency) | Efficient (>42% Baking Efficiency) | Efficient (>42% Baking Efficiency) | Efficient (>42% Baking Efficiency) | Efficient (>42% Baking Efficiency) | Efficient (>42% Baking Efficiency) | Efficient (>42% Baking Efficiency) | Efficient (>42% Baking Efficiency) | Efficient (>42% Baking Efficiency) | Efficient (>42% Baking Efficiency) | Efficient (>42% Baking Efficiency)
F1_Commercial_Office_Existing_Food Preparation_Natural Gas_Conveyor Oven_E1 | F1 | Commercial | Office | Existing | Food Preparation | Natural Gas | Conveyor Oven | E1 | CCE | 0 | 0 | 0 | 0 | 0 | 0 | 0 | 0 | 0 | 0 | 0 | 0 | 0 | 0 | 0 | 0 | 0 | 0 | 0 | 0 | 0 | 0 | 0 | 0 | 0 | 0 | 0
F1_Commercial_Office_Existing_Food Preparation_Natural Gas_Conveyor Oven_E2 | F1 | Commercial | Office | Existing | Food Preparation | Natural Gas | Conveyor Oven | E2 | CCE | 0.0044579 | 0.0044579 | 0.0044579 | 0.0044579 | 0.0044579 | 0.0044579 | 0.0044579 | 0.0044579 | 0.0044579 | 0.0044579 | 0.0044579 | 0.0044579 | 0.0044579 | 0.0044579 | 0.0044579 | 0.0044579 | 0.0044579 | 0.0044579 | 0.0044579 | 0.0044579 | 0.0044579 | 0.0044579 | 0.0044579 | 0.0044579 | 0.0044579 | 0.0044579 | 0.0044579
F1_Commercial_Office_Existing_Food Preparation_Natural Gas_Conveyor Oven_E3 | F1 | Commercial | Office | Existing | Food Preparation | Natural Gas | Conveyor Oven | E3 | CCE | 0 | 0 | 0 | 0 | 0 | 0 | 0 | 0 | 0 | 0 | 0 | 0 | 0 | 0 | 0 | 0 | 0 | 0 | 0 | 0 | 0 | 0 | 0 | 0 | 0 | 0 | 0
F1_Commercial_Office_Existing_Food Preparation_Natural Gas_Conveyor Oven_E4 | F1 | Commercial | Office | Existing | Food Preparation | Natural Gas | Conveyor Oven | E4 | CCE | 0 | 0 | 0 | 0 | 0 | 0 | 0 | 0 | 0 | 0 | 0 | 0 | 0 | 0 | 0 | 0 | 0 | 0 | 0 | 0 | 0 | 0 | 0 | 0 | 0 | 0 | 0
F1_Commercial_Office_Existing_Food Preparation_Natural Gas_Conveyor Oven_E5 | F1 | Commercial | Office | Existing | Food Preparation | Natural Gas | Conveyor Oven | E5 | CCE | 0 | 0 | 0 | 0 | 0 | 0 | 0 | 0 | 0 | 0 | 0 | 0 | 0 | 0 | 0 | 0 | 0 | 0 | 0 | 0 | 0 | 0 | 0 | 0 | 0 | 0 | 0
F1_Commercial_Office_Existing_Food Preparation_Natural Gas_Conveyor Oven_E6 | F1 | Commercial | Office | Existing | Food Preparation | Natural Gas | Conveyor Oven | E6 | CCE | 0 | 0 | 0 | 0 | 0 | 0 | 0 | 0 | 0 | 0 | 0 | 0 | 0 | 0 | 0 | 0 | 0 | 0 | 0 | 0 | 0 | 0 | 0 | 0 | 0 | 0 | 0
F1_Commercial_Office_Existing_Food Preparation_Natural Gas_Conveyor Oven_E7 | F1 | Commercial | Office | Existing | Food Preparation | Natural Gas | Conveyor Oven | E7 | CCE | 0 | 0 | 0 | 0 | 0 | 0 | 0 | 0 | 0 | 0 | 0 | 0 | 0 | 0 | 0 | 0 | 0 | 0 | 0 | 0 | 0 | 0 | 0 | 0 | 0 | 0 | 0
F1_Commercial_Office_Existing_Food Preparation_Natural Gas_Conveyor Oven_E8 | F1 | Commercial | Office | Existing | Food Preparation | Natural Gas | Conveyor Oven | E8 | CCE | 0 | 0 | 0 | 0 | 0 | 0 | 0 | 0 | 0 | 0 | 0 | 0 | 0 | 0 | 0 | 0 | 0 | 0 | 0 | 0 | 0 | 0 | 0 | 0 | 0 | 0 | 0
F1_Commercial_Office_Existing_Food Preparation_Natural Gas_Conveyor Oven_E9 | F1 | Commercial | Office | Existing | Food Preparation | Natural Gas | Conveyor Oven | E9 | CCE | 0 | 0 | 0 | 0 | 0 | 0 | 0 | 0 | 0 | 0 | 0 | 0 | 0 | 0 | 0 | 0 | 0 | 0 | 0 | 0 | 0 | 0 | 0 | 0 | 0 | 0 | 0
F1_Commercial_Office_Existing_Food Preparation_Natural Gas_Conveyor Oven_E10 | F1 | Commercial | Office | Existing | Food Preparation | Natural Gas | Conveyor Oven | E10 | CCE | 0 | 0 | 0 | 0 | 0 | 0 | 0 | 0 | 0 | 0 | 0 | 0 | 0 | 0 | 0 | 0 | 0 | 0 | 0 | 0 | 0 | 0 | 0 | 0 | 0 | 0 | 0
F2_Commercial_Office_Existing_Food Preparation_Natural Gas_Conveyor Oven_E1 | F2 | Commercial | Office | Existing | Food Preparation | Natural Gas | Conveyor Oven | E1 | TRC BC Ratio | bar: 2021 to 2047
F2_Commercial_Office_Existing_Food Preparation_Natural Gas_Conveyor Oven_E2 | F2 | Commercial | Office | Existing | Food Preparation | Natural Gas | Conveyor Oven | E2 | TRC BC Ratio | 3.1168 | 3.1026 | 3.0898 | 3.0771 | 3.0914 | 3.1189 | 3.1492 | 3.1746 | 3.1913 | 3.1987 | 3.1992 | 3.1946 | 3.185 | 3.1677 | 3.1435 | 3.1119 | 3.0717 | 3.0231 | 2.9646 | 2.8946 | 2.8121 | 2.7166 | 2.6323 | 2.579 | 2.558 | 2.5706 | 2.5832
F2_Commercial_Office_Existing_Food Preparation_Natural Gas_Conveyor Oven_E3 | F2 | Commercial | Office | Existing | Food Preparation | Natural Gas | Conveyor Oven | E3 | TRC BC Ratio | 0 | 0 | 0 | 0 | 0 | 0 | 0 | 0 | 0 | 0 | 0 | 0 | 0 | 0 | 0 | 0 | 0 | 0 | 0 | 0 | 0 | 0 | 0 | 0 | 0 | 0 | 0
F2_Commercial_Office_Existing_Food Preparation_Natural Gas_Conveyor Oven_E4 | F2 | Commercial | Office | Existing | Food Preparation | Natural Gas | Conveyor Oven | E4 | TRC BC Ratio | 0 | 0 | 0 | 0 | 0 | 0 | 0 | 0 | 0 | 0 | 0 | 0 | 0 | 0 | 0 | 0 | 0 | 0 | 0 | 0 | 0 | 0 | 0 | 0 | 0 | 0 | 0
F2_Commercial_Office_Existing_Food Preparation_Natural Gas_Conveyor Oven_E5 | F2 | Commercial | Office | Existing | Food Preparation | Natural Gas | Conveyor Oven | E5 | TRC BC Ratio | 0 | 0 | 0 | 0 | 0 | 0 | 0 | 0 | 0 | 0 | 0 | 0 | 0 | 0 | 0 | 0 | 0 | 0 | 0 | 0 | 0 | 0 | 0 | 0 | 0 | 0 | 0
F2_Commercial_Office_Existing_Food Preparation_Natural Gas_Conveyor Oven_E6 | F2 | Commercial | Office | Existing | Food Preparation | Natural Gas | Conveyor Oven | E6 | TRC BC Ratio | 0 | 0 | 0 | 0 | 0 | 0 | 0 | 0 | 0 | 0 | 0 | 0 | 0 | 0 | 0 | 0 | 0 | 0 | 0 | 0 | 0 | 0 | 0 | 0 | 0 | 0 | 0
F2_Commercial_Office_Existing_Food Preparation_Natural Gas_Conveyor Oven_E7 | F2 | Commercial | Office | Existing | Food Preparation | Natural Gas | Conveyor Oven | E7 | TRC BC Ratio | 0 | 0 | 0 | 0 | 0 | 0 | 0 | 0 | 0 | 0 | 0 | 0 | 0 | 0 | 0 | 0 | 0 | 0 | 0 | 0 | 0 | 0 | 0 | 0 | 0 | 0 | 0
F2_Commercial_Office_Existing_Food Preparation_Natural Gas_Conveyor Oven_E8 | F2 | Commercial | Office | Existing | Food Preparation | Natural Gas | Conveyor Oven | E8 | TRC BC Ratio | 0 | 0 | 0 | 0 | 0 | 0 | 0 | 0 | 0 | 0 | 0 | 0 | 0 | 0 | 0 | 0 | 0 | 0 | 0 | 0 | 0 | 0 | 0 | 0 | 0 | 0 | 0
F2_Commercial_Office_Existing_Food Preparation_Natural Gas_Conveyor Oven_E9 | F2 | Commercial | Office | Existing | Food Preparation | Natural Gas | Conveyor Oven | E9 | TRC BC Ratio | 0 | 0 | 0 | 0 | 0 | 0 | 0 | 0 | 0 | 0 | 0 | 0 | 0 | 0 | 0 | 0 | 0 | 0 | 0 | 0 | 0 | 0 | 0 | 0 | 0 | 0 | 0
F2_Commercial_Office_Existing_Food Preparation_Natural Gas_Conveyor Oven_E10 | F2 | Commercial | Office | Existing | Food Preparation | Natural Gas | Conveyor Oven | E10 | TRC BC Ratio | 0 | 0 | 0 | 0 | 0 | 0 | 0 | 0 | 0 | 0 | 0 | 0 | 0 | 0 | 0 | 0 | 0 | 0 | 0 | 0 | 0 | 0 | 0 | 0 | 0 | 0 | 0
F3_Commercial_Office_Existing_Food Preparation_Natural Gas_Conveyor Oven_E1 | F3 | Commercial | Office | Existing | Food Preparation | Natural Gas | Conveyor Oven | E1 | PACT BC Ratio | bar: 2021 to 2047
F3_Commercial_Office_Existing_Food Preparation_Natural Gas_Conveyor Oven_E2 | F3 | Commercial | Office | Existing | Food Preparation | Natural Gas | Conveyor Oven | E2 | PACT BC Ratio | 4.1011 | 4.0824 | 4.0655 | 4.0488 | 4.0676 | 4.1039 | 4.1436 | 4.1771 | 4.1991 | 4.2088 | 4.2095 | 4.2034 | 4.1908 | 4.168 | 4.1362 | 4.0947 | 4.0417 | 3.9778 | 3.9008 | 3.8086 | 3.7001 | 3.5745 | 3.4635 | 3.3934 | 3.3658 | 3.3823 | 3.3989
F3_Commercial_Office_Existing_Food Preparation_Natural Gas_Conveyor Oven_E3 | F3 | Commercial | Office | Existing | Food Preparation | Natural Gas | Conveyor Oven | E3 | PACT BC Ratio | 0 | 0 | 0 | 0 | 0 | 0 | 0 | 0 | 0 | 0 | 0 | 0 | 0 | 0 | 0 | 0 | 0 | 0 | 0 | 0 | 0 | 0 | 0 | 0 | 0 | 0 | 0
F3_Commercial_Office_Existing_Food Preparation_Natural Gas_Conveyor Oven_E4 | F3 | Commercial | Office | Existing | Food Preparation | Natural Gas | Conveyor Oven | E4 | PACT BC Ratio | 0 | 0 | 0 | 0 | 0 | 0 | 0 | 0 | 0 | 0 | 0 | 0 | 0 | 0 | 0 | 0 | 0 | 0 | 0 | 0 | 0 | 0 | 0 | 0 | 0 | 0 | 0
F3_Commercial_Office_Existing_Food Preparation_Natural Gas_Conveyor Oven_E5 | F3 | Commercial | Office | Existing | Food Preparation | Natural Gas | Conveyor Oven | E5 | PACT BC Ratio | 0 | 0 | 0 | 0 | 0 | 0 | 0 | 0 | 0 | 0 | 0 | 0 | 0 | 0 | 0 | 0 | 0 | 0 | 0 | 0 | 0 | 0 | 0 | 0 | 0 | 0 | 0
F3_Commercial_Office_Existing_Food Preparation_Natural Gas_Conveyor Oven_E6 | F3 | Commercial | Office | Existing | Food Preparation | Natural Gas | Conveyor Oven | E6 | PACT BC Ratio | 0 | 0 | 0 | 0 | 0 | 0 | 0 | 0 | 0 | 0 | 0 | 0 | 0 | 0 | 0 | 0 | 0 | 0 | 0 | 0 | 0 | 0 | 0 | 0 | 0 | 0 | 0
F3_Commercial_Office_Existing_Food Preparation_Natural Gas_Conveyor Oven_E7 | F3 | Commercial | Office | Existing | Food Preparation | Natural Gas | Conveyor Oven | E7 | PACT BC Ratio | 0 | 0 | 0 | 0 | 0 | 0 | 0 | 0 | 0 | 0 | 0 | 0 | 0 | 0 | 0 | 0 | 0 | 0 | 0 | 0 | 0 | 0 | 0 | 0 | 0 | 0 | 0
F3_Commercial_Office_Existing_Food Preparation_Natural Gas_Conveyor Oven_E8 | F3 | Commercial | Office | Existing | Food Preparation | Natural Gas | Conveyor Oven | E8 | PACT BC Ratio | 0 | 0 | 0 | 0 | 0 | 0 | 0 | 0 | 0 | 0 | 0 | 0 | 0 | 0 | 0 | 0 | 0 | 0 | 0 | 0 | 0 | 0 | 0 | 0 | 0 | 0 | 0
F3_Commercial_Office_Existing_Food Preparation_Natural Gas_Conveyor Oven_E9 | F3 | Commercial | Office | Existing | Food Preparation | Natural Gas | Conveyor Oven | E9 | PACT BC Ratio | 0 | 0 | 0 | 0 | 0 | 0 | 0 | 0 | 0 | 0 | 0 | 0 | 0 | 0 | 0 | 0 | 0 | 0 | 0 | 0 | 0 | 0 | 0 | 0 | 0 | 0 | 0
F3_Commercial_Office_Existing_Food Preparation_Natural Gas_Conveyor Oven_E10 | F3 | Commercial | Office | Existing | Food Preparation | Natural Gas | Conveyor Oven | E10 | PACT BC Ratio | 0 | 0 | 0 | 0 | 0 | 0 | 0 | 0 | 0 | 0 | 0 | 0 | 0 | 0 | 0 | 0 | 0 | 0 | 0 | 0 | 0 | 0 | 0 | 0 | 0 | 0 | 0
F4_Commercial_Office_Existing_Food Preparation_Natural Gas_Conveyor Oven_E1 | F4 | Commercial | Office | Existing | Food Preparation | Natural Gas | Conveyor Oven | E1 | RVT BC Ratio | bar: 2021 to 2047
F4_Commercial_Office_Existing_Food Preparation_Natural Gas_Conveyor Oven_E2 | F4 | Commercial | Office | Existing | Food Preparation | Natural Gas | Conveyor Oven | E2 | RVT BC Ratio | 0.7 | 0.7 | 0.7 | 0.7 | 0.7 | 0.7 | 0.7 | 0.7 | 0.7 | 0.7 | 0.7 | 0.7 | 0.7 | 0.7 | 0.7 | 0.7 | 0.7 | 0.7 | 0.7 | 0.7 | 0.7 | 0.7 | 0.7 | 0.7 | 0.7 | 0.7 | 0.7
F4_Commercial_Office_Existing_Food Preparation_Natural Gas_Conveyor Oven_E3 | F4 | Commercial | Office | Existing | Food Preparation | Natural Gas | Conveyor Oven | E3 | RVT BC Ratio | 0 | 0 | 0 | 0 | 0 | 0 | 0 | 0 | 0 | 0 | 0 | 0 | 0 | 0 | 0 | 0 | 0 | 0 | 0 | 0 | 0 | 0 | 0 | 0 | 0 | 0 | 0
F4_Commercial_Office_Existing_Food Preparation_Natural Gas_Conveyor Oven_E4 | F4 | Commercial | Office | Existing | Food Preparation | Natural Gas | Conveyor Oven | E4 | RVT BC Ratio | 0 | 0 | 0 | 0 | 0 | 0 | 0 | 0 | 0 | 0 | 0 | 0 | 0 | 0 | 0 | 0 | 0 | 0 | 0 | 0 | 0 | 0 | 0 | 0 | 0 | 0 | 0
F4_Commercial_Office_Existing_Food Preparation_Natural Gas_Conveyor Oven_E5 | F4 | Commercial | Office | Existing | Food Preparation | Natural Gas | Conveyor Oven | E5 | RVT BC Ratio | 0 | 0 | 0 | 0 | 0 | 0 | 0 | 0 | 0 | 0 | 0 | 0 | 0 | 0 | 0 | 0 | 0 | 0 | 0 | 0 | 0 | 0 | 0 | 0 | 0 | 0 | 0
F4_Commercial_Office_Existing_Food Preparation_Natural Gas_Conveyor Oven_E6 | F4 | Commercial | Office | Existing | Food Preparation | Natural Gas | Conveyor Oven | E6 | RVT BC Ratio | 0 | 0 | 0 | 0 | 0 | 0 | 0 | 0 | 0 | 0 | 0 | 0 | 0 | 0 | 0 | 0 | 0 | 0 | 0 | 0 | 0 | 0 | 0 | 0 | 0 | 0 | 0
F4_Commercial_Office_Existing_Food Preparation_Natural Gas_Conveyor Oven_E7 | F4 | Commercial | Office | Existing | Food Preparation | Natural Gas | Conveyor Oven | E7 | RVT BC Ratio | 0 | 0 | 0 | 0 | 0 | 0 | 0 | 0 | 0 | 0 | 0 | 0 | 0 | 0 | 0 | 0 | 0 | 0 | 0 | 0 | 0 | 0 | 0 | 0 | 0 | 0 | 0
F4_Commercial_Office_Existing_Food Preparation_Natural Gas_Conveyor Oven_E8 | F4 | Commercial | Office | Existing | Food Preparation | Natural Gas | Conveyor Oven | E8 | RVT BC Ratio | 0 | 0 | 0 | 0 | 0 | 0 | 0 | 0 | 0 | 0 | 0 | 0 | 0 | 0 | 0 | 0 | 0 | 0 | 0 | 0 | 0 | 0 | 0 | 0 | 0 | 0 | 0
F4_Commercial_Office_Existing_Food Preparation_Natural Gas_Conveyor Oven_E9 | F4 | Commercial | Office | Existing | Food Preparation | Natural Gas | Conveyor Oven | E9 | RVT BC Ratio | 0 | 0 | 0 | 0 | 0 | 0 | 0 | 0 | 0 | 0 | 0 | 0 | 0 | 0 | 0 | 0 | 0 | 0 | 0 | 0 | 0 | 0 | 0 | 0 | 0 | 0 | 0
F4_Commercial_Office_Existing_Food Preparation_Natural Gas_Conveyor Oven_E10 | F4 | Commercial | Office | Existing | Food Preparation | Natural Gas | Conveyor Oven | E10 | RVT BC Ratio | 0 | 0 | 0 | 0 | 0 | 0 | 0 | 0 | 0 | 0 | 0 | 0 | 0 | 0 | 0 | 0 | 0 | 0 | 0 | 0 | 0 | 0 | 0 | 0 | 0 | 0 | 0
F5_Commercial_Office_Existing_Food Preparation_Natural Gas_Conveyor Oven_E1 | F5 | Commercial | Office | Existing | Food Preparation | Natural Gas | Conveyor Oven | E1 | RIM BC Ratio | bar: 2021 to 2047
F5_Commercial_Office_Existing_Food Preparation_Natural Gas_Conveyor Oven_E2 | F5 | Commercial | Office | Existing | Food Preparation | Natural Gas | Conveyor Oven | E2 | RIM BC Ratio | 4.1011 | 4.0824 | 4.0655 | 4.0488 | 4.0676 | 4.1039 | 4.1436 | 4.1771 | 4.1991 | 4.2088 | 4.2095 | 4.2034 | 4.1908 | 4.168 | 4.1362 | 4.0947 | 4.0417 | 3.9778 | 3.9008 | 3.8086 | 3.7001 | 3.5745 | 3.4635 | 3.3934 | 3.3658 | 3.3823 | 3.3989
F5_Commercial_Office_Existing_Food Preparation_Natural Gas_Conveyor Oven_E3 | F5 | Commercial | Office | Existing | Food Preparation | Natural Gas | Conveyor Oven | E3 | RIM BC Ratio | 0 | 0 | 0 | 0 | 0 | 0 | 0 | 0 | 0 | 0 | 0 | 0 | 0 | 0 | 0 | 0 | 0 | 0 | 0 | 0 | 0 | 0 | 0 | 0 | 0 | 0 | 0
F5_Commercial_Office_Existing_Food Preparation_Natural Gas_Conveyor Oven_E4 | F5 | Commercial | Office | Existing | Food Preparation | Natural Gas | Conveyor Oven | E4 | RIM BC Ratio | 0 | 0 | 0 | 0 | 0 | 0 | 0 | 0 | 0 | 0 | 0 | 0 | 0 | 0 | 0 | 0 | 0 | 0 | 0 | 0 | 0 | 0 | 0 | 0 | 0 | 0 | 0
F5_Commercial_Office_Existing_Food Preparation_Natural Gas_Conveyor Oven_E5 | F5 | Commercial | Office | Existing | Food Preparation | Natural Gas | Conveyor Oven | E5 | RIM BC Ratio | 0 | 0 | 0 | 0 | 0 | 0 | 0 | 0 | 0 | 0 | 0 | 0 | 0 | 0 | 0 | 0 | 0 | 0 | 0 | 0 | 0 | 0 | 0 | 0 | 0 | 0 | 0
F5_Commercial_Office_Existing_Food Preparation_Natural Gas_Conveyor Oven_E6 | F5 | Commercial | Office | Existing | Food Preparation | Natural Gas | Conveyor Oven | E6 | RIM BC Ratio | 0 | 0 | 0 | 0 | 0 | 0 | 0 | 0 | 0 | 0 | 0 | 0 | 0 | 0 | 0 | 0 | 0 | 0 | 0 | 0 | 0 | 0 | 0 | 0 | 0 | 0 | 0
F5_Commercial_Office_Existing_Food Preparation_Natural Gas_Conveyor Oven_E7 | F5 | Commercial | Office | Existing | Food Preparation | Natural Gas | Conveyor Oven | E7 | RIM BC Ratio | 0 | 0 | 0 | 0 | 0 | 0 | 0 | 0 | 0 | 0 | 0 | 0 | 0 | 0 | 0 | 0 | 0 | 0 | 0 | 0 | 0 | 0 | 0 | 0 | 0 | 0 | 0
F5_Commercial_Office_Existing_Food Preparation_Natural Gas_Conveyor Oven_E8 | F5 | Commercial | Office | Existing | Food Preparation | Natural Gas | Conveyor Oven | E8 | RIM BC Ratio | 0 | 0 | 0 | 0 | 0 | 0 | 0 | 0 | 0 | 0 | 0 | 0 | 0 | 0 | 0 | 0 | 0 | 0 | 0 | 0 | 0 | 0 | 0 | 0 | 0 | 0 | 0
F5_Commercial_Office_Existing_Food Preparation_Natural Gas_Conveyor Oven_E9 | F5 | Commercial | Office | Existing | Food Preparation | Natural Gas | Conveyor Oven | E9 | RIM BC Ratio | 0 | 0 | 0 | 0 | 0 | 0 | 0 | 0 | 0 | 0 | 0 | 0 | 0 | 0 | 0 | 0 | 0 | 0 | 0 | 0 | 0 | 0 | 0 | 0 | 0 | 0 | 0
F5_Commercial_Office_Existing_Food Preparation_Natural Gas_Conveyor Oven_E10 | F5 | Commercial | Office | Existing | Food Preparation | Natural Gas | Conveyor Oven | E10 | RIM BC Ratio | 0 | 0 | 0 | 0 | 0 | 0 | 0 | 0 | 0 | 0 | 0 | 0 | 0 | 0 | 0 | 0 | 0 | 0 | 0 | 0 | 0 | 0 | 0 | 0 | 0 | 0 | 0
F0_Commercial_Office_Existing_Food Preparation_Natural Gas_Double Rack Oven_E0 | F0 | Commercial | Office | Existing | Food Preparation | Natural Gas | Double Rack Oven | E0 | Economic Unit | FTSC Qualified (>50% Cooking Efficiency) | FTSC Qualified (>50% Cooking Efficiency) | FTSC Qualified (>50% Cooking Efficiency) | FTSC Qualified (>50% Cooking Efficiency) | FTSC Qualified (>50% Cooking Efficiency) | FTSC Qualified (>50% Cooking Efficiency) | FTSC Qualified (>50% Cooking Efficiency) | FTSC Qualified (>50% Cooking Efficiency) | FTSC Qualified (>50% Cooking Efficiency) | FTSC Qualified (>50% Cooking Efficiency) | FTSC Qualified (>50% Cooking Efficiency) | FTSC Qualified (>50% Cooking Efficiency) | FTSC Qualified (>50% Cooking Efficiency) | FTSC Qualified (>50% Cooking Efficiency) | FTSC Qualified (>50% Cooking Efficiency) | FTSC Qualified (>50% Cooking Efficiency) | FTSC Qualified (>50% Cooking Efficiency) | FTSC Qualified (>50% Cooking Efficiency) | FTSC Qualified (>50% Cooking Efficiency) | FTSC Qualified (>50% Cooking Efficiency) | FTSC Qualified (>50% Cooking Efficiency) | FTSC Qualified (>50% Cooking Efficiency) | FTSC Qualified (>50% Cooking Efficiency) | FTSC Qualified (>50% Cooking Efficiency) | FTSC Qualified (>50% Cooking Efficiency) | FTSC Qualified (>50% Cooking Efficiency) | FTSC Qualified (>50% Cooking Efficiency)
F1_Commercial_Office_Existing_Food Preparation_Natural Gas_Double Rack Oven_E1 | F1 | Commercial | Office | Existing | Food Preparation | Natural Gas | Double Rack Oven | E1 | CCE | 0 | 0 | 0 | 0 | 0 | 0 | 0 | 0 | 0 | 0 | 0 | 0 | 0 | 0 | 0 | 0 | 0 | 0 | 0 | 0 | 0 | 0 | 0 | 0 | 0 | 0 | 0
F1_Commercial_Office_Existing_Food Preparation_Natural Gas_Double Rack Oven_E2 | F1 | Commercial | Office | Existing | Food Preparation | Natural Gas | Double Rack Oven | E2 | CCE | 0.00516 | 0.00516 | 0.00516 | 0.00516 | 0.00516 | 0.00516 | 0.00516 | 0.00516 | 0.00516 | 0.00516 | 0.00516 | 0.00516 | 0.00516 | 0.00516 | 0.00516 | 0.00516 | 0.00516 | 0.00516 | 0.00516 | 0.00516 | 0.00516 | 0.00516 | 0.00516 | 0.00516 | 0.00516 | 0.00516 | 0.00516
F1_Commercial_Office_Existing_Food Preparation_Natural Gas_Double Rack Oven_E3 | F1 | Commercial | Office | Existing | Food Preparation | Natural Gas | Double Rack Oven | E3 | CCE | 0 | 0 | 0 | 0 | 0 | 0 | 0 | 0 | 0 | 0 | 0 | 0 | 0 | 0 | 0 | 0 | 0 | 0 | 0 | 0 | 0 | 0 | 0 | 0 | 0 | 0 | 0
F1_Commercial_Office_Existing_Food Preparation_Natural Gas_Double Rack Oven_E4 | F1 | Commercial | Office | Existing | Food Preparation | Natural Gas | Double Rack Oven | E4 | CCE | 0 | 0 | 0 | 0 | 0 | 0 | 0 | 0 | 0 | 0 | 0 | 0 | 0 | 0 | 0 | 0 | 0 | 0 | 0 | 0 | 0 | 0 | 0 | 0 | 0 | 0 | 0
F1_Commercial_Office_Existing_Food Preparation_Natural Gas_Double Rack Oven_E5 | F1 | Commercial | Office | Existing | Food Preparation | Natural Gas | Double Rack Oven | E5 | CCE | 0 | 0 | 0 | 0 | 0 | 0 | 0 | 0 | 0 | 0 | 0 | 0 | 0 | 0 | 0 | 0 | 0 | 0 | 0 | 0 | 0 | 0 | 0 | 0 | 0 | 0 | 0
F1_Commercial_Office_Existing_Food Preparation_Natural Gas_Double Rack Oven_E6 | F1 | Commercial | Office | Existing | Food Preparation | Natural Gas | Double Rack Oven | E6 | CCE | 0 | 0 | 0 | 0 | 0 | 0 | 0 | 0 | 0 | 0 | 0 | 0 | 0 | 0 | 0 | 0 | 0 | 0 | 0 | 0 | 0 | 0 | 0 | 0 | 0 | 0 | 0
F1_Commercial_Office_Existing_Food Preparation_Natural Gas_Double Rack Oven_E7 | F1 | Commercial | Office | Existing | Food Preparation | Natural Gas | Double Rack Oven | E7 | CCE | 0 | 0 | 0 | 0 | 0 | 0 | 0 | 0 | 0 | 0 | 0 | 0 | 0 | 0 | 0 | 0 | 0 | 0 | 0 | 0 | 0 | 0 | 0 | 0 | 0 | 0 | 0
F1_Commercial_Office_Existing_Food Preparation_Natural Gas_Double Rack Oven_E8 | F1 | Commercial | Office | Existing | Food Preparation | Natural Gas | Double Rack Oven | E8 | CCE | 0 | 0 | 0 | 0 | 0 | 0 | 0 | 0 | 0 | 0 | 0 | 0 | 0 | 0 | 0 | 0 | 0 | 0 | 0 | 0 | 0 | 0 | 0 | 0 | 0 | 0 | 0
F1_Commercial_Office_Existing_Food Preparation_Natural Gas_Double Rack Oven_E9 | F1 | Commercial | Office | Existing | Food Preparation | Natural Gas | Double Rack Oven | E9 | CCE | 0 | 0 | 0 | 0 | 0 | 0 | 0 | 0 | 0 | 0 | 0 | 0 | 0 | 0 | 0 | 0 | 0 | 0 | 0 | 0 | 0 | 0 | 0 | 0 | 0 | 0 | 0
F1_Commercial_Office_Existing_Food Preparation_Natural Gas_Double Rack Oven_E10 | F1 | Commercial | Office | Existing | Food Preparation | Natural Gas | Double Rack Oven | E10 | CCE | 0 | 0 | 0 | 0 | 0 | 0 | 0 | 0 | 0 | 0 | 0 | 0 | 0 | 0 | 0 | 0 | 0 | 0 | 0 | 0 | 0 | 0 | 0 | 0 | 0 | 0 | 0
F2_Commercial_Office_Existing_Food Preparation_Natural Gas_Double Rack Oven_E1 | F2 | Commercial | Office | Existing | Food Preparation | Natural Gas | Double Rack Oven | E1 | TRC BC Ratio | bar: 2021 to 2047
F2_Commercial_Office_Existing_Food Preparation_Natural Gas_Double Rack Oven_E2 | F2 | Commercial | Office | Existing | Food Preparation | Natural Gas | Double Rack Oven | E2 | TRC BC Ratio | 2.6451 | 2.6168 | 2.5895 | 2.5634 | 2.5698 | 2.5976 | 2.6379 | 2.6828 | 2.726 | 2.7629 | 2.793 | 2.8145 | 2.8267 | 2.8253 | 2.81 | 2.7806 | 2.7375 | 2.6832 | 2.6184 | 2.5413 | 2.451 | 2.3468 | 2.2544 | 2.1951 | 2.1701 | 2.1808 | 2.1915
F2_Commercial_Office_Existing_Food Preparation_Natural Gas_Double Rack Oven_E3 | F2 | Commercial | Office | Existing | Food Preparation | Natural Gas | Double Rack Oven | E3 | TRC BC Ratio | 0 | 0 | 0 | 0 | 0 | 0 | 0 | 0 | 0 | 0 | 0 | 0 | 0 | 0 | 0 | 0 | 0 | 0 | 0 | 0 | 0 | 0 | 0 | 0 | 0 | 0 | 0
F2_Commercial_Office_Existing_Food Preparation_Natural Gas_Double Rack Oven_E4 | F2 | Commercial | Office | Existing | Food Preparation | Natural Gas | Double Rack Oven | E4 | TRC BC Ratio | 0 | 0 | 0 | 0 | 0 | 0 | 0 | 0 | 0 | 0 | 0 | 0 | 0 | 0 | 0 | 0 | 0 | 0 | 0 | 0 | 0 | 0 | 0 | 0 | 0 | 0 | 0
F2_Commercial_Office_Existing_Food Preparation_Natural Gas_Double Rack Oven_E5 | F2 | Commercial | Office | Existing | Food Preparation | Natural Gas | Double Rack Oven | E5 | TRC BC Ratio | 0 | 0 | 0 | 0 | 0 | 0 | 0 | 0 | 0 | 0 | 0 | 0 | 0 | 0 | 0 | 0 | 0 | 0 | 0 | 0 | 0 | 0 | 0 | 0 | 0 | 0 | 0
F2_Commercial_Office_Existing_Food Preparation_Natural Gas_Double Rack Oven_E6 | F2 | Commercial | Office | Existing | Food Preparation | Natural Gas | Double Rack Oven | E6 | TRC BC Ratio | 0 | 0 | 0 | 0 | 0 | 0 | 0 | 0 | 0 | 0 | 0 | 0 | 0 | 0 | 0 | 0 | 0 | 0 | 0 | 0 | 0 | 0 | 0 | 0 | 0 | 0 | 0
F2_Commercial_Office_Existing_Food Preparation_Natural Gas_Double Rack Oven_E7 | F2 | Commercial | Office | Existing | Food Preparation | Natural Gas | Double Rack Oven | E7 | TRC BC Ratio | 0 | 0 | 0 | 0 | 0 | 0 | 0 | 0 | 0 | 0 | 0 | 0 | 0 | 0 | 0 | 0 | 0 | 0 | 0 | 0 | 0 | 0 | 0 | 0 | 0 | 0 | 0
F2_Commercial_Office_Existing_Food Preparation_Natural Gas_Double Rack Oven_E8 | F2 | Commercial | Office | Existing | Food Preparation | Natural Gas | Double Rack Oven | E8 | TRC BC Ratio | 0 | 0 | 0 | 0 | 0 | 0 | 0 | 0 | 0 | 0 | 0 | 0 | 0 | 0 | 0 | 0 | 0 | 0 | 0 | 0 | 0 | 0 | 0 | 0 | 0 | 0 | 0
F2_Commercial_Office_Existing_Food Preparation_Natural Gas_Double Rack Oven_E9 | F2 | Commercial | Office | Existing | Food Preparation | Natural Gas | Double Rack Oven | E9 | TRC BC Ratio | 0 | 0 | 0 | 0 | 0 | 0 | 0 | 0 | 0 | 0 | 0 | 0 | 0 | 0 | 0 | 0 | 0 | 0 | 0 | 0 | 0 | 0 | 0 | 0 | 0 | 0 | 0
F2_Commercial_Office_Existing_Food Preparation_Natural Gas_Double Rack Oven_E10 | F2 | Commercial | Office | Existing | Food Preparation | Natural Gas | Double Rack Oven | E10 | TRC BC Ratio | 0 | 0 | 0 | 0 | 0 | 0 | 0 | 0 | 0 | 0 | 0 | 0 | 0 | 0 | 0 | 0 | 0 | 0 | 0 | 0 | 0 | 0 | 0 | 0 | 0 | 0 | 0
F3_Commercial_Office_Existing_Food Preparation_Natural Gas_Double Rack Oven_E1 | F3 | Commercial | Office | Existing | Food Preparation | Natural Gas | Double Rack Oven | E1 | PACT BC Ratio | bar: 2021 to 2047
F3_Commercial_Office_Existing_Food Preparation_Natural Gas_Double Rack Oven_E2 | F3 | Commercial | Office | Existing | Food Preparation | Natural Gas | Double Rack Oven | E2 | PACT BC Ratio | 3.4804 | 3.4432 | 3.4073 | 3.3729 | 3.3814 | 3.4179 | 3.4709 | 3.53 | 3.5869 | 3.6354 | 3.675 | 3.7033 | 3.7193 | 3.7175 | 3.6974 | 3.6587 | 3.602 | 3.5306 | 3.4453 | 3.3438 | 3.2249 | 3.0879 | 2.9664 | 2.8883 | 2.8554 | 2.8694 | 2.8835
F3_Commercial_Office_Existing_Food Preparation_Natural Gas_Double Rack Oven_E3 | F3 | Commercial | Office | Existing | Food Preparation | Natural Gas | Double Rack Oven | E3 | PACT BC Ratio | 0 | 0 | 0 | 0 | 0 | 0 | 0 | 0 | 0 | 0 | 0 | 0 | 0 | 0 | 0 | 0 | 0 | 0 | 0 | 0 | 0 | 0 | 0 | 0 | 0 | 0 | 0
F3_Commercial_Office_Existing_Food Preparation_Natural Gas_Double Rack Oven_E4 | F3 | Commercial | Office | Existing | Food Preparation | Natural Gas | Double Rack Oven | E4 | PACT BC Ratio | 0 | 0 | 0 | 0 | 0 | 0 | 0 | 0 | 0 | 0 | 0 | 0 | 0 | 0 | 0 | 0 | 0 | 0 | 0 | 0 | 0 | 0 | 0 | 0 | 0 | 0 | 0
F3_Commercial_Office_Existing_Food Preparation_Natural Gas_Double Rack Oven_E5 | F3 | Commercial | Office | Existing | Food Preparation | Natural Gas | Double Rack Oven | E5 | PACT BC Ratio | 0 | 0 | 0 | 0 | 0 | 0 | 0 | 0 | 0 | 0 | 0 | 0 | 0 | 0 | 0 | 0 | 0 | 0 | 0 | 0 | 0 | 0 | 0 | 0 | 0 | 0 | 0
F3_Commercial_Office_Existing_Food Preparation_Natural Gas_Double Rack Oven_E6 | F3 | Commercial | Office | Existing | Food Preparation | Natural Gas | Double Rack Oven | E6 | PACT BC Ratio | 0 | 0 | 0 | 0 | 0 | 0 | 0 | 0 | 0 | 0 | 0 | 0 | 0 | 0 | 0 | 0 | 0 | 0 | 0 | 0 | 0 | 0 | 0 | 0 | 0 | 0 | 0
F3_Commercial_Office_Existing_Food Preparation_Natural Gas_Double Rack Oven_E7 | F3 | Commercial | Office | Existing | Food Preparation | Natural Gas | Double Rack Oven | E7 | PACT BC Ratio | 0 | 0 | 0 | 0 | 0 | 0 | 0 | 0 | 0 | 0 | 0 | 0 | 0 | 0 | 0 | 0 | 0 | 0 | 0 | 0 | 0 | 0 | 0 | 0 | 0 | 0 | 0
F3_Commercial_Office_Existing_Food Preparation_Natural Gas_Double Rack Oven_E8 | F3 | Commercial | Office | Existing | Food Preparation | Natural Gas | Double Rack Oven | E8 | PACT BC Ratio | 0 | 0 | 0 | 0 | 0 | 0 | 0 | 0 | 0 | 0 | 0 | 0 | 0 | 0 | 0 | 0 | 0 | 0 | 0 | 0 | 0 | 0 | 0 | 0 | 0 | 0 | 0
F3_Commercial_Office_Existing_Food Preparation_Natural Gas_Double Rack Oven_E9 | F3 | Commercial | Office | Existing | Food Preparation | Natural Gas | Double Rack Oven | E9 | PACT BC Ratio | 0 | 0 | 0 | 0 | 0 | 0 | 0 | 0 | 0 | 0 | 0 | 0 | 0 | 0 | 0 | 0 | 0 | 0 | 0 | 0 | 0 | 0 | 0 | 0 | 0 | 0 | 0
F3_Commercial_Office_Existing_Food Preparation_Natural Gas_Double Rack Oven_E10 | F3 | Commercial | Office | Existing | Food Preparation | Natural Gas | Double Rack Oven | E10 | PACT BC Ratio | 0 | 0 | 0 | 0 | 0 | 0 | 0 | 0 | 0 | 0 | 0 | 0 | 0 | 0 | 0 | 0 | 0 | 0 | 0 | 0 | 0 | 0 | 0 | 0 | 0 | 0 | 0
F4_Commercial_Office_Existing_Food Preparation_Natural Gas_Double Rack Oven_E1 | F4 | Commercial | Office | Existing | Food Preparation | Natural Gas | Double Rack Oven | E1 | RVT BC Ratio | bar: 2021 to 2047
F4_Commercial_Office_Existing_Food Preparation_Natural Gas_Double Rack Oven_E2 | F4 | Commercial | Office | Existing | Food Preparation | Natural Gas | Double Rack Oven | E2 | RVT BC Ratio | 0.7 | 0.7 | 0.7 | 0.7 | 0.7 | 0.7 | 0.7 | 0.7 | 0.7 | 0.7 | 0.7 | 0.7 | 0.7 | 0.7 | 0.7 | 0.7 | 0.7 | 0.7 | 0.7 | 0.7 | 0.7 | 0.7 | 0.7 | 0.7 | 0.7 | 0.7 | 0.7
F4_Commercial_Office_Existing_Food Preparation_Natural Gas_Double Rack Oven_E3 | F4 | Commercial | Office | Existing | Food Preparation | Natural Gas | Double Rack Oven | E3 | RVT BC Ratio | 0 | 0 | 0 | 0 | 0 | 0 | 0 | 0 | 0 | 0 | 0 | 0 | 0 | 0 | 0 | 0 | 0 | 0 | 0 | 0 | 0 | 0 | 0 | 0 | 0 | 0 | 0
F4_Commercial_Office_Existing_Food Preparation_Natural Gas_Double Rack Oven_E4 | F4 | Commercial | Office | Existing | Food Preparation | Natural Gas | Double Rack Oven | E4 | RVT BC Ratio | 0 | 0 | 0 | 0 | 0 | 0 | 0 | 0 | 0 | 0 | 0 | 0 | 0 | 0 | 0 | 0 | 0 | 0 | 0 | 0 | 0 | 0 | 0 | 0 | 0 | 0 | 0
F4_Commercial_Office_Existing_Food Preparation_Natural Gas_Double Rack Oven_E5 | F4 | Commercial | Office | Existing | Food Preparation | Natural Gas | Double Rack Oven | E5 | RVT BC Ratio | 0 | 0 | 0 | 0 | 0 | 0 | 0 | 0 | 0 | 0 | 0 | 0 | 0 | 0 | 0 | 0 | 0 | 0 | 0 | 0 | 0 | 0 | 0 | 0 | 0 | 0 | 0
F4_Commercial_Office_Existing_Food Preparation_Natural Gas_Double Rack Oven_E6 | F4 | Commercial | Office | Existing | Food Preparation | Natural Gas | Double Rack Oven | E6 | RVT BC Ratio | 0 | 0 | 0 | 0 | 0 | 0 | 0 | 0 | 0 | 0 | 0 | 0 | 0 | 0 | 0 | 0 | 0 | 0 | 0 | 0 | 0 | 0 | 0 | 0 | 0 | 0 | 0
F4_Commercial_Office_Existing_Food Preparation_Natural Gas_Double Rack Oven_E7 | F4 | Commercial | Office | Existing | Food Preparation | Natural Gas | Double Rack Oven | E7 | RVT BC Ratio | 0 | 0 | 0 | 0 | 0 | 0 | 0 | 0 | 0 | 0 | 0 | 0 | 0 | 0 | 0 | 0 | 0 | 0 | 0 | 0 | 0 | 0 | 0 | 0 | 0 | 0 | 0
F4_Commercial_Office_Existing_Food Preparation_Natural Gas_Double Rack Oven_E8 | F4 | Commercial | Office | Existing | Food Preparation | Natural Gas | Double Rack Oven | E8 | RVT BC Ratio | 0 | 0 | 0 | 0 | 0 | 0 | 0 | 0 | 0 | 0 | 0 | 0 | 0 | 0 | 0 | 0 | 0 | 0 | 0 | 0 | 0 | 0 | 0 | 0 | 0 | 0 | 0
F4_Commercial_Office_Existing_Food Preparation_Natural Gas_Double Rack Oven_E9 | F4 | Commercial | Office | Existing | Food Preparation | Natural Gas | Double Rack Oven | E9 | RVT BC Ratio | 0 | 0 | 0 | 0 | 0 | 0 | 0 | 0 | 0 | 0 | 0 | 0 | 0 | 0 | 0 | 0 | 0 | 0 | 0 | 0 | 0 | 0 | 0 | 0 | 0 | 0 | 0
F4_Commercial_Office_Existing_Food Preparation_Natural Gas_Double Rack Oven_E10 | F4 | Commercial | Office | Existing | Food Preparation | Natural Gas | Double Rack Oven | E10 | RVT BC Ratio | 0 | 0 | 0 | 0 | 0 | 0 | 0 | 0 | 0 | 0 | 0 | 0 | 0 | 0 | 0 | 0 | 0 | 0 | 0 | 0 | 0 | 0 | 0 | 0 | 0 | 0 | 0
F5_Commercial_Office_Existing_Food Preparation_Natural Gas_Double Rack Oven_E1 | F5 | Commercial | Office | Existing | Food Preparation | Natural Gas | Double Rack Oven | E1 | RIM BC Ratio | bar: 2021 to 2047
F5_Commercial_Office_Existing_Food Preparation_Natural Gas_Double Rack Oven_E2 | F5 | Commercial | Office | Existing | Food Preparation | Natural Gas | Double Rack Oven | E2 | RIM BC Ratio | 3.4804 | 3.4432 | 3.4073 | 3.3729 | 3.3814 | 3.4179 | 3.4709 | 3.53 | 3.5869 | 3.6354 | 3.675 | 3.7033 | 3.7193 | 3.7175 | 3.6974 | 3.6587 | 3.602 | 3.5306 | 3.4453 | 3.3438 | 3.2249 | 3.0879 | 2.9664 | 2.8883 | 2.8554 | 2.8694 | 2.8835
F5_Commercial_Office_Existing_Food Preparation_Natural Gas_Double Rack Oven_E3 | F5 | Commercial | Office | Existing | Food Preparation | Natural Gas | Double Rack Oven | E3 | RIM BC Ratio | 0 | 0 | 0 | 0 | 0 | 0 | 0 | 0 | 0 | 0 | 0 | 0 | 0 | 0 | 0 | 0 | 0 | 0 | 0 | 0 | 0 | 0 | 0 | 0 | 0 | 0 | 0
F5_Commercial_Office_Existing_Food Preparation_Natural Gas_Double Rack Oven_E4 | F5 | Commercial | Office | Existing | Food Preparation | Natural Gas | Double Rack Oven | E4 | RIM BC Ratio | 0 | 0 | 0 | 0 | 0 | 0 | 0 | 0 | 0 | 0 | 0 | 0 | 0 | 0 | 0 | 0 | 0 | 0 | 0 | 0 | 0 | 0 | 0 | 0 | 0 | 0 | 0
F5_Commercial_Office_Existing_Food Preparation_Natural Gas_Double Rack Oven_E5 | F5 | Commercial | Office | Existing | Food Preparation | Natural Gas | Double Rack Oven | E5 | RIM BC Ratio | 0 | 0 | 0 | 0 | 0 | 0 | 0 | 0 | 0 | 0 | 0 | 0 | 0 | 0 | 0 | 0 | 0 | 0 | 0 | 0 | 0 | 0 | 0 | 0 | 0 | 0 | 0
F5_Commercial_Office_Existing_Food Preparation_Natural Gas_Double Rack Oven_E6 | F5 | Commercial | Office | Existing | Food Preparation | Natural Gas | Double Rack Oven | E6 | RIM BC Ratio | 0 | 0 | 0 | 0 | 0 | 0 | 0 | 0 | 0 | 0 | 0 | 0 | 0 | 0 | 0 | 0 | 0 | 0 | 0 | 0 | 0 | 0 | 0 | 0 | 0 | 0 | 0
F5_Commercial_Office_Existing_Food Preparation_Natural Gas_Double Rack Oven_E7 | F5 | Commercial | Office | Existing | Food Preparation | Natural Gas | Double Rack Oven | E7 | RIM BC Ratio | 0 | 0 | 0 | 0 | 0 | 0 | 0 | 0 | 0 | 0 | 0 | 0 | 0 | 0 | 0 | 0 | 0 | 0 | 0 | 0 | 0 | 0 | 0 | 0 | 0 | 0 | 0
F5_Commercial_Office_Existing_Food Preparation_Natural Gas_Double Rack Oven_E8 | F5 | Commercial | Office | Existing | Food Preparation | Natural Gas | Double Rack Oven | E8 | RIM BC Ratio | 0 | 0 | 0 | 0 | 0 | 0 | 0 | 0 | 0 | 0 | 0 | 0 | 0 | 0 | 0 | 0 | 0 | 0 | 0 | 0 | 0 | 0 | 0 | 0 | 0 | 0 | 0
F5_Commercial_Office_Existing_Food Preparation_Natural Gas_Double Rack Oven_E9 | F5 | Commercial | Office | Existing | Food Preparation | Natural Gas | Double Rack Oven | E9 | RIM BC Ratio | 0 | 0 | 0 | 0 | 0 | 0 | 0 | 0 | 0 | 0 | 0 | 0 | 0 | 0 | 0 | 0 | 0 | 0 | 0 | 0 | 0 | 0 | 0 | 0 | 0 | 0 | 0
F5_Commercial_Office_Existing_Food Preparation_Natural Gas_Double Rack Oven_E10 | F5 | Commercial | Office | Existing | Food Preparation | Natural Gas | Double Rack Oven | E10 | RIM BC Ratio | 0 | 0 | 0 | 0 | 0 | 0 | 0 | 0 | 0 | 0 | 0 | 0 | 0 | 0 | 0 | 0 | 0 | 0 | 0 | 0 | 0 | 0 | 0 | 0 | 0 | 0 | 0
F0_Commercial_Office_Existing_Food Preparation_Natural Gas_Fryer_E0 | F0 | Commercial | Office | Existing | Food Preparation | Natural Gas | Fryer | E0 | Economic Unit | ENERGY STAR | ENERGY STAR | ENERGY STAR | ENERGY STAR | ENERGY STAR | ENERGY STAR | ENERGY STAR | ENERGY STAR | ENERGY STAR | ENERGY STAR | ENERGY STAR | ENERGY STAR | ENERGY STAR | ENERGY STAR | ENERGY STAR | ENERGY STAR | ENERGY STAR | ENERGY STAR | ENERGY STAR | ENERGY STAR | ENERGY STAR | ENERGY STAR | ENERGY STAR | ENERGY STAR | ENERGY STAR | ENERGY STAR | ENERGY STAR
F1_Commercial_Office_Existing_Food Preparation_Natural Gas_Fryer_E1 | F1 | Commercial | Office | Existing | Food Preparation | Natural Gas | Fryer | E1 | CCE | 0 | 0 | 0 | 0 | 0 | 0 | 0 | 0 | 0 | 0 | 0 | 0 | 0 | 0 | 0 | 0 | 0 | 0 | 0 | 0 | 0 | 0 | 0 | 0 | 0 | 0 | 0
F1_Commercial_Office_Existing_Food Preparation_Natural Gas_Fryer_E2 | F1 | Commercial | Office | Existing | Food Preparation | Natural Gas | Fryer | E2 | CCE | 0.0045119 | 0 | 0 | 0 | 0 | 0 | 0 | 0 | 0 | 0 | 0 | 0 | 0 | 0 | 0 | 0 | 0 | 0 | 0 | 0 | 0 | 0 | 0 | 0 | 0 | 0 | 0
F1_Commercial_Office_Existing_Food Preparation_Natural Gas_Fryer_E3 | F1 | Commercial | Office | Existing | Food Preparation | Natural Gas | Fryer | E3 | CCE | 0 | 0 | 0 | 0 | 0 | 0 | 0 | 0 | 0 | 0 | 0 | 0 | 0 | 0 | 0 | 0 | 0 | 0 | 0 | 0 | 0 | 0 | 0 | 0 | 0 | 0 | 0
F1_Commercial_Office_Existing_Food Preparation_Natural Gas_Fryer_E4 | F1 | Commercial | Office | Existing | Food Preparation | Natural Gas | Fryer | E4 | CCE | 0 | 0 | 0 | 0 | 0 | 0 | 0 | 0 | 0 | 0 | 0 | 0 | 0 | 0 | 0 | 0 | 0 | 0 | 0 | 0 | 0 | 0 | 0 | 0 | 0 | 0 | 0
F1_Commercial_Office_Existing_Food Preparation_Natural Gas_Fryer_E5 | F1 | Commercial | Office | Existing | Food Preparation | Natural Gas | Fryer | E5 | CCE | 0 | 0 | 0 | 0 | 0 | 0 | 0 | 0 | 0 | 0 | 0 | 0 | 0 | 0 | 0 | 0 | 0 | 0 | 0 | 0 | 0 | 0 | 0 | 0 | 0 | 0 | 0
F1_Commercial_Office_Existing_Food Preparation_Natural Gas_Fryer_E6 | F1 | Commercial | Office | Existing | Food Preparation | Natural Gas | Fryer | E6 | CCE | 0 | 0 | 0 | 0 | 0 | 0 | 0 | 0 | 0 | 0 | 0 | 0 | 0 | 0 | 0 | 0 | 0 | 0 | 0 | 0 | 0 | 0 | 0 | 0 | 0 | 0 | 0
F1_Commercial_Office_Existing_Food Preparation_Natural Gas_Fryer_E7 | F1 | Commercial | Office | Existing | Food Preparation | Natural Gas | Fryer | E7 | CCE | 0 | 0 | 0 | 0 | 0 | 0 | 0 | 0 | 0 | 0 | 0 | 0 | 0 | 0 | 0 | 0 | 0 | 0 | 0 | 0 | 0 | 0 | 0 | 0 | 0 | 0 | 0
F1_Commercial_Office_Existing_Food Preparation_Natural Gas_Fryer_E8 | F1 | Commercial | Office | Existing | Food Preparation | Natural Gas | Fryer | E8 | CCE | 0 | 0 | 0 | 0 | 0 | 0 | 0 | 0 | 0 | 0 | 0 | 0 | 0 | 0 | 0 | 0 | 0 | 0 | 0 | 0 | 0 | 0 | 0 | 0 | 0 | 0 | 0
F1_Commercial_Office_Existing_Food Preparation_Natural Gas_Fryer_E9 | F1 | Commercial | Office | Existing | Food Preparation | Natural Gas | Fryer | E9 | CCE | 0 | 0 | 0 | 0 | 0 | 0 | 0 | 0 | 0 | 0 | 0 | 0 | 0 | 0 | 0 | 0 | 0 | 0 | 0 | 0 | 0 | 0 | 0 | 0 | 0 | 0 | 0
F1_Commercial_Office_Existing_Food Preparation_Natural Gas_Fryer_E10 | F1 | Commercial | Office | Existing | Food Preparation | Natural Gas | Fryer | E10 | CCE | 0 | 0 | 0 | 0 | 0 | 0 | 0 | 0 | 0 | 0 | 0 | 0 | 0 | 0 | 0 | 0 | 0 | 0 | 0 | 0 | 0 | 0 | 0 | 0 | 0 | 0 | 0
F2_Commercial_Office_Existing_Food Preparation_Natural Gas_Fryer_E1 | F2 | Commercial | Office | Existing | Food Preparation | Natural Gas | Fryer | E1 | TRC BC Ratio | 1 | 0 | 0 | 0 | 0 | 0 | 0 | 0 | 0 | 0 | 0 | 0 | 0 | 0 | 0 | 0 | 0 | 0 | 0 | 0 | 0 | 0 | 0 | 0 | 0 | 0 | 0
F2_Commercial_Office_Existing_Food Preparation_Natural Gas_Fryer_E2 | F2 | Commercial | Office | Existing | Food Preparation | Natural Gas | Fryer | E2 | TRC BC Ratio | 3.0535 | 1 | 1 | 1 | 1 | 1 | 1 | 1 | 1 | 1 | 1 | 1 | 1 | 1 | 1 | 1 | 1 | 1 | 1 | 1 | 1 | 1 | 1 | 1 | 1 | 1 | 1
F2_Commercial_Office_Existing_Food Preparation_Natural Gas_Fryer_E3 | F2 | Commercial | Office | Existing | Food Preparation | Natural Gas | Fryer | E3 | TRC BC Ratio | 0 | 0 | 0 | 0 | 0 | 0 | 0 | 0 | 0 | 0 | 0 | 0 | 0 | 0 | 0 | 0 | 0 | 0 | 0 | 0 | 0 | 0 | 0 | 0 | 0 | 0 | 0
F2_Commercial_Office_Existing_Food Preparation_Natural Gas_Fryer_E4 | F2 | Commercial | Office | Existing | Food Preparation | Natural Gas | Fryer | E4 | TRC BC Ratio | 0 | 0 | 0 | 0 | 0 | 0 | 0 | 0 | 0 | 0 | 0 | 0 | 0 | 0 | 0 | 0 | 0 | 0 | 0 | 0 | 0 | 0 | 0 | 0 | 0 | 0 | 0
F2_Commercial_Office_Existing_Food Preparation_Natural Gas_Fryer_E5 | F2 | Commercial | Office | Existing | Food Preparation | Natural Gas | Fryer | E5 | TRC BC Ratio | 0 | 0 | 0 | 0 | 0 | 0 | 0 | 0 | 0 | 0 | 0 | 0 | 0 | 0 | 0 | 0 | 0 | 0 | 0 | 0 | 0 | 0 | 0 | 0 | 0 | 0 | 0
F2_Commercial_Office_Existing_Food Preparation_Natural Gas_Fryer_E6 | F2 | Commercial | Office | Existing | Food Preparation | Natural Gas | Fryer | E6 | TRC BC Ratio | 0 | 0 | 0 | 0 | 0 | 0 | 0 | 0 | 0 | 0 | 0 | 0 | 0 | 0 | 0 | 0 | 0 | 0 | 0 | 0 | 0 | 0 | 0 | 0 | 0 | 0 | 0
F2_Commercial_Office_Existing_Food Preparation_Natural Gas_Fryer_E7 | F2 | Commercial | Office | Existing | Food Preparation | Natural Gas | Fryer | E7 | TRC BC Ratio | 0 | 0 | 0 | 0 | 0 | 0 | 0 | 0 | 0 | 0 | 0 | 0 | 0 | 0 | 0 | 0 | 0 | 0 | 0 | 0 | 0 | 0 | 0 | 0 | 0 | 0 | 0
F2_Commercial_Office_Existing_Food Preparation_Natural Gas_Fryer_E8 | F2 | Commercial | Office | Existing | Food Preparation | Natural Gas | Fryer | E8 | TRC BC Ratio | 0 | 0 | 0 | 0 | 0 | 0 | 0 | 0 | 0 | 0 | 0 | 0 | 0 | 0 | 0 | 0 | 0 | 0 | 0 | 0 | 0 | 0 | 0 | 0 | 0 | 0 | 0
F2_Commercial_Office_Existing_Food Preparation_Natural Gas_Fryer_E9 | F2 | Commercial | Office | Existing | Food Preparation | Natural Gas | Fryer | E9 | TRC BC Ratio | 0 | 0 | 0 | 0 | 0 | 0 | 0 | 0 | 0 | 0 | 0 | 0 | 0 | 0 | 0 | 0 | 0 | 0 | 0 | 0 | 0 | 0 | 0 | 0 | 0 | 0 | 0
F2_Commercial_Office_Existing_Food Preparation_Natural Gas_Fryer_E10 | F2 | Commercial | Office | Existing | Food Preparation | Natural Gas | Fryer | E10 | TRC BC Ratio | 0 | 0 | 0 | 0 | 0 | 0 | 0 | 0 | 0 | 0 | 0 | 0 | 0 | 0 | 0 | 0 | 0 | 0 | 0 | 0 | 0 | 0 | 0 | 0 | 0 | 0 | 0
F3_Commercial_Office_Existing_Food Preparation_Natural Gas_Fryer_E1 | F3 | Commercial | Office | Existing | Food Preparation | Natural Gas | Fryer | E1 | PACT BC Ratio | 1 | 0 | 0 | 0 | 0 | 0 | 0 | 0 | 0 | 0 | 0 | 0 | 0 | 0 | 0 | 0 | 0 | 0 | 0 | 0 | 0 | 0 | 0 | 0 | 0 | 0 | 0
F3_Commercial_Office_Existing_Food Preparation_Natural Gas_Fryer_E2 | F3 | Commercial | Office | Existing | Food Preparation | Natural Gas | Fryer | E2 | PACT BC Ratio | 4.0178 | 1 | 1 | 1 | 1 | 1 | 1 | 1 | 1 | 1 | 1 | 1 | 1 | 1 | 1 | 1 | 1 | 1 | 1 | 1 | 1 | 1 | 1 | 1 | 1 | 1 | 1
F3_Commercial_Office_Existing_Food Preparation_Natural Gas_Fryer_E3 | F3 | Commercial | Office | Existing | Food Preparation | Natural Gas | Fryer | E3 | PACT BC Ratio | 0 | 0 | 0 | 0 | 0 | 0 | 0 | 0 | 0 | 0 | 0 | 0 | 0 | 0 | 0 | 0 | 0 | 0 | 0 | 0 | 0 | 0 | 0 | 0 | 0 | 0 | 0
F3_Commercial_Office_Existing_Food Preparation_Natural Gas_Fryer_E4 | F3 | Commercial | Office | Existing | Food Preparation | Natural Gas | Fryer | E4 | PACT BC Ratio | 0 | 0 | 0 | 0 | 0 | 0 | 0 | 0 | 0 | 0 | 0 | 0 | 0 | 0 | 0 | 0 | 0 | 0 | 0 | 0 | 0 | 0 | 0 | 0 | 0 | 0 | 0
F3_Commercial_Office_Existing_Food Preparation_Natural Gas_Fryer_E5 | F3 | Commercial | Office | Existing | Food Preparation | Natural Gas | Fryer | E5 | PACT BC Ratio | 0 | 0 | 0 | 0 | 0 | 0 | 0 | 0 | 0 | 0 | 0 | 0 | 0 | 0 | 0 | 0 | 0 | 0 | 0 | 0 | 0 | 0 | 0 | 0 | 0 | 0 | 0
F3_Commercial_Office_Existing_Food Preparation_Natural Gas_Fryer_E6 | F3 | Commercial | Office | Existing | Food Preparation | Natural Gas | Fryer | E6 | PACT BC Ratio | 0 | 0 | 0 | 0 | 0 | 0 | 0 | 0 | 0 | 0 | 0 | 0 | 0 | 0 | 0 | 0 | 0 | 0 | 0 | 0 | 0 | 0 | 0 | 0 | 0 | 0 | 0
F3_Commercial_Office_Existing_Food Preparation_Natural Gas_Fryer_E7 | F3 | Commercial | Office | Existing | Food Preparation | Natural Gas | Fryer | E7 | PACT BC Ratio | 0 | 0 | 0 | 0 | 0 | 0 | 0 | 0 | 0 | 0 | 0 | 0 | 0 | 0 | 0 | 0 | 0 | 0 | 0 | 0 | 0 | 0 | 0 | 0 | 0 | 0 | 0
F3_Commercial_Office_Existing_Food Preparation_Natural Gas_Fryer_E8 | F3 | Commercial | Office | Existing | Food Preparation | Natural Gas | Fryer | E8 | PACT BC Ratio | 0 | 0 | 0 | 0 | 0 | 0 | 0 | 0 | 0 | 0 | 0 | 0 | 0 | 0 | 0 | 0 | 0 | 0 | 0 | 0 | 0 | 0 | 0 | 0 | 0 | 0 | 0
F3_Commercial_Office_Existing_Food Preparation_Natural Gas_Fryer_E9 | F3 | Commercial | Office | Existing | Food Preparation | Natural Gas | Fryer | E9 | PACT BC Ratio | 0 | 0 | 0 | 0 | 0 | 0 | 0 | 0 | 0 | 0 | 0 | 0 | 0 | 0 | 0 | 0 | 0 | 0 | 0 | 0 | 0 | 0 | 0 | 0 | 0 | 0 | 0
F3_Commercial_Office_Existing_Food Preparation_Natural Gas_Fryer_E10 | F3 | Commercial | Office | Existing | Food Preparation | Natural Gas | Fryer | E10 | PACT BC Ratio | 0 | 0 | 0 | 0 | 0 | 0 | 0 | 0 | 0 | 0 | 0 | 0 | 0 | 0 | 0 | 0 | 0 | 0 | 0 | 0 | 0 | 0 | 0 | 0 | 0 | 0 | 0
F4_Commercial_Office_Existing_Food Preparation_Natural Gas_Fryer_E1 | F4 | Commercial | Office | Existing | Food Preparation | Natural Gas | Fryer | E1 | RVT BC Ratio | 1 | 0 | 0 | 0 | 0 | 0 | 0 | 0 | 0 | 0 | 0 | 0 | 0 | 0 | 0 | 0 | 0 | 0 | 0 | 0 | 0 | 0 | 0 | 0 | 0 | 0 | 0
F4_Commercial_Office_Existing_Food Preparation_Natural Gas_Fryer_E2 | F4 | Commercial | Office | Existing | Food Preparation | Natural Gas | Fryer | E2 | RVT BC Ratio | 0.7 | 1 | 1 | 1 | 1 | 1 | 1 | 1 | 1 | 1 | 1 | 1 | 1 | 1 | 1 | 1 | 1 | 1 | 1 | 1 | 1 | 1 | 1 | 1 | 1 | 1 | 1
F4_Commercial_Office_Existing_Food Preparation_Natural Gas_Fryer_E3 | F4 | Commercial | Office | Existing | Food Preparation | Natural Gas | Fryer | E3 | RVT BC Ratio | 0 | 0 | 0 | 0 | 0 | 0 | 0 | 0 | 0 | 0 | 0 | 0 | 0 | 0 | 0 | 0 | 0 | 0 | 0 | 0 | 0 | 0 | 0 | 0 | 0 | 0 | 0
F4_Commercial_Office_Existing_Food Preparation_Natural Gas_Fryer_E4 | F4 | Commercial | Office | Existing | Food Preparation | Natural Gas | Fryer | E4 | RVT BC Ratio | 0 | 0 | 0 | 0 | 0 | 0 | 0 | 0 | 0 | 0 | 0 | 0 | 0 | 0 | 0 | 0 | 0 | 0 | 0 | 0 | 0 | 0 | 0 | 0 | 0 | 0 | 0
F4_Commercial_Office_Existing_Food Preparation_Natural Gas_Fryer_E5 | F4 | Commercial | Office | Existing | Food Preparation | Natural Gas | Fryer | E5 | RVT BC Ratio | 0 | 0 | 0 | 0 | 0 | 0 | 0 | 0 | 0 | 0 | 0 | 0 | 0 | 0 | 0 | 0 | 0 | 0 | 0 | 0 | 0 | 0 | 0 | 0 | 0 | 0 | 0
F4_Commercial_Office_Existing_Food Preparation_Natural Gas_Fryer_E6 | F4 | Commercial | Office | Existing | Food Preparation | Natural Gas | Fryer | E6 | RVT BC Ratio | 0 | 0 | 0 | 0 | 0 | 0 | 0 | 0 | 0 | 0 | 0 | 0 | 0 | 0 | 0 | 0 | 0 | 0 | 0 | 0 | 0 | 0 | 0 | 0 | 0 | 0 | 0
F4_Commercial_Office_Existing_Food Preparation_Natural Gas_Fryer_E7 | F4 | Commercial | Office | Existing | Food Preparation | Natural Gas | Fryer | E7 | RVT BC Ratio | 0 | 0 | 0 | 0 | 0 | 0 | 0 | 0 | 0 | 0 | 0 | 0 | 0 | 0 | 0 | 0 | 0 | 0 | 0 | 0 | 0 | 0 | 0 | 0 | 0 | 0 | 0
F4_Commercial_Office_Existing_Food Preparation_Natural Gas_Fryer_E8 | F4 | Commercial | Office | Existing | Food Preparation | Natural Gas | Fryer | E8 | RVT BC Ratio | 0 | 0 | 0 | 0 | 0 | 0 | 0 | 0 | 0 | 0 | 0 | 0 | 0 | 0 | 0 | 0 | 0 | 0 | 0 | 0 | 0 | 0 | 0 | 0 | 0 | 0 | 0
F4_Commercial_Office_Existing_Food Preparation_Natural Gas_Fryer_E9 | F4 | Commercial | Office | Existing | Food Preparation | Natural Gas | Fryer | E9 | RVT BC Ratio | 0 | 0 | 0 | 0 | 0 | 0 | 0 | 0 | 0 | 0 | 0 | 0 | 0 | 0 | 0 | 0 | 0 | 0 | 0 | 0 | 0 | 0 | 0 | 0 | 0 | 0 | 0
F4_Commercial_Office_Existing_Food Preparation_Natural Gas_Fryer_E10 | F4 | Commercial | Office | Existing | Food Preparation | Natural Gas | Fryer | E10 | RVT BC Ratio | 0 | 0 | 0 | 0 | 0 | 0 | 0 | 0 | 0 | 0 | 0 | 0 | 0 | 0 | 0 | 0 | 0 | 0 | 0 | 0 | 0 | 0 | 0 | 0 | 0 | 0 | 0
F5_Commercial_Office_Existing_Food Preparation_Natural Gas_Fryer_E1 | F5 | Commercial | Office | Existing | Food Preparation | Natural Gas | Fryer | E1 | RIM BC Ratio | 1 | 0 | 0 | 0 | 0 | 0 | 0 | 0 | 0 | 0 | 0 | 0 | 0 | 0 | 0 | 0 | 0 | 0 | 0 | 0 | 0 | 0 | 0 | 0 | 0 | 0 | 0
F5_Commercial_Office_Existing_Food Preparation_Natural Gas_Fryer_E2 | F5 | Commercial | Office | Existing | Food Preparation | Natural Gas | Fryer | E2 | RIM BC Ratio | 4.0178 | 1 | 1 | 1 | 1 | 1 | 1 | 1 | 1 | 1 | 1 | 1 | 1 | 1 | 1 | 1 | 1 | 1 | 1 | 1 | 1 | 1 | 1 | 1 | 1 | 1 | 1
F5_Commercial_Office_Existing_Food Preparation_Natural Gas_Fryer_E3 | F5 | Commercial | Office | Existing | Food Preparation | Natural Gas | Fryer | E3 | RIM BC Ratio | 0 | 0 | 0 | 0 | 0 | 0 | 0 | 0 | 0 | 0 | 0 | 0 | 0 | 0 | 0 | 0 | 0 | 0 | 0 | 0 | 0 | 0 | 0 | 0 | 0 | 0 | 0
F5_Commercial_Office_Existing_Food Preparation_Natural Gas_Fryer_E4 | F5 | Commercial | Office | Existing | Food Preparation | Natural Gas | Fryer | E4 | RIM BC Ratio | 0 | 0 | 0 | 0 | 0 | 0 | 0 | 0 | 0 | 0 | 0 | 0 | 0 | 0 | 0 | 0 | 0 | 0 | 0 | 0 | 0 | 0 | 0 | 0 | 0 | 0 | 0
F5_Commercial_Office_Existing_Food Preparation_Natural Gas_Fryer_E5 | F5 | Commercial | Office | Existing | Food Preparation | Natural Gas | Fryer | E5 | RIM BC Ratio | 0 | 0 | 0 | 0 | 0 | 0 | 0 | 0 | 0 | 0 | 0 | 0 | 0 | 0 | 0 | 0 | 0 | 0 | 0 | 0 | 0 | 0 | 0 | 0 | 0 | 0 | 0
F5_Commercial_Office_Existing_Food Preparation_Natural Gas_Fryer_E6 | F5 | Commercial | Office | Existing | Food Preparation | Natural Gas | Fryer | E6 | RIM BC Ratio | 0 | 0 | 0 | 0 | 0 | 0 | 0 | 0 | 0 | 0 | 0 | 0 | 0 | 0 | 0 | 0 | 0 | 0 | 0 | 0 | 0 | 0 | 0 | 0 | 0 | 0 | 0
F5_Commercial_Office_Existing_Food Preparation_Natural Gas_Fryer_E7 | F5 | Commercial | Office | Existing | Food Preparation | Natural Gas | Fryer | E7 | RIM BC Ratio | 0 | 0 | 0 | 0 | 0 | 0 | 0 | 0 | 0 | 0 | 0 | 0 | 0 | 0 | 0 | 0 | 0 | 0 | 0 | 0 | 0 | 0 | 0 | 0 | 0 | 0 | 0
F5_Commercial_Office_Existing_Food Preparation_Natural Gas_Fryer_E8 | F5 | Commercial | Office | Existing | Food Preparation | Natural Gas | Fryer | E8 | RIM BC Ratio | 0 | 0 | 0 | 0 | 0 | 0 | 0 | 0 | 0 | 0 | 0 | 0 | 0 | 0 | 0 | 0 | 0 | 0 | 0 | 0 | 0 | 0 | 0 | 0 | 0 | 0 | 0
F5_Commercial_Office_Existing_Food Preparation_Natural Gas_Fryer_E9 | F5 | Commercial | Office | Existing | Food Preparation | Natural Gas | Fryer | E9 | RIM BC Ratio | 0 | 0 | 0 | 0 | 0 | 0 | 0 | 0 | 0 | 0 | 0 | 0 | 0 | 0 | 0 | 0 | 0 | 0 | 0 | 0 | 0 | 0 | 0 | 0 | 0 | 0 | 0
F5_Commercial_Office_Existing_Food Preparation_Natural Gas_Fryer_E10 | F5 | Commercial | Office | Existing | Food Preparation | Natural Gas | Fryer | E10 | RIM BC Ratio | 0 | 0 | 0 | 0 | 0 | 0 | 0 | 0 | 0 | 0 | 0 | 0 | 0 | 0 | 0 | 0 | 0 | 0 | 0 | 0 | 0 | 0 | 0 | 0 | 0 | 0 | 0
F0_Commercial_Office_Existing_Food Preparation_Natural Gas_Broiler_E0 | F0 | Commercial | Office | Existing | Food Preparation | Natural Gas | Broiler | E0 | Economic Unit | Infrared Burners | Infrared Burners | Infrared Burners | Infrared Burners | Infrared Burners | Infrared Burners | Infrared Burners | Infrared Burners | Infrared Burners | Infrared Burners | Infrared Burners | Infrared Burners | Infrared Burners | Infrared Burners | Infrared Burners | Infrared Burners | Infrared Burners | Infrared Burners | Infrared Burners | Infrared Burners | Infrared Burners | Infrared Burners | Infrared Burners | Infrared Burners | Infrared Burners | Infrared Burners | Infrared Burners
F1_Commercial_Office_Existing_Food Preparation_Natural Gas_Broiler_E1 | F1 | Commercial | Office | Existing | Food Preparation | Natural Gas | Broiler | E1 | CCE | 0 | 0 | 0 | 0 | 0 | 0 | 0 | 0 | 0 | 0 | 0 | 0 | 0 | 0 | 0 | 0 | 0 | 0 | 0 | 0 | 0 | 0 | 0 | 0 | 0 | 0 | 0
F1_Commercial_Office_Existing_Food Preparation_Natural Gas_Broiler_E2 | F1 | Commercial | Office | Existing | Food Preparation | Natural Gas | Broiler | E2 | CCE | 0.0088234 | 0.0088234 | 0.0088234 | 0.0088234 | 0.0088234 | 0.0088234 | 0.0088234 | 0.0088234 | 0.0088234 | 0.0088234 | 0.0088234 | 0.0088234 | 0.0088234 | 0.0088234 | 0.0088234 | 0.0088234 | 0.0088234 | 0.0088234 | 0.0088234 | 0.0088234 | 0.0088234 | 0.0088234 | 0.0088234 | 0.0088234 | 0.0088234 | 0.0088234 | 0.0088234
F1_Commercial_Office_Existing_Food Preparation_Natural Gas_Broiler_E3 | F1 | Commercial | Office | Existing | Food Preparation | Natural Gas | Broiler | E3 | CCE | 0 | 0 | 0 | 0 | 0 | 0 | 0 | 0 | 0 | 0 | 0 | 0 | 0 | 0 | 0 | 0 | 0 | 0 | 0 | 0 | 0 | 0 | 0 | 0 | 0 | 0 | 0
F1_Commercial_Office_Existing_Food Preparation_Natural Gas_Broiler_E4 | F1 | Commercial | Office | Existing | Food Preparation | Natural Gas | Broiler | E4 | CCE | 0 | 0 | 0 | 0 | 0 | 0 | 0 | 0 | 0 | 0 | 0 | 0 | 0 | 0 | 0 | 0 | 0 | 0 | 0 | 0 | 0 | 0 | 0 | 0 | 0 | 0 | 0
F1_Commercial_Office_Existing_Food Preparation_Natural Gas_Broiler_E5 | F1 | Commercial | Office | Existing | Food Preparation | Natural Gas | Broiler | E5 | CCE | 0 | 0 | 0 | 0 | 0 | 0 | 0 | 0 | 0 | 0 | 0 | 0 | 0 | 0 | 0 | 0 | 0 | 0 | 0 | 0 | 0 | 0 | 0 | 0 | 0 | 0 | 0
F1_Commercial_Office_Existing_Food Preparation_Natural Gas_Broiler_E6 | F1 | Commercial | Office | Existing | Food Preparation | Natural Gas | Broiler | E6 | CCE | 0 | 0 | 0 | 0 | 0 | 0 | 0 | 0 | 0 | 0 | 0 | 0 | 0 | 0 | 0 | 0 | 0 | 0 | 0 | 0 | 0 | 0 | 0 | 0 | 0 | 0 | 0
F1_Commercial_Office_Existing_Food Preparation_Natural Gas_Broiler_E7 | F1 | Commercial | Office | Existing | Food Preparation | Natural Gas | Broiler | E7 | CCE | 0 | 0 | 0 | 0 | 0 | 0 | 0 | 0 | 0 | 0 | 0 | 0 | 0 | 0 | 0 | 0 | 0 | 0 | 0 | 0 | 0 | 0 | 0 | 0 | 0 | 0 | 0
F1_Commercial_Office_Existing_Food Preparation_Natural Gas_Broiler_E8 | F1 | Commercial | Office | Existing | Food Preparation | Natural Gas | Broiler | E8 | CCE | 0 | 0 | 0 | 0 | 0 | 0 | 0 | 0 | 0 | 0 | 0 | 0 | 0 | 0 | 0 | 0 | 0 | 0 | 0 | 0 | 0 | 0 | 0 | 0 | 0 | 0 | 0
F1_Commercial_Office_Existing_Food Preparation_Natural Gas_Broiler_E9 | F1 | Commercial | Office | Existing | Food Preparation | Natural Gas | Broiler | E9 | CCE | 0 | 0 | 0 | 0 | 0 | 0 | 0 | 0 | 0 | 0 | 0 | 0 | 0 | 0 | 0 | 0 | 0 | 0 | 0 | 0 | 0 | 0 | 0 | 0 | 0 | 0 | 0
F1_Commercial_Office_Existing_Food Preparation_Natural Gas_Broiler_E10 | F1 | Commercial | Office | Existing | Food Preparation | Natural Gas | Broiler | E10 | CCE | 0 | 0 | 0 | 0 | 0 | 0 | 0 | 0 | 0 | 0 | 0 | 0 | 0 | 0 | 0 | 0 | 0 | 0 | 0 | 0 | 0 | 0 | 0 | 0 | 0 | 0 | 0
F2_Commercial_Office_Existing_Food Preparation_Natural Gas_Broiler_E1 | F2 | Commercial | Office | Existing | Food Preparation | Natural Gas | Broiler | E1 | TRC BC Ratio | bar: 2021 to 2047
F2_Commercial_Office_Existing_Food Preparation_Natural Gas_Broiler_E2 | F2 | Commercial | Office | Existing | Food Preparation | Natural Gas | Broiler | E2 | TRC BC Ratio | 1.5469 | 1.5304 | 1.5144 | 1.4991 | 1.5029 | 1.5191 | 1.5427 | 1.5689 | 1.5942 | 1.6158 | 1.6334 | 1.6459 | 1.6531 | 1.6523 | 1.6433 | 1.6261 | 1.6009 | 1.5692 | 1.5313 | 1.4862 | 1.4333 | 1.3724 | 1.3184 | 1.2837 | 1.2691 | 1.2753 | 1.2816
F2_Commercial_Office_Existing_Food Preparation_Natural Gas_Broiler_E3 | F2 | Commercial | Office | Existing | Food Preparation | Natural Gas | Broiler | E3 | TRC BC Ratio | 0 | 0 | 0 | 0 | 0 | 0 | 0 | 0 | 0 | 0 | 0 | 0 | 0 | 0 | 0 | 0 | 0 | 0 | 0 | 0 | 0 | 0 | 0 | 0 | 0 | 0 | 0
F2_Commercial_Office_Existing_Food Preparation_Natural Gas_Broiler_E4 | F2 | Commercial | Office | Existing | Food Preparation | Natural Gas | Broiler | E4 | TRC BC Ratio | 0 | 0 | 0 | 0 | 0 | 0 | 0 | 0 | 0 | 0 | 0 | 0 | 0 | 0 | 0 | 0 | 0 | 0 | 0 | 0 | 0 | 0 | 0 | 0 | 0 | 0 | 0
F2_Commercial_Office_Existing_Food Preparation_Natural Gas_Broiler_E5 | F2 | Commercial | Office | Existing | Food Preparation | Natural Gas | Broiler | E5 | TRC BC Ratio | 0 | 0 | 0 | 0 | 0 | 0 | 0 | 0 | 0 | 0 | 0 | 0 | 0 | 0 | 0 | 0 | 0 | 0 | 0 | 0 | 0 | 0 | 0 | 0 | 0 | 0 | 0
F2_Commercial_Office_Existing_Food Preparation_Natural Gas_Broiler_E6 | F2 | Commercial | Office | Existing | Food Preparation | Natural Gas | Broiler | E6 | TRC BC Ratio | 0 | 0 | 0 | 0 | 0 | 0 | 0 | 0 | 0 | 0 | 0 | 0 | 0 | 0 | 0 | 0 | 0 | 0 | 0 | 0 | 0 | 0 | 0 | 0 | 0 | 0 | 0
F2_Commercial_Office_Existing_Food Preparation_Natural Gas_Broiler_E7 | F2 | Commercial | Office | Existing | Food Preparation | Natural Gas | Broiler | E7 | TRC BC Ratio | 0 | 0 | 0 | 0 | 0 | 0 | 0 | 0 | 0 | 0 | 0 | 0 | 0 | 0 | 0 | 0 | 0 | 0 | 0 | 0 | 0 | 0 | 0 | 0 | 0 | 0 | 0
F2_Commercial_Office_Existing_Food Preparation_Natural Gas_Broiler_E8 | F2 | Commercial | Office | Existing | Food Preparation | Natural Gas | Broiler | E8 | TRC BC Ratio | 0 | 0 | 0 | 0 | 0 | 0 | 0 | 0 | 0 | 0 | 0 | 0 | 0 | 0 | 0 | 0 | 0 | 0 | 0 | 0 | 0 | 0 | 0 | 0 | 0 | 0 | 0
F2_Commercial_Office_Existing_Food Preparation_Natural Gas_Broiler_E9 | F2 | Commercial | Office | Existing | Food Preparation | Natural Gas | Broiler | E9 | TRC BC Ratio | 0 | 0 | 0 | 0 | 0 | 0 | 0 | 0 | 0 | 0 | 0 | 0 | 0 | 0 | 0 | 0 | 0 | 0 | 0 | 0 | 0 | 0 | 0 | 0 | 0 | 0 | 0
F2_Commercial_Office_Existing_Food Preparation_Natural Gas_Broiler_E10 | F2 | Commercial | Office | Existing | Food Preparation | Natural Gas | Broiler | E10 | TRC BC Ratio | 0 | 0 | 0 | 0 | 0 | 0 | 0 | 0 | 0 | 0 | 0 | 0 | 0 | 0 | 0 | 0 | 0 | 0 | 0 | 0 | 0 | 0 | 0 | 0 | 0 | 0 | 0
F3_Commercial_Office_Existing_Food Preparation_Natural Gas_Broiler_E1 | F3 | Commercial | Office | Existing | Food Preparation | Natural Gas | Broiler | E1 | PACT BC Ratio | bar: 2021 to 2047
F3_Commercial_Office_Existing_Food Preparation_Natural Gas_Broiler_E2 | F3 | Commercial | Office | Existing | Food Preparation | Natural Gas | Broiler | E2 | PACT BC Ratio | 1.9504 | 1.9296 | 1.9094 | 1.8902 | 1.8949 | 1.9154 | 1.9451 | 1.9782 | 2.0101 | 2.0373 | 2.0595 | 2.0753 | 2.0843 | 2.0833 | 2.072 | 2.0503 | 2.0186 | 1.9785 | 1.9307 | 1.8739 | 1.8073 | 1.7304 | 1.6624 | 1.6186 | 1.6002 | 1.608 | 1.6159
F3_Commercial_Office_Existing_Food Preparation_Natural Gas_Broiler_E3 | F3 | Commercial | Office | Existing | Food Preparation | Natural Gas | Broiler | E3 | PACT BC Ratio | 0 | 0 | 0 | 0 | 0 | 0 | 0 | 0 | 0 | 0 | 0 | 0 | 0 | 0 | 0 | 0 | 0 | 0 | 0 | 0 | 0 | 0 | 0 | 0 | 0 | 0 | 0
F3_Commercial_Office_Existing_Food Preparation_Natural Gas_Broiler_E4 | F3 | Commercial | Office | Existing | Food Preparation | Natural Gas | Broiler | E4 | PACT BC Ratio | 0 | 0 | 0 | 0 | 0 | 0 | 0 | 0 | 0 | 0 | 0 | 0 | 0 | 0 | 0 | 0 | 0 | 0 | 0 | 0 | 0 | 0 | 0 | 0 | 0 | 0 | 0
F3_Commercial_Office_Existing_Food Preparation_Natural Gas_Broiler_E5 | F3 | Commercial | Office | Existing | Food Preparation | Natural Gas | Broiler | E5 | PACT BC Ratio | 0 | 0 | 0 | 0 | 0 | 0 | 0 | 0 | 0 | 0 | 0 | 0 | 0 | 0 | 0 | 0 | 0 | 0 | 0 | 0 | 0 | 0 | 0 | 0 | 0 | 0 | 0
F3_Commercial_Office_Existing_Food Preparation_Natural Gas_Broiler_E6 | F3 | Commercial | Office | Existing | Food Preparation | Natural Gas | Broiler | E6 | PACT BC Ratio | 0 | 0 | 0 | 0 | 0 | 0 | 0 | 0 | 0 | 0 | 0 | 0 | 0 | 0 | 0 | 0 | 0 | 0 | 0 | 0 | 0 | 0 | 0 | 0 | 0 | 0 | 0
F3_Commercial_Office_Existing_Food Preparation_Natural Gas_Broiler_E7 | F3 | Commercial | Office | Existing | Food Preparation | Natural Gas | Broiler | E7 | PACT BC Ratio | 0 | 0 | 0 | 0 | 0 | 0 | 0 | 0 | 0 | 0 | 0 | 0 | 0 | 0 | 0 | 0 | 0 | 0 | 0 | 0 | 0 | 0 | 0 | 0 | 0 | 0 | 0
F3_Commercial_Office_Existing_Food Preparation_Natural Gas_Broiler_E8 | F3 | Commercial | Office | Existing | Food Preparation | Natural Gas | Broiler | E8 | PACT BC Ratio | 0 | 0 | 0 | 0 | 0 | 0 | 0 | 0 | 0 | 0 | 0 | 0 | 0 | 0 | 0 | 0 | 0 | 0 | 0 | 0 | 0 | 0 | 0 | 0 | 0 | 0 | 0
F3_Commercial_Office_Existing_Food Preparation_Natural Gas_Broiler_E9 | F3 | Commercial | Office | Existing | Food Preparation | Natural Gas | Broiler | E9 | PACT BC Ratio | 0 | 0 | 0 | 0 | 0 | 0 | 0 | 0 | 0 | 0 | 0 | 0 | 0 | 0 | 0 | 0 | 0 | 0 | 0 | 0 | 0 | 0 | 0 | 0 | 0 | 0 | 0
F3_Commercial_Office_Existing_Food Preparation_Natural Gas_Broiler_E10 | F3 | Commercial | Office | Existing | Food Preparation | Natural Gas | Broiler | E10 | PACT BC Ratio | 0 | 0 | 0 | 0 | 0 | 0 | 0 | 0 | 0 | 0 | 0 | 0 | 0 | 0 | 0 | 0 | 0 | 0 | 0 | 0 | 0 | 0 | 0 | 0 | 0 | 0 | 0
F4_Commercial_Office_Existing_Food Preparation_Natural Gas_Broiler_E1 | F4 | Commercial | Office | Existing | Food Preparation | Natural Gas | Broiler | E1 | RVT BC Ratio | bar: 2021 to 2047
F4_Commercial_Office_Existing_Food Preparation_Natural Gas_Broiler_E2 | F4 | Commercial | Office | Existing | Food Preparation | Natural Gas | Broiler | E2 | RVT BC Ratio | 0.7 | 0.7 | 0.7 | 0.7 | 0.7 | 0.7 | 0.7 | 0.7 | 0.7 | 0.7 | 0.7 | 0.7 | 0.7 | 0.7 | 0.7 | 0.7 | 0.7 | 0.7 | 0.7 | 0.7 | 0.7 | 0.7 | 0.7 | 0.7 | 0.7 | 0.7 | 0.7
F4_Commercial_Office_Existing_Food Preparation_Natural Gas_Broiler_E3 | F4 | Commercial | Office | Existing | Food Preparation | Natural Gas | Broiler | E3 | RVT BC Ratio | 0 | 0 | 0 | 0 | 0 | 0 | 0 | 0 | 0 | 0 | 0 | 0 | 0 | 0 | 0 | 0 | 0 | 0 | 0 | 0 | 0 | 0 | 0 | 0 | 0 | 0 | 0
F4_Commercial_Office_Existing_Food Preparation_Natural Gas_Broiler_E4 | F4 | Commercial | Office | Existing | Food Preparation | Natural Gas | Broiler | E4 | RVT BC Ratio | 0 | 0 | 0 | 0 | 0 | 0 | 0 | 0 | 0 | 0 | 0 | 0 | 0 | 0 | 0 | 0 | 0 | 0 | 0 | 0 | 0 | 0 | 0 | 0 | 0 | 0 | 0
F4_Commercial_Office_Existing_Food Preparation_Natural Gas_Broiler_E5 | F4 | Commercial | Office | Existing | Food Preparation | Natural Gas | Broiler | E5 | RVT BC Ratio | 0 | 0 | 0 | 0 | 0 | 0 | 0 | 0 | 0 | 0 | 0 | 0 | 0 | 0 | 0 | 0 | 0 | 0 | 0 | 0 | 0 | 0 | 0 | 0 | 0 | 0 | 0
F4_Commercial_Office_Existing_Food Preparation_Natural Gas_Broiler_E6 | F4 | Commercial | Office | Existing | Food Preparation | Natural Gas | Broiler | E6 | RVT BC Ratio | 0 | 0 | 0 | 0 | 0 | 0 | 0 | 0 | 0 | 0 | 0 | 0 | 0 | 0 | 0 | 0 | 0 | 0 | 0 | 0 | 0 | 0 | 0 | 0 | 0 | 0 | 0
F4_Commercial_Office_Existing_Food Preparation_Natural Gas_Broiler_E7 | F4 | Commercial | Office | Existing | Food Preparation | Natural Gas | Broiler | E7 | RVT BC Ratio | 0 | 0 | 0 | 0 | 0 | 0 | 0 | 0 | 0 | 0 | 0 | 0 | 0 | 0 | 0 | 0 | 0 | 0 | 0 | 0 | 0 | 0 | 0 | 0 | 0 | 0 | 0
F4_Commercial_Office_Existing_Food Preparation_Natural Gas_Broiler_E8 | F4 | Commercial | Office | Existing | Food Preparation | Natural Gas | Broiler | E8 | RVT BC Ratio | 0 | 0 | 0 | 0 | 0 | 0 | 0 | 0 | 0 | 0 | 0 | 0 | 0 | 0 | 0 | 0 | 0 | 0 | 0 | 0 | 0 | 0 | 0 | 0 | 0 | 0 | 0
F4_Commercial_Office_Existing_Food Preparation_Natural Gas_Broiler_E9 | F4 | Commercial | Office | Existing | Food Preparation | Natural Gas | Broiler | E9 | RVT BC Ratio | 0 | 0 | 0 | 0 | 0 | 0 | 0 | 0 | 0 | 0 | 0 | 0 | 0 | 0 | 0 | 0 | 0 | 0 | 0 | 0 | 0 | 0 | 0 | 0 | 0 | 0 | 0
F4_Commercial_Office_Existing_Food Preparation_Natural Gas_Broiler_E10 | F4 | Commercial | Office | Existing | Food Preparation | Natural Gas | Broiler | E10 | RVT BC Ratio | 0 | 0 | 0 | 0 | 0 | 0 | 0 | 0 | 0 | 0 | 0 | 0 | 0 | 0 | 0 | 0 | 0 | 0 | 0 | 0 | 0 | 0 | 0 | 0 | 0 | 0 | 0
F5_Commercial_Office_Existing_Food Preparation_Natural Gas_Broiler_E1 | F5 | Commercial | Office | Existing | Food Preparation | Natural Gas | Broiler | E1 | RIM BC Ratio | bar: 2021 to 2047
F5_Commercial_Office_Existing_Food Preparation_Natural Gas_Broiler_E2 | F5 | Commercial | Office | Existing | Food Preparation | Natural Gas | Broiler | E2 | RIM BC Ratio | 1.9504 | 1.9296 | 1.9094 | 1.8902 | 1.8949 | 1.9154 | 1.9451 | 1.9782 | 2.0101 | 2.0373 | 2.0595 | 2.0753 | 2.0843 | 2.0833 | 2.072 | 2.0503 | 2.0186 | 1.9785 | 1.9307 | 1.8739 | 1.8073 | 1.7304 | 1.6624 | 1.6186 | 1.6002 | 1.608 | 1.6159
F5_Commercial_Office_Existing_Food Preparation_Natural Gas_Broiler_E3 | F5 | Commercial | Office | Existing | Food Preparation | Natural Gas | Broiler | E3 | RIM BC Ratio | 0 | 0 | 0 | 0 | 0 | 0 | 0 | 0 | 0 | 0 | 0 | 0 | 0 | 0 | 0 | 0 | 0 | 0 | 0 | 0 | 0 | 0 | 0 | 0 | 0 | 0 | 0
F5_Commercial_Office_Existing_Food Preparation_Natural Gas_Broiler_E4 | F5 | Commercial | Office | Existing | Food Preparation | Natural Gas | Broiler | E4 | RIM BC Ratio | 0 | 0 | 0 | 0 | 0 | 0 | 0 | 0 | 0 | 0 | 0 | 0 | 0 | 0 | 0 | 0 | 0 | 0 | 0 | 0 | 0 | 0 | 0 | 0 | 0 | 0 | 0
F5_Commercial_Office_Existing_Food Preparation_Natural Gas_Broiler_E5 | F5 | Commercial | Office | Existing | Food Preparation | Natural Gas | Broiler | E5 | RIM BC Ratio | 0 | 0 | 0 | 0 | 0 | 0 | 0 | 0 | 0 | 0 | 0 | 0 | 0 | 0 | 0 | 0 | 0 | 0 | 0 | 0 | 0 | 0 | 0 | 0 | 0 | 0 | 0
F5_Commercial_Office_Existing_Food Preparation_Natural Gas_Broiler_E6 | F5 | Commercial | Office | Existing | Food Preparation | Natural Gas | Broiler | E6 | RIM BC Ratio | 0 | 0 | 0 | 0 | 0 | 0 | 0 | 0 | 0 | 0 | 0 | 0 | 0 | 0 | 0 | 0 | 0 | 0 | 0 | 0 | 0 | 0 | 0 | 0 | 0 | 0 | 0
F5_Commercial_Office_Existing_Food Preparation_Natural Gas_Broiler_E7 | F5 | Commercial | Office | Existing | Food Preparation | Natural Gas | Broiler | E7 | RIM BC Ratio | 0 | 0 | 0 | 0 | 0 | 0 | 0 | 0 | 0 | 0 | 0 | 0 | 0 | 0 | 0 | 0 | 0 | 0 | 0 | 0 | 0 | 0 | 0 | 0 | 0 | 0 | 0
F5_Commercial_Office_Existing_Food Preparation_Natural Gas_Broiler_E8 | F5 | Commercial | Office | Existing | Food Preparation | Natural Gas | Broiler | E8 | RIM BC Ratio | 0 | 0 | 0 | 0 | 0 | 0 | 0 | 0 | 0 | 0 | 0 | 0 | 0 | 0 | 0 | 0 | 0 | 0 | 0 | 0 | 0 | 0 | 0 | 0 | 0 | 0 | 0
F5_Commercial_Office_Existing_Food Preparation_Natural Gas_Broiler_E9 | F5 | Commercial | Office | Existing | Food Preparation | Natural Gas | Broiler | E9 | RIM BC Ratio | 0 | 0 | 0 | 0 | 0 | 0 | 0 | 0 | 0 | 0 | 0 | 0 | 0 | 0 | 0 | 0 | 0 | 0 | 0 | 0 | 0 | 0 | 0 | 0 | 0 | 0 | 0
F5_Commercial_Office_Existing_Food Preparation_Natural Gas_Broiler_E10 | F5 | Commercial | Office | Existing | Food Preparation | Natural Gas | Broiler | E10 | RIM BC Ratio | 0 | 0 | 0 | 0 | 0 | 0 | 0 | 0 | 0 | 0 | 0 | 0 | 0 | 0 | 0 | 0 | 0 | 0 | 0 | 0 | 0 | 0 | 0 | 0 | 0 | 0 | 0
F0_Commercial_Office_Existing_Food Preparation_Natural Gas_Griddle_E0 | F0 | Commercial | Office | Existing | Food Preparation | Natural Gas | Griddle | E0 | Economic Unit | ENERGY STAR | ENERGY STAR | ENERGY STAR | ENERGY STAR | ENERGY STAR | ENERGY STAR | ENERGY STAR | ENERGY STAR | ENERGY STAR | ENERGY STAR | ENERGY STAR | ENERGY STAR | ENERGY STAR | ENERGY STAR | ENERGY STAR | ENERGY STAR | ENERGY STAR | ENERGY STAR | ENERGY STAR | ENERGY STAR | Standard | Standard | Standard | Standard | Standard | Standard | Standard
F1_Commercial_Office_Existing_Food Preparation_Natural Gas_Griddle_E1 | F1 | Commercial | Office | Existing | Food Preparation | Natural Gas | Griddle | E1 | CCE | 0 | 0 | 0 | 0 | 0 | 0 | 0 | 0 | 0 | 0 | 0 | 0 | 0 | 0 | 0 | 0 | 0 | 0 | 0 | 0 | 0 | 0 | 0 | 0 | 0 | 0 | 0
F1_Commercial_Office_Existing_Food Preparation_Natural Gas_Griddle_E2 | F1 | Commercial | Office | Existing | Food Preparation | Natural Gas | Griddle | E2 | CCE | 0.01311 | 0.01311 | 0.01311 | 0.01311 | 0.01311 | 0.01311 | 0.01311 | 0.01311 | 0.01311 | 0.01311 | 0.01311 | 0.01311 | 0.01311 | 0.01311 | 0.01311 | 0.01311 | 0.01311 | 0.01311 | 0.01311 | 0.01311 | 0.01311 | 0.01311 | 0.01311 | 0.01311 | 0.01311 | 0.01311 | 0.01311
F1_Commercial_Office_Existing_Food Preparation_Natural Gas_Griddle_E3 | F1 | Commercial | Office | Existing | Food Preparation | Natural Gas | Griddle | E3 | CCE | 0 | 0 | 0 | 0 | 0 | 0 | 0 | 0 | 0 | 0 | 0 | 0 | 0 | 0 | 0 | 0 | 0 | 0 | 0 | 0 | 0 | 0 | 0 | 0 | 0 | 0 | 0
F1_Commercial_Office_Existing_Food Preparation_Natural Gas_Griddle_E4 | F1 | Commercial | Office | Existing | Food Preparation | Natural Gas | Griddle | E4 | CCE | 0 | 0 | 0 | 0 | 0 | 0 | 0 | 0 | 0 | 0 | 0 | 0 | 0 | 0 | 0 | 0 | 0 | 0 | 0 | 0 | 0 | 0 | 0 | 0 | 0 | 0 | 0
F1_Commercial_Office_Existing_Food Preparation_Natural Gas_Griddle_E5 | F1 | Commercial | Office | Existing | Food Preparation | Natural Gas | Griddle | E5 | CCE | 0 | 0 | 0 | 0 | 0 | 0 | 0 | 0 | 0 | 0 | 0 | 0 | 0 | 0 | 0 | 0 | 0 | 0 | 0 | 0 | 0 | 0 | 0 | 0 | 0 | 0 | 0
F1_Commercial_Office_Existing_Food Preparation_Natural Gas_Griddle_E6 | F1 | Commercial | Office | Existing | Food Preparation | Natural Gas | Griddle | E6 | CCE | 0 | 0 | 0 | 0 | 0 | 0 | 0 | 0 | 0 | 0 | 0 | 0 | 0 | 0 | 0 | 0 | 0 | 0 | 0 | 0 | 0 | 0 | 0 | 0 | 0 | 0 | 0
F1_Commercial_Office_Existing_Food Preparation_Natural Gas_Griddle_E7 | F1 | Commercial | Office | Existing | Food Preparation | Natural Gas | Griddle | E7 | CCE | 0 | 0 | 0 | 0 | 0 | 0 | 0 | 0 | 0 | 0 | 0 | 0 | 0 | 0 | 0 | 0 | 0 | 0 | 0 | 0 | 0 | 0 | 0 | 0 | 0 | 0 | 0
F1_Commercial_Office_Existing_Food Preparation_Natural Gas_Griddle_E8 | F1 | Commercial | Office | Existing | Food Preparation | Natural Gas | Griddle | E8 | CCE | 0 | 0 | 0 | 0 | 0 | 0 | 0 | 0 | 0 | 0 | 0 | 0 | 0 | 0 | 0 | 0 | 0 | 0 | 0 | 0 | 0 | 0 | 0 | 0 | 0 | 0 | 0
F1_Commercial_Office_Existing_Food Preparation_Natural Gas_Griddle_E9 | F1 | Commercial | Office | Existing | Food Preparation | Natural Gas | Griddle | E9 | CCE | 0 | 0 | 0 | 0 | 0 | 0 | 0 | 0 | 0 | 0 | 0 | 0 | 0 | 0 | 0 | 0 | 0 | 0 | 0 | 0 | 0 | 0 | 0 | 0 | 0 | 0 | 0
F1_Commercial_Office_Existing_Food Preparation_Natural Gas_Griddle_E10 | F1 | Commercial | Office | Existing | Food Preparation | Natural Gas | Griddle | E10 | CCE | 0 | 0 | 0 | 0 | 0 | 0 | 0 | 0 | 0 | 0 | 0 | 0 | 0 | 0 | 0 | 0 | 0 | 0 | 0 | 0 | 0 | 0 | 0 | 0 | 0 | 0 | 0
F2_Commercial_Office_Existing_Food Preparation_Natural Gas_Griddle_E1 | F2 | Commercial | Office | Existing | Food Preparation | Natural Gas | Griddle | E1 | TRC BC Ratio | bar: 2021 to 2047
F2_Commercial_Office_Existing_Food Preparation_Natural Gas_Griddle_E2 | F2 | Commercial | Office | Existing | Food Preparation | Natural Gas | Griddle | E2 | TRC BC Ratio | 1.0411 | 1.0299 | 1.0192 | 1.0089 | 1.0114 | 1.0224 | 1.0382 | 1.0559 | 1.0729 | 1.0874 | 1.0993 | 1.1077 | 1.1125 | 1.112 | 1.106 | 1.0944 | 1.0774 | 1.0561 | 1.0305 | 1.0002 | 0.96464 | 0.92365 | 0.8873 | 0.86394 | 0.85412 | 0.85831 | 0.86251
F2_Commercial_Office_Existing_Food Preparation_Natural Gas_Griddle_E3 | F2 | Commercial | Office | Existing | Food Preparation | Natural Gas | Griddle | E3 | TRC BC Ratio | 0 | 0 | 0 | 0 | 0 | 0 | 0 | 0 | 0 | 0 | 0 | 0 | 0 | 0 | 0 | 0 | 0 | 0 | 0 | 0 | 0 | 0 | 0 | 0 | 0 | 0 | 0
F2_Commercial_Office_Existing_Food Preparation_Natural Gas_Griddle_E4 | F2 | Commercial | Office | Existing | Food Preparation | Natural Gas | Griddle | E4 | TRC BC Ratio | 0 | 0 | 0 | 0 | 0 | 0 | 0 | 0 | 0 | 0 | 0 | 0 | 0 | 0 | 0 | 0 | 0 | 0 | 0 | 0 | 0 | 0 | 0 | 0 | 0 | 0 | 0
F2_Commercial_Office_Existing_Food Preparation_Natural Gas_Griddle_E5 | F2 | Commercial | Office | Existing | Food Preparation | Natural Gas | Griddle | E5 | TRC BC Ratio | 0 | 0 | 0 | 0 | 0 | 0 | 0 | 0 | 0 | 0 | 0 | 0 | 0 | 0 | 0 | 0 | 0 | 0 | 0 | 0 | 0 | 0 | 0 | 0 | 0 | 0 | 0
F2_Commercial_Office_Existing_Food Preparation_Natural Gas_Griddle_E6 | F2 | Commercial | Office | Existing | Food Preparation | Natural Gas | Griddle | E6 | TRC BC Ratio | 0 | 0 | 0 | 0 | 0 | 0 | 0 | 0 | 0 | 0 | 0 | 0 | 0 | 0 | 0 | 0 | 0 | 0 | 0 | 0 | 0 | 0 | 0 | 0 | 0 | 0 | 0
F2_Commercial_Office_Existing_Food Preparation_Natural Gas_Griddle_E7 | F2 | Commercial | Office | Existing | Food Preparation | Natural Gas | Griddle | E7 | TRC BC Ratio | 0 | 0 | 0 | 0 | 0 | 0 | 0 | 0 | 0 | 0 | 0 | 0 | 0 | 0 | 0 | 0 | 0 | 0 | 0 | 0 | 0 | 0 | 0 | 0 | 0 | 0 | 0
F2_Commercial_Office_Existing_Food Preparation_Natural Gas_Griddle_E8 | F2 | Commercial | Office | Existing | Food Preparation | Natural Gas | Griddle | E8 | TRC BC Ratio | 0 | 0 | 0 | 0 | 0 | 0 | 0 | 0 | 0 | 0 | 0 | 0 | 0 | 0 | 0 | 0 | 0 | 0 | 0 | 0 | 0 | 0 | 0 | 0 | 0 | 0 | 0
F2_Commercial_Office_Existing_Food Preparation_Natural Gas_Griddle_E9 | F2 | Commercial | Office | Existing | Food Preparation | Natural Gas | Griddle | E9 | TRC BC Ratio | 0 | 0 | 0 | 0 | 0 | 0 | 0 | 0 | 0 | 0 | 0 | 0 | 0 | 0 | 0 | 0 | 0 | 0 | 0 | 0 | 0 | 0 | 0 | 0 | 0 | 0 | 0
F2_Commercial_Office_Existing_Food Preparation_Natural Gas_Griddle_E10 | F2 | Commercial | Office | Existing | Food Preparation | Natural Gas | Griddle | E10 | TRC BC Ratio | 0 | 0 | 0 | 0 | 0 | 0 | 0 | 0 | 0 | 0 | 0 | 0 | 0 | 0 | 0 | 0 | 0 | 0 | 0 | 0 | 0 | 0 | 0 | 0 | 0 | 0 | 0
F3_Commercial_Office_Existing_Food Preparation_Natural Gas_Griddle_E1 | F3 | Commercial | Office | Existing | Food Preparation | Natural Gas | Griddle | E1 | PACT BC Ratio | bar: 2021 to 2047
F3_Commercial_Office_Existing_Food Preparation_Natural Gas_Griddle_E2 | F3 | Commercial | Office | Existing | Food Preparation | Natural Gas | Griddle | E2 | PACT BC Ratio | 1.3698 | 1.3552 | 1.341 | 1.3275 | 1.3308 | 1.3452 | 1.3661 | 1.3893 | 1.4117 | 1.4308 | 1.4464 | 1.4575 | 1.4639 | 1.4631 | 1.4552 | 1.44 | 1.4177 | 1.3896 | 1.356 | 1.3161 | 1.2693 | 1.2153 | 1.1675 | 1.1368 | 1.1238 | 1.1294 | 1.1349
F3_Commercial_Office_Existing_Food Preparation_Natural Gas_Griddle_E3 | F3 | Commercial | Office | Existing | Food Preparation | Natural Gas | Griddle | E3 | PACT BC Ratio | 0 | 0 | 0 | 0 | 0 | 0 | 0 | 0 | 0 | 0 | 0 | 0 | 0 | 0 | 0 | 0 | 0 | 0 | 0 | 0 | 0 | 0 | 0 | 0 | 0 | 0 | 0
F3_Commercial_Office_Existing_Food Preparation_Natural Gas_Griddle_E4 | F3 | Commercial | Office | Existing | Food Preparation | Natural Gas | Griddle | E4 | PACT BC Ratio | 0 | 0 | 0 | 0 | 0 | 0 | 0 | 0 | 0 | 0 | 0 | 0 | 0 | 0 | 0 | 0 | 0 | 0 | 0 | 0 | 0 | 0 | 0 | 0 | 0 | 0 | 0
F3_Commercial_Office_Existing_Food Preparation_Natural Gas_Griddle_E5 | F3 | Commercial | Office | Existing | Food Preparation | Natural Gas | Griddle | E5 | PACT BC Ratio | 0 | 0 | 0 | 0 | 0 | 0 | 0 | 0 | 0 | 0 | 0 | 0 | 0 | 0 | 0 | 0 | 0 | 0 | 0 | 0 | 0 | 0 | 0 | 0 | 0 | 0 | 0
F3_Commercial_Office_Existing_Food Preparation_Natural Gas_Griddle_E6 | F3 | Commercial | Office | Existing | Food Preparation | Natural Gas | Griddle | E6 | PACT BC Ratio | 0 | 0 | 0 | 0 | 0 | 0 | 0 | 0 | 0 | 0 | 0 | 0 | 0 | 0 | 0 | 0 | 0 | 0 | 0 | 0 | 0 | 0 | 0 | 0 | 0 | 0 | 0
F3_Commercial_Office_Existing_Food Preparation_Natural Gas_Griddle_E7 | F3 | Commercial | Office | Existing | Food Preparation | Natural Gas | Griddle | E7 | PACT BC Ratio | 0 | 0 | 0 | 0 | 0 | 0 | 0 | 0 | 0 | 0 | 0 | 0 | 0 | 0 | 0 | 0 | 0 | 0 | 0 | 0 | 0 | 0 | 0 | 0 | 0 | 0 | 0
F3_Commercial_Office_Existing_Food Preparation_Natural Gas_Griddle_E8 | F3 | Commercial | Office | Existing | Food Preparation | Natural Gas | Griddle | E8 | PACT BC Ratio | 0 | 0 | 0 | 0 | 0 | 0 | 0 | 0 | 0 | 0 | 0 | 0 | 0 | 0 | 0 | 0 | 0 | 0 | 0 | 0 | 0 | 0 | 0 | 0 | 0 | 0 | 0
F3_Commercial_Office_Existing_Food Preparation_Natural Gas_Griddle_E9 | F3 | Commercial | Office | Existing | Food Preparation | Natural Gas | Griddle | E9 | PACT BC Ratio | 0 | 0 | 0 | 0 | 0 | 0 | 0 | 0 | 0 | 0 | 0 | 0 | 0 | 0 | 0 | 0 | 0 | 0 | 0 | 0 | 0 | 0 | 0 | 0 | 0 | 0 | 0
F3_Commercial_Office_Existing_Food Preparation_Natural Gas_Griddle_E10 | F3 | Commercial | Office | Existing | Food Preparation | Natural Gas | Griddle | E10 | PACT BC Ratio | 0 | 0 | 0 | 0 | 0 | 0 | 0 | 0 | 0 | 0 | 0 | 0 | 0 | 0 | 0 | 0 | 0 | 0 | 0 | 0 | 0 | 0 | 0 | 0 | 0 | 0 | 0
F4_Commercial_Office_Existing_Food Preparation_Natural Gas_Griddle_E1 | F4 | Commercial | Office | Existing | Food Preparation | Natural Gas | Griddle | E1 | RVT BC Ratio | bar: 2021 to 2047
F4_Commercial_Office_Existing_Food Preparation_Natural Gas_Griddle_E2 | F4 | Commercial | Office | Existing | Food Preparation | Natural Gas | Griddle | E2 | RVT BC Ratio | 0.7 | 0.7 | 0.7 | 0.7 | 0.7 | 0.7 | 0.7 | 0.7 | 0.7 | 0.7 | 0.7 | 0.7 | 0.7 | 0.7 | 0.7 | 0.7 | 0.7 | 0.7 | 0.7 | 0.7 | 0.7 | 0.7 | 0.7 | 0.7 | 0.7 | 0.7 | 0.7
F4_Commercial_Office_Existing_Food Preparation_Natural Gas_Griddle_E3 | F4 | Commercial | Office | Existing | Food Preparation | Natural Gas | Griddle | E3 | RVT BC Ratio | 0 | 0 | 0 | 0 | 0 | 0 | 0 | 0 | 0 | 0 | 0 | 0 | 0 | 0 | 0 | 0 | 0 | 0 | 0 | 0 | 0 | 0 | 0 | 0 | 0 | 0 | 0
F4_Commercial_Office_Existing_Food Preparation_Natural Gas_Griddle_E4 | F4 | Commercial | Office | Existing | Food Preparation | Natural Gas | Griddle | E4 | RVT BC Ratio | 0 | 0 | 0 | 0 | 0 | 0 | 0 | 0 | 0 | 0 | 0 | 0 | 0 | 0 | 0 | 0 | 0 | 0 | 0 | 0 | 0 | 0 | 0 | 0 | 0 | 0 | 0
F4_Commercial_Office_Existing_Food Preparation_Natural Gas_Griddle_E5 | F4 | Commercial | Office | Existing | Food Preparation | Natural Gas | Griddle | E5 | RVT BC Ratio | 0 | 0 | 0 | 0 | 0 | 0 | 0 | 0 | 0 | 0 | 0 | 0 | 0 | 0 | 0 | 0 | 0 | 0 | 0 | 0 | 0 | 0 | 0 | 0 | 0 | 0 | 0
F4_Commercial_Office_Existing_Food Preparation_Natural Gas_Griddle_E6 | F4 | Commercial | Office | Existing | Food Preparation | Natural Gas | Griddle | E6 | RVT BC Ratio | 0 | 0 | 0 | 0 | 0 | 0 | 0 | 0 | 0 | 0 | 0 | 0 | 0 | 0 | 0 | 0 | 0 | 0 | 0 | 0 | 0 | 0 | 0 | 0 | 0 | 0 | 0
F4_Commercial_Office_Existing_Food Preparation_Natural Gas_Griddle_E7 | F4 | Commercial | Office | Existing | Food Preparation | Natural Gas | Griddle | E7 | RVT BC Ratio | 0 | 0 | 0 | 0 | 0 | 0 | 0 | 0 | 0 | 0 | 0 | 0 | 0 | 0 | 0 | 0 | 0 | 0 | 0 | 0 | 0 | 0 | 0 | 0 | 0 | 0 | 0
F4_Commercial_Office_Existing_Food Preparation_Natural Gas_Griddle_E8 | F4 | Commercial | Office | Existing | Food Preparation | Natural Gas | Griddle | E8 | RVT BC Ratio | 0 | 0 | 0 | 0 | 0 | 0 | 0 | 0 | 0 | 0 | 0 | 0 | 0 | 0 | 0 | 0 | 0 | 0 | 0 | 0 | 0 | 0 | 0 | 0 | 0 | 0 | 0
F4_Commercial_Office_Existing_Food Preparation_Natural Gas_Griddle_E9 | F4 | Commercial | Office | Existing | Food Preparation | Natural Gas | Griddle | E9 | RVT BC Ratio | 0 | 0 | 0 | 0 | 0 | 0 | 0 | 0 | 0 | 0 | 0 | 0 | 0 | 0 | 0 | 0 | 0 | 0 | 0 | 0 | 0 | 0 | 0 | 0 | 0 | 0 | 0
F4_Commercial_Office_Existing_Food Preparation_Natural Gas_Griddle_E10 | F4 | Commercial | Office | Existing | Food Preparation | Natural Gas | Griddle | E10 | RVT BC Ratio | 0 | 0 | 0 | 0 | 0 | 0 | 0 | 0 | 0 | 0 | 0 | 0 | 0 | 0 | 0 | 0 | 0 | 0 | 0 | 0 | 0 | 0 | 0 | 0 | 0 | 0 | 0
F5_Commercial_Office_Existing_Food Preparation_Natural Gas_Griddle_E1 | F5 | Commercial | Office | Existing | Food Preparation | Natural Gas | Griddle | E1 | RIM BC Ratio | bar: 2021 to 2047
F5_Commercial_Office_Existing_Food Preparation_Natural Gas_Griddle_E2 | F5 | Commercial | Office | Existing | Food Preparation | Natural Gas | Griddle | E2 | RIM BC Ratio | 1.3698 | 1.3552 | 1.341 | 1.3275 | 1.3308 | 1.3452 | 1.3661 | 1.3893 | 1.4117 | 1.4308 | 1.4464 | 1.4575 | 1.4639 | 1.4631 | 1.4552 | 1.44 | 1.4177 | 1.3896 | 1.356 | 1.3161 | 1.2693 | 1.2153 | 1.1675 | 1.1368 | 1.1238 | 1.1294 | 1.1349
F5_Commercial_Office_Existing_Food Preparation_Natural Gas_Griddle_E3 | F5 | Commercial | Office | Existing | Food Preparation | Natural Gas | Griddle | E3 | RIM BC Ratio | 0 | 0 | 0 | 0 | 0 | 0 | 0 | 0 | 0 | 0 | 0 | 0 | 0 | 0 | 0 | 0 | 0 | 0 | 0 | 0 | 0 | 0 | 0 | 0 | 0 | 0 | 0
F5_Commercial_Office_Existing_Food Preparation_Natural Gas_Griddle_E4 | F5 | Commercial | Office | Existing | Food Preparation | Natural Gas | Griddle | E4 | RIM BC Ratio | 0 | 0 | 0 | 0 | 0 | 0 | 0 | 0 | 0 | 0 | 0 | 0 | 0 | 0 | 0 | 0 | 0 | 0 | 0 | 0 | 0 | 0 | 0 | 0 | 0 | 0 | 0
F5_Commercial_Office_Existing_Food Preparation_Natural Gas_Griddle_E5 | F5 | Commercial | Office | Existing | Food Preparation | Natural Gas | Griddle | E5 | RIM BC Ratio | 0 | 0 | 0 | 0 | 0 | 0 | 0 | 0 | 0 | 0 | 0 | 0 | 0 | 0 | 0 | 0 | 0 | 0 | 0 | 0 | 0 | 0 | 0 | 0 | 0 | 0 | 0
F5_Commercial_Office_Existing_Food Preparation_Natural Gas_Griddle_E6 | F5 | Commercial | Office | Existing | Food Preparation | Natural Gas | Griddle | E6 | RIM BC Ratio | 0 | 0 | 0 | 0 | 0 | 0 | 0 | 0 | 0 | 0 | 0 | 0 | 0 | 0 | 0 | 0 | 0 | 0 | 0 | 0 | 0 | 0 | 0 | 0 | 0 | 0 | 0
F5_Commercial_Office_Existing_Food Preparation_Natural Gas_Griddle_E7 | F5 | Commercial | Office | Existing | Food Preparation | Natural Gas | Griddle | E7 | RIM BC Ratio | 0 | 0 | 0 | 0 | 0 | 0 | 0 | 0 | 0 | 0 | 0 | 0 | 0 | 0 | 0 | 0 | 0 | 0 | 0 | 0 | 0 | 0 | 0 | 0 | 0 | 0 | 0
F5_Commercial_Office_Existing_Food Preparation_Natural Gas_Griddle_E8 | F5 | Commercial | Office | Existing | Food Preparation | Natural Gas | Griddle | E8 | RIM BC Ratio | 0 | 0 | 0 | 0 | 0 | 0 | 0 | 0 | 0 | 0 | 0 | 0 | 0 | 0 | 0 | 0 | 0 | 0 | 0 | 0 | 0 | 0 | 0 | 0 | 0 | 0 | 0
F5_Commercial_Office_Existing_Food Preparation_Natural Gas_Griddle_E9 | F5 | Commercial | Office | Existing | Food Preparation | Natural Gas | Griddle | E9 | RIM BC Ratio | 0 | 0 | 0 | 0 | 0 | 0 | 0 | 0 | 0 | 0 | 0 | 0 | 0 | 0 | 0 | 0 | 0 | 0 | 0 | 0 | 0 | 0 | 0 | 0 | 0 | 0 | 0
F5_Commercial_Office_Existing_Food Preparation_Natural Gas_Griddle_E10 | F5 | Commercial | Office | Existing | Food Preparation | Natural Gas | Griddle | E10 | RIM BC Ratio | 0 | 0 | 0 | 0 | 0 | 0 | 0 | 0 | 0 | 0 | 0 | 0 | 0 | 0 | 0 | 0 | 0 | 0 | 0 | 0 | 0 | 0 | 0 | 0 | 0 | 0 | 0
F0_Commercial_Office_Existing_Food Preparation_Natural Gas_Range_E0 | F0 | Commercial | Office | Existing | Food Preparation | Natural Gas | Range | E0 | Economic Unit | High Efficiency | High Efficiency | High Efficiency | High Efficiency | High Efficiency | High Efficiency | High Efficiency | High Efficiency | High Efficiency | High Efficiency | High Efficiency | High Efficiency | High Efficiency | High Efficiency | High Efficiency | High Efficiency | High Efficiency | High Efficiency | High Efficiency | High Efficiency | High Efficiency | High Efficiency | High Efficiency | High Efficiency | High Efficiency | High Efficiency | High Efficiency
F1_Commercial_Office_Existing_Food Preparation_Natural Gas_Range_E1 | F1 | Commercial | Office | Existing | Food Preparation | Natural Gas | Range | E1 | CCE | 0 | 0 | 0 | 0 | 0 | 0 | 0 | 0 | 0 | 0 | 0 | 0 | 0 | 0 | 0 | 0 | 0 | 0 | 0 | 0 | 0 | 0 | 0 | 0 | 0 | 0 | 0
F1_Commercial_Office_Existing_Food Preparation_Natural Gas_Range_E2 | F1 | Commercial | Office | Existing | Food Preparation | Natural Gas | Range | E2 | CCE | 1.2749e-07 | 1.2749e-07 | 1.2749e-07 | 1.2749e-07 | 1.2749e-07 | 1.2749e-07 | 1.2749e-07 | 1.2749e-07 | 1.2749e-07 | 1.2749e-07 | 1.2749e-07 | 1.2749e-07 | 1.2749e-07 | 1.2749e-07 | 1.2749e-07 | 1.2749e-07 | 1.2749e-07 | 1.2749e-07 | 1.2749e-07 | 1.2749e-07 | 1.2749e-07 | 1.2749e-07 | 1.2749e-07 | 1.2749e-07 | 1.2749e-07 | 1.2749e-07 | 1.2749e-07
F1_Commercial_Office_Existing_Food Preparation_Natural Gas_Range_E3 | F1 | Commercial | Office | Existing | Food Preparation | Natural Gas | Range | E3 | CCE | 0 | 0 | 0 | 0 | 0 | 0 | 0 | 0 | 0 | 0 | 0 | 0 | 0 | 0 | 0 | 0 | 0 | 0 | 0 | 0 | 0 | 0 | 0 | 0 | 0 | 0 | 0
F1_Commercial_Office_Existing_Food Preparation_Natural Gas_Range_E4 | F1 | Commercial | Office | Existing | Food Preparation | Natural Gas | Range | E4 | CCE | 0 | 0 | 0 | 0 | 0 | 0 | 0 | 0 | 0 | 0 | 0 | 0 | 0 | 0 | 0 | 0 | 0 | 0 | 0 | 0 | 0 | 0 | 0 | 0 | 0 | 0 | 0
F1_Commercial_Office_Existing_Food Preparation_Natural Gas_Range_E5 | F1 | Commercial | Office | Existing | Food Preparation | Natural Gas | Range | E5 | CCE | 0 | 0 | 0 | 0 | 0 | 0 | 0 | 0 | 0 | 0 | 0 | 0 | 0 | 0 | 0 | 0 | 0 | 0 | 0 | 0 | 0 | 0 | 0 | 0 | 0 | 0 | 0
F1_Commercial_Office_Existing_Food Preparation_Natural Gas_Range_E6 | F1 | Commercial | Office | Existing | Food Preparation | Natural Gas | Range | E6 | CCE | 0 | 0 | 0 | 0 | 0 | 0 | 0 | 0 | 0 | 0 | 0 | 0 | 0 | 0 | 0 | 0 | 0 | 0 | 0 | 0 | 0 | 0 | 0 | 0 | 0 | 0 | 0
F1_Commercial_Office_Existing_Food Preparation_Natural Gas_Range_E7 | F1 | Commercial | Office | Existing | Food Preparation | Natural Gas | Range | E7 | CCE | 0 | 0 | 0 | 0 | 0 | 0 | 0 | 0 | 0 | 0 | 0 | 0 | 0 | 0 | 0 | 0 | 0 | 0 | 0 | 0 | 0 | 0 | 0 | 0 | 0 | 0 | 0
F1_Commercial_Office_Existing_Food Preparation_Natural Gas_Range_E8 | F1 | Commercial | Office | Existing | Food Preparation | Natural Gas | Range | E8 | CCE | 0 | 0 | 0 | 0 | 0 | 0 | 0 | 0 | 0 | 0 | 0 | 0 | 0 | 0 | 0 | 0 | 0 | 0 | 0 | 0 | 0 | 0 | 0 | 0 | 0 | 0 | 0
F1_Commercial_Office_Existing_Food Preparation_Natural Gas_Range_E9 | F1 | Commercial | Office | Existing | Food Preparation | Natural Gas | Range | E9 | CCE | 0 | 0 | 0 | 0 | 0 | 0 | 0 | 0 | 0 | 0 | 0 | 0 | 0 | 0 | 0 | 0 | 0 | 0 | 0 | 0 | 0 | 0 | 0 | 0 | 0 | 0 | 0
F1_Commercial_Office_Existing_Food Preparation_Natural Gas_Range_E10 | F1 | Commercial | Office | Existing | Food Preparation | Natural Gas | Range | E10 | CCE | 0 | 0 | 0 | 0 | 0 | 0 | 0 | 0 | 0 | 0 | 0 | 0 | 0 | 0 | 0 | 0 | 0 | 0 | 0 | 0 | 0 | 0 | 0 | 0 | 0 | 0 | 0
F2_Commercial_Office_Existing_Food Preparation_Natural Gas_Range_E1 | F2 | Commercial | Office | Existing | Food Preparation | Natural Gas | Range | E1 | TRC BC Ratio | bar: 2021 to 2047
F2_Commercial_Office_Existing_Food Preparation_Natural Gas_Range_E2 | F2 | Commercial | Office | Existing | Food Preparation | Natural Gas | Range | E2 | TRC BC Ratio | 107783.7748 | 106228.1865 | 104711.2525 | 103240.7276 | 103254.6448 | 104233.7467 | 105821.2112 | 107744.3581 | 109820.4161 | 111943.5488 | 114043.9246 | 115902.5227 | 117321.4185 | 117924.3993 | 117645.627 | 116492.5653 | 114552.5979 | 112013.3613 | 108990.1291 | 105406.5736 | 101214.1852 | 96389.3927 | 92105.7121 | 89333.183 | 88135.3968 | 88567.4331 | 89001.5872
F2_Commercial_Office_Existing_Food Preparation_Natural Gas_Range_E3 | F2 | Commercial | Office | Existing | Food Preparation | Natural Gas | Range | E3 | TRC BC Ratio | 0 | 0 | 0 | 0 | 0 | 0 | 0 | 0 | 0 | 0 | 0 | 0 | 0 | 0 | 0 | 0 | 0 | 0 | 0 | 0 | 0 | 0 | 0 | 0 | 0 | 0 | 0
F2_Commercial_Office_Existing_Food Preparation_Natural Gas_Range_E4 | F2 | Commercial | Office | Existing | Food Preparation | Natural Gas | Range | E4 | TRC BC Ratio | 0 | 0 | 0 | 0 | 0 | 0 | 0 | 0 | 0 | 0 | 0 | 0 | 0 | 0 | 0 | 0 | 0 | 0 | 0 | 0 | 0 | 0 | 0 | 0 | 0 | 0 | 0
F2_Commercial_Office_Existing_Food Preparation_Natural Gas_Range_E5 | F2 | Commercial | Office | Existing | Food Preparation | Natural Gas | Range | E5 | TRC BC Ratio | 0 | 0 | 0 | 0 | 0 | 0 | 0 | 0 | 0 | 0 | 0 | 0 | 0 | 0 | 0 | 0 | 0 | 0 | 0 | 0 | 0 | 0 | 0 | 0 | 0 | 0 | 0
F2_Commercial_Office_Existing_Food Preparation_Natural Gas_Range_E6 | F2 | Commercial | Office | Existing | Food Preparation | Natural Gas | Range | E6 | TRC BC Ratio | 0 | 0 | 0 | 0 | 0 | 0 | 0 | 0 | 0 | 0 | 0 | 0 | 0 | 0 | 0 | 0 | 0 | 0 | 0 | 0 | 0 | 0 | 0 | 0 | 0 | 0 | 0
F2_Commercial_Office_Existing_Food Preparation_Natural Gas_Range_E7 | F2 | Commercial | Office | Existing | Food Preparation | Natural Gas | Range | E7 | TRC BC Ratio | 0 | 0 | 0 | 0 | 0 | 0 | 0 | 0 | 0 | 0 | 0 | 0 | 0 | 0 | 0 | 0 | 0 | 0 | 0 | 0 | 0 | 0 | 0 | 0 | 0 | 0 | 0
F2_Commercial_Office_Existing_Food Preparation_Natural Gas_Range_E8 | F2 | Commercial | Office | Existing | Food Preparation | Natural Gas | Range | E8 | TRC BC Ratio | 0 | 0 | 0 | 0 | 0 | 0 | 0 | 0 | 0 | 0 | 0 | 0 | 0 | 0 | 0 | 0 | 0 | 0 | 0 | 0 | 0 | 0 | 0 | 0 | 0 | 0 | 0
F2_Commercial_Office_Existing_Food Preparation_Natural Gas_Range_E9 | F2 | Commercial | Office | Existing | Food Preparation | Natural Gas | Range | E9 | TRC BC Ratio | 0 | 0 | 0 | 0 | 0 | 0 | 0 | 0 | 0 | 0 | 0 | 0 | 0 | 0 | 0 | 0 | 0 | 0 | 0 | 0 | 0 | 0 | 0 | 0 | 0 | 0 | 0
F2_Commercial_Office_Existing_Food Preparation_Natural Gas_Range_E10 | F2 | Commercial | Office | Existing | Food Preparation | Natural Gas | Range | E10 | TRC BC Ratio | 0 | 0 | 0 | 0 | 0 | 0 | 0 | 0 | 0 | 0 | 0 | 0 | 0 | 0 | 0 | 0 | 0 | 0 | 0 | 0 | 0 | 0 | 0 | 0 | 0 | 0 | 0
F3_Commercial_Office_Existing_Food Preparation_Natural Gas_Range_E1 | F3 | Commercial | Office | Existing | Food Preparation | Natural Gas | Range | E1 | PACT BC Ratio | bar: 2021 to 2047
F3_Commercial_Office_Existing_Food Preparation_Natural Gas_Range_E2 | F3 | Commercial | Office | Existing | Food Preparation | Natural Gas | Range | E2 | PACT BC Ratio | 135901.2813 | 133939.8874 | 132027.2315 | 130173.0913 | 130190.6391 | 131425.1589 | 133426.7446 | 135851.5819 | 138469.2202 | 141146.2137 | 143794.5137 | 146137.9634 | 147927.0059 | 148687.2861 | 148335.7906 | 146881.9302 | 144435.8843 | 141234.2382 | 137422.3367 | 132903.9406 | 127617.8856 | 121534.4516 | 116133.2891 | 112637.4916 | 111127.2395 | 111671.9809 | 112219.3925
F3_Commercial_Office_Existing_Food Preparation_Natural Gas_Range_E3 | F3 | Commercial | Office | Existing | Food Preparation | Natural Gas | Range | E3 | PACT BC Ratio | 0 | 0 | 0 | 0 | 0 | 0 | 0 | 0 | 0 | 0 | 0 | 0 | 0 | 0 | 0 | 0 | 0 | 0 | 0 | 0 | 0 | 0 | 0 | 0 | 0 | 0 | 0
F3_Commercial_Office_Existing_Food Preparation_Natural Gas_Range_E4 | F3 | Commercial | Office | Existing | Food Preparation | Natural Gas | Range | E4 | PACT BC Ratio | 0 | 0 | 0 | 0 | 0 | 0 | 0 | 0 | 0 | 0 | 0 | 0 | 0 | 0 | 0 | 0 | 0 | 0 | 0 | 0 | 0 | 0 | 0 | 0 | 0 | 0 | 0
F3_Commercial_Office_Existing_Food Preparation_Natural Gas_Range_E5 | F3 | Commercial | Office | Existing | Food Preparation | Natural Gas | Range | E5 | PACT BC Ratio | 0 | 0 | 0 | 0 | 0 | 0 | 0 | 0 | 0 | 0 | 0 | 0 | 0 | 0 | 0 | 0 | 0 | 0 | 0 | 0 | 0 | 0 | 0 | 0 | 0 | 0 | 0
F3_Commercial_Office_Existing_Food Preparation_Natural Gas_Range_E6 | F3 | Commercial | Office | Existing | Food Preparation | Natural Gas | Range | E6 | PACT BC Ratio | 0 | 0 | 0 | 0 | 0 | 0 | 0 | 0 | 0 | 0 | 0 | 0 | 0 | 0 | 0 | 0 | 0 | 0 | 0 | 0 | 0 | 0 | 0 | 0 | 0 | 0 | 0
F3_Commercial_Office_Existing_Food Preparation_Natural Gas_Range_E7 | F3 | Commercial | Office | Existing | Food Preparation | Natural Gas | Range | E7 | PACT BC Ratio | 0 | 0 | 0 | 0 | 0 | 0 | 0 | 0 | 0 | 0 | 0 | 0 | 0 | 0 | 0 | 0 | 0 | 0 | 0 | 0 | 0 | 0 | 0 | 0 | 0 | 0 | 0
F3_Commercial_Office_Existing_Food Preparation_Natural Gas_Range_E8 | F3 | Commercial | Office | Existing | Food Preparation | Natural Gas | Range | E8 | PACT BC Ratio | 0 | 0 | 0 | 0 | 0 | 0 | 0 | 0 | 0 | 0 | 0 | 0 | 0 | 0 | 0 | 0 | 0 | 0 | 0 | 0 | 0 | 0 | 0 | 0 | 0 | 0 | 0
F3_Commercial_Office_Existing_Food Preparation_Natural Gas_Range_E9 | F3 | Commercial | Office | Existing | Food Preparation | Natural Gas | Range | E9 | PACT BC Ratio | 0 | 0 | 0 | 0 | 0 | 0 | 0 | 0 | 0 | 0 | 0 | 0 | 0 | 0 | 0 | 0 | 0 | 0 | 0 | 0 | 0 | 0 | 0 | 0 | 0 | 0 | 0
F3_Commercial_Office_Existing_Food Preparation_Natural Gas_Range_E10 | F3 | Commercial | Office | Existing | Food Preparation | Natural Gas | Range | E10 | PACT BC Ratio | 0 | 0 | 0 | 0 | 0 | 0 | 0 | 0 | 0 | 0 | 0 | 0 | 0 | 0 | 0 | 0 | 0 | 0 | 0 | 0 | 0 | 0 | 0 | 0 | 0 | 0 | 0
F4_Commercial_Office_Existing_Food Preparation_Natural Gas_Range_E1 | F4 | Commercial | Office | Existing | Food Preparation | Natural Gas | Range | E1 | RVT BC Ratio | bar: 2021 to 2047
F4_Commercial_Office_Existing_Food Preparation_Natural Gas_Range_E2 | F4 | Commercial | Office | Existing | Food Preparation | Natural Gas | Range | E2 | RVT BC Ratio | 0.7 | 0.7 | 0.7 | 0.7 | 0.7 | 0.7 | 0.7 | 0.7 | 0.7 | 0.7 | 0.7 | 0.7 | 0.7 | 0.7 | 0.7 | 0.7 | 0.7 | 0.7 | 0.7 | 0.7 | 0.7 | 0.7 | 0.7 | 0.7 | 0.7 | 0.7 | 0.7
F4_Commercial_Office_Existing_Food Preparation_Natural Gas_Range_E3 | F4 | Commercial | Office | Existing | Food Preparation | Natural Gas | Range | E3 | RVT BC Ratio | 0 | 0 | 0 | 0 | 0 | 0 | 0 | 0 | 0 | 0 | 0 | 0 | 0 | 0 | 0 | 0 | 0 | 0 | 0 | 0 | 0 | 0 | 0 | 0 | 0 | 0 | 0
F4_Commercial_Office_Existing_Food Preparation_Natural Gas_Range_E4 | F4 | Commercial | Office | Existing | Food Preparation | Natural Gas | Range | E4 | RVT BC Ratio | 0 | 0 | 0 | 0 | 0 | 0 | 0 | 0 | 0 | 0 | 0 | 0 | 0 | 0 | 0 | 0 | 0 | 0 | 0 | 0 | 0 | 0 | 0 | 0 | 0 | 0 | 0
F4_Commercial_Office_Existing_Food Preparation_Natural Gas_Range_E5 | F4 | Commercial | Office | Existing | Food Preparation | Natural Gas | Range | E5 | RVT BC Ratio | 0 | 0 | 0 | 0 | 0 | 0 | 0 | 0 | 0 | 0 | 0 | 0 | 0 | 0 | 0 | 0 | 0 | 0 | 0 | 0 | 0 | 0 | 0 | 0 | 0 | 0 | 0
F4_Commercial_Office_Existing_Food Preparation_Natural Gas_Range_E6 | F4 | Commercial | Office | Existing | Food Preparation | Natural Gas | Range | E6 | RVT BC Ratio | 0 | 0 | 0 | 0 | 0 | 0 | 0 | 0 | 0 | 0 | 0 | 0 | 0 | 0 | 0 | 0 | 0 | 0 | 0 | 0 | 0 | 0 | 0 | 0 | 0 | 0 | 0
F4_Commercial_Office_Existing_Food Preparation_Natural Gas_Range_E7 | F4 | Commercial | Office | Existing | Food Preparation | Natural Gas | Range | E7 | RVT BC Ratio | 0 | 0 | 0 | 0 | 0 | 0 | 0 | 0 | 0 | 0 | 0 | 0 | 0 | 0 | 0 | 0 | 0 | 0 | 0 | 0 | 0 | 0 | 0 | 0 | 0 | 0 | 0
F4_Commercial_Office_Existing_Food Preparation_Natural Gas_Range_E8 | F4 | Commercial | Office | Existing | Food Preparation | Natural Gas | Range | E8 | RVT BC Ratio | 0 | 0 | 0 | 0 | 0 | 0 | 0 | 0 | 0 | 0 | 0 | 0 | 0 | 0 | 0 | 0 | 0 | 0 | 0 | 0 | 0 | 0 | 0 | 0 | 0 | 0 | 0
F4_Commercial_Office_Existing_Food Preparation_Natural Gas_Range_E9 | F4 | Commercial | Office | Existing | Food Preparation | Natural Gas | Range | E9 | RVT BC Ratio | 0 | 0 | 0 | 0 | 0 | 0 | 0 | 0 | 0 | 0 | 0 | 0 | 0 | 0 | 0 | 0 | 0 | 0 | 0 | 0 | 0 | 0 | 0 | 0 | 0 | 0 | 0
F4_Commercial_Office_Existing_Food Preparation_Natural Gas_Range_E10 | F4 | Commercial | Office | Existing | Food Preparation | Natural Gas | Range | E10 | RVT BC Ratio | 0 | 0 | 0 | 0 | 0 | 0 | 0 | 0 | 0 | 0 | 0 | 0 | 0 | 0 | 0 | 0 | 0 | 0 | 0 | 0 | 0 | 0 | 0 | 0 | 0 | 0 | 0
F5_Commercial_Office_Existing_Food Preparation_Natural Gas_Range_E1 | F5 | Commercial | Office | Existing | Food Preparation | Natural Gas | Range | E1 | RIM BC Ratio | bar: 2021 to 2047
F5_Commercial_Office_Existing_Food Preparation_Natural Gas_Range_E2 | F5 | Commercial | Office | Existing | Food Preparation | Natural Gas | Range | E2 | RIM BC Ratio | 135901.2813 | 133939.8874 | 132027.2315 | 130173.0913 | 130190.6391 | 131425.1589 | 133426.7446 | 135851.5819 | 138469.2202 | 141146.2137 | 143794.5137 | 146137.9634 | 147927.0059 | 148687.2861 | 148335.7906 | 146881.9302 | 144435.8843 | 141234.2382 | 137422.3367 | 132903.9406 | 127617.8856 | 121534.4516 | 116133.2891 | 112637.4916 | 111127.2395 | 111671.9809 | 112219.3925
F5_Commercial_Office_Existing_Food Preparation_Natural Gas_Range_E3 | F5 | Commercial | Office | Existing | Food Preparation | Natural Gas | Range | E3 | RIM BC Ratio | 0 | 0 | 0 | 0 | 0 | 0 | 0 | 0 | 0 | 0 | 0 | 0 | 0 | 0 | 0 | 0 | 0 | 0 | 0 | 0 | 0 | 0 | 0 | 0 | 0 | 0 | 0
F5_Commercial_Office_Existing_Food Preparation_Natural Gas_Range_E4 | F5 | Commercial | Office | Existing | Food Preparation | Natural Gas | Range | E4 | RIM BC Ratio | 0 | 0 | 0 | 0 | 0 | 0 | 0 | 0 | 0 | 0 | 0 | 0 | 0 | 0 | 0 | 0 | 0 | 0 | 0 | 0 | 0 | 0 | 0 | 0 | 0 | 0 | 0
F5_Commercial_Office_Existing_Food Preparation_Natural Gas_Range_E5 | F5 | Commercial | Office | Existing | Food Preparation | Natural Gas | Range | E5 | RIM BC Ratio | 0 | 0 | 0 | 0 | 0 | 0 | 0 | 0 | 0 | 0 | 0 | 0 | 0 | 0 | 0 | 0 | 0 | 0 | 0 | 0 | 0 | 0 | 0 | 0 | 0 | 0 | 0
F5_Commercial_Office_Existing_Food Preparation_Natural Gas_Range_E6 | F5 | Commercial | Office | Existing | Food Preparation | Natural Gas | Range | E6 | RIM BC Ratio | 0 | 0 | 0 | 0 | 0 | 0 | 0 | 0 | 0 | 0 | 0 | 0 | 0 | 0 | 0 | 0 | 0 | 0 | 0 | 0 | 0 | 0 | 0 | 0 | 0 | 0 | 0
F5_Commercial_Office_Existing_Food Preparation_Natural Gas_Range_E7 | F5 | Commercial | Office | Existing | Food Preparation | Natural Gas | Range | E7 | RIM BC Ratio | 0 | 0 | 0 | 0 | 0 | 0 | 0 | 0 | 0 | 0 | 0 | 0 | 0 | 0 | 0 | 0 | 0 | 0 | 0 | 0 | 0 | 0 | 0 | 0 | 0 | 0 | 0
F5_Commercial_Office_Existing_Food Preparation_Natural Gas_Range_E8 | F5 | Commercial | Office | Existing | Food Preparation | Natural Gas | Range | E8 | RIM BC Ratio | 0 | 0 | 0 | 0 | 0 | 0 | 0 | 0 | 0 | 0 | 0 | 0 | 0 | 0 | 0 | 0 | 0 | 0 | 0 | 0 | 0 | 0 | 0 | 0 | 0 | 0 | 0
F5_Commercial_Office_Existing_Food Preparation_Natural Gas_Range_E9 | F5 | Commercial | Office | Existing | Food Preparation | Natural Gas | Range | E9 | RIM BC Ratio | 0 | 0 | 0 | 0 | 0 | 0 | 0 | 0 | 0 | 0 | 0 | 0 | 0 | 0 | 0 | 0 | 0 | 0 | 0 | 0 | 0 | 0 | 0 | 0 | 0 | 0 | 0
F5_Commercial_Office_Existing_Food Preparation_Natural Gas_Range_E10 | F5 | Commercial | Office | Existing | Food Preparation | Natural Gas | Range | E10 | RIM BC Ratio | 0 | 0 | 0 | 0 | 0 | 0 | 0 | 0 | 0 | 0 | 0 | 0 | 0 | 0 | 0 | 0 | 0 | 0 | 0 | 0 | 0 | 0 | 0 | 0 | 0 | 0 | 0
F0_Commercial_Office_Existing_Food Preparation_Natural Gas_Steamer_E0 | F0 | Commercial | Office | Existing | Food Preparation | Natural Gas | Steamer | E0 | Economic Unit | ENERGY STAR | ENERGY STAR | ENERGY STAR | ENERGY STAR | ENERGY STAR | ENERGY STAR | ENERGY STAR | ENERGY STAR | ENERGY STAR | ENERGY STAR | ENERGY STAR | ENERGY STAR | ENERGY STAR | ENERGY STAR | ENERGY STAR | ENERGY STAR | ENERGY STAR | ENERGY STAR | ENERGY STAR | ENERGY STAR | ENERGY STAR | ENERGY STAR | ENERGY STAR | ENERGY STAR | ENERGY STAR | ENERGY STAR | ENERGY STAR
F1_Commercial_Office_Existing_Food Preparation_Natural Gas_Steamer_E1 | F1 | Commercial | Office | Existing | Food Preparation | Natural Gas | Steamer | E1 | CCE | 0 | 0 | 0 | 0 | 0 | 0 | 0 | 0 | 0 | 0 | 0 | 0 | 0 | 0 | 0 | 0 | 0 | 0 | 0 | 0 | 0 | 0 | 0 | 0 | 0 | 0 | 0
F1_Commercial_Office_Existing_Food Preparation_Natural Gas_Steamer_E2 | F1 | Commercial | Office | Existing | Food Preparation | Natural Gas | Steamer | E2 | CCE | -0.0080635 | 0 | 0 | 0 | 0 | 0 | 0 | 0 | 0 | 0 | 0 | 0 | 0 | 0 | 0 | 0 | 0 | 0 | 0 | 0 | 0 | 0 | 0 | 0 | 0 | 0 | 0
F1_Commercial_Office_Existing_Food Preparation_Natural Gas_Steamer_E3 | F1 | Commercial | Office | Existing | Food Preparation | Natural Gas | Steamer | E3 | CCE | 0 | 0 | 0 | 0 | 0 | 0 | 0 | 0 | 0 | 0 | 0 | 0 | 0 | 0 | 0 | 0 | 0 | 0 | 0 | 0 | 0 | 0 | 0 | 0 | 0 | 0 | 0
F1_Commercial_Office_Existing_Food Preparation_Natural Gas_Steamer_E4 | F1 | Commercial | Office | Existing | Food Preparation | Natural Gas | Steamer | E4 | CCE | 0 | 0 | 0 | 0 | 0 | 0 | 0 | 0 | 0 | 0 | 0 | 0 | 0 | 0 | 0 | 0 | 0 | 0 | 0 | 0 | 0 | 0 | 0 | 0 | 0 | 0 | 0
F1_Commercial_Office_Existing_Food Preparation_Natural Gas_Steamer_E5 | F1 | Commercial | Office | Existing | Food Preparation | Natural Gas | Steamer | E5 | CCE | 0 | 0 | 0 | 0 | 0 | 0 | 0 | 0 | 0 | 0 | 0 | 0 | 0 | 0 | 0 | 0 | 0 | 0 | 0 | 0 | 0 | 0 | 0 | 0 | 0 | 0 | 0
F1_Commercial_Office_Existing_Food Preparation_Natural Gas_Steamer_E6 | F1 | Commercial | Office | Existing | Food Preparation | Natural Gas | Steamer | E6 | CCE | 0 | 0 | 0 | 0 | 0 | 0 | 0 | 0 | 0 | 0 | 0 | 0 | 0 | 0 | 0 | 0 | 0 | 0 | 0 | 0 | 0 | 0 | 0 | 0 | 0 | 0 | 0
F1_Commercial_Office_Existing_Food Preparation_Natural Gas_Steamer_E7 | F1 | Commercial | Office | Existing | Food Preparation | Natural Gas | Steamer | E7 | CCE | 0 | 0 | 0 | 0 | 0 | 0 | 0 | 0 | 0 | 0 | 0 | 0 | 0 | 0 | 0 | 0 | 0 | 0 | 0 | 0 | 0 | 0 | 0 | 0 | 0 | 0 | 0
F1_Commercial_Office_Existing_Food Preparation_Natural Gas_Steamer_E8 | F1 | Commercial | Office | Existing | Food Preparation | Natural Gas | Steamer | E8 | CCE | 0 | 0 | 0 | 0 | 0 | 0 | 0 | 0 | 0 | 0 | 0 | 0 | 0 | 0 | 0 | 0 | 0 | 0 | 0 | 0 | 0 | 0 | 0 | 0 | 0 | 0 | 0
F1_Commercial_Office_Existing_Food Preparation_Natural Gas_Steamer_E9 | F1 | Commercial | Office | Existing | Food Preparation | Natural Gas | Steamer | E9 | CCE | 0 | 0 | 0 | 0 | 0 | 0 | 0 | 0 | 0 | 0 | 0 | 0 | 0 | 0 | 0 | 0 | 0 | 0 | 0 | 0 | 0 | 0 | 0 | 0 | 0 | 0 | 0
F1_Commercial_Office_Existing_Food Preparation_Natural Gas_Steamer_E10 | F1 | Commercial | Office | Existing | Food Preparation | Natural Gas | Steamer | E10 | CCE | 0 | 0 | 0 | 0 | 0 | 0 | 0 | 0 | 0 | 0 | 0 | 0 | 0 | 0 | 0 | 0 | 0 | 0 | 0 | 0 | 0 | 0 | 0 | 0 | 0 | 0 | 0
F2_Commercial_Office_Existing_Food Preparation_Natural Gas_Steamer_E1 | F2 | Commercial | Office | Existing | Food Preparation | Natural Gas | Steamer | E1 | TRC BC Ratio | 1 | 0 | 0 | 0 | 0 | 0 | 0 | 0 | 0 | 0 | 0 | 0 | 0 | 0 | 0 | 0 | 0 | 0 | 0 | 0 | 0 | 0 | 0 | 0 | 0 | 0 | 0
F2_Commercial_Office_Existing_Food Preparation_Natural Gas_Steamer_E2 | F2 | Commercial | Office | Existing | Food Preparation | Natural Gas | Steamer | E2 | TRC BC Ratio | bar: 2021 to 2047
F2_Commercial_Office_Existing_Food Preparation_Natural Gas_Steamer_E3 | F2 | Commercial | Office | Existing | Food Preparation | Natural Gas | Steamer | E3 | TRC BC Ratio | 0 | 0 | 0 | 0 | 0 | 0 | 0 | 0 | 0 | 0 | 0 | 0 | 0 | 0 | 0 | 0 | 0 | 0 | 0 | 0 | 0 | 0 | 0 | 0 | 0 | 0 | 0
F2_Commercial_Office_Existing_Food Preparation_Natural Gas_Steamer_E4 | F2 | Commercial | Office | Existing | Food Preparation | Natural Gas | Steamer | E4 | TRC BC Ratio | 0 | 0 | 0 | 0 | 0 | 0 | 0 | 0 | 0 | 0 | 0 | 0 | 0 | 0 | 0 | 0 | 0 | 0 | 0 | 0 | 0 | 0 | 0 | 0 | 0 | 0 | 0
F2_Commercial_Office_Existing_Food Preparation_Natural Gas_Steamer_E5 | F2 | Commercial | Office | Existing | Food Preparation | Natural Gas | Steamer | E5 | TRC BC Ratio | 0 | 0 | 0 | 0 | 0 | 0 | 0 | 0 | 0 | 0 | 0 | 0 | 0 | 0 | 0 | 0 | 0 | 0 | 0 | 0 | 0 | 0 | 0 | 0 | 0 | 0 | 0
F2_Commercial_Office_Existing_Food Preparation_Natural Gas_Steamer_E6 | F2 | Commercial | Office | Existing | Food Preparation | Natural Gas | Steamer | E6 | TRC BC Ratio | 0 | 0 | 0 | 0 | 0 | 0 | 0 | 0 | 0 | 0 | 0 | 0 | 0 | 0 | 0 | 0 | 0 | 0 | 0 | 0 | 0 | 0 | 0 | 0 | 0 | 0 | 0
F2_Commercial_Office_Existing_Food Preparation_Natural Gas_Steamer_E7 | F2 | Commercial | Office | Existing | Food Preparation | Natural Gas | Steamer | E7 | TRC BC Ratio | 0 | 0 | 0 | 0 | 0 | 0 | 0 | 0 | 0 | 0 | 0 | 0 | 0 | 0 | 0 | 0 | 0 | 0 | 0 | 0 | 0 | 0 | 0 | 0 | 0 | 0 | 0
F2_Commercial_Office_Existing_Food Preparation_Natural Gas_Steamer_E8 | F2 | Commercial | Office | Existing | Food Preparation | Natural Gas | Steamer | E8 | TRC BC Ratio | 0 | 0 | 0 | 0 | 0 | 0 | 0 | 0 | 0 | 0 | 0 | 0 | 0 | 0 | 0 | 0 | 0 | 0 | 0 | 0 | 0 | 0 | 0 | 0 | 0 | 0 | 0
F2_Commercial_Office_Existing_Food Preparation_Natural Gas_Steamer_E9 | F2 | Commercial | Office | Existing | Food Preparation | Natural Gas | Steamer | E9 | TRC BC Ratio | 0 | 0 | 0 | 0 | 0 | 0 | 0 | 0 | 0 | 0 | 0 | 0 | 0 | 0 | 0 | 0 | 0 | 0 | 0 | 0 | 0 | 0 | 0 | 0 | 0 | 0 | 0
F2_Commercial_Office_Existing_Food Preparation_Natural Gas_Steamer_E10 | F2 | Commercial | Office | Existing | Food Preparation | Natural Gas | Steamer | E10 | TRC BC Ratio | 0 | 0 | 0 | 0 | 0 | 0 | 0 | 0 | 0 | 0 | 0 | 0 | 0 | 0 | 0 | 0 | 0 | 0 | 0 | 0 | 0 | 0 | 0 | 0 | 0 | 0 | 0
F3_Commercial_Office_Existing_Food Preparation_Natural Gas_Steamer_E1 | F3 | Commercial | Office | Existing | Food Preparation | Natural Gas | Steamer | E1 | PACT BC Ratio | 1 | 0 | 0 | 0 | 0 | 0 | 0 | 0 | 0 | 0 | 0 | 0 | 0 | 0 | 0 | 0 | 0 | 0 | 0 | 0 | 0 | 0 | 0 | 0 | 0 | 0 | 0
F3_Commercial_Office_Existing_Food Preparation_Natural Gas_Steamer_E2 | F3 | Commercial | Office | Existing | Food Preparation | Natural Gas | Steamer | E2 | PACT BC Ratio | bar: 2021 to 2047
F3_Commercial_Office_Existing_Food Preparation_Natural Gas_Steamer_E3 | F3 | Commercial | Office | Existing | Food Preparation | Natural Gas | Steamer | E3 | PACT BC Ratio | 0 | 0 | 0 | 0 | 0 | 0 | 0 | 0 | 0 | 0 | 0 | 0 | 0 | 0 | 0 | 0 | 0 | 0 | 0 | 0 | 0 | 0 | 0 | 0 | 0 | 0 | 0
F3_Commercial_Office_Existing_Food Preparation_Natural Gas_Steamer_E4 | F3 | Commercial | Office | Existing | Food Preparation | Natural Gas | Steamer | E4 | PACT BC Ratio | 0 | 0 | 0 | 0 | 0 | 0 | 0 | 0 | 0 | 0 | 0 | 0 | 0 | 0 | 0 | 0 | 0 | 0 | 0 | 0 | 0 | 0 | 0 | 0 | 0 | 0 | 0
F3_Commercial_Office_Existing_Food Preparation_Natural Gas_Steamer_E5 | F3 | Commercial | Office | Existing | Food Preparation | Natural Gas | Steamer | E5 | PACT BC Ratio | 0 | 0 | 0 | 0 | 0 | 0 | 0 | 0 | 0 | 0 | 0 | 0 | 0 | 0 | 0 | 0 | 0 | 0 | 0 | 0 | 0 | 0 | 0 | 0 | 0 | 0 | 0
F3_Commercial_Office_Existing_Food Preparation_Natural Gas_Steamer_E6 | F3 | Commercial | Office | Existing | Food Preparation | Natural Gas | Steamer | E6 | PACT BC Ratio | 0 | 0 | 0 | 0 | 0 | 0 | 0 | 0 | 0 | 0 | 0 | 0 | 0 | 0 | 0 | 0 | 0 | 0 | 0 | 0 | 0 | 0 | 0 | 0 | 0 | 0 | 0
F3_Commercial_Office_Existing_Food Preparation_Natural Gas_Steamer_E7 | F3 | Commercial | Office | Existing | Food Preparation | Natural Gas | Steamer | E7 | PACT BC Ratio | 0 | 0 | 0 | 0 | 0 | 0 | 0 | 0 | 0 | 0 | 0 | 0 | 0 | 0 | 0 | 0 | 0 | 0 | 0 | 0 | 0 | 0 | 0 | 0 | 0 | 0 | 0
F3_Commercial_Office_Existing_Food Preparation_Natural Gas_Steamer_E8 | F3 | Commercial | Office | Existing | Food Preparation | Natural Gas | Steamer | E8 | PACT BC Ratio | 0 | 0 | 0 | 0 | 0 | 0 | 0 | 0 | 0 | 0 | 0 | 0 | 0 | 0 | 0 | 0 | 0 | 0 | 0 | 0 | 0 | 0 | 0 | 0 | 0 | 0 | 0
F3_Commercial_Office_Existing_Food Preparation_Natural Gas_Steamer_E9 | F3 | Commercial | Office | Existing | Food Preparation | Natural Gas | Steamer | E9 | PACT BC Ratio | 0 | 0 | 0 | 0 | 0 | 0 | 0 | 0 | 0 | 0 | 0 | 0 | 0 | 0 | 0 | 0 | 0 | 0 | 0 | 0 | 0 | 0 | 0 | 0 | 0 | 0 | 0
F3_Commercial_Office_Existing_Food Preparation_Natural Gas_Steamer_E10 | F3 | Commercial | Office | Existing | Food Preparation | Natural Gas | Steamer | E10 | PACT BC Ratio | 0 | 0 | 0 | 0 | 0 | 0 | 0 | 0 | 0 | 0 | 0 | 0 | 0 | 0 | 0 | 0 | 0 | 0 | 0 | 0 | 0 | 0 | 0 | 0 | 0 | 0 | 0
F4_Commercial_Office_Existing_Food Preparation_Natural Gas_Steamer_E1 | F4 | Commercial | Office | Existing | Food Preparation | Natural Gas | Steamer | E1 | RVT BC Ratio | 1 | 0 | 0 | 0 | 0 | 0 | 0 | 0 | 0 | 0 | 0 | 0 | 0 | 0 | 0 | 0 | 0 | 0 | 0 | 0 | 0 | 0 | 0 | 0 | 0 | 0 | 0
F4_Commercial_Office_Existing_Food Preparation_Natural Gas_Steamer_E2 | F4 | Commercial | Office | Existing | Food Preparation | Natural Gas | Steamer | E2 | RVT BC Ratio | bar: 2021 to 2047
F4_Commercial_Office_Existing_Food Preparation_Natural Gas_Steamer_E3 | F4 | Commercial | Office | Existing | Food Preparation | Natural Gas | Steamer | E3 | RVT BC Ratio | 0 | 0 | 0 | 0 | 0 | 0 | 0 | 0 | 0 | 0 | 0 | 0 | 0 | 0 | 0 | 0 | 0 | 0 | 0 | 0 | 0 | 0 | 0 | 0 | 0 | 0 | 0
F4_Commercial_Office_Existing_Food Preparation_Natural Gas_Steamer_E4 | F4 | Commercial | Office | Existing | Food Preparation | Natural Gas | Steamer | E4 | RVT BC Ratio | 0 | 0 | 0 | 0 | 0 | 0 | 0 | 0 | 0 | 0 | 0 | 0 | 0 | 0 | 0 | 0 | 0 | 0 | 0 | 0 | 0 | 0 | 0 | 0 | 0 | 0 | 0
F4_Commercial_Office_Existing_Food Preparation_Natural Gas_Steamer_E5 | F4 | Commercial | Office | Existing | Food Preparation | Natural Gas | Steamer | E5 | RVT BC Ratio | 0 | 0 | 0 | 0 | 0 | 0 | 0 | 0 | 0 | 0 | 0 | 0 | 0 | 0 | 0 | 0 | 0 | 0 | 0 | 0 | 0 | 0 | 0 | 0 | 0 | 0 | 0
F4_Commercial_Office_Existing_Food Preparation_Natural Gas_Steamer_E6 | F4 | Commercial | Office | Existing | Food Preparation | Natural Gas | Steamer | E6 | RVT BC Ratio | 0 | 0 | 0 | 0 | 0 | 0 | 0 | 0 | 0 | 0 | 0 | 0 | 0 | 0 | 0 | 0 | 0 | 0 | 0 | 0 | 0 | 0 | 0 | 0 | 0 | 0 | 0
F4_Commercial_Office_Existing_Food Preparation_Natural Gas_Steamer_E7 | F4 | Commercial | Office | Existing | Food Preparation | Natural Gas | Steamer | E7 | RVT BC Ratio | 0 | 0 | 0 | 0 | 0 | 0 | 0 | 0 | 0 | 0 | 0 | 0 | 0 | 0 | 0 | 0 | 0 | 0 | 0 | 0 | 0 | 0 | 0 | 0 | 0 | 0 | 0
F4_Commercial_Office_Existing_Food Preparation_Natural Gas_Steamer_E8 | F4 | Commercial | Office | Existing | Food Preparation | Natural Gas | Steamer | E8 | RVT BC Ratio | 0 | 0 | 0 | 0 | 0 | 0 | 0 | 0 | 0 | 0 | 0 | 0 | 0 | 0 | 0 | 0 | 0 | 0 | 0 | 0 | 0 | 0 | 0 | 0 | 0 | 0 | 0
F4_Commercial_Office_Existing_Food Preparation_Natural Gas_Steamer_E9 | F4 | Commercial | Office | Existing | Food Preparation | Natural Gas | Steamer | E9 | RVT BC Ratio | 0 | 0 | 0 | 0 | 0 | 0 | 0 | 0 | 0 | 0 | 0 | 0 | 0 | 0 | 0 | 0 | 0 | 0 | 0 | 0 | 0 | 0 | 0 | 0 | 0 | 0 | 0
F4_Commercial_Office_Existing_Food Preparation_Natural Gas_Steamer_E10 | F4 | Commercial | Office | Existing | Food Preparation | Natural Gas | Steamer | E10 | RVT BC Ratio | 0 | 0 | 0 | 0 | 0 | 0 | 0 | 0 | 0 | 0 | 0 | 0 | 0 | 0 | 0 | 0 | 0 | 0 | 0 | 0 | 0 | 0 | 0 | 0 | 0 | 0 | 0
F5_Commercial_Office_Existing_Food Preparation_Natural Gas_Steamer_E1 | F5 | Commercial | Office | Existing | Food Preparation | Natural Gas | Steamer | E1 | RIM BC Ratio | 1 | 0 | 0 | 0 | 0 | 0 | 0 | 0 | 0 | 0 | 0 | 0 | 0 | 0 | 0 | 0 | 0 | 0 | 0 | 0 | 0 | 0 | 0 | 0 | 0 | 0 | 0
F5_Commercial_Office_Existing_Food Preparation_Natural Gas_Steamer_E2 | F5 | Commercial | Office | Existing | Food Preparation | Natural Gas | Steamer | E2 | RIM BC Ratio | bar: 2021 to 2047
F5_Commercial_Office_Existing_Food Preparation_Natural Gas_Steamer_E3 | F5 | Commercial | Office | Existing | Food Preparation | Natural Gas | Steamer | E3 | RIM BC Ratio | 0 | 0 | 0 | 0 | 0 | 0 | 0 | 0 | 0 | 0 | 0 | 0 | 0 | 0 | 0 | 0 | 0 | 0 | 0 | 0 | 0 | 0 | 0 | 0 | 0 | 0 | 0
F5_Commercial_Office_Existing_Food Preparation_Natural Gas_Steamer_E4 | F5 | Commercial | Office | Existing | Food Preparation | Natural Gas | Steamer | E4 | RIM BC Ratio | 0 | 0 | 0 | 0 | 0 | 0 | 0 | 0 | 0 | 0 | 0 | 0 | 0 | 0 | 0 | 0 | 0 | 0 | 0 | 0 | 0 | 0 | 0 | 0 | 0 | 0 | 0
F5_Commercial_Office_Existing_Food Preparation_Natural Gas_Steamer_E5 | F5 | Commercial | Office | Existing | Food Preparation | Natural Gas | Steamer | E5 | RIM BC Ratio | 0 | 0 | 0 | 0 | 0 | 0 | 0 | 0 | 0 | 0 | 0 | 0 | 0 | 0 | 0 | 0 | 0 | 0 | 0 | 0 | 0 | 0 | 0 | 0 | 0 | 0 | 0
F5_Commercial_Office_Existing_Food Preparation_Natural Gas_Steamer_E6 | F5 | Commercial | Office | Existing | Food Preparation | Natural Gas | Steamer | E6 | RIM BC Ratio | 0 | 0 | 0 | 0 | 0 | 0 | 0 | 0 | 0 | 0 | 0 | 0 | 0 | 0 | 0 | 0 | 0 | 0 | 0 | 0 | 0 | 0 | 0 | 0 | 0 | 0 | 0
F5_Commercial_Office_Existing_Food Preparation_Natural Gas_Steamer_E7 | F5 | Commercial | Office | Existing | Food Preparation | Natural Gas | Steamer | E7 | RIM BC Ratio | 0 | 0 | 0 | 0 | 0 | 0 | 0 | 0 | 0 | 0 | 0 | 0 | 0 | 0 | 0 | 0 | 0 | 0 | 0 | 0 | 0 | 0 | 0 | 0 | 0 | 0 | 0
F5_Commercial_Office_Existing_Food Preparation_Natural Gas_Steamer_E8 | F5 | Commercial | Office | Existing | Food Preparation | Natural Gas | Steamer | E8 | RIM BC Ratio | 0 | 0 | 0 | 0 | 0 | 0 | 0 | 0 | 0 | 0 | 0 | 0 | 0 | 0 | 0 | 0 | 0 | 0 | 0 | 0 | 0 | 0 | 0 | 0 | 0 | 0 | 0
F5_Commercial_Office_Existing_Food Preparation_Natural Gas_Steamer_E9 | F5 | Commercial | Office | Existing | Food Preparation | Natural Gas | Steamer | E9 | RIM BC Ratio | 0 | 0 | 0 | 0 | 0 | 0 | 0 | 0 | 0 | 0 | 0 | 0 | 0 | 0 | 0 | 0 | 0 | 0 | 0 | 0 | 0 | 0 | 0 | 0 | 0 | 0 | 0
F5_Commercial_Office_Existing_Food Preparation_Natural Gas_Steamer_E10 | F5 | Commercial | Office | Existing | Food Preparation | Natural Gas | Steamer | E10 | RIM BC Ratio | 0 | 0 | 0 | 0 | 0 | 0 | 0 | 0 | 0 | 0 | 0 | 0 | 0 | 0 | 0 | 0 | 0 | 0 | 0 | 0 | 0 | 0 | 0 | 0 | 0 | 0 | 0
F0_Commercial_Office_Existing_Food Preparation_Natural Gas_Commercial Food Prep Other_E0 | F0 | Commercial | Office | Existing | Food Preparation | Natural Gas | Commercial Food Prep Other | E0 | Economic Unit | ENERGY STAR | ENERGY STAR | ENERGY STAR | ENERGY STAR | ENERGY STAR | ENERGY STAR | ENERGY STAR | ENERGY STAR | ENERGY STAR | ENERGY STAR | ENERGY STAR | ENERGY STAR | ENERGY STAR | ENERGY STAR | ENERGY STAR | ENERGY STAR | ENERGY STAR | ENERGY STAR | ENERGY STAR | ENERGY STAR | ENERGY STAR | ENERGY STAR | ENERGY STAR | ENERGY STAR | ENERGY STAR | ENERGY STAR | ENERGY STAR
F1_Commercial_Office_Existing_Food Preparation_Natural Gas_Commercial Food Prep Other_E1 | F1 | Commercial | Office | Existing | Food Preparation | Natural Gas | Commercial Food Prep Other | E1 | CCE | 0 | 0 | 0 | 0 | 0 | 0 | 0 | 0 | 0 | 0 | 0 | 0 | 0 | 0 | 0 | 0 | 0 | 0 | 0 | 0 | 0 | 0 | 0 | 0 | 0 | 0 | 0
F1_Commercial_Office_Existing_Food Preparation_Natural Gas_Commercial Food Prep Other_E2 | F1 | Commercial | Office | Existing | Food Preparation | Natural Gas | Commercial Food Prep Other | E2 | CCE | 0.0014297 | 0.0014297 | 0.0014297 | 0.0014297 | 0.0014297 | 0.0014297 | 0.0014297 | 0.0014297 | 0.0014297 | 0.0014297 | 0.0014297 | 0.0014297 | 0.0014297 | 0.0014297 | 0.0014297 | 0.0014297 | 0.0014297 | 0.0014297 | 0.0014297 | 0.0014297 | 0.0014297 | 0.0014297 | 0.0014297 | 0.0014297 | 0.0014297 | 0.0014297 | 0.0014297
F1_Commercial_Office_Existing_Food Preparation_Natural Gas_Commercial Food Prep Other_E3 | F1 | Commercial | Office | Existing | Food Preparation | Natural Gas | Commercial Food Prep Other | E3 | CCE | 0 | 0 | 0 | 0 | 0 | 0 | 0 | 0 | 0 | 0 | 0 | 0 | 0 | 0 | 0 | 0 | 0 | 0 | 0 | 0 | 0 | 0 | 0 | 0 | 0 | 0 | 0
F1_Commercial_Office_Existing_Food Preparation_Natural Gas_Commercial Food Prep Other_E4 | F1 | Commercial | Office | Existing | Food Preparation | Natural Gas | Commercial Food Prep Other | E4 | CCE | 0 | 0 | 0 | 0 | 0 | 0 | 0 | 0 | 0 | 0 | 0 | 0 | 0 | 0 | 0 | 0 | 0 | 0 | 0 | 0 | 0 | 0 | 0 | 0 | 0 | 0 | 0
F1_Commercial_Office_Existing_Food Preparation_Natural Gas_Commercial Food Prep Other_E5 | F1 | Commercial | Office | Existing | Food Preparation | Natural Gas | Commercial Food Prep Other | E5 | CCE | 0 | 0 | 0 | 0 | 0 | 0 | 0 | 0 | 0 | 0 | 0 | 0 | 0 | 0 | 0 | 0 | 0 | 0 | 0 | 0 | 0 | 0 | 0 | 0 | 0 | 0 | 0
F1_Commercial_Office_Existing_Food Preparation_Natural Gas_Commercial Food Prep Other_E6 | F1 | Commercial | Office | Existing | Food Preparation | Natural Gas | Commercial Food Prep Other | E6 | CCE | 0 | 0 | 0 | 0 | 0 | 0 | 0 | 0 | 0 | 0 | 0 | 0 | 0 | 0 | 0 | 0 | 0 | 0 | 0 | 0 | 0 | 0 | 0 | 0 | 0 | 0 | 0
F1_Commercial_Office_Existing_Food Preparation_Natural Gas_Commercial Food Prep Other_E7 | F1 | Commercial | Office | Existing | Food Preparation | Natural Gas | Commercial Food Prep Other | E7 | CCE | 0 | 0 | 0 | 0 | 0 | 0 | 0 | 0 | 0 | 0 | 0 | 0 | 0 | 0 | 0 | 0 | 0 | 0 | 0 | 0 | 0 | 0 | 0 | 0 | 0 | 0 | 0
F1_Commercial_Office_Existing_Food Preparation_Natural Gas_Commercial Food Prep Other_E8 | F1 | Commercial | Office | Existing | Food Preparation | Natural Gas | Commercial Food Prep Other | E8 | CCE | 0 | 0 | 0 | 0 | 0 | 0 | 0 | 0 | 0 | 0 | 0 | 0 | 0 | 0 | 0 | 0 | 0 | 0 | 0 | 0 | 0 | 0 | 0 | 0 | 0 | 0 | 0
F1_Commercial_Office_Existing_Food Preparation_Natural Gas_Commercial Food Prep Other_E9 | F1 | Commercial | Office | Existing | Food Preparation | Natural Gas | Commercial Food Prep Other | E9 | CCE | 0 | 0 | 0 | 0 | 0 | 0 | 0 | 0 | 0 | 0 | 0 | 0 | 0 | 0 | 0 | 0 | 0 | 0 | 0 | 0 | 0 | 0 | 0 | 0 | 0 | 0 | 0
F1_Commercial_Office_Existing_Food Preparation_Natural Gas_Commercial Food Prep Other_E10 | F1 | Commercial | Office | Existing | Food Preparation | Natural Gas | Commercial Food Prep Other | E10 | CCE | 0 | 0 | 0 | 0 | 0 | 0 | 0 | 0 | 0 | 0 | 0 | 0 | 0 | 0 | 0 | 0 | 0 | 0 | 0 | 0 | 0 | 0 | 0 | 0 | 0 | 0 | 0
F2_Commercial_Office_Existing_Food Preparation_Natural Gas_Commercial Food Prep Other_E1 | F2 | Commercial | Office | Existing | Food Preparation | Natural Gas | Commercial Food Prep Other | E1 | TRC BC Ratio | bar: 2021 to 2047
F2_Commercial_Office_Existing_Food Preparation_Natural Gas_Commercial Food Prep Other_E2 | F2 | Commercial | Office | Existing | Food Preparation | Natural Gas | Commercial Food Prep Other | E2 | TRC BC Ratio | 9.6116 | 9.4729 | 9.3376 | 9.2065 | 9.2077 | 9.295 | 9.4366 | 9.6081 | 9.7932 | 9.9825 | 10.1698 | 10.3356 | 10.4621 | 10.5159 | 10.491 | 10.3882 | 10.2152 | 9.9888 | 9.7192 | 9.3996 | 9.0257 | 8.5955 | 8.2135 | 7.9663 | 7.8594 | 7.898 | 7.9367
F2_Commercial_Office_Existing_Food Preparation_Natural Gas_Commercial Food Prep Other_E3 | F2 | Commercial | Office | Existing | Food Preparation | Natural Gas | Commercial Food Prep Other | E3 | TRC BC Ratio | 0 | 0 | 0 | 0 | 0 | 0 | 0 | 0 | 0 | 0 | 0 | 0 | 0 | 0 | 0 | 0 | 0 | 0 | 0 | 0 | 0 | 0 | 0 | 0 | 0 | 0 | 0
F2_Commercial_Office_Existing_Food Preparation_Natural Gas_Commercial Food Prep Other_E4 | F2 | Commercial | Office | Existing | Food Preparation | Natural Gas | Commercial Food Prep Other | E4 | TRC BC Ratio | 0 | 0 | 0 | 0 | 0 | 0 | 0 | 0 | 0 | 0 | 0 | 0 | 0 | 0 | 0 | 0 | 0 | 0 | 0 | 0 | 0 | 0 | 0 | 0 | 0 | 0 | 0
F2_Commercial_Office_Existing_Food Preparation_Natural Gas_Commercial Food Prep Other_E5 | F2 | Commercial | Office | Existing | Food Preparation | Natural Gas | Commercial Food Prep Other | E5 | TRC BC Ratio | 0 | 0 | 0 | 0 | 0 | 0 | 0 | 0 | 0 | 0 | 0 | 0 | 0 | 0 | 0 | 0 | 0 | 0 | 0 | 0 | 0 | 0 | 0 | 0 | 0 | 0 | 0
F2_Commercial_Office_Existing_Food Preparation_Natural Gas_Commercial Food Prep Other_E6 | F2 | Commercial | Office | Existing | Food Preparation | Natural Gas | Commercial Food Prep Other | E6 | TRC BC Ratio | 0 | 0 | 0 | 0 | 0 | 0 | 0 | 0 | 0 | 0 | 0 | 0 | 0 | 0 | 0 | 0 | 0 | 0 | 0 | 0 | 0 | 0 | 0 | 0 | 0 | 0 | 0
F2_Commercial_Office_Existing_Food Preparation_Natural Gas_Commercial Food Prep Other_E7 | F2 | Commercial | Office | Existing | Food Preparation | Natural Gas | Commercial Food Prep Other | E7 | TRC BC Ratio | 0 | 0 | 0 | 0 | 0 | 0 | 0 | 0 | 0 | 0 | 0 | 0 | 0 | 0 | 0 | 0 | 0 | 0 | 0 | 0 | 0 | 0 | 0 | 0 | 0 | 0 | 0
F2_Commercial_Office_Existing_Food Preparation_Natural Gas_Commercial Food Prep Other_E8 | F2 | Commercial | Office | Existing | Food Preparation | Natural Gas | Commercial Food Prep Other | E8 | TRC BC Ratio | 0 | 0 | 0 | 0 | 0 | 0 | 0 | 0 | 0 | 0 | 0 | 0 | 0 | 0 | 0 | 0 | 0 | 0 | 0 | 0 | 0 | 0 | 0 | 0 | 0 | 0 | 0
F2_Commercial_Office_Existing_Food Preparation_Natural Gas_Commercial Food Prep Other_E9 | F2 | Commercial | Office | Existing | Food Preparation | Natural Gas | Commercial Food Prep Other | E9 | TRC BC Ratio | 0 | 0 | 0 | 0 | 0 | 0 | 0 | 0 | 0 | 0 | 0 | 0 | 0 | 0 | 0 | 0 | 0 | 0 | 0 | 0 | 0 | 0 | 0 | 0 | 0 | 0 | 0
F2_Commercial_Office_Existing_Food Preparation_Natural Gas_Commercial Food Prep Other_E10 | F2 | Commercial | Office | Existing | Food Preparation | Natural Gas | Commercial Food Prep Other | E10 | TRC BC Ratio | 0 | 0 | 0 | 0 | 0 | 0 | 0 | 0 | 0 | 0 | 0 | 0 | 0 | 0 | 0 | 0 | 0 | 0 | 0 | 0 | 0 | 0 | 0 | 0 | 0 | 0 | 0
F3_Commercial_Office_Existing_Food Preparation_Natural Gas_Commercial Food Prep Other_E1 | F3 | Commercial | Office | Existing | Food Preparation | Natural Gas | Commercial Food Prep Other | E1 | PACT BC Ratio | bar: 2021 to 2047
F3_Commercial_Office_Existing_Food Preparation_Natural Gas_Commercial Food Prep Other_E2 | F3 | Commercial | Office | Existing | Food Preparation | Natural Gas | Commercial Food Prep Other | E2 | PACT BC Ratio | 12.119 | 11.9441 | 11.7735 | 11.6081 | 11.6097 | 11.7198 | 11.8983 | 12.1145 | 12.348 | 12.5867 | 12.8228 | 13.0318 | 13.1913 | 13.2591 | 13.2278 | 13.0982 | 12.88 | 12.5945 | 12.2546 | 11.8517 | 11.3803 | 10.8378 | 10.3562 | 10.0444 | 9.9097 | 9.9583 | 10.0071
F3_Commercial_Office_Existing_Food Preparation_Natural Gas_Commercial Food Prep Other_E3 | F3 | Commercial | Office | Existing | Food Preparation | Natural Gas | Commercial Food Prep Other | E3 | PACT BC Ratio | 0 | 0 | 0 | 0 | 0 | 0 | 0 | 0 | 0 | 0 | 0 | 0 | 0 | 0 | 0 | 0 | 0 | 0 | 0 | 0 | 0 | 0 | 0 | 0 | 0 | 0 | 0
F3_Commercial_Office_Existing_Food Preparation_Natural Gas_Commercial Food Prep Other_E4 | F3 | Commercial | Office | Existing | Food Preparation | Natural Gas | Commercial Food Prep Other | E4 | PACT BC Ratio | 0 | 0 | 0 | 0 | 0 | 0 | 0 | 0 | 0 | 0 | 0 | 0 | 0 | 0 | 0 | 0 | 0 | 0 | 0 | 0 | 0 | 0 | 0 | 0 | 0 | 0 | 0
F3_Commercial_Office_Existing_Food Preparation_Natural Gas_Commercial Food Prep Other_E5 | F3 | Commercial | Office | Existing | Food Preparation | Natural Gas | Commercial Food Prep Other | E5 | PACT BC Ratio | 0 | 0 | 0 | 0 | 0 | 0 | 0 | 0 | 0 | 0 | 0 | 0 | 0 | 0 | 0 | 0 | 0 | 0 | 0 | 0 | 0 | 0 | 0 | 0 | 0 | 0 | 0
F3_Commercial_Office_Existing_Food Preparation_Natural Gas_Commercial Food Prep Other_E6 | F3 | Commercial | Office | Existing | Food Preparation | Natural Gas | Commercial Food Prep Other | E6 | PACT BC Ratio | 0 | 0 | 0 | 0 | 0 | 0 | 0 | 0 | 0 | 0 | 0 | 0 | 0 | 0 | 0 | 0 | 0 | 0 | 0 | 0 | 0 | 0 | 0 | 0 | 0 | 0 | 0
F3_Commercial_Office_Existing_Food Preparation_Natural Gas_Commercial Food Prep Other_E7 | F3 | Commercial | Office | Existing | Food Preparation | Natural Gas | Commercial Food Prep Other | E7 | PACT BC Ratio | 0 | 0 | 0 | 0 | 0 | 0 | 0 | 0 | 0 | 0 | 0 | 0 | 0 | 0 | 0 | 0 | 0 | 0 | 0 | 0 | 0 | 0 | 0 | 0 | 0 | 0 | 0
F3_Commercial_Office_Existing_Food Preparation_Natural Gas_Commercial Food Prep Other_E8 | F3 | Commercial | Office | Existing | Food Preparation | Natural Gas | Commercial Food Prep Other | E8 | PACT BC Ratio | 0 | 0 | 0 | 0 | 0 | 0 | 0 | 0 | 0 | 0 | 0 | 0 | 0 | 0 | 0 | 0 | 0 | 0 | 0 | 0 | 0 | 0 | 0 | 0 | 0 | 0 | 0
F3_Commercial_Office_Existing_Food Preparation_Natural Gas_Commercial Food Prep Other_E9 | F3 | Commercial | Office | Existing | Food Preparation | Natural Gas | Commercial Food Prep Other | E9 | PACT BC Ratio | 0 | 0 | 0 | 0 | 0 | 0 | 0 | 0 | 0 | 0 | 0 | 0 | 0 | 0 | 0 | 0 | 0 | 0 | 0 | 0 | 0 | 0 | 0 | 0 | 0 | 0 | 0
F3_Commercial_Office_Existing_Food Preparation_Natural Gas_Commercial Food Prep Other_E10 | F3 | Commercial | Office | Existing | Food Preparation | Natural Gas | Commercial Food Prep Other | E10 | PACT BC Ratio | 0 | 0 | 0 | 0 | 0 | 0 | 0 | 0 | 0 | 0 | 0 | 0 | 0 | 0 | 0 | 0 | 0 | 0 | 0 | 0 | 0 | 0 | 0 | 0 | 0 | 0 | 0
F4_Commercial_Office_Existing_Food Preparation_Natural Gas_Commercial Food Prep Other_E1 | F4 | Commercial | Office | Existing | Food Preparation | Natural Gas | Commercial Food Prep Other | E1 | RVT BC Ratio | bar: 2021 to 2047
F4_Commercial_Office_Existing_Food Preparation_Natural Gas_Commercial Food Prep Other_E2 | F4 | Commercial | Office | Existing | Food Preparation | Natural Gas | Commercial Food Prep Other | E2 | RVT BC Ratio | 0.7 | 0.7 | 0.7 | 0.7 | 0.7 | 0.7 | 0.7 | 0.7 | 0.7 | 0.7 | 0.7 | 0.7 | 0.7 | 0.7 | 0.7 | 0.7 | 0.7 | 0.7 | 0.7 | 0.7 | 0.7 | 0.7 | 0.7 | 0.7 | 0.7 | 0.7 | 0.7
F4_Commercial_Office_Existing_Food Preparation_Natural Gas_Commercial Food Prep Other_E3 | F4 | Commercial | Office | Existing | Food Preparation | Natural Gas | Commercial Food Prep Other | E3 | RVT BC Ratio | 0 | 0 | 0 | 0 | 0 | 0 | 0 | 0 | 0 | 0 | 0 | 0 | 0 | 0 | 0 | 0 | 0 | 0 | 0 | 0 | 0 | 0 | 0 | 0 | 0 | 0 | 0
F4_Commercial_Office_Existing_Food Preparation_Natural Gas_Commercial Food Prep Other_E4 | F4 | Commercial | Office | Existing | Food Preparation | Natural Gas | Commercial Food Prep Other | E4 | RVT BC Ratio | 0 | 0 | 0 | 0 | 0 | 0 | 0 | 0 | 0 | 0 | 0 | 0 | 0 | 0 | 0 | 0 | 0 | 0 | 0 | 0 | 0 | 0 | 0 | 0 | 0 | 0 | 0
F4_Commercial_Office_Existing_Food Preparation_Natural Gas_Commercial Food Prep Other_E5 | F4 | Commercial | Office | Existing | Food Preparation | Natural Gas | Commercial Food Prep Other | E5 | RVT BC Ratio | 0 | 0 | 0 | 0 | 0 | 0 | 0 | 0 | 0 | 0 | 0 | 0 | 0 | 0 | 0 | 0 | 0 | 0 | 0 | 0 | 0 | 0 | 0 | 0 | 0 | 0 | 0
F4_Commercial_Office_Existing_Food Preparation_Natural Gas_Commercial Food Prep Other_E6 | F4 | Commercial | Office | Existing | Food Preparation | Natural Gas | Commercial Food Prep Other | E6 | RVT BC Ratio | 0 | 0 | 0 | 0 | 0 | 0 | 0 | 0 | 0 | 0 | 0 | 0 | 0 | 0 | 0 | 0 | 0 | 0 | 0 | 0 | 0 | 0 | 0 | 0 | 0 | 0 | 0
F4_Commercial_Office_Existing_Food Preparation_Natural Gas_Commercial Food Prep Other_E7 | F4 | Commercial | Office | Existing | Food Preparation | Natural Gas | Commercial Food Prep Other | E7 | RVT BC Ratio | 0 | 0 | 0 | 0 | 0 | 0 | 0 | 0 | 0 | 0 | 0 | 0 | 0 | 0 | 0 | 0 | 0 | 0 | 0 | 0 | 0 | 0 | 0 | 0 | 0 | 0 | 0
F4_Commercial_Office_Existing_Food Preparation_Natural Gas_Commercial Food Prep Other_E8 | F4 | Commercial | Office | Existing | Food Preparation | Natural Gas | Commercial Food Prep Other | E8 | RVT BC Ratio | 0 | 0 | 0 | 0 | 0 | 0 | 0 | 0 | 0 | 0 | 0 | 0 | 0 | 0 | 0 | 0 | 0 | 0 | 0 | 0 | 0 | 0 | 0 | 0 | 0 | 0 | 0
F4_Commercial_Office_Existing_Food Preparation_Natural Gas_Commercial Food Prep Other_E9 | F4 | Commercial | Office | Existing | Food Preparation | Natural Gas | Commercial Food Prep Other | E9 | RVT BC Ratio | 0 | 0 | 0 | 0 | 0 | 0 | 0 | 0 | 0 | 0 | 0 | 0 | 0 | 0 | 0 | 0 | 0 | 0 | 0 | 0 | 0 | 0 | 0 | 0 | 0 | 0 | 0
F4_Commercial_Office_Existing_Food Preparation_Natural Gas_Commercial Food Prep Other_E10 | F4 | Commercial | Office | Existing | Food Preparation | Natural Gas | Commercial Food Prep Other | E10 | RVT BC Ratio | 0 | 0 | 0 | 0 | 0 | 0 | 0 | 0 | 0 | 0 | 0 | 0 | 0 | 0 | 0 | 0 | 0 | 0 | 0 | 0 | 0 | 0 | 0 | 0 | 0 | 0 | 0
F5_Commercial_Office_Existing_Food Preparation_Natural Gas_Commercial Food Prep Other_E1 | F5 | Commercial | Office | Existing | Food Preparation | Natural Gas | Commercial Food Prep Other | E1 | RIM BC Ratio | bar: 2021 to 2047
F5_Commercial_Office_Existing_Food Preparation_Natural Gas_Commercial Food Prep Other_E2 | F5 | Commercial | Office | Existing | Food Preparation | Natural Gas | Commercial Food Prep Other | E2 | RIM BC Ratio | 12.119 | 11.9441 | 11.7735 | 11.6081 | 11.6097 | 11.7198 | 11.8983 | 12.1145 | 12.348 | 12.5867 | 12.8228 | 13.0318 | 13.1913 | 13.2591 | 13.2278 | 13.0982 | 12.88 | 12.5945 | 12.2546 | 11.8517 | 11.3803 | 10.8378 | 10.3562 | 10.0444 | 9.9097 | 9.9583 | 10.0071
F5_Commercial_Office_Existing_Food Preparation_Natural Gas_Commercial Food Prep Other_E3 | F5 | Commercial | Office | Existing | Food Preparation | Natural Gas | Commercial Food Prep Other | E3 | RIM BC Ratio | 0 | 0 | 0 | 0 | 0 | 0 | 0 | 0 | 0 | 0 | 0 | 0 | 0 | 0 | 0 | 0 | 0 | 0 | 0 | 0 | 0 | 0 | 0 | 0 | 0 | 0 | 0
F5_Commercial_Office_Existing_Food Preparation_Natural Gas_Commercial Food Prep Other_E4 | F5 | Commercial | Office | Existing | Food Preparation | Natural Gas | Commercial Food Prep Other | E4 | RIM BC Ratio | 0 | 0 | 0 | 0 | 0 | 0 | 0 | 0 | 0 | 0 | 0 | 0 | 0 | 0 | 0 | 0 | 0 | 0 | 0 | 0 | 0 | 0 | 0 | 0 | 0 | 0 | 0
F5_Commercial_Office_Existing_Food Preparation_Natural Gas_Commercial Food Prep Other_E5 | F5 | Commercial | Office | Existing | Food Preparation | Natural Gas | Commercial Food Prep Other | E5 | RIM BC Ratio | 0 | 0 | 0 | 0 | 0 | 0 | 0 | 0 | 0 | 0 | 0 | 0 | 0 | 0 | 0 | 0 | 0 | 0 | 0 | 0 | 0 | 0 | 0 | 0 | 0 | 0 | 0
F5_Commercial_Office_Existing_Food Preparation_Natural Gas_Commercial Food Prep Other_E6 | F5 | Commercial | Office | Existing | Food Preparation | Natural Gas | Commercial Food Prep Other | E6 | RIM BC Ratio | 0 | 0 | 0 | 0 | 0 | 0 | 0 | 0 | 0 | 0 | 0 | 0 | 0 | 0 | 0 | 0 | 0 | 0 | 0 | 0 | 0 | 0 | 0 | 0 | 0 | 0 | 0
F5_Commercial_Office_Existing_Food Preparation_Natural Gas_Commercial Food Prep Other_E7 | F5 | Commercial | Office | Existing | Food Preparation | Natural Gas | Commercial Food Prep Other | E7 | RIM BC Ratio | 0 | 0 | 0 | 0 | 0 | 0 | 0 | 0 | 0 | 0 | 0 | 0 | 0 | 0 | 0 | 0 | 0 | 0 | 0 | 0 | 0 | 0 | 0 | 0 | 0 | 0 | 0
F5_Commercial_Office_Existing_Food Preparation_Natural Gas_Commercial Food Prep Other_E8 | F5 | Commercial | Office | Existing | Food Preparation | Natural Gas | Commercial Food Prep Other | E8 | RIM BC Ratio | 0 | 0 | 0 | 0 | 0 | 0 | 0 | 0 | 0 | 0 | 0 | 0 | 0 | 0 | 0 | 0 | 0 | 0 | 0 | 0 | 0 | 0 | 0 | 0 | 0 | 0 | 0
F5_Commercial_Office_Existing_Food Preparation_Natural Gas_Commercial Food Prep Other_E9 | F5 | Commercial | Office | Existing | Food Preparation | Natural Gas | Commercial Food Prep Other | E9 | RIM BC Ratio | 0 | 0 | 0 | 0 | 0 | 0 | 0 | 0 | 0 | 0 | 0 | 0 | 0 | 0 | 0 | 0 | 0 | 0 | 0 | 0 | 0 | 0 | 0 | 0 | 0 | 0 | 0
F5_Commercial_Office_Existing_Food Preparation_Natural Gas_Commercial Food Prep Other_E10 | F5 | Commercial | Office | Existing | Food Preparation | Natural Gas | Commercial Food Prep Other | E10 | RIM BC Ratio | 0 | 0 | 0 | 0 | 0 | 0 | 0 | 0 | 0 | 0 | 0 | 0 | 0 | 0 | 0 | 0 | 0 | 0 | 0 | 0 | 0 | 0 | 0 | 0 | 0 | 0 | 0
F0_Commercial_Office_Existing_Miscellaneous_Natural Gas_Pool Heater_E0 | F0 | Commercial | Office | Existing | Miscellaneous | Natural Gas | Pool Heater | E0 | Economic Unit | Standard (EF .78) | Standard (EF .78) | Standard (EF .78) | Standard (EF .78) | Standard (EF .78) | Standard (EF .78) | Standard (EF .78) | Standard (EF .78) | Standard (EF .78) | Standard (EF .78) | Standard (EF .78) | Standard (EF .78) | Standard (EF .78) | Standard (EF .78) | Standard (EF .78) | Standard (EF .78) | Standard (EF .78) | Standard (EF .78) | Standard (EF .78) | Standard (EF .78) | Standard (EF .78) | Standard (EF .78) | Standard (EF .78) | Standard (EF .78) | Standard (EF .78) | Standard (EF .78) | Standard (EF .78)
F1_Commercial_Office_Existing_Miscellaneous_Natural Gas_Pool Heater_E1 | F1 | Commercial | Office | Existing | Miscellaneous | Natural Gas | Pool Heater | E1 | CCE | 0 | 0 | 0 | 0 | 0 | 0 | 0 | 0 | 0 | 0 | 0 | 0 | 0 | 0 | 0 | 0 | 0 | 0 | 0 | 0 | 0 | 0 | 0 | 0 | 0 | 0 | 0
F1_Commercial_Office_Existing_Miscellaneous_Natural Gas_Pool Heater_E2 | F1 | Commercial | Office | Existing | Miscellaneous | Natural Gas | Pool Heater | E2 | CCE | 0.01727 | 0.01727 | 0.01727 | 0.01727 | 0.01727 | 0.01727 | 0.01727 | 0.01727 | 0.01727 | 0.01727 | 0.01727 | 0.01727 | 0.01727 | 0.01727 | 0.01727 | 0.01727 | 0.01727 | 0.01727 | 0.01727 | 0.01727 | 0.01727 | 0.01727 | 0.01727 | 0.01727 | 0.01727 | 0.01727 | 0.01727
F1_Commercial_Office_Existing_Miscellaneous_Natural Gas_Pool Heater_E3 | F1 | Commercial | Office | Existing | Miscellaneous | Natural Gas | Pool Heater | E3 | CCE | 0 | 0 | 0 | 0 | 0 | 0 | 0 | 0 | 0 | 0 | 0 | 0 | 0 | 0 | 0 | 0 | 0 | 0 | 0 | 0 | 0 | 0 | 0 | 0 | 0 | 0 | 0
F1_Commercial_Office_Existing_Miscellaneous_Natural Gas_Pool Heater_E4 | F1 | Commercial | Office | Existing | Miscellaneous | Natural Gas | Pool Heater | E4 | CCE | 0 | 0 | 0 | 0 | 0 | 0 | 0 | 0 | 0 | 0 | 0 | 0 | 0 | 0 | 0 | 0 | 0 | 0 | 0 | 0 | 0 | 0 | 0 | 0 | 0 | 0 | 0
F1_Commercial_Office_Existing_Miscellaneous_Natural Gas_Pool Heater_E5 | F1 | Commercial | Office | Existing | Miscellaneous | Natural Gas | Pool Heater | E5 | CCE | 0 | 0 | 0 | 0 | 0 | 0 | 0 | 0 | 0 | 0 | 0 | 0 | 0 | 0 | 0 | 0 | 0 | 0 | 0 | 0 | 0 | 0 | 0 | 0 | 0 | 0 | 0
F1_Commercial_Office_Existing_Miscellaneous_Natural Gas_Pool Heater_E6 | F1 | Commercial | Office | Existing | Miscellaneous | Natural Gas | Pool Heater | E6 | CCE | 0 | 0 | 0 | 0 | 0 | 0 | 0 | 0 | 0 | 0 | 0 | 0 | 0 | 0 | 0 | 0 | 0 | 0 | 0 | 0 | 0 | 0 | 0 | 0 | 0 | 0 | 0
F1_Commercial_Office_Existing_Miscellaneous_Natural Gas_Pool Heater_E7 | F1 | Commercial | Office | Existing | Miscellaneous | Natural Gas | Pool Heater | E7 | CCE | 0 | 0 | 0 | 0 | 0 | 0 | 0 | 0 | 0 | 0 | 0 | 0 | 0 | 0 | 0 | 0 | 0 | 0 | 0 | 0 | 0 | 0 | 0 | 0 | 0 | 0 | 0
F1_Commercial_Office_Existing_Miscellaneous_Natural Gas_Pool Heater_E8 | F1 | Commercial | Office | Existing | Miscellaneous | Natural Gas | Pool Heater | E8 | CCE | 0 | 0 | 0 | 0 | 0 | 0 | 0 | 0 | 0 | 0 | 0 | 0 | 0 | 0 | 0 | 0 | 0 | 0 | 0 | 0 | 0 | 0 | 0 | 0 | 0 | 0 | 0
F1_Commercial_Office_Existing_Miscellaneous_Natural Gas_Pool Heater_E9 | F1 | Commercial | Office | Existing | Miscellaneous | Natural Gas | Pool Heater | E9 | CCE | 0 | 0 | 0 | 0 | 0 | 0 | 0 | 0 | 0 | 0 | 0 | 0 | 0 | 0 | 0 | 0 | 0 | 0 | 0 | 0 | 0 | 0 | 0 | 0 | 0 | 0 | 0
F1_Commercial_Office_Existing_Miscellaneous_Natural Gas_Pool Heater_E10 | F1 | Commercial | Office | Existing | Miscellaneous | Natural Gas | Pool Heater | E10 | CCE | 0 | 0 | 0 | 0 | 0 | 0 | 0 | 0 | 0 | 0 | 0 | 0 | 0 | 0 | 0 | 0 | 0 | 0 | 0 | 0 | 0 | 0 | 0 | 0 | 0 | 0 | 0
F2_Commercial_Office_Existing_Miscellaneous_Natural Gas_Pool Heater_E1 | F2 | Commercial | Office | Existing | Miscellaneous | Natural Gas | Pool Heater | E1 | TRC BC Ratio | bar: 2021 to 2047
F2_Commercial_Office_Existing_Miscellaneous_Natural Gas_Pool Heater_E2 | F2 | Commercial | Office | Existing | Miscellaneous | Natural Gas | Pool Heater | E2 | TRC BC Ratio | 0.81519 | 0.79395 | 0.77145 | 0.74865 | 0.74158 | 0.74479 | 0.75444 | 0.76754 | 0.78207 | 0.7969 | 0.8123 | 0.82818 | 0.84505 | 0.86169 | 0.87741 | 0.88939 | 0.89388 | 0.88772 | 0.8685 | 0.83583 | 0.79136 | 0.73728 | 0.68909 | 0.65735 | 0.64275 | 0.6459 | 0.64907
F2_Commercial_Office_Existing_Miscellaneous_Natural Gas_Pool Heater_E3 | F2 | Commercial | Office | Existing | Miscellaneous | Natural Gas | Pool Heater | E3 | TRC BC Ratio | 0 | 0 | 0 | 0 | 0 | 0 | 0 | 0 | 0 | 0 | 0 | 0 | 0 | 0 | 0 | 0 | 0 | 0 | 0 | 0 | 0 | 0 | 0 | 0 | 0 | 0 | 0
F2_Commercial_Office_Existing_Miscellaneous_Natural Gas_Pool Heater_E4 | F2 | Commercial | Office | Existing | Miscellaneous | Natural Gas | Pool Heater | E4 | TRC BC Ratio | 0 | 0 | 0 | 0 | 0 | 0 | 0 | 0 | 0 | 0 | 0 | 0 | 0 | 0 | 0 | 0 | 0 | 0 | 0 | 0 | 0 | 0 | 0 | 0 | 0 | 0 | 0
F2_Commercial_Office_Existing_Miscellaneous_Natural Gas_Pool Heater_E5 | F2 | Commercial | Office | Existing | Miscellaneous | Natural Gas | Pool Heater | E5 | TRC BC Ratio | 0 | 0 | 0 | 0 | 0 | 0 | 0 | 0 | 0 | 0 | 0 | 0 | 0 | 0 | 0 | 0 | 0 | 0 | 0 | 0 | 0 | 0 | 0 | 0 | 0 | 0 | 0
F2_Commercial_Office_Existing_Miscellaneous_Natural Gas_Pool Heater_E6 | F2 | Commercial | Office | Existing | Miscellaneous | Natural Gas | Pool Heater | E6 | TRC BC Ratio | 0 | 0 | 0 | 0 | 0 | 0 | 0 | 0 | 0 | 0 | 0 | 0 | 0 | 0 | 0 | 0 | 0 | 0 | 0 | 0 | 0 | 0 | 0 | 0 | 0 | 0 | 0
F2_Commercial_Office_Existing_Miscellaneous_Natural Gas_Pool Heater_E7 | F2 | Commercial | Office | Existing | Miscellaneous | Natural Gas | Pool Heater | E7 | TRC BC Ratio | 0 | 0 | 0 | 0 | 0 | 0 | 0 | 0 | 0 | 0 | 0 | 0 | 0 | 0 | 0 | 0 | 0 | 0 | 0 | 0 | 0 | 0 | 0 | 0 | 0 | 0 | 0
F2_Commercial_Office_Existing_Miscellaneous_Natural Gas_Pool Heater_E8 | F2 | Commercial | Office | Existing | Miscellaneous | Natural Gas | Pool Heater | E8 | TRC BC Ratio | 0 | 0 | 0 | 0 | 0 | 0 | 0 | 0 | 0 | 0 | 0 | 0 | 0 | 0 | 0 | 0 | 0 | 0 | 0 | 0 | 0 | 0 | 0 | 0 | 0 | 0 | 0
F2_Commercial_Office_Existing_Miscellaneous_Natural Gas_Pool Heater_E9 | F2 | Commercial | Office | Existing | Miscellaneous | Natural Gas | Pool Heater | E9 | TRC BC Ratio | 0 | 0 | 0 | 0 | 0 | 0 | 0 | 0 | 0 | 0 | 0 | 0 | 0 | 0 | 0 | 0 | 0 | 0 | 0 | 0 | 0 | 0 | 0 | 0 | 0 | 0 | 0
F2_Commercial_Office_Existing_Miscellaneous_Natural Gas_Pool Heater_E10 | F2 | Commercial | Office | Existing | Miscellaneous | Natural Gas | Pool Heater | E10 | TRC BC Ratio | 0 | 0 | 0 | 0 | 0 | 0 | 0 | 0 | 0 | 0 | 0 | 0 | 0 | 0 | 0 | 0 | 0 | 0 | 0 | 0 | 0 | 0 | 0 | 0 | 0 | 0 | 0
F3_Commercial_Office_Existing_Miscellaneous_Natural Gas_Pool Heater_E1 | F3 | Commercial | Office | Existing | Miscellaneous | Natural Gas | Pool Heater | E1 | PACT BC Ratio | bar: 2021 to 2047
F3_Commercial_Office_Existing_Miscellaneous_Natural Gas_Pool Heater_E2 | F3 | Commercial | Office | Existing | Miscellaneous | Natural Gas | Pool Heater | E2 | PACT BC Ratio | 1.0278 | 1.0011 | 0.9727 | 0.94395 | 0.93503 | 0.93908 | 0.95126 | 0.96777 | 0.98608 | 1.0048 | 1.0242 | 1.0442 | 1.0655 | 1.0865 | 1.1063 | 1.1214 | 1.1271 | 1.1193 | 1.0951 | 1.0539 | 0.99781 | 0.92962 | 0.86885 | 0.82883 | 0.81042 | 0.8144 | 0.81839
F3_Commercial_Office_Existing_Miscellaneous_Natural Gas_Pool Heater_E3 | F3 | Commercial | Office | Existing | Miscellaneous | Natural Gas | Pool Heater | E3 | PACT BC Ratio | 0 | 0 | 0 | 0 | 0 | 0 | 0 | 0 | 0 | 0 | 0 | 0 | 0 | 0 | 0 | 0 | 0 | 0 | 0 | 0 | 0 | 0 | 0 | 0 | 0 | 0 | 0
F3_Commercial_Office_Existing_Miscellaneous_Natural Gas_Pool Heater_E4 | F3 | Commercial | Office | Existing | Miscellaneous | Natural Gas | Pool Heater | E4 | PACT BC Ratio | 0 | 0 | 0 | 0 | 0 | 0 | 0 | 0 | 0 | 0 | 0 | 0 | 0 | 0 | 0 | 0 | 0 | 0 | 0 | 0 | 0 | 0 | 0 | 0 | 0 | 0 | 0
F3_Commercial_Office_Existing_Miscellaneous_Natural Gas_Pool Heater_E5 | F3 | Commercial | Office | Existing | Miscellaneous | Natural Gas | Pool Heater | E5 | PACT BC Ratio | 0 | 0 | 0 | 0 | 0 | 0 | 0 | 0 | 0 | 0 | 0 | 0 | 0 | 0 | 0 | 0 | 0 | 0 | 0 | 0 | 0 | 0 | 0 | 0 | 0 | 0 | 0
F3_Commercial_Office_Existing_Miscellaneous_Natural Gas_Pool Heater_E6 | F3 | Commercial | Office | Existing | Miscellaneous | Natural Gas | Pool Heater | E6 | PACT BC Ratio | 0 | 0 | 0 | 0 | 0 | 0 | 0 | 0 | 0 | 0 | 0 | 0 | 0 | 0 | 0 | 0 | 0 | 0 | 0 | 0 | 0 | 0 | 0 | 0 | 0 | 0 | 0
F3_Commercial_Office_Existing_Miscellaneous_Natural Gas_Pool Heater_E7 | F3 | Commercial | Office | Existing | Miscellaneous | Natural Gas | Pool Heater | E7 | PACT BC Ratio | 0 | 0 | 0 | 0 | 0 | 0 | 0 | 0 | 0 | 0 | 0 | 0 | 0 | 0 | 0 | 0 | 0 | 0 | 0 | 0 | 0 | 0 | 0 | 0 | 0 | 0 | 0
F3_Commercial_Office_Existing_Miscellaneous_Natural Gas_Pool Heater_E8 | F3 | Commercial | Office | Existing | Miscellaneous | Natural Gas | Pool Heater | E8 | PACT BC Ratio | 0 | 0 | 0 | 0 | 0 | 0 | 0 | 0 | 0 | 0 | 0 | 0 | 0 | 0 | 0 | 0 | 0 | 0 | 0 | 0 | 0 | 0 | 0 | 0 | 0 | 0 | 0
F3_Commercial_Office_Existing_Miscellaneous_Natural Gas_Pool Heater_E9 | F3 | Commercial | Office | Existing | Miscellaneous | Natural Gas | Pool Heater | E9 | PACT BC Ratio | 0 | 0 | 0 | 0 | 0 | 0 | 0 | 0 | 0 | 0 | 0 | 0 | 0 | 0 | 0 | 0 | 0 | 0 | 0 | 0 | 0 | 0 | 0 | 0 | 0 | 0 | 0
F3_Commercial_Office_Existing_Miscellaneous_Natural Gas_Pool Heater_E10 | F3 | Commercial | Office | Existing | Miscellaneous | Natural Gas | Pool Heater | E10 | PACT BC Ratio | 0 | 0 | 0 | 0 | 0 | 0 | 0 | 0 | 0 | 0 | 0 | 0 | 0 | 0 | 0 | 0 | 0 | 0 | 0 | 0 | 0 | 0 | 0 | 0 | 0 | 0 | 0
F4_Commercial_Office_Existing_Miscellaneous_Natural Gas_Pool Heater_E1 | F4 | Commercial | Office | Existing | Miscellaneous | Natural Gas | Pool Heater | E1 | RVT BC Ratio | bar: 2021 to 2047
F4_Commercial_Office_Existing_Miscellaneous_Natural Gas_Pool Heater_E2 | F4 | Commercial | Office | Existing | Miscellaneous | Natural Gas | Pool Heater | E2 | RVT BC Ratio | 0.7 | 0.7 | 0.7 | 0.7 | 0.7 | 0.7 | 0.7 | 0.7 | 0.7 | 0.7 | 0.7 | 0.7 | 0.7 | 0.7 | 0.7 | 0.7 | 0.7 | 0.7 | 0.7 | 0.7 | 0.7 | 0.7 | 0.7 | 0.7 | 0.7 | 0.7 | 0.7
F4_Commercial_Office_Existing_Miscellaneous_Natural Gas_Pool Heater_E3 | F4 | Commercial | Office | Existing | Miscellaneous | Natural Gas | Pool Heater | E3 | RVT BC Ratio | 0 | 0 | 0 | 0 | 0 | 0 | 0 | 0 | 0 | 0 | 0 | 0 | 0 | 0 | 0 | 0 | 0 | 0 | 0 | 0 | 0 | 0 | 0 | 0 | 0 | 0 | 0
F4_Commercial_Office_Existing_Miscellaneous_Natural Gas_Pool Heater_E4 | F4 | Commercial | Office | Existing | Miscellaneous | Natural Gas | Pool Heater | E4 | RVT BC Ratio | 0 | 0 | 0 | 0 | 0 | 0 | 0 | 0 | 0 | 0 | 0 | 0 | 0 | 0 | 0 | 0 | 0 | 0 | 0 | 0 | 0 | 0 | 0 | 0 | 0 | 0 | 0
F4_Commercial_Office_Existing_Miscellaneous_Natural Gas_Pool Heater_E5 | F4 | Commercial | Office | Existing | Miscellaneous | Natural Gas | Pool Heater | E5 | RVT BC Ratio | 0 | 0 | 0 | 0 | 0 | 0 | 0 | 0 | 0 | 0 | 0 | 0 | 0 | 0 | 0 | 0 | 0 | 0 | 0 | 0 | 0 | 0 | 0 | 0 | 0 | 0 | 0
F4_Commercial_Office_Existing_Miscellaneous_Natural Gas_Pool Heater_E6 | F4 | Commercial | Office | Existing | Miscellaneous | Natural Gas | Pool Heater | E6 | RVT BC Ratio | 0 | 0 | 0 | 0 | 0 | 0 | 0 | 0 | 0 | 0 | 0 | 0 | 0 | 0 | 0 | 0 | 0 | 0 | 0 | 0 | 0 | 0 | 0 | 0 | 0 | 0 | 0
F4_Commercial_Office_Existing_Miscellaneous_Natural Gas_Pool Heater_E7 | F4 | Commercial | Office | Existing | Miscellaneous | Natural Gas | Pool Heater | E7 | RVT BC Ratio | 0 | 0 | 0 | 0 | 0 | 0 | 0 | 0 | 0 | 0 | 0 | 0 | 0 | 0 | 0 | 0 | 0 | 0 | 0 | 0 | 0 | 0 | 0 | 0 | 0 | 0 | 0
F4_Commercial_Office_Existing_Miscellaneous_Natural Gas_Pool Heater_E8 | F4 | Commercial | Office | Existing | Miscellaneous | Natural Gas | Pool Heater | E8 | RVT BC Ratio | 0 | 0 | 0 | 0 | 0 | 0 | 0 | 0 | 0 | 0 | 0 | 0 | 0 | 0 | 0 | 0 | 0 | 0 | 0 | 0 | 0 | 0 | 0 | 0 | 0 | 0 | 0
F4_Commercial_Office_Existing_Miscellaneous_Natural Gas_Pool Heater_E9 | F4 | Commercial | Office | Existing | Miscellaneous | Natural Gas | Pool Heater | E9 | RVT BC Ratio | 0 | 0 | 0 | 0 | 0 | 0 | 0 | 0 | 0 | 0 | 0 | 0 | 0 | 0 | 0 | 0 | 0 | 0 | 0 | 0 | 0 | 0 | 0 | 0 | 0 | 0 | 0
F4_Commercial_Office_Existing_Miscellaneous_Natural Gas_Pool Heater_E10 | F4 | Commercial | Office | Existing | Miscellaneous | Natural Gas | Pool Heater | E10 | RVT BC Ratio | 0 | 0 | 0 | 0 | 0 | 0 | 0 | 0 | 0 | 0 | 0 | 0 | 0 | 0 | 0 | 0 | 0 | 0 | 0 | 0 | 0 | 0 | 0 | 0 | 0 | 0 | 0
F5_Commercial_Office_Existing_Miscellaneous_Natural Gas_Pool Heater_E1 | F5 | Commercial | Office | Existing | Miscellaneous | Natural Gas | Pool Heater | E1 | RIM BC Ratio | bar: 2021 to 2047
F5_Commercial_Office_Existing_Miscellaneous_Natural Gas_Pool Heater_E2 | F5 | Commercial | Office | Existing | Miscellaneous | Natural Gas | Pool Heater | E2 | RIM BC Ratio | 1.0278 | 1.0011 | 0.9727 | 0.94395 | 0.93503 | 0.93908 | 0.95126 | 0.96777 | 0.98608 | 1.0048 | 1.0242 | 1.0442 | 1.0655 | 1.0865 | 1.1063 | 1.1214 | 1.1271 | 1.1193 | 1.0951 | 1.0539 | 0.99781 | 0.92962 | 0.86885 | 0.82883 | 0.81042 | 0.8144 | 0.81839
F5_Commercial_Office_Existing_Miscellaneous_Natural Gas_Pool Heater_E3 | F5 | Commercial | Office | Existing | Miscellaneous | Natural Gas | Pool Heater | E3 | RIM BC Ratio | 0 | 0 | 0 | 0 | 0 | 0 | 0 | 0 | 0 | 0 | 0 | 0 | 0 | 0 | 0 | 0 | 0 | 0 | 0 | 0 | 0 | 0 | 0 | 0 | 0 | 0 | 0
F5_Commercial_Office_Existing_Miscellaneous_Natural Gas_Pool Heater_E4 | F5 | Commercial | Office | Existing | Miscellaneous | Natural Gas | Pool Heater | E4 | RIM BC Ratio | 0 | 0 | 0 | 0 | 0 | 0 | 0 | 0 | 0 | 0 | 0 | 0 | 0 | 0 | 0 | 0 | 0 | 0 | 0 | 0 | 0 | 0 | 0 | 0 | 0 | 0 | 0
F5_Commercial_Office_Existing_Miscellaneous_Natural Gas_Pool Heater_E5 | F5 | Commercial | Office | Existing | Miscellaneous | Natural Gas | Pool Heater | E5 | RIM BC Ratio | 0 | 0 | 0 | 0 | 0 | 0 | 0 | 0 | 0 | 0 | 0 | 0 | 0 | 0 | 0 | 0 | 0 | 0 | 0 | 0 | 0 | 0 | 0 | 0 | 0 | 0 | 0
F5_Commercial_Office_Existing_Miscellaneous_Natural Gas_Pool Heater_E6 | F5 | Commercial | Office | Existing | Miscellaneous | Natural Gas | Pool Heater | E6 | RIM BC Ratio | 0 | 0 | 0 | 0 | 0 | 0 | 0 | 0 | 0 | 0 | 0 | 0 | 0 | 0 | 0 | 0 | 0 | 0 | 0 | 0 | 0 | 0 | 0 | 0 | 0 | 0 | 0
F5_Commercial_Office_Existing_Miscellaneous_Natural Gas_Pool Heater_E7 | F5 | Commercial | Office | Existing | Miscellaneous | Natural Gas | Pool Heater | E7 | RIM BC Ratio | 0 | 0 | 0 | 0 | 0 | 0 | 0 | 0 | 0 | 0 | 0 | 0 | 0 | 0 | 0 | 0 | 0 | 0 | 0 | 0 | 0 | 0 | 0 | 0 | 0 | 0 | 0
F5_Commercial_Office_Existing_Miscellaneous_Natural Gas_Pool Heater_E8 | F5 | Commercial | Office | Existing | Miscellaneous | Natural Gas | Pool Heater | E8 | RIM BC Ratio | 0 | 0 | 0 | 0 | 0 | 0 | 0 | 0 | 0 | 0 | 0 | 0 | 0 | 0 | 0 | 0 | 0 | 0 | 0 | 0 | 0 | 0 | 0 | 0 | 0 | 0 | 0
F5_Commercial_Office_Existing_Miscellaneous_Natural Gas_Pool Heater_E9 | F5 | Commercial | Office | Existing | Miscellaneous | Natural Gas | Pool Heater | E9 | RIM BC Ratio | 0 | 0 | 0 | 0 | 0 | 0 | 0 | 0 | 0 | 0 | 0 | 0 | 0 | 0 | 0 | 0 | 0 | 0 | 0 | 0 | 0 | 0 | 0 | 0 | 0 | 0 | 0
F5_Commercial_Office_Existing_Miscellaneous_Natural Gas_Pool Heater_E10 | F5 | Commercial | Office | Existing | Miscellaneous | Natural Gas | Pool Heater | E10 | RIM BC Ratio | 0 | 0 | 0 | 0 | 0 | 0 | 0 | 0 | 0 | 0 | 0 | 0 | 0 | 0 | 0 | 0 | 0 | 0 | 0 | 0 | 0 | 0 | 0 | 0 | 0 | 0 | 0
F0_Commercial_Office_Existing_Miscellaneous_Natural Gas_Miscellaneous_E0 | F0 | Commercial | Office | Existing | Miscellaneous | Natural Gas | Miscellaneous | E0 | Economic Unit | Miscellaneous | Miscellaneous | Miscellaneous | Miscellaneous | Miscellaneous | Miscellaneous | Miscellaneous | Miscellaneous | Miscellaneous | Miscellaneous | Miscellaneous | Miscellaneous | Miscellaneous | Miscellaneous | Miscellaneous | Miscellaneous | Miscellaneous | Miscellaneous | Miscellaneous | Miscellaneous | Miscellaneous | Miscellaneous | Miscellaneous | Miscellaneous | Miscellaneous | Miscellaneous | Miscellaneous
F1_Commercial_Office_Existing_Miscellaneous_Natural Gas_Miscellaneous_E1 | F1 | Commercial | Office | Existing | Miscellaneous | Natural Gas | Miscellaneous | E1 | CCE | 0 | 0 | 0 | 0 | 0 | 0 | 0 | 0 | 0 | 0 | 0 | 0 | 0 | 0 | 0 | 0 | 0 | 0 | 0 | 0 | 0 | 0 | 0 | 0 | 0 | 0 | 0
F1_Commercial_Office_Existing_Miscellaneous_Natural Gas_Miscellaneous_E2 | F1 | Commercial | Office | Existing | Miscellaneous | Natural Gas | Miscellaneous | E2 | CCE | 0 | 0 | 0 | 0 | 0 | 0 | 0 | 0 | 0 | 0 | 0 | 0 | 0 | 0 | 0 | 0 | 0 | 0 | 0 | 0 | 0 | 0 | 0 | 0 | 0 | 0 | 0
F1_Commercial_Office_Existing_Miscellaneous_Natural Gas_Miscellaneous_E3 | F1 | Commercial | Office | Existing | Miscellaneous | Natural Gas | Miscellaneous | E3 | CCE | 0 | 0 | 0 | 0 | 0 | 0 | 0 | 0 | 0 | 0 | 0 | 0 | 0 | 0 | 0 | 0 | 0 | 0 | 0 | 0 | 0 | 0 | 0 | 0 | 0 | 0 | 0
F1_Commercial_Office_Existing_Miscellaneous_Natural Gas_Miscellaneous_E4 | F1 | Commercial | Office | Existing | Miscellaneous | Natural Gas | Miscellaneous | E4 | CCE | 0 | 0 | 0 | 0 | 0 | 0 | 0 | 0 | 0 | 0 | 0 | 0 | 0 | 0 | 0 | 0 | 0 | 0 | 0 | 0 | 0 | 0 | 0 | 0 | 0 | 0 | 0
F1_Commercial_Office_Existing_Miscellaneous_Natural Gas_Miscellaneous_E5 | F1 | Commercial | Office | Existing | Miscellaneous | Natural Gas | Miscellaneous | E5 | CCE | 0 | 0 | 0 | 0 | 0 | 0 | 0 | 0 | 0 | 0 | 0 | 0 | 0 | 0 | 0 | 0 | 0 | 0 | 0 | 0 | 0 | 0 | 0 | 0 | 0 | 0 | 0
F1_Commercial_Office_Existing_Miscellaneous_Natural Gas_Miscellaneous_E6 | F1 | Commercial | Office | Existing | Miscellaneous | Natural Gas | Miscellaneous | E6 | CCE | 0 | 0 | 0 | 0 | 0 | 0 | 0 | 0 | 0 | 0 | 0 | 0 | 0 | 0 | 0 | 0 | 0 | 0 | 0 | 0 | 0 | 0 | 0 | 0 | 0 | 0 | 0
F1_Commercial_Office_Existing_Miscellaneous_Natural Gas_Miscellaneous_E7 | F1 | Commercial | Office | Existing | Miscellaneous | Natural Gas | Miscellaneous | E7 | CCE | 0 | 0 | 0 | 0 | 0 | 0 | 0 | 0 | 0 | 0 | 0 | 0 | 0 | 0 | 0 | 0 | 0 | 0 | 0 | 0 | 0 | 0 | 0 | 0 | 0 | 0 | 0
F1_Commercial_Office_Existing_Miscellaneous_Natural Gas_Miscellaneous_E8 | F1 | Commercial | Office | Existing | Miscellaneous | Natural Gas | Miscellaneous | E8 | CCE | 0 | 0 | 0 | 0 | 0 | 0 | 0 | 0 | 0 | 0 | 0 | 0 | 0 | 0 | 0 | 0 | 0 | 0 | 0 | 0 | 0 | 0 | 0 | 0 | 0 | 0 | 0
F1_Commercial_Office_Existing_Miscellaneous_Natural Gas_Miscellaneous_E9 | F1 | Commercial | Office | Existing | Miscellaneous | Natural Gas | Miscellaneous | E9 | CCE | 0 | 0 | 0 | 0 | 0 | 0 | 0 | 0 | 0 | 0 | 0 | 0 | 0 | 0 | 0 | 0 | 0 | 0 | 0 | 0 | 0 | 0 | 0 | 0 | 0 | 0 | 0
F1_Commercial_Office_Existing_Miscellaneous_Natural Gas_Miscellaneous_E10 | F1 | Commercial | Office | Existing | Miscellaneous | Natural Gas | Miscellaneous | E10 | CCE | 0 | 0 | 0 | 0 | 0 | 0 | 0 | 0 | 0 | 0 | 0 | 0 | 0 | 0 | 0 | 0 | 0 | 0 | 0 | 0 | 0 | 0 | 0 | 0 | 0 | 0 | 0
F2_Commercial_Office_Existing_Miscellaneous_Natural Gas_Miscellaneous_E1 | F2 | Commercial | Office | Existing | Miscellaneous | Natural Gas | Miscellaneous | E1 | TRC BC Ratio | bar: 2021 to 2047
F2_Commercial_Office_Existing_Miscellaneous_Natural Gas_Miscellaneous_E2 | F2 | Commercial | Office | Existing | Miscellaneous | Natural Gas | Miscellaneous | E2 | TRC BC Ratio | 0 | 0 | 0 | 0 | 0 | 0 | 0 | 0 | 0 | 0 | 0 | 0 | 0 | 0 | 0 | 0 | 0 | 0 | 0 | 0 | 0 | 0 | 0 | 0 | 0 | 0 | 0
F2_Commercial_Office_Existing_Miscellaneous_Natural Gas_Miscellaneous_E3 | F2 | Commercial | Office | Existing | Miscellaneous | Natural Gas | Miscellaneous | E3 | TRC BC Ratio | 0 | 0 | 0 | 0 | 0 | 0 | 0 | 0 | 0 | 0 | 0 | 0 | 0 | 0 | 0 | 0 | 0 | 0 | 0 | 0 | 0 | 0 | 0 | 0 | 0 | 0 | 0
F2_Commercial_Office_Existing_Miscellaneous_Natural Gas_Miscellaneous_E4 | F2 | Commercial | Office | Existing | Miscellaneous | Natural Gas | Miscellaneous | E4 | TRC BC Ratio | 0 | 0 | 0 | 0 | 0 | 0 | 0 | 0 | 0 | 0 | 0 | 0 | 0 | 0 | 0 | 0 | 0 | 0 | 0 | 0 | 0 | 0 | 0 | 0 | 0 | 0 | 0
F2_Commercial_Office_Existing_Miscellaneous_Natural Gas_Miscellaneous_E5 | F2 | Commercial | Office | Existing | Miscellaneous | Natural Gas | Miscellaneous | E5 | TRC BC Ratio | 0 | 0 | 0 | 0 | 0 | 0 | 0 | 0 | 0 | 0 | 0 | 0 | 0 | 0 | 0 | 0 | 0 | 0 | 0 | 0 | 0 | 0 | 0 | 0 | 0 | 0 | 0
F2_Commercial_Office_Existing_Miscellaneous_Natural Gas_Miscellaneous_E6 | F2 | Commercial | Office | Existing | Miscellaneous | Natural Gas | Miscellaneous | E6 | TRC BC Ratio | 0 | 0 | 0 | 0 | 0 | 0 | 0 | 0 | 0 | 0 | 0 | 0 | 0 | 0 | 0 | 0 | 0 | 0 | 0 | 0 | 0 | 0 | 0 | 0 | 0 | 0 | 0
F2_Commercial_Office_Existing_Miscellaneous_Natural Gas_Miscellaneous_E7 | F2 | Commercial | Office | Existing | Miscellaneous | Natural Gas | Miscellaneous | E7 | TRC BC Ratio | 0 | 0 | 0 | 0 | 0 | 0 | 0 | 0 | 0 | 0 | 0 | 0 | 0 | 0 | 0 | 0 | 0 | 0 | 0 | 0 | 0 | 0 | 0 | 0 | 0 | 0 | 0
F2_Commercial_Office_Existing_Miscellaneous_Natural Gas_Miscellaneous_E8 | F2 | Commercial | Office | Existing | Miscellaneous | Natural Gas | Miscellaneous | E8 | TRC BC Ratio | 0 | 0 | 0 | 0 | 0 | 0 | 0 | 0 | 0 | 0 | 0 | 0 | 0 | 0 | 0 | 0 | 0 | 0 | 0 | 0 | 0 | 0 | 0 | 0 | 0 | 0 | 0
F2_Commercial_Office_Existing_Miscellaneous_Natural Gas_Miscellaneous_E9 | F2 | Commercial | Office | Existing | Miscellaneous | Natural Gas | Miscellaneous | E9 | TRC BC Ratio | 0 | 0 | 0 | 0 | 0 | 0 | 0 | 0 | 0 | 0 | 0 | 0 | 0 | 0 | 0 | 0 | 0 | 0 | 0 | 0 | 0 | 0 | 0 | 0 | 0 | 0 | 0
F2_Commercial_Office_Existing_Miscellaneous_Natural Gas_Miscellaneous_E10 | F2 | Commercial | Office | Existing | Miscellaneous | Natural Gas | Miscellaneous | E10 | TRC BC Ratio | 0 | 0 | 0 | 0 | 0 | 0 | 0 | 0 | 0 | 0 | 0 | 0 | 0 | 0 | 0 | 0 | 0 | 0 | 0 | 0 | 0 | 0 | 0 | 0 | 0 | 0 | 0
F3_Commercial_Office_Existing_Miscellaneous_Natural Gas_Miscellaneous_E1 | F3 | Commercial | Office | Existing | Miscellaneous | Natural Gas | Miscellaneous | E1 | PACT BC Ratio | bar: 2021 to 2047
F3_Commercial_Office_Existing_Miscellaneous_Natural Gas_Miscellaneous_E2 | F3 | Commercial | Office | Existing | Miscellaneous | Natural Gas | Miscellaneous | E2 | PACT BC Ratio | 0 | 0 | 0 | 0 | 0 | 0 | 0 | 0 | 0 | 0 | 0 | 0 | 0 | 0 | 0 | 0 | 0 | 0 | 0 | 0 | 0 | 0 | 0 | 0 | 0 | 0 | 0
F3_Commercial_Office_Existing_Miscellaneous_Natural Gas_Miscellaneous_E3 | F3 | Commercial | Office | Existing | Miscellaneous | Natural Gas | Miscellaneous | E3 | PACT BC Ratio | 0 | 0 | 0 | 0 | 0 | 0 | 0 | 0 | 0 | 0 | 0 | 0 | 0 | 0 | 0 | 0 | 0 | 0 | 0 | 0 | 0 | 0 | 0 | 0 | 0 | 0 | 0
F3_Commercial_Office_Existing_Miscellaneous_Natural Gas_Miscellaneous_E4 | F3 | Commercial | Office | Existing | Miscellaneous | Natural Gas | Miscellaneous | E4 | PACT BC Ratio | 0 | 0 | 0 | 0 | 0 | 0 | 0 | 0 | 0 | 0 | 0 | 0 | 0 | 0 | 0 | 0 | 0 | 0 | 0 | 0 | 0 | 0 | 0 | 0 | 0 | 0 | 0
F3_Commercial_Office_Existing_Miscellaneous_Natural Gas_Miscellaneous_E5 | F3 | Commercial | Office | Existing | Miscellaneous | Natural Gas | Miscellaneous | E5 | PACT BC Ratio | 0 | 0 | 0 | 0 | 0 | 0 | 0 | 0 | 0 | 0 | 0 | 0 | 0 | 0 | 0 | 0 | 0 | 0 | 0 | 0 | 0 | 0 | 0 | 0 | 0 | 0 | 0
F3_Commercial_Office_Existing_Miscellaneous_Natural Gas_Miscellaneous_E6 | F3 | Commercial | Office | Existing | Miscellaneous | Natural Gas | Miscellaneous | E6 | PACT BC Ratio | 0 | 0 | 0 | 0 | 0 | 0 | 0 | 0 | 0 | 0 | 0 | 0 | 0 | 0 | 0 | 0 | 0 | 0 | 0 | 0 | 0 | 0 | 0 | 0 | 0 | 0 | 0
F3_Commercial_Office_Existing_Miscellaneous_Natural Gas_Miscellaneous_E7 | F3 | Commercial | Office | Existing | Miscellaneous | Natural Gas | Miscellaneous | E7 | PACT BC Ratio | 0 | 0 | 0 | 0 | 0 | 0 | 0 | 0 | 0 | 0 | 0 | 0 | 0 | 0 | 0 | 0 | 0 | 0 | 0 | 0 | 0 | 0 | 0 | 0 | 0 | 0 | 0
F3_Commercial_Office_Existing_Miscellaneous_Natural Gas_Miscellaneous_E8 | F3 | Commercial | Office | Existing | Miscellaneous | Natural Gas | Miscellaneous | E8 | PACT BC Ratio | 0 | 0 | 0 | 0 | 0 | 0 | 0 | 0 | 0 | 0 | 0 | 0 | 0 | 0 | 0 | 0 | 0 | 0 | 0 | 0 | 0 | 0 | 0 | 0 | 0 | 0 | 0
F3_Commercial_Office_Existing_Miscellaneous_Natural Gas_Miscellaneous_E9 | F3 | Commercial | Office | Existing | Miscellaneous | Natural Gas | Miscellaneous | E9 | PACT BC Ratio | 0 | 0 | 0 | 0 | 0 | 0 | 0 | 0 | 0 | 0 | 0 | 0 | 0 | 0 | 0 | 0 | 0 | 0 | 0 | 0 | 0 | 0 | 0 | 0 | 0 | 0 | 0
F3_Commercial_Office_Existing_Miscellaneous_Natural Gas_Miscellaneous_E10 | F3 | Commercial | Office | Existing | Miscellaneous | Natural Gas | Miscellaneous | E10 | PACT BC Ratio | 0 | 0 | 0 | 0 | 0 | 0 | 0 | 0 | 0 | 0 | 0 | 0 | 0 | 0 | 0 | 0 | 0 | 0 | 0 | 0 | 0 | 0 | 0 | 0 | 0 | 0 | 0
F4_Commercial_Office_Existing_Miscellaneous_Natural Gas_Miscellaneous_E1 | F4 | Commercial | Office | Existing | Miscellaneous | Natural Gas | Miscellaneous | E1 | RVT BC Ratio | bar: 2021 to 2047
F4_Commercial_Office_Existing_Miscellaneous_Natural Gas_Miscellaneous_E2 | F4 | Commercial | Office | Existing | Miscellaneous | Natural Gas | Miscellaneous | E2 | RVT BC Ratio | 0 | 0 | 0 | 0 | 0 | 0 | 0 | 0 | 0 | 0 | 0 | 0 | 0 | 0 | 0 | 0 | 0 | 0 | 0 | 0 | 0 | 0 | 0 | 0 | 0 | 0 | 0
F4_Commercial_Office_Existing_Miscellaneous_Natural Gas_Miscellaneous_E3 | F4 | Commercial | Office | Existing | Miscellaneous | Natural Gas | Miscellaneous | E3 | RVT BC Ratio | 0 | 0 | 0 | 0 | 0 | 0 | 0 | 0 | 0 | 0 | 0 | 0 | 0 | 0 | 0 | 0 | 0 | 0 | 0 | 0 | 0 | 0 | 0 | 0 | 0 | 0 | 0
F4_Commercial_Office_Existing_Miscellaneous_Natural Gas_Miscellaneous_E4 | F4 | Commercial | Office | Existing | Miscellaneous | Natural Gas | Miscellaneous | E4 | RVT BC Ratio | 0 | 0 | 0 | 0 | 0 | 0 | 0 | 0 | 0 | 0 | 0 | 0 | 0 | 0 | 0 | 0 | 0 | 0 | 0 | 0 | 0 | 0 | 0 | 0 | 0 | 0 | 0
F4_Commercial_Office_Existing_Miscellaneous_Natural Gas_Miscellaneous_E5 | F4 | Commercial | Office | Existing | Miscellaneous | Natural Gas | Miscellaneous | E5 | RVT BC Ratio | 0 | 0 | 0 | 0 | 0 | 0 | 0 | 0 | 0 | 0 | 0 | 0 | 0 | 0 | 0 | 0 | 0 | 0 | 0 | 0 | 0 | 0 | 0 | 0 | 0 | 0 | 0
F4_Commercial_Office_Existing_Miscellaneous_Natural Gas_Miscellaneous_E6 | F4 | Commercial | Office | Existing | Miscellaneous | Natural Gas | Miscellaneous | E6 | RVT BC Ratio | 0 | 0 | 0 | 0 | 0 | 0 | 0 | 0 | 0 | 0 | 0 | 0 | 0 | 0 | 0 | 0 | 0 | 0 | 0 | 0 | 0 | 0 | 0 | 0 | 0 | 0 | 0
F4_Commercial_Office_Existing_Miscellaneous_Natural Gas_Miscellaneous_E7 | F4 | Commercial | Office | Existing | Miscellaneous | Natural Gas | Miscellaneous | E7 | RVT BC Ratio | 0 | 0 | 0 | 0 | 0 | 0 | 0 | 0 | 0 | 0 | 0 | 0 | 0 | 0 | 0 | 0 | 0 | 0 | 0 | 0 | 0 | 0 | 0 | 0 | 0 | 0 | 0
F4_Commercial_Office_Existing_Miscellaneous_Natural Gas_Miscellaneous_E8 | F4 | Commercial | Office | Existing | Miscellaneous | Natural Gas | Miscellaneous | E8 | RVT BC Ratio | 0 | 0 | 0 | 0 | 0 | 0 | 0 | 0 | 0 | 0 | 0 | 0 | 0 | 0 | 0 | 0 | 0 | 0 | 0 | 0 | 0 | 0 | 0 | 0 | 0 | 0 | 0
F4_Commercial_Office_Existing_Miscellaneous_Natural Gas_Miscellaneous_E9 | F4 | Commercial | Office | Existing | Miscellaneous | Natural Gas | Miscellaneous | E9 | RVT BC Ratio | 0 | 0 | 0 | 0 | 0 | 0 | 0 | 0 | 0 | 0 | 0 | 0 | 0 | 0 | 0 | 0 | 0 | 0 | 0 | 0 | 0 | 0 | 0 | 0 | 0 | 0 | 0
F4_Commercial_Office_Existing_Miscellaneous_Natural Gas_Miscellaneous_E10 | F4 | Commercial | Office | Existing | Miscellaneous | Natural Gas | Miscellaneous | E10 | RVT BC Ratio | 0 | 0 | 0 | 0 | 0 | 0 | 0 | 0 | 0 | 0 | 0 | 0 | 0 | 0 | 0 | 0 | 0 | 0 | 0 | 0 | 0 | 0 | 0 | 0 | 0 | 0 | 0
F5_Commercial_Office_Existing_Miscellaneous_Natural Gas_Miscellaneous_E1 | F5 | Commercial | Office | Existing | Miscellaneous | Natural Gas | Miscellaneous | E1 | RIM BC Ratio | bar: 2021 to 2047
F5_Commercial_Office_Existing_Miscellaneous_Natural Gas_Miscellaneous_E2 | F5 | Commercial | Office | Existing | Miscellaneous | Natural Gas | Miscellaneous | E2 | RIM BC Ratio | 0 | 0 | 0 | 0 | 0 | 0 | 0 | 0 | 0 | 0 | 0 | 0 | 0 | 0 | 0 | 0 | 0 | 0 | 0 | 0 | 0 | 0 | 0 | 0 | 0 | 0 | 0
F5_Commercial_Office_Existing_Miscellaneous_Natural Gas_Miscellaneous_E3 | F5 | Commercial | Office | Existing | Miscellaneous | Natural Gas | Miscellaneous | E3 | RIM BC Ratio | 0 | 0 | 0 | 0 | 0 | 0 | 0 | 0 | 0 | 0 | 0 | 0 | 0 | 0 | 0 | 0 | 0 | 0 | 0 | 0 | 0 | 0 | 0 | 0 | 0 | 0 | 0
F5_Commercial_Office_Existing_Miscellaneous_Natural Gas_Miscellaneous_E4 | F5 | Commercial | Office | Existing | Miscellaneous | Natural Gas | Miscellaneous | E4 | RIM BC Ratio | 0 | 0 | 0 | 0 | 0 | 0 | 0 | 0 | 0 | 0 | 0 | 0 | 0 | 0 | 0 | 0 | 0 | 0 | 0 | 0 | 0 | 0 | 0 | 0 | 0 | 0 | 0
F5_Commercial_Office_Existing_Miscellaneous_Natural Gas_Miscellaneous_E5 | F5 | Commercial | Office | Existing | Miscellaneous | Natural Gas | Miscellaneous | E5 | RIM BC Ratio | 0 | 0 | 0 | 0 | 0 | 0 | 0 | 0 | 0 | 0 | 0 | 0 | 0 | 0 | 0 | 0 | 0 | 0 | 0 | 0 | 0 | 0 | 0 | 0 | 0 | 0 | 0
F5_Commercial_Office_Existing_Miscellaneous_Natural Gas_Miscellaneous_E6 | F5 | Commercial | Office | Existing | Miscellaneous | Natural Gas | Miscellaneous | E6 | RIM BC Ratio | 0 | 0 | 0 | 0 | 0 | 0 | 0 | 0 | 0 | 0 | 0 | 0 | 0 | 0 | 0 | 0 | 0 | 0 | 0 | 0 | 0 | 0 | 0 | 0 | 0 | 0 | 0
F5_Commercial_Office_Existing_Miscellaneous_Natural Gas_Miscellaneous_E7 | F5 | Commercial | Office | Existing | Miscellaneous | Natural Gas | Miscellaneous | E7 | RIM BC Ratio | 0 | 0 | 0 | 0 | 0 | 0 | 0 | 0 | 0 | 0 | 0 | 0 | 0 | 0 | 0 | 0 | 0 | 0 | 0 | 0 | 0 | 0 | 0 | 0 | 0 | 0 | 0
F5_Commercial_Office_Existing_Miscellaneous_Natural Gas_Miscellaneous_E8 | F5 | Commercial | Office | Existing | Miscellaneous | Natural Gas | Miscellaneous | E8 | RIM BC Ratio | 0 | 0 | 0 | 0 | 0 | 0 | 0 | 0 | 0 | 0 | 0 | 0 | 0 | 0 | 0 | 0 | 0 | 0 | 0 | 0 | 0 | 0 | 0 | 0 | 0 | 0 | 0
F5_Commercial_Office_Existing_Miscellaneous_Natural Gas_Miscellaneous_E9 | F5 | Commercial | Office | Existing | Miscellaneous | Natural Gas | Miscellaneous | E9 | RIM BC Ratio | 0 | 0 | 0 | 0 | 0 | 0 | 0 | 0 | 0 | 0 | 0 | 0 | 0 | 0 | 0 | 0 | 0 | 0 | 0 | 0 | 0 | 0 | 0 | 0 | 0 | 0 | 0
F5_Commercial_Office_Existing_Miscellaneous_Natural Gas_Miscellaneous_E10 | F5 | Commercial | Office | Existing | Miscellaneous | Natural Gas | Miscellaneous | E10 | RIM BC Ratio | 0 | 0 | 0 | 0 | 0 | 0 | 0 | 0 | 0 | 0 | 0 | 0 | 0 | 0 | 0 | 0 | 0 | 0 | 0 | 0 | 0 | 0 | 0 | 0 | 0 | 0 | 0
F0_Commercial_Office_New_Space Heating_Natural Gas_Furnace_E0 | F0 | Commercial | Office | New | Space Heating | Natural Gas | Furnace | E0 | Economic Unit | AFUE 96% | AFUE 96% | AFUE 96% | AFUE 96% | AFUE 96% | AFUE 96% | AFUE 96% | AFUE 96% | AFUE 96% | AFUE 96% | AFUE 96% | AFUE 96% | AFUE 96% | AFUE 96% | AFUE 96% | AFUE 96% | AFUE 96% | AFUE 96% | AFUE 96% | AFUE 96% | AFUE 96% | AFUE 96% | AFUE 96% | AFUE 96% | AFUE 96% | AFUE 96% | AFUE 96%
F1_Commercial_Office_New_Space Heating_Natural Gas_Furnace_E1 | F1 | Commercial | Office | New | Space Heating | Natural Gas | Furnace | E1 | CCE | 0 | 0 | 0 | 0 | 0 | 0 | 0 | 0 | 0 | 0 | 0 | 0 | 0 | 0 | 0 | 0 | 0 | 0 | 0 | 0 | 0 | 0 | 0 | 0 | 0 | 0 | 0
F1_Commercial_Office_New_Space Heating_Natural Gas_Furnace_E2 | F1 | Commercial | Office | New | Space Heating | Natural Gas | Furnace | E2 | CCE | 0.0034446 | 0.0032019 | 0.0032144 | 0 | 0 | 0 | 0 | 0 | 0 | 0 | 0 | 0 | 0 | 0 | 0 | 0 | 0 | 0 | 0 | 0 | 0 | 0 | 0 | 0 | 0 | 0 | 0
F1_Commercial_Office_New_Space Heating_Natural Gas_Furnace_E3 | F1 | Commercial | Office | New | Space Heating | Natural Gas | Furnace | E3 | CCE | 0.0045928 | 0.0042692 | 0.0042858 | 0.0064287 | 0.0064287 | 0.0064287 | 0.0064287 | 0.0064287 | 0.0064287 | 0.0064287 | 0.0064287 | 0.0064287 | 0.0064287 | 0.0064287 | 0.0064287 | 0.0064287 | 0.0064287 | 0.0064287 | 0.0064287 | 0.0064287 | 0.0064287 | 0.0064287 | 0.0064287 | 0.0064287 | 0.0064287 | 0.0064287 | 0.0064287
F1_Commercial_Office_New_Space Heating_Natural Gas_Furnace_E4 | F1 | Commercial | Office | New | Space Heating | Natural Gas | Furnace | E4 | CCE | 0 | 0 | 0 | 0 | 0 | 0 | 0 | 0 | 0 | 0 | 0 | 0 | 0 | 0 | 0 | 0 | 0 | 0 | 0 | 0 | 0 | 0 | 0 | 0 | 0 | 0 | 0
F1_Commercial_Office_New_Space Heating_Natural Gas_Furnace_E5 | F1 | Commercial | Office | New | Space Heating | Natural Gas | Furnace | E5 | CCE | 0 | 0 | 0 | 0 | 0 | 0 | 0 | 0 | 0 | 0 | 0 | 0 | 0 | 0 | 0 | 0 | 0 | 0 | 0 | 0 | 0 | 0 | 0 | 0 | 0 | 0 | 0
F1_Commercial_Office_New_Space Heating_Natural Gas_Furnace_E6 | F1 | Commercial | Office | New | Space Heating | Natural Gas | Furnace | E6 | CCE | 0 | 0 | 0 | 0 | 0 | 0 | 0 | 0 | 0 | 0 | 0 | 0 | 0 | 0 | 0 | 0 | 0 | 0 | 0 | 0 | 0 | 0 | 0 | 0 | 0 | 0 | 0
F1_Commercial_Office_New_Space Heating_Natural Gas_Furnace_E7 | F1 | Commercial | Office | New | Space Heating | Natural Gas | Furnace | E7 | CCE | 0 | 0 | 0 | 0 | 0 | 0 | 0 | 0 | 0 | 0 | 0 | 0 | 0 | 0 | 0 | 0 | 0 | 0 | 0 | 0 | 0 | 0 | 0 | 0 | 0 | 0 | 0
F1_Commercial_Office_New_Space Heating_Natural Gas_Furnace_E8 | F1 | Commercial | Office | New | Space Heating | Natural Gas | Furnace | E8 | CCE | 0 | 0 | 0 | 0 | 0 | 0 | 0 | 0 | 0 | 0 | 0 | 0 | 0 | 0 | 0 | 0 | 0 | 0 | 0 | 0 | 0 | 0 | 0 | 0 | 0 | 0 | 0
F1_Commercial_Office_New_Space Heating_Natural Gas_Furnace_E9 | F1 | Commercial | Office | New | Space Heating | Natural Gas | Furnace | E9 | CCE | 0 | 0 | 0 | 0 | 0 | 0 | 0 | 0 | 0 | 0 | 0 | 0 | 0 | 0 | 0 | 0 | 0 | 0 | 0 | 0 | 0 | 0 | 0 | 0 | 0 | 0 | 0
F1_Commercial_Office_New_Space Heating_Natural Gas_Furnace_E10 | F1 | Commercial | Office | New | Space Heating | Natural Gas | Furnace | E10 | CCE | 0 | 0 | 0 | 0 | 0 | 0 | 0 | 0 | 0 | 0 | 0 | 0 | 0 | 0 | 0 | 0 | 0 | 0 | 0 | 0 | 0 | 0 | 0 | 0 | 0 | 0 | 0
F2_Commercial_Office_New_Space Heating_Natural Gas_Furnace_E1 | F2 | Commercial | Office | New | Space Heating | Natural Gas | Furnace | E1 | TRC BC Ratio | 1 | 1 | 1 | 0 | 0 | 0 | 0 | 0 | 0 | 0 | 0 | 0 | 0 | 0 | 0 | 0 | 0 | 0 | 0 | 0 | 0 | 0 | 0 | 0 | 0 | 0 | 0
F2_Commercial_Office_New_Space Heating_Natural Gas_Furnace_E2 | F2 | Commercial | Office | New | Space Heating | Natural Gas | Furnace | E2 | TRC BC Ratio | 4.5087 | 4.4822 | 4.4197 | 1 | 1 | 1 | 1 | 1 | 1 | 1 | 1 | 1 | 1 | 1 | 1 | 1 | 1 | 1 | 1 | 1 | 1 | 1 | 1 | 1 | 1 | 1 | 1
F2_Commercial_Office_New_Space Heating_Natural Gas_Furnace_E3 | F2 | Commercial | Office | New | Space Heating | Natural Gas | Furnace | E3 | TRC BC Ratio | 3.3815 | 3.3616 | 3.3148 | 2.1761 | 2.1667 | 2.1654 | 2.1696 | 2.1754 | 2.18 | 2.1822 | 2.182 | 2.1791 | 2.1728 | 2.1613 | 2.1449 | 2.1242 | 2.0976 | 2.0662 | 2.0288 | 1.9842 | 1.931 | 1.8706 | 1.8208 | 1.7894 | 1.7776 | 1.7864 | 1.7951
F2_Commercial_Office_New_Space Heating_Natural Gas_Furnace_E4 | F2 | Commercial | Office | New | Space Heating | Natural Gas | Furnace | E4 | TRC BC Ratio | 0 | 0 | 0 | 0 | 0 | 0 | 0 | 0 | 0 | 0 | 0 | 0 | 0 | 0 | 0 | 0 | 0 | 0 | 0 | 0 | 0 | 0 | 0 | 0 | 0 | 0 | 0
F2_Commercial_Office_New_Space Heating_Natural Gas_Furnace_E5 | F2 | Commercial | Office | New | Space Heating | Natural Gas | Furnace | E5 | TRC BC Ratio | 0 | 0 | 0 | 0 | 0 | 0 | 0 | 0 | 0 | 0 | 0 | 0 | 0 | 0 | 0 | 0 | 0 | 0 | 0 | 0 | 0 | 0 | 0 | 0 | 0 | 0 | 0
F2_Commercial_Office_New_Space Heating_Natural Gas_Furnace_E6 | F2 | Commercial | Office | New | Space Heating | Natural Gas | Furnace | E6 | TRC BC Ratio | 0 | 0 | 0 | 0 | 0 | 0 | 0 | 0 | 0 | 0 | 0 | 0 | 0 | 0 | 0 | 0 | 0 | 0 | 0 | 0 | 0 | 0 | 0 | 0 | 0 | 0 | 0
F2_Commercial_Office_New_Space Heating_Natural Gas_Furnace_E7 | F2 | Commercial | Office | New | Space Heating | Natural Gas | Furnace | E7 | TRC BC Ratio | 0 | 0 | 0 | 0 | 0 | 0 | 0 | 0 | 0 | 0 | 0 | 0 | 0 | 0 | 0 | 0 | 0 | 0 | 0 | 0 | 0 | 0 | 0 | 0 | 0 | 0 | 0
F2_Commercial_Office_New_Space Heating_Natural Gas_Furnace_E8 | F2 | Commercial | Office | New | Space Heating | Natural Gas | Furnace | E8 | TRC BC Ratio | 0 | 0 | 0 | 0 | 0 | 0 | 0 | 0 | 0 | 0 | 0 | 0 | 0 | 0 | 0 | 0 | 0 | 0 | 0 | 0 | 0 | 0 | 0 | 0 | 0 | 0 | 0
F2_Commercial_Office_New_Space Heating_Natural Gas_Furnace_E9 | F2 | Commercial | Office | New | Space Heating | Natural Gas | Furnace | E9 | TRC BC Ratio | 0 | 0 | 0 | 0 | 0 | 0 | 0 | 0 | 0 | 0 | 0 | 0 | 0 | 0 | 0 | 0 | 0 | 0 | 0 | 0 | 0 | 0 | 0 | 0 | 0 | 0 | 0
F2_Commercial_Office_New_Space Heating_Natural Gas_Furnace_E10 | F2 | Commercial | Office | New | Space Heating | Natural Gas | Furnace | E10 | TRC BC Ratio | 0 | 0 | 0 | 0 | 0 | 0 | 0 | 0 | 0 | 0 | 0 | 0 | 0 | 0 | 0 | 0 | 0 | 0 | 0 | 0 | 0 | 0 | 0 | 0 | 0 | 0 | 0
F3_Commercial_Office_New_Space Heating_Natural Gas_Furnace_E1 | F3 | Commercial | Office | New | Space Heating | Natural Gas | Furnace | E1 | PACT BC Ratio | 1 | 1 | 1 | 0 | 0 | 0 | 0 | 0 | 0 | 0 | 0 | 0 | 0 | 0 | 0 | 0 | 0 | 0 | 0 | 0 | 0 | 0 | 0 | 0 | 0 | 0 | 0
F3_Commercial_Office_New_Space Heating_Natural Gas_Furnace_E2 | F3 | Commercial | Office | New | Space Heating | Natural Gas | Furnace | E2 | PACT BC Ratio | 5.9325 | 5.8976 | 5.8154 | 1 | 1 | 1 | 1 | 1 | 1 | 1 | 1 | 1 | 1 | 1 | 1 | 1 | 1 | 1 | 1 | 1 | 1 | 1 | 1 | 1 | 1 | 1 | 1
F3_Commercial_Office_New_Space Heating_Natural Gas_Furnace_E3 | F3 | Commercial | Office | New | Space Heating | Natural Gas | Furnace | E3 | PACT BC Ratio | 4.4494 | 4.4232 | 4.3615 | 2.8632 | 2.851 | 2.8492 | 2.8548 | 2.8624 | 2.8684 | 2.8713 | 2.871 | 2.8672 | 2.8589 | 2.8439 | 2.8222 | 2.7951 | 2.76 | 2.7187 | 2.6695 | 2.6107 | 2.5408 | 2.4614 | 2.3957 | 2.3545 | 2.339 | 2.3505 | 2.362
F3_Commercial_Office_New_Space Heating_Natural Gas_Furnace_E4 | F3 | Commercial | Office | New | Space Heating | Natural Gas | Furnace | E4 | PACT BC Ratio | 0 | 0 | 0 | 0 | 0 | 0 | 0 | 0 | 0 | 0 | 0 | 0 | 0 | 0 | 0 | 0 | 0 | 0 | 0 | 0 | 0 | 0 | 0 | 0 | 0 | 0 | 0
F3_Commercial_Office_New_Space Heating_Natural Gas_Furnace_E5 | F3 | Commercial | Office | New | Space Heating | Natural Gas | Furnace | E5 | PACT BC Ratio | 0 | 0 | 0 | 0 | 0 | 0 | 0 | 0 | 0 | 0 | 0 | 0 | 0 | 0 | 0 | 0 | 0 | 0 | 0 | 0 | 0 | 0 | 0 | 0 | 0 | 0 | 0
F3_Commercial_Office_New_Space Heating_Natural Gas_Furnace_E6 | F3 | Commercial | Office | New | Space Heating | Natural Gas | Furnace | E6 | PACT BC Ratio | 0 | 0 | 0 | 0 | 0 | 0 | 0 | 0 | 0 | 0 | 0 | 0 | 0 | 0 | 0 | 0 | 0 | 0 | 0 | 0 | 0 | 0 | 0 | 0 | 0 | 0 | 0
F3_Commercial_Office_New_Space Heating_Natural Gas_Furnace_E7 | F3 | Commercial | Office | New | Space Heating | Natural Gas | Furnace | E7 | PACT BC Ratio | 0 | 0 | 0 | 0 | 0 | 0 | 0 | 0 | 0 | 0 | 0 | 0 | 0 | 0 | 0 | 0 | 0 | 0 | 0 | 0 | 0 | 0 | 0 | 0 | 0 | 0 | 0
F3_Commercial_Office_New_Space Heating_Natural Gas_Furnace_E8 | F3 | Commercial | Office | New | Space Heating | Natural Gas | Furnace | E8 | PACT BC Ratio | 0 | 0 | 0 | 0 | 0 | 0 | 0 | 0 | 0 | 0 | 0 | 0 | 0 | 0 | 0 | 0 | 0 | 0 | 0 | 0 | 0 | 0 | 0 | 0 | 0 | 0 | 0
F3_Commercial_Office_New_Space Heating_Natural Gas_Furnace_E9 | F3 | Commercial | Office | New | Space Heating | Natural Gas | Furnace | E9 | PACT BC Ratio | 0 | 0 | 0 | 0 | 0 | 0 | 0 | 0 | 0 | 0 | 0 | 0 | 0 | 0 | 0 | 0 | 0 | 0 | 0 | 0 | 0 | 0 | 0 | 0 | 0 | 0 | 0
F3_Commercial_Office_New_Space Heating_Natural Gas_Furnace_E10 | F3 | Commercial | Office | New | Space Heating | Natural Gas | Furnace | E10 | PACT BC Ratio | 0 | 0 | 0 | 0 | 0 | 0 | 0 | 0 | 0 | 0 | 0 | 0 | 0 | 0 | 0 | 0 | 0 | 0 | 0 | 0 | 0 | 0 | 0 | 0 | 0 | 0 | 0
F4_Commercial_Office_New_Space Heating_Natural Gas_Furnace_E1 | F4 | Commercial | Office | New | Space Heating | Natural Gas | Furnace | E1 | RVT BC Ratio | 1 | 1 | 1 | 0 | 0 | 0 | 0 | 0 | 0 | 0 | 0 | 0 | 0 | 0 | 0 | 0 | 0 | 0 | 0 | 0 | 0 | 0 | 0 | 0 | 0 | 0 | 0
F4_Commercial_Office_New_Space Heating_Natural Gas_Furnace_E2 | F4 | Commercial | Office | New | Space Heating | Natural Gas | Furnace | E2 | RVT BC Ratio | 0.7 | 0.7 | 0.7 | 1 | 1 | 1 | 1 | 1 | 1 | 1 | 1 | 1 | 1 | 1 | 1 | 1 | 1 | 1 | 1 | 1 | 1 | 1 | 1 | 1 | 1 | 1 | 1
F4_Commercial_Office_New_Space Heating_Natural Gas_Furnace_E3 | F4 | Commercial | Office | New | Space Heating | Natural Gas | Furnace | E3 | RVT BC Ratio | 0.7 | 0.7 | 0.7 | 0.7 | 0.7 | 0.7 | 0.7 | 0.7 | 0.7 | 0.7 | 0.7 | 0.7 | 0.7 | 0.7 | 0.7 | 0.7 | 0.7 | 0.7 | 0.7 | 0.7 | 0.7 | 0.7 | 0.7 | 0.7 | 0.7 | 0.7 | 0.7
F4_Commercial_Office_New_Space Heating_Natural Gas_Furnace_E4 | F4 | Commercial | Office | New | Space Heating | Natural Gas | Furnace | E4 | RVT BC Ratio | 0 | 0 | 0 | 0 | 0 | 0 | 0 | 0 | 0 | 0 | 0 | 0 | 0 | 0 | 0 | 0 | 0 | 0 | 0 | 0 | 0 | 0 | 0 | 0 | 0 | 0 | 0
F4_Commercial_Office_New_Space Heating_Natural Gas_Furnace_E5 | F4 | Commercial | Office | New | Space Heating | Natural Gas | Furnace | E5 | RVT BC Ratio | 0 | 0 | 0 | 0 | 0 | 0 | 0 | 0 | 0 | 0 | 0 | 0 | 0 | 0 | 0 | 0 | 0 | 0 | 0 | 0 | 0 | 0 | 0 | 0 | 0 | 0 | 0
F4_Commercial_Office_New_Space Heating_Natural Gas_Furnace_E6 | F4 | Commercial | Office | New | Space Heating | Natural Gas | Furnace | E6 | RVT BC Ratio | 0 | 0 | 0 | 0 | 0 | 0 | 0 | 0 | 0 | 0 | 0 | 0 | 0 | 0 | 0 | 0 | 0 | 0 | 0 | 0 | 0 | 0 | 0 | 0 | 0 | 0 | 0
F4_Commercial_Office_New_Space Heating_Natural Gas_Furnace_E7 | F4 | Commercial | Office | New | Space Heating | Natural Gas | Furnace | E7 | RVT BC Ratio | 0 | 0 | 0 | 0 | 0 | 0 | 0 | 0 | 0 | 0 | 0 | 0 | 0 | 0 | 0 | 0 | 0 | 0 | 0 | 0 | 0 | 0 | 0 | 0 | 0 | 0 | 0
F4_Commercial_Office_New_Space Heating_Natural Gas_Furnace_E8 | F4 | Commercial | Office | New | Space Heating | Natural Gas | Furnace | E8 | RVT BC Ratio | 0 | 0 | 0 | 0 | 0 | 0 | 0 | 0 | 0 | 0 | 0 | 0 | 0 | 0 | 0 | 0 | 0 | 0 | 0 | 0 | 0 | 0 | 0 | 0 | 0 | 0 | 0
F4_Commercial_Office_New_Space Heating_Natural Gas_Furnace_E9 | F4 | Commercial | Office | New | Space Heating | Natural Gas | Furnace | E9 | RVT BC Ratio | 0 | 0 | 0 | 0 | 0 | 0 | 0 | 0 | 0 | 0 | 0 | 0 | 0 | 0 | 0 | 0 | 0 | 0 | 0 | 0 | 0 | 0 | 0 | 0 | 0 | 0 | 0
F4_Commercial_Office_New_Space Heating_Natural Gas_Furnace_E10 | F4 | Commercial | Office | New | Space Heating | Natural Gas | Furnace | E10 | RVT BC Ratio | 0 | 0 | 0 | 0 | 0 | 0 | 0 | 0 | 0 | 0 | 0 | 0 | 0 | 0 | 0 | 0 | 0 | 0 | 0 | 0 | 0 | 0 | 0 | 0 | 0 | 0 | 0
F5_Commercial_Office_New_Space Heating_Natural Gas_Furnace_E1 | F5 | Commercial | Office | New | Space Heating | Natural Gas | Furnace | E1 | RIM BC Ratio | 1 | 1 | 1 | 0 | 0 | 0 | 0 | 0 | 0 | 0 | 0 | 0 | 0 | 0 | 0 | 0 | 0 | 0 | 0 | 0 | 0 | 0 | 0 | 0 | 0 | 0 | 0
F5_Commercial_Office_New_Space Heating_Natural Gas_Furnace_E2 | F5 | Commercial | Office | New | Space Heating | Natural Gas | Furnace | E2 | RIM BC Ratio | 5.9325 | 5.8976 | 5.8154 | 1 | 1 | 1 | 1 | 1 | 1 | 1 | 1 | 1 | 1 | 1 | 1 | 1 | 1 | 1 | 1 | 1 | 1 | 1 | 1 | 1 | 1 | 1 | 1
F5_Commercial_Office_New_Space Heating_Natural Gas_Furnace_E3 | F5 | Commercial | Office | New | Space Heating | Natural Gas | Furnace | E3 | RIM BC Ratio | 4.4494 | 4.4232 | 4.3615 | 2.8632 | 2.851 | 2.8492 | 2.8548 | 2.8624 | 2.8684 | 2.8713 | 2.871 | 2.8672 | 2.8589 | 2.8439 | 2.8222 | 2.7951 | 2.76 | 2.7187 | 2.6695 | 2.6107 | 2.5408 | 2.4614 | 2.3957 | 2.3545 | 2.339 | 2.3505 | 2.362
F5_Commercial_Office_New_Space Heating_Natural Gas_Furnace_E4 | F5 | Commercial | Office | New | Space Heating | Natural Gas | Furnace | E4 | RIM BC Ratio | 0 | 0 | 0 | 0 | 0 | 0 | 0 | 0 | 0 | 0 | 0 | 0 | 0 | 0 | 0 | 0 | 0 | 0 | 0 | 0 | 0 | 0 | 0 | 0 | 0 | 0 | 0
F5_Commercial_Office_New_Space Heating_Natural Gas_Furnace_E5 | F5 | Commercial | Office | New | Space Heating | Natural Gas | Furnace | E5 | RIM BC Ratio | 0 | 0 | 0 | 0 | 0 | 0 | 0 | 0 | 0 | 0 | 0 | 0 | 0 | 0 | 0 | 0 | 0 | 0 | 0 | 0 | 0 | 0 | 0 | 0 | 0 | 0 | 0
F5_Commercial_Office_New_Space Heating_Natural Gas_Furnace_E6 | F5 | Commercial | Office | New | Space Heating | Natural Gas | Furnace | E6 | RIM BC Ratio | 0 | 0 | 0 | 0 | 0 | 0 | 0 | 0 | 0 | 0 | 0 | 0 | 0 | 0 | 0 | 0 | 0 | 0 | 0 | 0 | 0 | 0 | 0 | 0 | 0 | 0 | 0
F5_Commercial_Office_New_Space Heating_Natural Gas_Furnace_E7 | F5 | Commercial | Office | New | Space Heating | Natural Gas | Furnace | E7 | RIM BC Ratio | 0 | 0 | 0 | 0 | 0 | 0 | 0 | 0 | 0 | 0 | 0 | 0 | 0 | 0 | 0 | 0 | 0 | 0 | 0 | 0 | 0 | 0 | 0 | 0 | 0 | 0 | 0
F5_Commercial_Office_New_Space Heating_Natural Gas_Furnace_E8 | F5 | Commercial | Office | New | Space Heating | Natural Gas | Furnace | E8 | RIM BC Ratio | 0 | 0 | 0 | 0 | 0 | 0 | 0 | 0 | 0 | 0 | 0 | 0 | 0 | 0 | 0 | 0 | 0 | 0 | 0 | 0 | 0 | 0 | 0 | 0 | 0 | 0 | 0
F5_Commercial_Office_New_Space Heating_Natural Gas_Furnace_E9 | F5 | Commercial | Office | New | Space Heating | Natural Gas | Furnace | E9 | RIM BC Ratio | 0 | 0 | 0 | 0 | 0 | 0 | 0 | 0 | 0 | 0 | 0 | 0 | 0 | 0 | 0 | 0 | 0 | 0 | 0 | 0 | 0 | 0 | 0 | 0 | 0 | 0 | 0
F5_Commercial_Office_New_Space Heating_Natural Gas_Furnace_E10 | F5 | Commercial | Office | New | Space Heating | Natural Gas | Furnace | E10 | RIM BC Ratio | 0 | 0 | 0 | 0 | 0 | 0 | 0 | 0 | 0 | 0 | 0 | 0 | 0 | 0 | 0 | 0 | 0 | 0 | 0 | 0 | 0 | 0 | 0 | 0 | 0 | 0 | 0
F0_Commercial_Office_New_Space Heating_Natural Gas_Boiler_E0 | F0 | Commercial | Office | New | Space Heating | Natural Gas | Boiler | E0 | Economic Unit | AFUE 97% | AFUE 97% | AFUE 97% | AFUE 97% | AFUE 97% | AFUE 97% | AFUE 97% | AFUE 97% | AFUE 97% | AFUE 97% | AFUE 97% | AFUE 97% | AFUE 97% | AFUE 97% | AFUE 97% | AFUE 97% | AFUE 97% | AFUE 97% | AFUE 97% | AFUE 97% | AFUE 97% | AFUE 97% | AFUE 97% | AFUE 97% | AFUE 97% | AFUE 97% | AFUE 97%
F1_Commercial_Office_New_Space Heating_Natural Gas_Boiler_E1 | F1 | Commercial | Office | New | Space Heating | Natural Gas | Boiler | E1 | CCE | 0 | 0 | 0 | 0 | 0 | 0 | 0 | 0 | 0 | 0 | 0 | 0 | 0 | 0 | 0 | 0 | 0 | 0 | 0 | 0 | 0 | 0 | 0 | 0 | 0 | 0 | 0
F1_Commercial_Office_New_Space Heating_Natural Gas_Boiler_E2 | F1 | Commercial | Office | New | Space Heating | Natural Gas | Boiler | E2 | CCE | 0.010382 | 0.0096502 | 0.0096878 | 0.0096878 | 0.0096878 | 0.0096878 | 0.0096878 | 0.0096878 | 0.0096878 | 0.0096878 | 0.0096878 | 0.0096878 | 0.0096878 | 0.0096878 | 0.0096878 | 0.0096878 | 0.0096878 | 0.0096878 | 0.0096878 | 0.0096878 | 0.0096878 | 0.0096878 | 0.0096878 | 0.0096878 | 0.0096878 | 0.0096878 | 0.0096878
F1_Commercial_Office_New_Space Heating_Natural Gas_Boiler_E3 | F1 | Commercial | Office | New | Space Heating | Natural Gas | Boiler | E3 | CCE | 0.010483 | 0.0097441 | 0.009782 | 0.009782 | 0.009782 | 0.009782 | 0.009782 | 0.009782 | 0.009782 | 0.009782 | 0.009782 | 0.009782 | 0.009782 | 0.009782 | 0.009782 | 0.009782 | 0.009782 | 0.009782 | 0.009782 | 0.009782 | 0.009782 | 0.009782 | 0.009782 | 0.009782 | 0.009782 | 0.009782 | 0.009782
F1_Commercial_Office_New_Space Heating_Natural Gas_Boiler_E4 | F1 | Commercial | Office | New | Space Heating | Natural Gas | Boiler | E4 | CCE | 0.044233 | 0.041116 | 0.041276 | 0.041276 | 0.041276 | 0.041276 | 0.041276 | 0.041276 | 0.041276 | 0.041276 | 0.041276 | 0.041276 | 0.041276 | 0.041276 | 0.041276 | 0.041276 | 0.041276 | 0.041276 | 0.041276 | 0.041276 | 0.041276 | 0.041276 | 0.041276 | 0.041276 | 0.041276 | 0.041276 | 0.041276
F1_Commercial_Office_New_Space Heating_Natural Gas_Boiler_E5 | F1 | Commercial | Office | New | Space Heating | Natural Gas | Boiler | E5 | CCE | 0 | 0 | 0 | 0 | 0 | 0 | 0 | 0 | 0 | 0 | 0 | 0 | 0 | 0 | 0 | 0 | 0 | 0 | 0 | 0 | 0 | 0 | 0 | 0 | 0 | 0 | 0
F1_Commercial_Office_New_Space Heating_Natural Gas_Boiler_E6 | F1 | Commercial | Office | New | Space Heating | Natural Gas | Boiler | E6 | CCE | 0 | 0 | 0 | 0 | 0 | 0 | 0 | 0 | 0 | 0 | 0 | 0 | 0 | 0 | 0 | 0 | 0 | 0 | 0 | 0 | 0 | 0 | 0 | 0 | 0 | 0 | 0
F1_Commercial_Office_New_Space Heating_Natural Gas_Boiler_E7 | F1 | Commercial | Office | New | Space Heating | Natural Gas | Boiler | E7 | CCE | 0 | 0 | 0 | 0 | 0 | 0 | 0 | 0 | 0 | 0 | 0 | 0 | 0 | 0 | 0 | 0 | 0 | 0 | 0 | 0 | 0 | 0 | 0 | 0 | 0 | 0 | 0
F1_Commercial_Office_New_Space Heating_Natural Gas_Boiler_E8 | F1 | Commercial | Office | New | Space Heating | Natural Gas | Boiler | E8 | CCE | 0 | 0 | 0 | 0 | 0 | 0 | 0 | 0 | 0 | 0 | 0 | 0 | 0 | 0 | 0 | 0 | 0 | 0 | 0 | 0 | 0 | 0 | 0 | 0 | 0 | 0 | 0
F1_Commercial_Office_New_Space Heating_Natural Gas_Boiler_E9 | F1 | Commercial | Office | New | Space Heating | Natural Gas | Boiler | E9 | CCE | 0 | 0 | 0 | 0 | 0 | 0 | 0 | 0 | 0 | 0 | 0 | 0 | 0 | 0 | 0 | 0 | 0 | 0 | 0 | 0 | 0 | 0 | 0 | 0 | 0 | 0 | 0
F1_Commercial_Office_New_Space Heating_Natural Gas_Boiler_E10 | F1 | Commercial | Office | New | Space Heating | Natural Gas | Boiler | E10 | CCE | 0 | 0 | 0 | 0 | 0 | 0 | 0 | 0 | 0 | 0 | 0 | 0 | 0 | 0 | 0 | 0 | 0 | 0 | 0 | 0 | 0 | 0 | 0 | 0 | 0 | 0 | 0
F2_Commercial_Office_New_Space Heating_Natural Gas_Boiler_E1 | F2 | Commercial | Office | New | Space Heating | Natural Gas | Boiler | E1 | TRC BC Ratio | bar: 2021 to 2047
F2_Commercial_Office_New_Space Heating_Natural Gas_Boiler_E2 | F2 | Commercial | Office | New | Space Heating | Natural Gas | Boiler | E2 | TRC BC Ratio | 1.5 | 1.4897 | 1.4675 | 1.4433 | 1.4351 | 1.4326 | 1.4346 | 1.4382 | 1.4413 | 1.4429 | 1.443 | 1.4414 | 1.4376 | 1.4304 | 1.4201 | 1.4071 | 1.3902 | 1.3703 | 1.3465 | 1.3181 | 1.2842 | 1.2457 | 1.2139 | 1.194 | 1.1867 | 1.1925 | 1.1983
F2_Commercial_Office_New_Space Heating_Natural Gas_Boiler_E3 | F2 | Commercial | Office | New | Space Heating | Natural Gas | Boiler | E3 | TRC BC Ratio | 1.4856 | 1.4754 | 1.4533 | 1.4294 | 1.4212 | 1.4188 | 1.4208 | 1.4244 | 1.4274 | 1.429 | 1.4291 | 1.4275 | 1.4237 | 1.4167 | 1.4064 | 1.3935 | 1.3768 | 1.3571 | 1.3335 | 1.3054 | 1.2718 | 1.2337 | 1.2022 | 1.1825 | 1.1752 | 1.181 | 1.1868
F2_Commercial_Office_New_Space Heating_Natural Gas_Boiler_E4 | F2 | Commercial | Office | New | Space Heating | Natural Gas | Boiler | E4 | TRC BC Ratio | 0.35799 | 0.35488 | 0.3492 | 0.34261 | 0.33796 | 0.33406 | 0.33092 | 0.32819 | 0.32564 | 0.32322 | 0.32103 | 0.31921 | 0.3178 | 0.31657 | 0.31534 | 0.31396 | 0.31203 | 0.30964 | 0.3067 | 0.30308 | 0.29867 | 0.29358 | 0.28947 | 0.28712 | 0.28659 | 0.288 | 0.28941
F2_Commercial_Office_New_Space Heating_Natural Gas_Boiler_E5 | F2 | Commercial | Office | New | Space Heating | Natural Gas | Boiler | E5 | TRC BC Ratio | 0 | 0 | 0 | 0 | 0 | 0 | 0 | 0 | 0 | 0 | 0 | 0 | 0 | 0 | 0 | 0 | 0 | 0 | 0 | 0 | 0 | 0 | 0 | 0 | 0 | 0 | 0
F2_Commercial_Office_New_Space Heating_Natural Gas_Boiler_E6 | F2 | Commercial | Office | New | Space Heating | Natural Gas | Boiler | E6 | TRC BC Ratio | 0 | 0 | 0 | 0 | 0 | 0 | 0 | 0 | 0 | 0 | 0 | 0 | 0 | 0 | 0 | 0 | 0 | 0 | 0 | 0 | 0 | 0 | 0 | 0 | 0 | 0 | 0
F2_Commercial_Office_New_Space Heating_Natural Gas_Boiler_E7 | F2 | Commercial | Office | New | Space Heating | Natural Gas | Boiler | E7 | TRC BC Ratio | 0 | 0 | 0 | 0 | 0 | 0 | 0 | 0 | 0 | 0 | 0 | 0 | 0 | 0 | 0 | 0 | 0 | 0 | 0 | 0 | 0 | 0 | 0 | 0 | 0 | 0 | 0
F2_Commercial_Office_New_Space Heating_Natural Gas_Boiler_E8 | F2 | Commercial | Office | New | Space Heating | Natural Gas | Boiler | E8 | TRC BC Ratio | 0 | 0 | 0 | 0 | 0 | 0 | 0 | 0 | 0 | 0 | 0 | 0 | 0 | 0 | 0 | 0 | 0 | 0 | 0 | 0 | 0 | 0 | 0 | 0 | 0 | 0 | 0
F2_Commercial_Office_New_Space Heating_Natural Gas_Boiler_E9 | F2 | Commercial | Office | New | Space Heating | Natural Gas | Boiler | E9 | TRC BC Ratio | 0 | 0 | 0 | 0 | 0 | 0 | 0 | 0 | 0 | 0 | 0 | 0 | 0 | 0 | 0 | 0 | 0 | 0 | 0 | 0 | 0 | 0 | 0 | 0 | 0 | 0 | 0
F2_Commercial_Office_New_Space Heating_Natural Gas_Boiler_E10 | F2 | Commercial | Office | New | Space Heating | Natural Gas | Boiler | E10 | TRC BC Ratio | 0 | 0 | 0 | 0 | 0 | 0 | 0 | 0 | 0 | 0 | 0 | 0 | 0 | 0 | 0 | 0 | 0 | 0 | 0 | 0 | 0 | 0 | 0 | 0 | 0 | 0 | 0
F3_Commercial_Office_New_Space Heating_Natural Gas_Boiler_E1 | F3 | Commercial | Office | New | Space Heating | Natural Gas | Boiler | E1 | PACT BC Ratio | bar: 2021 to 2047
F3_Commercial_Office_New_Space Heating_Natural Gas_Boiler_E2 | F3 | Commercial | Office | New | Space Heating | Natural Gas | Boiler | E2 | PACT BC Ratio | 1.9737 | 1.9602 | 1.9309 | 1.8991 | 1.8883 | 1.885 | 1.8876 | 1.8924 | 1.8965 | 1.8986 | 1.8987 | 1.8966 | 1.8915 | 1.8821 | 1.8685 | 1.8514 | 1.8292 | 1.803 | 1.7717 | 1.7343 | 1.6897 | 1.639 | 1.5972 | 1.5711 | 1.5614 | 1.569 | 1.5767
F3_Commercial_Office_New_Space Heating_Natural Gas_Boiler_E3 | F3 | Commercial | Office | New | Space Heating | Natural Gas | Boiler | E3 | PACT BC Ratio | 1.9547 | 1.9413 | 1.9123 | 1.8808 | 1.8701 | 1.8668 | 1.8695 | 1.8742 | 1.8782 | 1.8803 | 1.8804 | 1.8783 | 1.8733 | 1.864 | 1.8505 | 1.8336 | 1.8116 | 1.7856 | 1.7546 | 1.7176 | 1.6734 | 1.6232 | 1.5818 | 1.5559 | 1.5464 | 1.5539 | 1.5616
F3_Commercial_Office_New_Space Heating_Natural Gas_Boiler_E4 | F3 | Commercial | Office | New | Space Heating | Natural Gas | Boiler | E4 | PACT BC Ratio | 0.47104 | 0.46695 | 0.45948 | 0.4508 | 0.44468 | 0.43956 | 0.43542 | 0.43183 | 0.42847 | 0.42528 | 0.42241 | 0.42001 | 0.41816 | 0.41655 | 0.41492 | 0.41311 | 0.41056 | 0.40743 | 0.40355 | 0.39879 | 0.39298 | 0.38628 | 0.38089 | 0.37778 | 0.3771 | 0.37894 | 0.3808
F3_Commercial_Office_New_Space Heating_Natural Gas_Boiler_E5 | F3 | Commercial | Office | New | Space Heating | Natural Gas | Boiler | E5 | PACT BC Ratio | 0 | 0 | 0 | 0 | 0 | 0 | 0 | 0 | 0 | 0 | 0 | 0 | 0 | 0 | 0 | 0 | 0 | 0 | 0 | 0 | 0 | 0 | 0 | 0 | 0 | 0 | 0
F3_Commercial_Office_New_Space Heating_Natural Gas_Boiler_E6 | F3 | Commercial | Office | New | Space Heating | Natural Gas | Boiler | E6 | PACT BC Ratio | 0 | 0 | 0 | 0 | 0 | 0 | 0 | 0 | 0 | 0 | 0 | 0 | 0 | 0 | 0 | 0 | 0 | 0 | 0 | 0 | 0 | 0 | 0 | 0 | 0 | 0 | 0
F3_Commercial_Office_New_Space Heating_Natural Gas_Boiler_E7 | F3 | Commercial | Office | New | Space Heating | Natural Gas | Boiler | E7 | PACT BC Ratio | 0 | 0 | 0 | 0 | 0 | 0 | 0 | 0 | 0 | 0 | 0 | 0 | 0 | 0 | 0 | 0 | 0 | 0 | 0 | 0 | 0 | 0 | 0 | 0 | 0 | 0 | 0
F3_Commercial_Office_New_Space Heating_Natural Gas_Boiler_E8 | F3 | Commercial | Office | New | Space Heating | Natural Gas | Boiler | E8 | PACT BC Ratio | 0 | 0 | 0 | 0 | 0 | 0 | 0 | 0 | 0 | 0 | 0 | 0 | 0 | 0 | 0 | 0 | 0 | 0 | 0 | 0 | 0 | 0 | 0 | 0 | 0 | 0 | 0
F3_Commercial_Office_New_Space Heating_Natural Gas_Boiler_E9 | F3 | Commercial | Office | New | Space Heating | Natural Gas | Boiler | E9 | PACT BC Ratio | 0 | 0 | 0 | 0 | 0 | 0 | 0 | 0 | 0 | 0 | 0 | 0 | 0 | 0 | 0 | 0 | 0 | 0 | 0 | 0 | 0 | 0 | 0 | 0 | 0 | 0 | 0
F3_Commercial_Office_New_Space Heating_Natural Gas_Boiler_E10 | F3 | Commercial | Office | New | Space Heating | Natural Gas | Boiler | E10 | PACT BC Ratio | 0 | 0 | 0 | 0 | 0 | 0 | 0 | 0 | 0 | 0 | 0 | 0 | 0 | 0 | 0 | 0 | 0 | 0 | 0 | 0 | 0 | 0 | 0 | 0 | 0 | 0 | 0
F4_Commercial_Office_New_Space Heating_Natural Gas_Boiler_E1 | F4 | Commercial | Office | New | Space Heating | Natural Gas | Boiler | E1 | RVT BC Ratio | bar: 2021 to 2047
F4_Commercial_Office_New_Space Heating_Natural Gas_Boiler_E2 | F4 | Commercial | Office | New | Space Heating | Natural Gas | Boiler | E2 | RVT BC Ratio | 0.7 | 0.7 | 0.7 | 0.7 | 0.7 | 0.7 | 0.7 | 0.7 | 0.7 | 0.7 | 0.7 | 0.7 | 0.7 | 0.7 | 0.7 | 0.7 | 0.7 | 0.7 | 0.7 | 0.7 | 0.7 | 0.7 | 0.7 | 0.7 | 0.7 | 0.7 | 0.7
F4_Commercial_Office_New_Space Heating_Natural Gas_Boiler_E3 | F4 | Commercial | Office | New | Space Heating | Natural Gas | Boiler | E3 | RVT BC Ratio | 0.7 | 0.7 | 0.7 | 0.7 | 0.7 | 0.7 | 0.7 | 0.7 | 0.7 | 0.7 | 0.7 | 0.7 | 0.7 | 0.7 | 0.7 | 0.7 | 0.7 | 0.7 | 0.7 | 0.7 | 0.7 | 0.7 | 0.7 | 0.7 | 0.7 | 0.7 | 0.7
F4_Commercial_Office_New_Space Heating_Natural Gas_Boiler_E4 | F4 | Commercial | Office | New | Space Heating | Natural Gas | Boiler | E4 | RVT BC Ratio | 0.7 | 0.7 | 0.7 | 0.7 | 0.7 | 0.7 | 0.7 | 0.7 | 0.7 | 0.7 | 0.7 | 0.7 | 0.7 | 0.7 | 0.7 | 0.7 | 0.7 | 0.7 | 0.7 | 0.7 | 0.7 | 0.7 | 0.7 | 0.7 | 0.7 | 0.7 | 0.7
F4_Commercial_Office_New_Space Heating_Natural Gas_Boiler_E5 | F4 | Commercial | Office | New | Space Heating | Natural Gas | Boiler | E5 | RVT BC Ratio | 0 | 0 | 0 | 0 | 0 | 0 | 0 | 0 | 0 | 0 | 0 | 0 | 0 | 0 | 0 | 0 | 0 | 0 | 0 | 0 | 0 | 0 | 0 | 0 | 0 | 0 | 0
F4_Commercial_Office_New_Space Heating_Natural Gas_Boiler_E6 | F4 | Commercial | Office | New | Space Heating | Natural Gas | Boiler | E6 | RVT BC Ratio | 0 | 0 | 0 | 0 | 0 | 0 | 0 | 0 | 0 | 0 | 0 | 0 | 0 | 0 | 0 | 0 | 0 | 0 | 0 | 0 | 0 | 0 | 0 | 0 | 0 | 0 | 0
F4_Commercial_Office_New_Space Heating_Natural Gas_Boiler_E7 | F4 | Commercial | Office | New | Space Heating | Natural Gas | Boiler | E7 | RVT BC Ratio | 0 | 0 | 0 | 0 | 0 | 0 | 0 | 0 | 0 | 0 | 0 | 0 | 0 | 0 | 0 | 0 | 0 | 0 | 0 | 0 | 0 | 0 | 0 | 0 | 0 | 0 | 0
F4_Commercial_Office_New_Space Heating_Natural Gas_Boiler_E8 | F4 | Commercial | Office | New | Space Heating | Natural Gas | Boiler | E8 | RVT BC Ratio | 0 | 0 | 0 | 0 | 0 | 0 | 0 | 0 | 0 | 0 | 0 | 0 | 0 | 0 | 0 | 0 | 0 | 0 | 0 | 0 | 0 | 0 | 0 | 0 | 0 | 0 | 0
F4_Commercial_Office_New_Space Heating_Natural Gas_Boiler_E9 | F4 | Commercial | Office | New | Space Heating | Natural Gas | Boiler | E9 | RVT BC Ratio | 0 | 0 | 0 | 0 | 0 | 0 | 0 | 0 | 0 | 0 | 0 | 0 | 0 | 0 | 0 | 0 | 0 | 0 | 0 | 0 | 0 | 0 | 0 | 0 | 0 | 0 | 0
F4_Commercial_Office_New_Space Heating_Natural Gas_Boiler_E10 | F4 | Commercial | Office | New | Space Heating | Natural Gas | Boiler | E10 | RVT BC Ratio | 0 | 0 | 0 | 0 | 0 | 0 | 0 | 0 | 0 | 0 | 0 | 0 | 0 | 0 | 0 | 0 | 0 | 0 | 0 | 0 | 0 | 0 | 0 | 0 | 0 | 0 | 0
F5_Commercial_Office_New_Space Heating_Natural Gas_Boiler_E1 | F5 | Commercial | Office | New | Space Heating | Natural Gas | Boiler | E1 | RIM BC Ratio | bar: 2021 to 2047
F5_Commercial_Office_New_Space Heating_Natural Gas_Boiler_E2 | F5 | Commercial | Office | New | Space Heating | Natural Gas | Boiler | E2 | RIM BC Ratio | 1.9737 | 1.9602 | 1.9309 | 1.8991 | 1.8883 | 1.885 | 1.8876 | 1.8924 | 1.8965 | 1.8986 | 1.8987 | 1.8966 | 1.8915 | 1.8821 | 1.8685 | 1.8514 | 1.8292 | 1.803 | 1.7717 | 1.7343 | 1.6897 | 1.639 | 1.5972 | 1.5711 | 1.5614 | 1.569 | 1.5767
F5_Commercial_Office_New_Space Heating_Natural Gas_Boiler_E3 | F5 | Commercial | Office | New | Space Heating | Natural Gas | Boiler | E3 | RIM BC Ratio | 1.9547 | 1.9413 | 1.9123 | 1.8808 | 1.8701 | 1.8668 | 1.8695 | 1.8742 | 1.8782 | 1.8803 | 1.8804 | 1.8783 | 1.8733 | 1.864 | 1.8505 | 1.8336 | 1.8116 | 1.7856 | 1.7546 | 1.7176 | 1.6734 | 1.6232 | 1.5818 | 1.5559 | 1.5464 | 1.5539 | 1.5616
F5_Commercial_Office_New_Space Heating_Natural Gas_Boiler_E4 | F5 | Commercial | Office | New | Space Heating | Natural Gas | Boiler | E4 | RIM BC Ratio | 0.47104 | 0.46695 | 0.45948 | 0.4508 | 0.44468 | 0.43956 | 0.43542 | 0.43183 | 0.42847 | 0.42528 | 0.42241 | 0.42001 | 0.41816 | 0.41655 | 0.41492 | 0.41311 | 0.41056 | 0.40743 | 0.40355 | 0.39879 | 0.39298 | 0.38628 | 0.38089 | 0.37778 | 0.3771 | 0.37894 | 0.3808
F5_Commercial_Office_New_Space Heating_Natural Gas_Boiler_E5 | F5 | Commercial | Office | New | Space Heating | Natural Gas | Boiler | E5 | RIM BC Ratio | 0 | 0 | 0 | 0 | 0 | 0 | 0 | 0 | 0 | 0 | 0 | 0 | 0 | 0 | 0 | 0 | 0 | 0 | 0 | 0 | 0 | 0 | 0 | 0 | 0 | 0 | 0
F5_Commercial_Office_New_Space Heating_Natural Gas_Boiler_E6 | F5 | Commercial | Office | New | Space Heating | Natural Gas | Boiler | E6 | RIM BC Ratio | 0 | 0 | 0 | 0 | 0 | 0 | 0 | 0 | 0 | 0 | 0 | 0 | 0 | 0 | 0 | 0 | 0 | 0 | 0 | 0 | 0 | 0 | 0 | 0 | 0 | 0 | 0
F5_Commercial_Office_New_Space Heating_Natural Gas_Boiler_E7 | F5 | Commercial | Office | New | Space Heating | Natural Gas | Boiler | E7 | RIM BC Ratio | 0 | 0 | 0 | 0 | 0 | 0 | 0 | 0 | 0 | 0 | 0 | 0 | 0 | 0 | 0 | 0 | 0 | 0 | 0 | 0 | 0 | 0 | 0 | 0 | 0 | 0 | 0
F5_Commercial_Office_New_Space Heating_Natural Gas_Boiler_E8 | F5 | Commercial | Office | New | Space Heating | Natural Gas | Boiler | E8 | RIM BC Ratio | 0 | 0 | 0 | 0 | 0 | 0 | 0 | 0 | 0 | 0 | 0 | 0 | 0 | 0 | 0 | 0 | 0 | 0 | 0 | 0 | 0 | 0 | 0 | 0 | 0 | 0 | 0
F5_Commercial_Office_New_Space Heating_Natural Gas_Boiler_E9 | F5 | Commercial | Office | New | Space Heating | Natural Gas | Boiler | E9 | RIM BC Ratio | 0 | 0 | 0 | 0 | 0 | 0 | 0 | 0 | 0 | 0 | 0 | 0 | 0 | 0 | 0 | 0 | 0 | 0 | 0 | 0 | 0 | 0 | 0 | 0 | 0 | 0 | 0
F5_Commercial_Office_New_Space Heating_Natural Gas_Boiler_E10 | F5 | Commercial | Office | New | Space Heating | Natural Gas | Boiler | E10 | RIM BC Ratio | 0 | 0 | 0 | 0 | 0 | 0 | 0 | 0 | 0 | 0 | 0 | 0 | 0 | 0 | 0 | 0 | 0 | 0 | 0 | 0 | 0 | 0 | 0 | 0 | 0 | 0 | 0
F0_Commercial_Office_New_Space Heating_Natural Gas_Unit Heater_E0 | F0 | Commercial | Office | New | Space Heating | Natural Gas | Unit Heater | E0 | Economic Unit | Infrared Radiant | Infrared Radiant | Infrared Radiant | Infrared Radiant | Infrared Radiant | Infrared Radiant | Infrared Radiant | Infrared Radiant | Infrared Radiant | Infrared Radiant | Infrared Radiant | Infrared Radiant | Infrared Radiant | Infrared Radiant | Infrared Radiant | Infrared Radiant | Infrared Radiant | Infrared Radiant | Infrared Radiant | Infrared Radiant | Infrared Radiant | Infrared Radiant | Infrared Radiant | Infrared Radiant | Infrared Radiant | Infrared Radiant | Infrared Radiant
F1_Commercial_Office_New_Space Heating_Natural Gas_Unit Heater_E1 | F1 | Commercial | Office | New | Space Heating | Natural Gas | Unit Heater | E1 | CCE | 0 | 0 | 0 | 0 | 0 | 0 | 0 | 0 | 0 | 0 | 0 | 0 | 0 | 0 | 0 | 0 | 0 | 0 | 0 | 0 | 0 | 0 | 0 | 0 | 0 | 0 | 0
F1_Commercial_Office_New_Space Heating_Natural Gas_Unit Heater_E2 | F1 | Commercial | Office | New | Space Heating | Natural Gas | Unit Heater | E2 | CCE | 0.0010768 | 0.0010009 | 0.0010048 | 0.0010048 | 0.0010048 | 0.0010048 | 0.0010048 | 0.0010048 | 0.0010048 | 0.0010048 | 0.0010048 | 0.0010048 | 0.0010048 | 0.0010048 | 0.0010048 | 0.0010048 | 0.0010048 | 0.0010048 | 0.0010048 | 0.0010048 | 0.0010048 | 0.0010048 | 0.0010048 | 0.0010048 | 0.0010048 | 0.0010048 | 0.0010048
F1_Commercial_Office_New_Space Heating_Natural Gas_Unit Heater_E3 | F1 | Commercial | Office | New | Space Heating | Natural Gas | Unit Heater | E3 | CCE | 0.0016475 | 0.0015314 | 0.0015374 | 0.0015374 | 0.0015374 | 0.0015374 | 0.0015374 | 0.0015374 | 0.0015374 | 0.0015374 | 0.0015374 | 0.0015374 | 0.0015374 | 0.0015374 | 0.0015374 | 0.0015374 | 0.0015374 | 0.0015374 | 0.0015374 | 0.0015374 | 0.0015374 | 0.0015374 | 0.0015374 | 0.0015374 | 0.0015374 | 0.0015374 | 0.0015374
F1_Commercial_Office_New_Space Heating_Natural Gas_Unit Heater_E4 | F1 | Commercial | Office | New | Space Heating | Natural Gas | Unit Heater | E4 | CCE | 0 | 0 | 0 | 0 | 0 | 0 | 0 | 0 | 0 | 0 | 0 | 0 | 0 | 0 | 0 | 0 | 0 | 0 | 0 | 0 | 0 | 0 | 0 | 0 | 0 | 0 | 0
F1_Commercial_Office_New_Space Heating_Natural Gas_Unit Heater_E5 | F1 | Commercial | Office | New | Space Heating | Natural Gas | Unit Heater | E5 | CCE | 0 | 0 | 0 | 0 | 0 | 0 | 0 | 0 | 0 | 0 | 0 | 0 | 0 | 0 | 0 | 0 | 0 | 0 | 0 | 0 | 0 | 0 | 0 | 0 | 0 | 0 | 0
F1_Commercial_Office_New_Space Heating_Natural Gas_Unit Heater_E6 | F1 | Commercial | Office | New | Space Heating | Natural Gas | Unit Heater | E6 | CCE | 0 | 0 | 0 | 0 | 0 | 0 | 0 | 0 | 0 | 0 | 0 | 0 | 0 | 0 | 0 | 0 | 0 | 0 | 0 | 0 | 0 | 0 | 0 | 0 | 0 | 0 | 0
F1_Commercial_Office_New_Space Heating_Natural Gas_Unit Heater_E7 | F1 | Commercial | Office | New | Space Heating | Natural Gas | Unit Heater | E7 | CCE | 0 | 0 | 0 | 0 | 0 | 0 | 0 | 0 | 0 | 0 | 0 | 0 | 0 | 0 | 0 | 0 | 0 | 0 | 0 | 0 | 0 | 0 | 0 | 0 | 0 | 0 | 0
F1_Commercial_Office_New_Space Heating_Natural Gas_Unit Heater_E8 | F1 | Commercial | Office | New | Space Heating | Natural Gas | Unit Heater | E8 | CCE | 0 | 0 | 0 | 0 | 0 | 0 | 0 | 0 | 0 | 0 | 0 | 0 | 0 | 0 | 0 | 0 | 0 | 0 | 0 | 0 | 0 | 0 | 0 | 0 | 0 | 0 | 0
F1_Commercial_Office_New_Space Heating_Natural Gas_Unit Heater_E9 | F1 | Commercial | Office | New | Space Heating | Natural Gas | Unit Heater | E9 | CCE | 0 | 0 | 0 | 0 | 0 | 0 | 0 | 0 | 0 | 0 | 0 | 0 | 0 | 0 | 0 | 0 | 0 | 0 | 0 | 0 | 0 | 0 | 0 | 0 | 0 | 0 | 0
F1_Commercial_Office_New_Space Heating_Natural Gas_Unit Heater_E10 | F1 | Commercial | Office | New | Space Heating | Natural Gas | Unit Heater | E10 | CCE | 0 | 0 | 0 | 0 | 0 | 0 | 0 | 0 | 0 | 0 | 0 | 0 | 0 | 0 | 0 | 0 | 0 | 0 | 0 | 0 | 0 | 0 | 0 | 0 | 0 | 0 | 0
F2_Commercial_Office_New_Space Heating_Natural Gas_Unit Heater_E1 | F2 | Commercial | Office | New | Space Heating | Natural Gas | Unit Heater | E1 | TRC BC Ratio | bar: 2021 to 2047
F2_Commercial_Office_New_Space Heating_Natural Gas_Unit Heater_E2 | F2 | Commercial | Office | New | Space Heating | Natural Gas | Unit Heater | E2 | TRC BC Ratio | 14.4533 | 14.385 | 14.1956 | 13.9907 | 13.9542 | 13.9737 | 14.0292 | 14.0877 | 14.1283 | 14.1445 | 14.1396 | 14.1165 | 14.0699 | 13.9885 | 13.8726 | 13.7285 | 13.5436 | 13.326 | 13.0674 | 12.7596 | 12.3938 | 11.9788 | 11.6353 | 11.4182 | 11.334 | 11.3895 | 11.4454
F2_Commercial_Office_New_Space Heating_Natural Gas_Unit Heater_E3 | F2 | Commercial | Office | New | Space Heating | Natural Gas | Unit Heater | E3 | TRC BC Ratio | 10.3182 | 10.3189 | 10.2536 | 10.1157 | 9.8886 | 9.6065 | 9.2659 | 8.8706 | 8.4447 | 8.0252 | 7.6539 | 7.3791 | 7.2226 | 7.1736 | 7.2023 | 7.2741 | 7.353 | 7.4378 | 7.5299 | 7.6306 | 7.7416 | 7.8612 | 7.9688 | 8.0549 | 8.1185 | 8.1583 | 8.1983
F2_Commercial_Office_New_Space Heating_Natural Gas_Unit Heater_E4 | F2 | Commercial | Office | New | Space Heating | Natural Gas | Unit Heater | E4 | TRC BC Ratio | 0 | 0 | 0 | 0 | 0 | 0 | 0 | 0 | 0 | 0 | 0 | 0 | 0 | 0 | 0 | 0 | 0 | 0 | 0 | 0 | 0 | 0 | 0 | 0 | 0 | 0 | 0
F2_Commercial_Office_New_Space Heating_Natural Gas_Unit Heater_E5 | F2 | Commercial | Office | New | Space Heating | Natural Gas | Unit Heater | E5 | TRC BC Ratio | 0 | 0 | 0 | 0 | 0 | 0 | 0 | 0 | 0 | 0 | 0 | 0 | 0 | 0 | 0 | 0 | 0 | 0 | 0 | 0 | 0 | 0 | 0 | 0 | 0 | 0 | 0
F2_Commercial_Office_New_Space Heating_Natural Gas_Unit Heater_E6 | F2 | Commercial | Office | New | Space Heating | Natural Gas | Unit Heater | E6 | TRC BC Ratio | 0 | 0 | 0 | 0 | 0 | 0 | 0 | 0 | 0 | 0 | 0 | 0 | 0 | 0 | 0 | 0 | 0 | 0 | 0 | 0 | 0 | 0 | 0 | 0 | 0 | 0 | 0
F2_Commercial_Office_New_Space Heating_Natural Gas_Unit Heater_E7 | F2 | Commercial | Office | New | Space Heating | Natural Gas | Unit Heater | E7 | TRC BC Ratio | 0 | 0 | 0 | 0 | 0 | 0 | 0 | 0 | 0 | 0 | 0 | 0 | 0 | 0 | 0 | 0 | 0 | 0 | 0 | 0 | 0 | 0 | 0 | 0 | 0 | 0 | 0
F2_Commercial_Office_New_Space Heating_Natural Gas_Unit Heater_E8 | F2 | Commercial | Office | New | Space Heating | Natural Gas | Unit Heater | E8 | TRC BC Ratio | 0 | 0 | 0 | 0 | 0 | 0 | 0 | 0 | 0 | 0 | 0 | 0 | 0 | 0 | 0 | 0 | 0 | 0 | 0 | 0 | 0 | 0 | 0 | 0 | 0 | 0 | 0
F2_Commercial_Office_New_Space Heating_Natural Gas_Unit Heater_E9 | F2 | Commercial | Office | New | Space Heating | Natural Gas | Unit Heater | E9 | TRC BC Ratio | 0 | 0 | 0 | 0 | 0 | 0 | 0 | 0 | 0 | 0 | 0 | 0 | 0 | 0 | 0 | 0 | 0 | 0 | 0 | 0 | 0 | 0 | 0 | 0 | 0 | 0 | 0
F2_Commercial_Office_New_Space Heating_Natural Gas_Unit Heater_E10 | F2 | Commercial | Office | New | Space Heating | Natural Gas | Unit Heater | E10 | TRC BC Ratio | 0 | 0 | 0 | 0 | 0 | 0 | 0 | 0 | 0 | 0 | 0 | 0 | 0 | 0 | 0 | 0 | 0 | 0 | 0 | 0 | 0 | 0 | 0 | 0 | 0 | 0 | 0
F3_Commercial_Office_New_Space Heating_Natural Gas_Unit Heater_E1 | F3 | Commercial | Office | New | Space Heating | Natural Gas | Unit Heater | E1 | PACT BC Ratio | bar: 2021 to 2047
F3_Commercial_Office_New_Space Heating_Natural Gas_Unit Heater_E2 | F3 | Commercial | Office | New | Space Heating | Natural Gas | Unit Heater | E2 | PACT BC Ratio | 19.0175 | 18.9276 | 18.6784 | 18.4089 | 18.3609 | 18.3864 | 18.4595 | 18.5364 | 18.5899 | 18.6112 | 18.6047 | 18.5743 | 18.5131 | 18.4059 | 18.2534 | 18.0638 | 17.8205 | 17.5342 | 17.194 | 16.7889 | 16.3077 | 15.7615 | 15.3096 | 15.0239 | 14.9131 | 14.9862 | 15.0597
F3_Commercial_Office_New_Space Heating_Natural Gas_Unit Heater_E3 | F3 | Commercial | Office | New | Space Heating | Natural Gas | Unit Heater | E3 | PACT BC Ratio | 13.5765 | 13.5775 | 13.4916 | 13.3101 | 13.0113 | 12.6401 | 12.192 | 11.6718 | 11.1114 | 10.5595 | 10.0709 | 9.7093 | 9.5034 | 9.439 | 9.4768 | 9.5711 | 9.675 | 9.7866 | 9.9077 | 10.0403 | 10.1863 | 10.3437 | 10.4853 | 10.5986 | 10.6822 | 10.7346 | 10.7872
F3_Commercial_Office_New_Space Heating_Natural Gas_Unit Heater_E4 | F3 | Commercial | Office | New | Space Heating | Natural Gas | Unit Heater | E4 | PACT BC Ratio | 0 | 0 | 0 | 0 | 0 | 0 | 0 | 0 | 0 | 0 | 0 | 0 | 0 | 0 | 0 | 0 | 0 | 0 | 0 | 0 | 0 | 0 | 0 | 0 | 0 | 0 | 0
F3_Commercial_Office_New_Space Heating_Natural Gas_Unit Heater_E5 | F3 | Commercial | Office | New | Space Heating | Natural Gas | Unit Heater | E5 | PACT BC Ratio | 0 | 0 | 0 | 0 | 0 | 0 | 0 | 0 | 0 | 0 | 0 | 0 | 0 | 0 | 0 | 0 | 0 | 0 | 0 | 0 | 0 | 0 | 0 | 0 | 0 | 0 | 0
F3_Commercial_Office_New_Space Heating_Natural Gas_Unit Heater_E6 | F3 | Commercial | Office | New | Space Heating | Natural Gas | Unit Heater | E6 | PACT BC Ratio | 0 | 0 | 0 | 0 | 0 | 0 | 0 | 0 | 0 | 0 | 0 | 0 | 0 | 0 | 0 | 0 | 0 | 0 | 0 | 0 | 0 | 0 | 0 | 0 | 0 | 0 | 0
F3_Commercial_Office_New_Space Heating_Natural Gas_Unit Heater_E7 | F3 | Commercial | Office | New | Space Heating | Natural Gas | Unit Heater | E7 | PACT BC Ratio | 0 | 0 | 0 | 0 | 0 | 0 | 0 | 0 | 0 | 0 | 0 | 0 | 0 | 0 | 0 | 0 | 0 | 0 | 0 | 0 | 0 | 0 | 0 | 0 | 0 | 0 | 0
F3_Commercial_Office_New_Space Heating_Natural Gas_Unit Heater_E8 | F3 | Commercial | Office | New | Space Heating | Natural Gas | Unit Heater | E8 | PACT BC Ratio | 0 | 0 | 0 | 0 | 0 | 0 | 0 | 0 | 0 | 0 | 0 | 0 | 0 | 0 | 0 | 0 | 0 | 0 | 0 | 0 | 0 | 0 | 0 | 0 | 0 | 0 | 0
F3_Commercial_Office_New_Space Heating_Natural Gas_Unit Heater_E9 | F3 | Commercial | Office | New | Space Heating | Natural Gas | Unit Heater | E9 | PACT BC Ratio | 0 | 0 | 0 | 0 | 0 | 0 | 0 | 0 | 0 | 0 | 0 | 0 | 0 | 0 | 0 | 0 | 0 | 0 | 0 | 0 | 0 | 0 | 0 | 0 | 0 | 0 | 0
F3_Commercial_Office_New_Space Heating_Natural Gas_Unit Heater_E10 | F3 | Commercial | Office | New | Space Heating | Natural Gas | Unit Heater | E10 | PACT BC Ratio | 0 | 0 | 0 | 0 | 0 | 0 | 0 | 0 | 0 | 0 | 0 | 0 | 0 | 0 | 0 | 0 | 0 | 0 | 0 | 0 | 0 | 0 | 0 | 0 | 0 | 0 | 0
F4_Commercial_Office_New_Space Heating_Natural Gas_Unit Heater_E1 | F4 | Commercial | Office | New | Space Heating | Natural Gas | Unit Heater | E1 | RVT BC Ratio | bar: 2021 to 2047
F4_Commercial_Office_New_Space Heating_Natural Gas_Unit Heater_E2 | F4 | Commercial | Office | New | Space Heating | Natural Gas | Unit Heater | E2 | RVT BC Ratio | 0.7 | 0.7 | 0.7 | 0.7 | 0.7 | 0.7 | 0.7 | 0.7 | 0.7 | 0.7 | 0.7 | 0.7 | 0.7 | 0.7 | 0.7 | 0.7 | 0.7 | 0.7 | 0.7 | 0.7 | 0.7 | 0.7 | 0.7 | 0.7 | 0.7 | 0.7 | 0.7
F4_Commercial_Office_New_Space Heating_Natural Gas_Unit Heater_E3 | F4 | Commercial | Office | New | Space Heating | Natural Gas | Unit Heater | E3 | RVT BC Ratio | 0.7 | 0.7 | 0.7 | 0.7 | 0.7 | 0.7 | 0.7 | 0.7 | 0.7 | 0.7 | 0.7 | 0.7 | 0.7 | 0.7 | 0.7 | 0.7 | 0.7 | 0.7 | 0.7 | 0.7 | 0.7 | 0.7 | 0.7 | 0.7 | 0.7 | 0.7 | 0.7
F4_Commercial_Office_New_Space Heating_Natural Gas_Unit Heater_E4 | F4 | Commercial | Office | New | Space Heating | Natural Gas | Unit Heater | E4 | RVT BC Ratio | 0 | 0 | 0 | 0 | 0 | 0 | 0 | 0 | 0 | 0 | 0 | 0 | 0 | 0 | 0 | 0 | 0 | 0 | 0 | 0 | 0 | 0 | 0 | 0 | 0 | 0 | 0
F4_Commercial_Office_New_Space Heating_Natural Gas_Unit Heater_E5 | F4 | Commercial | Office | New | Space Heating | Natural Gas | Unit Heater | E5 | RVT BC Ratio | 0 | 0 | 0 | 0 | 0 | 0 | 0 | 0 | 0 | 0 | 0 | 0 | 0 | 0 | 0 | 0 | 0 | 0 | 0 | 0 | 0 | 0 | 0 | 0 | 0 | 0 | 0
F4_Commercial_Office_New_Space Heating_Natural Gas_Unit Heater_E6 | F4 | Commercial | Office | New | Space Heating | Natural Gas | Unit Heater | E6 | RVT BC Ratio | 0 | 0 | 0 | 0 | 0 | 0 | 0 | 0 | 0 | 0 | 0 | 0 | 0 | 0 | 0 | 0 | 0 | 0 | 0 | 0 | 0 | 0 | 0 | 0 | 0 | 0 | 0
F4_Commercial_Office_New_Space Heating_Natural Gas_Unit Heater_E7 | F4 | Commercial | Office | New | Space Heating | Natural Gas | Unit Heater | E7 | RVT BC Ratio | 0 | 0 | 0 | 0 | 0 | 0 | 0 | 0 | 0 | 0 | 0 | 0 | 0 | 0 | 0 | 0 | 0 | 0 | 0 | 0 | 0 | 0 | 0 | 0 | 0 | 0 | 0
F4_Commercial_Office_New_Space Heating_Natural Gas_Unit Heater_E8 | F4 | Commercial | Office | New | Space Heating | Natural Gas | Unit Heater | E8 | RVT BC Ratio | 0 | 0 | 0 | 0 | 0 | 0 | 0 | 0 | 0 | 0 | 0 | 0 | 0 | 0 | 0 | 0 | 0 | 0 | 0 | 0 | 0 | 0 | 0 | 0 | 0 | 0 | 0
F4_Commercial_Office_New_Space Heating_Natural Gas_Unit Heater_E9 | F4 | Commercial | Office | New | Space Heating | Natural Gas | Unit Heater | E9 | RVT BC Ratio | 0 | 0 | 0 | 0 | 0 | 0 | 0 | 0 | 0 | 0 | 0 | 0 | 0 | 0 | 0 | 0 | 0 | 0 | 0 | 0 | 0 | 0 | 0 | 0 | 0 | 0 | 0
F4_Commercial_Office_New_Space Heating_Natural Gas_Unit Heater_E10 | F4 | Commercial | Office | New | Space Heating | Natural Gas | Unit Heater | E10 | RVT BC Ratio | 0 | 0 | 0 | 0 | 0 | 0 | 0 | 0 | 0 | 0 | 0 | 0 | 0 | 0 | 0 | 0 | 0 | 0 | 0 | 0 | 0 | 0 | 0 | 0 | 0 | 0 | 0
F5_Commercial_Office_New_Space Heating_Natural Gas_Unit Heater_E1 | F5 | Commercial | Office | New | Space Heating | Natural Gas | Unit Heater | E1 | RIM BC Ratio | bar: 2021 to 2047
F5_Commercial_Office_New_Space Heating_Natural Gas_Unit Heater_E2 | F5 | Commercial | Office | New | Space Heating | Natural Gas | Unit Heater | E2 | RIM BC Ratio | 19.0175 | 18.9276 | 18.6784 | 18.4089 | 18.3609 | 18.3864 | 18.4595 | 18.5364 | 18.5899 | 18.6112 | 18.6047 | 18.5743 | 18.5131 | 18.4059 | 18.2534 | 18.0638 | 17.8205 | 17.5342 | 17.194 | 16.7889 | 16.3077 | 15.7615 | 15.3096 | 15.0239 | 14.9131 | 14.9862 | 15.0597
F5_Commercial_Office_New_Space Heating_Natural Gas_Unit Heater_E3 | F5 | Commercial | Office | New | Space Heating | Natural Gas | Unit Heater | E3 | RIM BC Ratio | 13.5765 | 13.5775 | 13.4916 | 13.3101 | 13.0113 | 12.6401 | 12.192 | 11.6718 | 11.1114 | 10.5595 | 10.0709 | 9.7093 | 9.5034 | 9.439 | 9.4768 | 9.5711 | 9.675 | 9.7866 | 9.9077 | 10.0403 | 10.1863 | 10.3437 | 10.4853 | 10.5986 | 10.6822 | 10.7346 | 10.7872
F5_Commercial_Office_New_Space Heating_Natural Gas_Unit Heater_E4 | F5 | Commercial | Office | New | Space Heating | Natural Gas | Unit Heater | E4 | RIM BC Ratio | 0 | 0 | 0 | 0 | 0 | 0 | 0 | 0 | 0 | 0 | 0 | 0 | 0 | 0 | 0 | 0 | 0 | 0 | 0 | 0 | 0 | 0 | 0 | 0 | 0 | 0 | 0
F5_Commercial_Office_New_Space Heating_Natural Gas_Unit Heater_E5 | F5 | Commercial | Office | New | Space Heating | Natural Gas | Unit Heater | E5 | RIM BC Ratio | 0 | 0 | 0 | 0 | 0 | 0 | 0 | 0 | 0 | 0 | 0 | 0 | 0 | 0 | 0 | 0 | 0 | 0 | 0 | 0 | 0 | 0 | 0 | 0 | 0 | 0 | 0
F5_Commercial_Office_New_Space Heating_Natural Gas_Unit Heater_E6 | F5 | Commercial | Office | New | Space Heating | Natural Gas | Unit Heater | E6 | RIM BC Ratio | 0 | 0 | 0 | 0 | 0 | 0 | 0 | 0 | 0 | 0 | 0 | 0 | 0 | 0 | 0 | 0 | 0 | 0 | 0 | 0 | 0 | 0 | 0 | 0 | 0 | 0 | 0
F5_Commercial_Office_New_Space Heating_Natural Gas_Unit Heater_E7 | F5 | Commercial | Office | New | Space Heating | Natural Gas | Unit Heater | E7 | RIM BC Ratio | 0 | 0 | 0 | 0 | 0 | 0 | 0 | 0 | 0 | 0 | 0 | 0 | 0 | 0 | 0 | 0 | 0 | 0 | 0 | 0 | 0 | 0 | 0 | 0 | 0 | 0 | 0
F5_Commercial_Office_New_Space Heating_Natural Gas_Unit Heater_E8 | F5 | Commercial | Office | New | Space Heating | Natural Gas | Unit Heater | E8 | RIM BC Ratio | 0 | 0 | 0 | 0 | 0 | 0 | 0 | 0 | 0 | 0 | 0 | 0 | 0 | 0 | 0 | 0 | 0 | 0 | 0 | 0 | 0 | 0 | 0 | 0 | 0 | 0 | 0
F5_Commercial_Office_New_Space Heating_Natural Gas_Unit Heater_E9 | F5 | Commercial | Office | New | Space Heating | Natural Gas | Unit Heater | E9 | RIM BC Ratio | 0 | 0 | 0 | 0 | 0 | 0 | 0 | 0 | 0 | 0 | 0 | 0 | 0 | 0 | 0 | 0 | 0 | 0 | 0 | 0 | 0 | 0 | 0 | 0 | 0 | 0 | 0
F5_Commercial_Office_New_Space Heating_Natural Gas_Unit Heater_E10 | F5 | Commercial | Office | New | Space Heating | Natural Gas | Unit Heater | E10 | RIM BC Ratio | 0 | 0 | 0 | 0 | 0 | 0 | 0 | 0 | 0 | 0 | 0 | 0 | 0 | 0 | 0 | 0 | 0 | 0 | 0 | 0 | 0 | 0 | 0 | 0 | 0 | 0 | 0
F0_Commercial_Office_New_Water Heating_Natural Gas_Water Heater_E0 | F0 | Commercial | Office | New | Water Heating | Natural Gas | Water Heater | E0 | Economic Unit | Tankless | Tankless | Tankless | Tankless | Tankless | Tankless | Tankless | Tankless | Tankless | Tankless | Tankless | Tankless | Tankless | Tankless | Tankless | Tankless | Tankless | Tankless | Tankless | Tankless | Tankless | Tankless | Tankless | Tankless | Tankless | Tankless | Tankless
F1_Commercial_Office_New_Water Heating_Natural Gas_Water Heater_E1 | F1 | Commercial | Office | New | Water Heating | Natural Gas | Water Heater | E1 | CCE | 0 | 0 | 0 | 0 | 0 | 0 | 0 | 0 | 0 | 0 | 0 | 0 | 0 | 0 | 0 | 0 | 0 | 0 | 0 | 0 | 0 | 0 | 0 | 0 | 0 | 0 | 0
F1_Commercial_Office_New_Water Heating_Natural Gas_Water Heater_E2 | F1 | Commercial | Office | New | Water Heating | Natural Gas | Water Heater | E2 | CCE | 0.0026027 | 0.0026027 | 0.0026027 | 0.0026027 | 0.0026027 | 0.0026027 | 0.0026027 | 0.0026027 | 0.0026027 | 0.0026027 | 0.0026027 | 0.0026027 | 0.0026027 | 0.0026027 | 0.0026027 | 0.0026027 | 0.0026027 | 0.0026027 | 0.0026027 | 0.0026027 | 0.0026027 | 0.0026027 | 0.0026027 | 0.0026027 | 0.0026027 | 0.0026027 | 0.0026027
F1_Commercial_Office_New_Water Heating_Natural Gas_Water Heater_E3 | F1 | Commercial | Office | New | Water Heating | Natural Gas | Water Heater | E3 | CCE | -0.0020548 | -0.0020548 | -0.0020548 | -0.0020548 | -0.0020548 | -0.0020548 | -0.0020548 | -0.0020548 | -0.0020548 | -0.0020548 | -0.0020548 | -0.0020548 | -0.0020548 | -0.0020548 | -0.0020548 | -0.0020548 | -0.0020548 | -0.0020548 | -0.0020548 | -0.0020548 | -0.0020548 | -0.0020548 | -0.0020548 | -0.0020548 | -0.0020548 | -0.0020548 | -0.0020548
F1_Commercial_Office_New_Water Heating_Natural Gas_Water Heater_E4 | F1 | Commercial | Office | New | Water Heating | Natural Gas | Water Heater | E4 | CCE | 0 | 0 | 0.027312 | 0.027312 | 0.027312 | 0.027312 | 0.027312 | 0.027312 | 0.027312 | 0.027312 | 0.027312 | 0.027312 | 0.027312 | 0.027312 | 0.027312 | 0.027312 | 0.027312 | 0.027312 | 0.027312 | 0.027312 | 0.027312 | 0.027312 | 0.027312 | 0.027312 | 0.027312 | 0.027312 | 0.027312
F1_Commercial_Office_New_Water Heating_Natural Gas_Water Heater_E5 | F1 | Commercial | Office | New | Water Heating | Natural Gas | Water Heater | E5 | CCE | 0 | 0 | 0 | 0 | 0 | 0 | 0 | 0 | 0 | 0 | 0 | 0 | 0 | 0 | 0 | 0 | 0 | 0 | 0 | 0 | 0 | 0 | 0 | 0 | 0 | 0 | 0
F1_Commercial_Office_New_Water Heating_Natural Gas_Water Heater_E6 | F1 | Commercial | Office | New | Water Heating | Natural Gas | Water Heater | E6 | CCE | 0 | 0 | 0 | 0 | 0 | 0 | 0 | 0 | 0 | 0 | 0 | 0 | 0 | 0 | 0 | 0 | 0 | 0 | 0 | 0 | 0 | 0 | 0 | 0 | 0 | 0 | 0
F1_Commercial_Office_New_Water Heating_Natural Gas_Water Heater_E7 | F1 | Commercial | Office | New | Water Heating | Natural Gas | Water Heater | E7 | CCE | 0 | 0 | 0 | 0 | 0 | 0 | 0 | 0 | 0 | 0 | 0 | 0 | 0 | 0 | 0 | 0 | 0 | 0 | 0 | 0 | 0 | 0 | 0 | 0 | 0 | 0 | 0
F1_Commercial_Office_New_Water Heating_Natural Gas_Water Heater_E8 | F1 | Commercial | Office | New | Water Heating | Natural Gas | Water Heater | E8 | CCE | 0 | 0 | 0 | 0 | 0 | 0 | 0 | 0 | 0 | 0 | 0 | 0 | 0 | 0 | 0 | 0 | 0 | 0 | 0 | 0 | 0 | 0 | 0 | 0 | 0 | 0 | 0
F1_Commercial_Office_New_Water Heating_Natural Gas_Water Heater_E9 | F1 | Commercial | Office | New | Water Heating | Natural Gas | Water Heater | E9 | CCE | 0 | 0 | 0 | 0 | 0 | 0 | 0 | 0 | 0 | 0 | 0 | 0 | 0 | 0 | 0 | 0 | 0 | 0 | 0 | 0 | 0 | 0 | 0 | 0 | 0 | 0 | 0
F1_Commercial_Office_New_Water Heating_Natural Gas_Water Heater_E10 | F1 | Commercial | Office | New | Water Heating | Natural Gas | Water Heater | E10 | CCE | 0 | 0 | 0 | 0 | 0 | 0 | 0 | 0 | 0 | 0 | 0 | 0 | 0 | 0 | 0 | 0 | 0 | 0 | 0 | 0 | 0 | 0 | 0 | 0 | 0 | 0 | 0
F2_Commercial_Office_New_Water Heating_Natural Gas_Water Heater_E1 | F2 | Commercial | Office | New | Water Heating | Natural Gas | Water Heater | E1 | TRC BC Ratio | bar: 2021 to 2047
F2_Commercial_Office_New_Water Heating_Natural Gas_Water Heater_E2 | F2 | Commercial | Office | New | Water Heating | Natural Gas | Water Heater | E2 | TRC BC Ratio | 5.2799 | 5.2037 | 5.1294 | 5.0573 | 5.058 | 5.106 | 5.1837 | 5.278 | 5.3797 | 5.4837 | 5.5865 | 5.6776 | 5.7471 | 5.7766 | 5.763 | 5.7065 | 5.6115 | 5.4871 | 5.339 | 5.1634 | 4.9581 | 4.7217 | 4.5119 | 4.3761 | 4.3174 | 4.3386 | 4.3598
F2_Commercial_Office_New_Water Heating_Natural Gas_Water Heater_E3 | F2 | Commercial | Office | New | Water Heating | Natural Gas | Water Heater | E3 | TRC BC Ratio | bar: 2021 to 2047
F2_Commercial_Office_New_Water Heating_Natural Gas_Water Heater_E4 | F2 | Commercial | Office | New | Water Heating | Natural Gas | Water Heater | E4 | TRC BC Ratio | 0 | 0 | 0.46668 | 0.44639 | 0.43826 | 0.43799 | 0.44354 | 0.45493 | 0.47312 | 0.49993 | 0.53429 | 0.57206 | 0.60887 | 0.63669 | 0.65104 | 0.6505 | 0.63645 | 0.61374 | 0.587 | 0.55558 | 0.51908 | 0.4773 | 0.44003 | 0.41533 | 0.40374 | 0.40572 | 0.40771
F2_Commercial_Office_New_Water Heating_Natural Gas_Water Heater_E5 | F2 | Commercial | Office | New | Water Heating | Natural Gas | Water Heater | E5 | TRC BC Ratio | 0 | 0 | 0 | 0 | 0 | 0 | 0 | 0 | 0 | 0 | 0 | 0 | 0 | 0 | 0 | 0 | 0 | 0 | 0 | 0 | 0 | 0 | 0 | 0 | 0 | 0 | 0
F2_Commercial_Office_New_Water Heating_Natural Gas_Water Heater_E6 | F2 | Commercial | Office | New | Water Heating | Natural Gas | Water Heater | E6 | TRC BC Ratio | 0 | 0 | 0 | 0 | 0 | 0 | 0 | 0 | 0 | 0 | 0 | 0 | 0 | 0 | 0 | 0 | 0 | 0 | 0 | 0 | 0 | 0 | 0 | 0 | 0 | 0 | 0
F2_Commercial_Office_New_Water Heating_Natural Gas_Water Heater_E7 | F2 | Commercial | Office | New | Water Heating | Natural Gas | Water Heater | E7 | TRC BC Ratio | 0 | 0 | 0 | 0 | 0 | 0 | 0 | 0 | 0 | 0 | 0 | 0 | 0 | 0 | 0 | 0 | 0 | 0 | 0 | 0 | 0 | 0 | 0 | 0 | 0 | 0 | 0
F2_Commercial_Office_New_Water Heating_Natural Gas_Water Heater_E8 | F2 | Commercial | Office | New | Water Heating | Natural Gas | Water Heater | E8 | TRC BC Ratio | 0 | 0 | 0 | 0 | 0 | 0 | 0 | 0 | 0 | 0 | 0 | 0 | 0 | 0 | 0 | 0 | 0 | 0 | 0 | 0 | 0 | 0 | 0 | 0 | 0 | 0 | 0
F2_Commercial_Office_New_Water Heating_Natural Gas_Water Heater_E9 | F2 | Commercial | Office | New | Water Heating | Natural Gas | Water Heater | E9 | TRC BC Ratio | 0 | 0 | 0 | 0 | 0 | 0 | 0 | 0 | 0 | 0 | 0 | 0 | 0 | 0 | 0 | 0 | 0 | 0 | 0 | 0 | 0 | 0 | 0 | 0 | 0 | 0 | 0
F2_Commercial_Office_New_Water Heating_Natural Gas_Water Heater_E10 | F2 | Commercial | Office | New | Water Heating | Natural Gas | Water Heater | E10 | TRC BC Ratio | 0 | 0 | 0 | 0 | 0 | 0 | 0 | 0 | 0 | 0 | 0 | 0 | 0 | 0 | 0 | 0 | 0 | 0 | 0 | 0 | 0 | 0 | 0 | 0 | 0 | 0 | 0
F3_Commercial_Office_New_Water Heating_Natural Gas_Water Heater_E1 | F3 | Commercial | Office | New | Water Heating | Natural Gas | Water Heater | E1 | PACT BC Ratio | bar: 2021 to 2047
F3_Commercial_Office_New_Water Heating_Natural Gas_Water Heater_E2 | F3 | Commercial | Office | New | Water Heating | Natural Gas | Water Heater | E2 | PACT BC Ratio | 6.6572 | 6.5612 | 6.4675 | 6.3766 | 6.3775 | 6.438 | 6.536 | 6.6548 | 6.783 | 6.9142 | 7.0439 | 7.1587 | 7.2463 | 7.2836 | 7.2664 | 7.1951 | 7.0753 | 6.9185 | 6.7318 | 6.5104 | 6.2515 | 5.9535 | 5.6889 | 5.5176 | 5.4437 | 5.4704 | 5.4972
F3_Commercial_Office_New_Water Heating_Natural Gas_Water Heater_E3 | F3 | Commercial | Office | New | Water Heating | Natural Gas | Water Heater | E3 | PACT BC Ratio | bar: 2021 to 2047
F3_Commercial_Office_New_Water Heating_Natural Gas_Water Heater_E4 | F3 | Commercial | Office | New | Water Heating | Natural Gas | Water Heater | E4 | PACT BC Ratio | 0 | 0 | 0.58842 | 0.56284 | 0.55259 | 0.55224 | 0.55925 | 0.57361 | 0.59654 | 0.63035 | 0.67367 | 0.72129 | 0.7677 | 0.80278 | 0.82088 | 0.8202 | 0.80248 | 0.77385 | 0.74012 | 0.70051 | 0.65449 | 0.60182 | 0.55482 | 0.52368 | 0.50907 | 0.51156 | 0.51407
F3_Commercial_Office_New_Water Heating_Natural Gas_Water Heater_E5 | F3 | Commercial | Office | New | Water Heating | Natural Gas | Water Heater | E5 | PACT BC Ratio | 0 | 0 | 0 | 0 | 0 | 0 | 0 | 0 | 0 | 0 | 0 | 0 | 0 | 0 | 0 | 0 | 0 | 0 | 0 | 0 | 0 | 0 | 0 | 0 | 0 | 0 | 0
F3_Commercial_Office_New_Water Heating_Natural Gas_Water Heater_E6 | F3 | Commercial | Office | New | Water Heating | Natural Gas | Water Heater | E6 | PACT BC Ratio | 0 | 0 | 0 | 0 | 0 | 0 | 0 | 0 | 0 | 0 | 0 | 0 | 0 | 0 | 0 | 0 | 0 | 0 | 0 | 0 | 0 | 0 | 0 | 0 | 0 | 0 | 0
F3_Commercial_Office_New_Water Heating_Natural Gas_Water Heater_E7 | F3 | Commercial | Office | New | Water Heating | Natural Gas | Water Heater | E7 | PACT BC Ratio | 0 | 0 | 0 | 0 | 0 | 0 | 0 | 0 | 0 | 0 | 0 | 0 | 0 | 0 | 0 | 0 | 0 | 0 | 0 | 0 | 0 | 0 | 0 | 0 | 0 | 0 | 0
F3_Commercial_Office_New_Water Heating_Natural Gas_Water Heater_E8 | F3 | Commercial | Office | New | Water Heating | Natural Gas | Water Heater | E8 | PACT BC Ratio | 0 | 0 | 0 | 0 | 0 | 0 | 0 | 0 | 0 | 0 | 0 | 0 | 0 | 0 | 0 | 0 | 0 | 0 | 0 | 0 | 0 | 0 | 0 | 0 | 0 | 0 | 0
F3_Commercial_Office_New_Water Heating_Natural Gas_Water Heater_E9 | F3 | Commercial | Office | New | Water Heating | Natural Gas | Water Heater | E9 | PACT BC Ratio | 0 | 0 | 0 | 0 | 0 | 0 | 0 | 0 | 0 | 0 | 0 | 0 | 0 | 0 | 0 | 0 | 0 | 0 | 0 | 0 | 0 | 0 | 0 | 0 | 0 | 0 | 0
F3_Commercial_Office_New_Water Heating_Natural Gas_Water Heater_E10 | F3 | Commercial | Office | New | Water Heating | Natural Gas | Water Heater | E10 | PACT BC Ratio | 0 | 0 | 0 | 0 | 0 | 0 | 0 | 0 | 0 | 0 | 0 | 0 | 0 | 0 | 0 | 0 | 0 | 0 | 0 | 0 | 0 | 0 | 0 | 0 | 0 | 0 | 0
F4_Commercial_Office_New_Water Heating_Natural Gas_Water Heater_E1 | F4 | Commercial | Office | New | Water Heating | Natural Gas | Water Heater | E1 | RVT BC Ratio | bar: 2021 to 2047
F4_Commercial_Office_New_Water Heating_Natural Gas_Water Heater_E2 | F4 | Commercial | Office | New | Water Heating | Natural Gas | Water Heater | E2 | RVT BC Ratio | 0.7 | 0.7 | 0.7 | 0.7 | 0.7 | 0.7 | 0.7 | 0.7 | 0.7 | 0.7 | 0.7 | 0.7 | 0.7 | 0.7 | 0.7 | 0.7 | 0.7 | 0.7 | 0.7 | 0.7 | 0.7 | 0.7 | 0.7 | 0.7 | 0.7 | 0.7 | 0.7
F4_Commercial_Office_New_Water Heating_Natural Gas_Water Heater_E3 | F4 | Commercial | Office | New | Water Heating | Natural Gas | Water Heater | E3 | RVT BC Ratio | bar: 2021 to 2047
F4_Commercial_Office_New_Water Heating_Natural Gas_Water Heater_E4 | F4 | Commercial | Office | New | Water Heating | Natural Gas | Water Heater | E4 | RVT BC Ratio | 0 | 0 | 0.7 | 0.7 | 0.7 | 0.7 | 0.7 | 0.7 | 0.7 | 0.7 | 0.7 | 0.7 | 0.7 | 0.7 | 0.7 | 0.7 | 0.7 | 0.7 | 0.7 | 0.7 | 0.7 | 0.7 | 0.7 | 0.7 | 0.7 | 0.7 | 0.7
F4_Commercial_Office_New_Water Heating_Natural Gas_Water Heater_E5 | F4 | Commercial | Office | New | Water Heating | Natural Gas | Water Heater | E5 | RVT BC Ratio | 0 | 0 | 0 | 0 | 0 | 0 | 0 | 0 | 0 | 0 | 0 | 0 | 0 | 0 | 0 | 0 | 0 | 0 | 0 | 0 | 0 | 0 | 0 | 0 | 0 | 0 | 0
F4_Commercial_Office_New_Water Heating_Natural Gas_Water Heater_E6 | F4 | Commercial | Office | New | Water Heating | Natural Gas | Water Heater | E6 | RVT BC Ratio | 0 | 0 | 0 | 0 | 0 | 0 | 0 | 0 | 0 | 0 | 0 | 0 | 0 | 0 | 0 | 0 | 0 | 0 | 0 | 0 | 0 | 0 | 0 | 0 | 0 | 0 | 0
F4_Commercial_Office_New_Water Heating_Natural Gas_Water Heater_E7 | F4 | Commercial | Office | New | Water Heating | Natural Gas | Water Heater | E7 | RVT BC Ratio | 0 | 0 | 0 | 0 | 0 | 0 | 0 | 0 | 0 | 0 | 0 | 0 | 0 | 0 | 0 | 0 | 0 | 0 | 0 | 0 | 0 | 0 | 0 | 0 | 0 | 0 | 0
F4_Commercial_Office_New_Water Heating_Natural Gas_Water Heater_E8 | F4 | Commercial | Office | New | Water Heating | Natural Gas | Water Heater | E8 | RVT BC Ratio | 0 | 0 | 0 | 0 | 0 | 0 | 0 | 0 | 0 | 0 | 0 | 0 | 0 | 0 | 0 | 0 | 0 | 0 | 0 | 0 | 0 | 0 | 0 | 0 | 0 | 0 | 0
F4_Commercial_Office_New_Water Heating_Natural Gas_Water Heater_E9 | F4 | Commercial | Office | New | Water Heating | Natural Gas | Water Heater | E9 | RVT BC Ratio | 0 | 0 | 0 | 0 | 0 | 0 | 0 | 0 | 0 | 0 | 0 | 0 | 0 | 0 | 0 | 0 | 0 | 0 | 0 | 0 | 0 | 0 | 0 | 0 | 0 | 0 | 0
F4_Commercial_Office_New_Water Heating_Natural Gas_Water Heater_E10 | F4 | Commercial | Office | New | Water Heating | Natural Gas | Water Heater | E10 | RVT BC Ratio | 0 | 0 | 0 | 0 | 0 | 0 | 0 | 0 | 0 | 0 | 0 | 0 | 0 | 0 | 0 | 0 | 0 | 0 | 0 | 0 | 0 | 0 | 0 | 0 | 0 | 0 | 0
F5_Commercial_Office_New_Water Heating_Natural Gas_Water Heater_E1 | F5 | Commercial | Office | New | Water Heating | Natural Gas | Water Heater | E1 | RIM BC Ratio | bar: 2021 to 2047
F5_Commercial_Office_New_Water Heating_Natural Gas_Water Heater_E2 | F5 | Commercial | Office | New | Water Heating | Natural Gas | Water Heater | E2 | RIM BC Ratio | 6.6572 | 6.5612 | 6.4675 | 6.3766 | 6.3775 | 6.438 | 6.536 | 6.6548 | 6.783 | 6.9142 | 7.0439 | 7.1587 | 7.2463 | 7.2836 | 7.2664 | 7.1951 | 7.0753 | 6.9185 | 6.7318 | 6.5104 | 6.2515 | 5.9535 | 5.6889 | 5.5176 | 5.4437 | 5.4704 | 5.4972
F5_Commercial_Office_New_Water Heating_Natural Gas_Water Heater_E3 | F5 | Commercial | Office | New | Water Heating | Natural Gas | Water Heater | E3 | RIM BC Ratio | bar: 2021 to 2047
F5_Commercial_Office_New_Water Heating_Natural Gas_Water Heater_E4 | F5 | Commercial | Office | New | Water Heating | Natural Gas | Water Heater | E4 | RIM BC Ratio | 0 | 0 | 0.58842 | 0.56284 | 0.55259 | 0.55224 | 0.55925 | 0.57361 | 0.59654 | 0.63035 | 0.67367 | 0.72129 | 0.7677 | 0.80278 | 0.82088 | 0.8202 | 0.80248 | 0.77385 | 0.74012 | 0.70051 | 0.65449 | 0.60182 | 0.55482 | 0.52368 | 0.50907 | 0.51156 | 0.51407
F5_Commercial_Office_New_Water Heating_Natural Gas_Water Heater_E5 | F5 | Commercial | Office | New | Water Heating | Natural Gas | Water Heater | E5 | RIM BC Ratio | 0 | 0 | 0 | 0 | 0 | 0 | 0 | 0 | 0 | 0 | 0 | 0 | 0 | 0 | 0 | 0 | 0 | 0 | 0 | 0 | 0 | 0 | 0 | 0 | 0 | 0 | 0
F5_Commercial_Office_New_Water Heating_Natural Gas_Water Heater_E6 | F5 | Commercial | Office | New | Water Heating | Natural Gas | Water Heater | E6 | RIM BC Ratio | 0 | 0 | 0 | 0 | 0 | 0 | 0 | 0 | 0 | 0 | 0 | 0 | 0 | 0 | 0 | 0 | 0 | 0 | 0 | 0 | 0 | 0 | 0 | 0 | 0 | 0 | 0
F5_Commercial_Office_New_Water Heating_Natural Gas_Water Heater_E7 | F5 | Commercial | Office | New | Water Heating | Natural Gas | Water Heater | E7 | RIM BC Ratio | 0 | 0 | 0 | 0 | 0 | 0 | 0 | 0 | 0 | 0 | 0 | 0 | 0 | 0 | 0 | 0 | 0 | 0 | 0 | 0 | 0 | 0 | 0 | 0 | 0 | 0 | 0
F5_Commercial_Office_New_Water Heating_Natural Gas_Water Heater_E8 | F5 | Commercial | Office | New | Water Heating | Natural Gas | Water Heater | E8 | RIM BC Ratio | 0 | 0 | 0 | 0 | 0 | 0 | 0 | 0 | 0 | 0 | 0 | 0 | 0 | 0 | 0 | 0 | 0 | 0 | 0 | 0 | 0 | 0 | 0 | 0 | 0 | 0 | 0
F5_Commercial_Office_New_Water Heating_Natural Gas_Water Heater_E9 | F5 | Commercial | Office | New | Water Heating | Natural Gas | Water Heater | E9 | RIM BC Ratio | 0 | 0 | 0 | 0 | 0 | 0 | 0 | 0 | 0 | 0 | 0 | 0 | 0 | 0 | 0 | 0 | 0 | 0 | 0 | 0 | 0 | 0 | 0 | 0 | 0 | 0 | 0
F5_Commercial_Office_New_Water Heating_Natural Gas_Water Heater_E10 | F5 | Commercial | Office | New | Water Heating | Natural Gas | Water Heater | E10 | RIM BC Ratio | 0 | 0 | 0 | 0 | 0 | 0 | 0 | 0 | 0 | 0 | 0 | 0 | 0 | 0 | 0 | 0 | 0 | 0 | 0 | 0 | 0 | 0 | 0 | 0 | 0 | 0 | 0
F0_Commercial_Office_New_Food Preparation_Natural Gas_Oven_E0 | F0 | Commercial | Office | New | Food Preparation | Natural Gas | Oven | E0 | Economic Unit | ENERGY STAR (>42% Baking Efficiency) | ENERGY STAR (>42% Baking Efficiency) | ENERGY STAR (>42% Baking Efficiency) | ENERGY STAR (>42% Baking Efficiency) | ENERGY STAR (>42% Baking Efficiency) | ENERGY STAR (>42% Baking Efficiency) | ENERGY STAR (>42% Baking Efficiency) | ENERGY STAR (>42% Baking Efficiency) | ENERGY STAR (>42% Baking Efficiency) | ENERGY STAR (>42% Baking Efficiency) | ENERGY STAR (>42% Baking Efficiency) | ENERGY STAR (>42% Baking Efficiency) | ENERGY STAR (>42% Baking Efficiency) | ENERGY STAR (>42% Baking Efficiency) | ENERGY STAR (>42% Baking Efficiency) | ENERGY STAR (>42% Baking Efficiency) | ENERGY STAR (>42% Baking Efficiency) | ENERGY STAR (>42% Baking Efficiency) | ENERGY STAR (>42% Baking Efficiency) | ENERGY STAR (>42% Baking Efficiency) | ENERGY STAR (>42% Baking Efficiency) | ENERGY STAR (>42% Baking Efficiency) | ENERGY STAR (>42% Baking Efficiency) | ENERGY STAR (>42% Baking Efficiency) | ENERGY STAR (>42% Baking Efficiency) | ENERGY STAR (>42% Baking Efficiency) | ENERGY STAR (>42% Baking Efficiency)
F1_Commercial_Office_New_Food Preparation_Natural Gas_Oven_E1 | F1 | Commercial | Office | New | Food Preparation | Natural Gas | Oven | E1 | CCE | 0 | 0 | 0 | 0 | 0 | 0 | 0 | 0 | 0 | 0 | 0 | 0 | 0 | 0 | 0 | 0 | 0 | 0 | 0 | 0 | 0 | 0 | 0 | 0 | 0 | 0 | 0
F1_Commercial_Office_New_Food Preparation_Natural Gas_Oven_E2 | F1 | Commercial | Office | New | Food Preparation | Natural Gas | Oven | E2 | CCE | 0.0064069 | 0.0064069 | 0.0064069 | 0.0064069 | 0.0064069 | 0.0064069 | 0.0064069 | 0.0064069 | 0.0064069 | 0.0064069 | 0.0064069 | 0.0064069 | 0.0064069 | 0.0064069 | 0.0064069 | 0.0064069 | 0.0064069 | 0.0064069 | 0.0064069 | 0.0064069 | 0.0064069 | 0.0064069 | 0.0064069 | 0.0064069 | 0.0064069 | 0.0064069 | 0.0064069
F1_Commercial_Office_New_Food Preparation_Natural Gas_Oven_E3 | F1 | Commercial | Office | New | Food Preparation | Natural Gas | Oven | E3 | CCE | 0 | 0 | 0 | 0 | 0 | 0 | 0 | 0 | 0 | 0 | 0 | 0 | 0 | 0 | 0 | 0 | 0 | 0 | 0 | 0 | 0 | 0 | 0 | 0 | 0 | 0 | 0
F1_Commercial_Office_New_Food Preparation_Natural Gas_Oven_E4 | F1 | Commercial | Office | New | Food Preparation | Natural Gas | Oven | E4 | CCE | 0 | 0 | 0 | 0 | 0 | 0 | 0 | 0 | 0 | 0 | 0 | 0 | 0 | 0 | 0 | 0 | 0 | 0 | 0 | 0 | 0 | 0 | 0 | 0 | 0 | 0 | 0
F1_Commercial_Office_New_Food Preparation_Natural Gas_Oven_E5 | F1 | Commercial | Office | New | Food Preparation | Natural Gas | Oven | E5 | CCE | 0 | 0 | 0 | 0 | 0 | 0 | 0 | 0 | 0 | 0 | 0 | 0 | 0 | 0 | 0 | 0 | 0 | 0 | 0 | 0 | 0 | 0 | 0 | 0 | 0 | 0 | 0
F1_Commercial_Office_New_Food Preparation_Natural Gas_Oven_E6 | F1 | Commercial | Office | New | Food Preparation | Natural Gas | Oven | E6 | CCE | 0 | 0 | 0 | 0 | 0 | 0 | 0 | 0 | 0 | 0 | 0 | 0 | 0 | 0 | 0 | 0 | 0 | 0 | 0 | 0 | 0 | 0 | 0 | 0 | 0 | 0 | 0
F1_Commercial_Office_New_Food Preparation_Natural Gas_Oven_E7 | F1 | Commercial | Office | New | Food Preparation | Natural Gas | Oven | E7 | CCE | 0 | 0 | 0 | 0 | 0 | 0 | 0 | 0 | 0 | 0 | 0 | 0 | 0 | 0 | 0 | 0 | 0 | 0 | 0 | 0 | 0 | 0 | 0 | 0 | 0 | 0 | 0
F1_Commercial_Office_New_Food Preparation_Natural Gas_Oven_E8 | F1 | Commercial | Office | New | Food Preparation | Natural Gas | Oven | E8 | CCE | 0 | 0 | 0 | 0 | 0 | 0 | 0 | 0 | 0 | 0 | 0 | 0 | 0 | 0 | 0 | 0 | 0 | 0 | 0 | 0 | 0 | 0 | 0 | 0 | 0 | 0 | 0
F1_Commercial_Office_New_Food Preparation_Natural Gas_Oven_E9 | F1 | Commercial | Office | New | Food Preparation | Natural Gas | Oven | E9 | CCE | 0 | 0 | 0 | 0 | 0 | 0 | 0 | 0 | 0 | 0 | 0 | 0 | 0 | 0 | 0 | 0 | 0 | 0 | 0 | 0 | 0 | 0 | 0 | 0 | 0 | 0 | 0
F1_Commercial_Office_New_Food Preparation_Natural Gas_Oven_E10 | F1 | Commercial | Office | New | Food Preparation | Natural Gas | Oven | E10 | CCE | 0 | 0 | 0 | 0 | 0 | 0 | 0 | 0 | 0 | 0 | 0 | 0 | 0 | 0 | 0 | 0 | 0 | 0 | 0 | 0 | 0 | 0 | 0 | 0 | 0 | 0 | 0
F2_Commercial_Office_New_Food Preparation_Natural Gas_Oven_E1 | F2 | Commercial | Office | New | Food Preparation | Natural Gas | Oven | E1 | TRC BC Ratio | bar: 2021 to 2047
F2_Commercial_Office_New_Food Preparation_Natural Gas_Oven_E2 | F2 | Commercial | Office | New | Food Preparation | Natural Gas | Oven | E2 | TRC BC Ratio | 2.1435 | 2.1209 | 2.0991 | 2.0784 | 2.0838 | 2.1062 | 2.1397 | 2.1792 | 2.22 | 2.2569 | 2.287 | 2.3059 | 2.3122 | 2.3039 | 2.2841 | 2.2551 | 2.2186 | 2.175 | 2.1228 | 2.0608 | 1.9881 | 1.9043 | 1.83 | 1.7822 | 1.7622 | 1.7709 | 1.7795
F2_Commercial_Office_New_Food Preparation_Natural Gas_Oven_E3 | F2 | Commercial | Office | New | Food Preparation | Natural Gas | Oven | E3 | TRC BC Ratio | 0 | 0 | 0 | 0 | 0 | 0 | 0 | 0 | 0 | 0 | 0 | 0 | 0 | 0 | 0 | 0 | 0 | 0 | 0 | 0 | 0 | 0 | 0 | 0 | 0 | 0 | 0
F2_Commercial_Office_New_Food Preparation_Natural Gas_Oven_E4 | F2 | Commercial | Office | New | Food Preparation | Natural Gas | Oven | E4 | TRC BC Ratio | 0 | 0 | 0 | 0 | 0 | 0 | 0 | 0 | 0 | 0 | 0 | 0 | 0 | 0 | 0 | 0 | 0 | 0 | 0 | 0 | 0 | 0 | 0 | 0 | 0 | 0 | 0
F2_Commercial_Office_New_Food Preparation_Natural Gas_Oven_E5 | F2 | Commercial | Office | New | Food Preparation | Natural Gas | Oven | E5 | TRC BC Ratio | 0 | 0 | 0 | 0 | 0 | 0 | 0 | 0 | 0 | 0 | 0 | 0 | 0 | 0 | 0 | 0 | 0 | 0 | 0 | 0 | 0 | 0 | 0 | 0 | 0 | 0 | 0
F2_Commercial_Office_New_Food Preparation_Natural Gas_Oven_E6 | F2 | Commercial | Office | New | Food Preparation | Natural Gas | Oven | E6 | TRC BC Ratio | 0 | 0 | 0 | 0 | 0 | 0 | 0 | 0 | 0 | 0 | 0 | 0 | 0 | 0 | 0 | 0 | 0 | 0 | 0 | 0 | 0 | 0 | 0 | 0 | 0 | 0 | 0
F2_Commercial_Office_New_Food Preparation_Natural Gas_Oven_E7 | F2 | Commercial | Office | New | Food Preparation | Natural Gas | Oven | E7 | TRC BC Ratio | 0 | 0 | 0 | 0 | 0 | 0 | 0 | 0 | 0 | 0 | 0 | 0 | 0 | 0 | 0 | 0 | 0 | 0 | 0 | 0 | 0 | 0 | 0 | 0 | 0 | 0 | 0
F2_Commercial_Office_New_Food Preparation_Natural Gas_Oven_E8 | F2 | Commercial | Office | New | Food Preparation | Natural Gas | Oven | E8 | TRC BC Ratio | 0 | 0 | 0 | 0 | 0 | 0 | 0 | 0 | 0 | 0 | 0 | 0 | 0 | 0 | 0 | 0 | 0 | 0 | 0 | 0 | 0 | 0 | 0 | 0 | 0 | 0 | 0
F2_Commercial_Office_New_Food Preparation_Natural Gas_Oven_E9 | F2 | Commercial | Office | New | Food Preparation | Natural Gas | Oven | E9 | TRC BC Ratio | 0 | 0 | 0 | 0 | 0 | 0 | 0 | 0 | 0 | 0 | 0 | 0 | 0 | 0 | 0 | 0 | 0 | 0 | 0 | 0 | 0 | 0 | 0 | 0 | 0 | 0 | 0
F2_Commercial_Office_New_Food Preparation_Natural Gas_Oven_E10 | F2 | Commercial | Office | New | Food Preparation | Natural Gas | Oven | E10 | TRC BC Ratio | 0 | 0 | 0 | 0 | 0 | 0 | 0 | 0 | 0 | 0 | 0 | 0 | 0 | 0 | 0 | 0 | 0 | 0 | 0 | 0 | 0 | 0 | 0 | 0 | 0 | 0 | 0
F3_Commercial_Office_New_Food Preparation_Natural Gas_Oven_E1 | F3 | Commercial | Office | New | Food Preparation | Natural Gas | Oven | E1 | PACT BC Ratio | bar: 2021 to 2047
F3_Commercial_Office_New_Food Preparation_Natural Gas_Oven_E2 | F3 | Commercial | Office | New | Food Preparation | Natural Gas | Oven | E2 | PACT BC Ratio | 2.8204 | 2.7906 | 2.762 | 2.7347 | 2.7418 | 2.7714 | 2.8154 | 2.8674 | 2.9211 | 2.9697 | 3.0092 | 3.0341 | 3.0424 | 3.0315 | 3.0054 | 2.9673 | 2.9193 | 2.8618 | 2.7932 | 2.7116 | 2.6159 | 2.5056 | 2.4079 | 2.3451 | 2.3187 | 2.3301 | 2.3415
F3_Commercial_Office_New_Food Preparation_Natural Gas_Oven_E3 | F3 | Commercial | Office | New | Food Preparation | Natural Gas | Oven | E3 | PACT BC Ratio | 0 | 0 | 0 | 0 | 0 | 0 | 0 | 0 | 0 | 0 | 0 | 0 | 0 | 0 | 0 | 0 | 0 | 0 | 0 | 0 | 0 | 0 | 0 | 0 | 0 | 0 | 0
F3_Commercial_Office_New_Food Preparation_Natural Gas_Oven_E4 | F3 | Commercial | Office | New | Food Preparation | Natural Gas | Oven | E4 | PACT BC Ratio | 0 | 0 | 0 | 0 | 0 | 0 | 0 | 0 | 0 | 0 | 0 | 0 | 0 | 0 | 0 | 0 | 0 | 0 | 0 | 0 | 0 | 0 | 0 | 0 | 0 | 0 | 0
F3_Commercial_Office_New_Food Preparation_Natural Gas_Oven_E5 | F3 | Commercial | Office | New | Food Preparation | Natural Gas | Oven | E5 | PACT BC Ratio | 0 | 0 | 0 | 0 | 0 | 0 | 0 | 0 | 0 | 0 | 0 | 0 | 0 | 0 | 0 | 0 | 0 | 0 | 0 | 0 | 0 | 0 | 0 | 0 | 0 | 0 | 0
F3_Commercial_Office_New_Food Preparation_Natural Gas_Oven_E6 | F3 | Commercial | Office | New | Food Preparation | Natural Gas | Oven | E6 | PACT BC Ratio | 0 | 0 | 0 | 0 | 0 | 0 | 0 | 0 | 0 | 0 | 0 | 0 | 0 | 0 | 0 | 0 | 0 | 0 | 0 | 0 | 0 | 0 | 0 | 0 | 0 | 0 | 0
F3_Commercial_Office_New_Food Preparation_Natural Gas_Oven_E7 | F3 | Commercial | Office | New | Food Preparation | Natural Gas | Oven | E7 | PACT BC Ratio | 0 | 0 | 0 | 0 | 0 | 0 | 0 | 0 | 0 | 0 | 0 | 0 | 0 | 0 | 0 | 0 | 0 | 0 | 0 | 0 | 0 | 0 | 0 | 0 | 0 | 0 | 0
F3_Commercial_Office_New_Food Preparation_Natural Gas_Oven_E8 | F3 | Commercial | Office | New | Food Preparation | Natural Gas | Oven | E8 | PACT BC Ratio | 0 | 0 | 0 | 0 | 0 | 0 | 0 | 0 | 0 | 0 | 0 | 0 | 0 | 0 | 0 | 0 | 0 | 0 | 0 | 0 | 0 | 0 | 0 | 0 | 0 | 0 | 0
F3_Commercial_Office_New_Food Preparation_Natural Gas_Oven_E9 | F3 | Commercial | Office | New | Food Preparation | Natural Gas | Oven | E9 | PACT BC Ratio | 0 | 0 | 0 | 0 | 0 | 0 | 0 | 0 | 0 | 0 | 0 | 0 | 0 | 0 | 0 | 0 | 0 | 0 | 0 | 0 | 0 | 0 | 0 | 0 | 0 | 0 | 0
F3_Commercial_Office_New_Food Preparation_Natural Gas_Oven_E10 | F3 | Commercial | Office | New | Food Preparation | Natural Gas | Oven | E10 | PACT BC Ratio | 0 | 0 | 0 | 0 | 0 | 0 | 0 | 0 | 0 | 0 | 0 | 0 | 0 | 0 | 0 | 0 | 0 | 0 | 0 | 0 | 0 | 0 | 0 | 0 | 0 | 0 | 0
F4_Commercial_Office_New_Food Preparation_Natural Gas_Oven_E1 | F4 | Commercial | Office | New | Food Preparation | Natural Gas | Oven | E1 | RVT BC Ratio | bar: 2021 to 2047
F4_Commercial_Office_New_Food Preparation_Natural Gas_Oven_E2 | F4 | Commercial | Office | New | Food Preparation | Natural Gas | Oven | E2 | RVT BC Ratio | 0.7 | 0.7 | 0.7 | 0.7 | 0.7 | 0.7 | 0.7 | 0.7 | 0.7 | 0.7 | 0.7 | 0.7 | 0.7 | 0.7 | 0.7 | 0.7 | 0.7 | 0.7 | 0.7 | 0.7 | 0.7 | 0.7 | 0.7 | 0.7 | 0.7 | 0.7 | 0.7
F4_Commercial_Office_New_Food Preparation_Natural Gas_Oven_E3 | F4 | Commercial | Office | New | Food Preparation | Natural Gas | Oven | E3 | RVT BC Ratio | 0 | 0 | 0 | 0 | 0 | 0 | 0 | 0 | 0 | 0 | 0 | 0 | 0 | 0 | 0 | 0 | 0 | 0 | 0 | 0 | 0 | 0 | 0 | 0 | 0 | 0 | 0
F4_Commercial_Office_New_Food Preparation_Natural Gas_Oven_E4 | F4 | Commercial | Office | New | Food Preparation | Natural Gas | Oven | E4 | RVT BC Ratio | 0 | 0 | 0 | 0 | 0 | 0 | 0 | 0 | 0 | 0 | 0 | 0 | 0 | 0 | 0 | 0 | 0 | 0 | 0 | 0 | 0 | 0 | 0 | 0 | 0 | 0 | 0
F4_Commercial_Office_New_Food Preparation_Natural Gas_Oven_E5 | F4 | Commercial | Office | New | Food Preparation | Natural Gas | Oven | E5 | RVT BC Ratio | 0 | 0 | 0 | 0 | 0 | 0 | 0 | 0 | 0 | 0 | 0 | 0 | 0 | 0 | 0 | 0 | 0 | 0 | 0 | 0 | 0 | 0 | 0 | 0 | 0 | 0 | 0
F4_Commercial_Office_New_Food Preparation_Natural Gas_Oven_E6 | F4 | Commercial | Office | New | Food Preparation | Natural Gas | Oven | E6 | RVT BC Ratio | 0 | 0 | 0 | 0 | 0 | 0 | 0 | 0 | 0 | 0 | 0 | 0 | 0 | 0 | 0 | 0 | 0 | 0 | 0 | 0 | 0 | 0 | 0 | 0 | 0 | 0 | 0
F4_Commercial_Office_New_Food Preparation_Natural Gas_Oven_E7 | F4 | Commercial | Office | New | Food Preparation | Natural Gas | Oven | E7 | RVT BC Ratio | 0 | 0 | 0 | 0 | 0 | 0 | 0 | 0 | 0 | 0 | 0 | 0 | 0 | 0 | 0 | 0 | 0 | 0 | 0 | 0 | 0 | 0 | 0 | 0 | 0 | 0 | 0
F4_Commercial_Office_New_Food Preparation_Natural Gas_Oven_E8 | F4 | Commercial | Office | New | Food Preparation | Natural Gas | Oven | E8 | RVT BC Ratio | 0 | 0 | 0 | 0 | 0 | 0 | 0 | 0 | 0 | 0 | 0 | 0 | 0 | 0 | 0 | 0 | 0 | 0 | 0 | 0 | 0 | 0 | 0 | 0 | 0 | 0 | 0
F4_Commercial_Office_New_Food Preparation_Natural Gas_Oven_E9 | F4 | Commercial | Office | New | Food Preparation | Natural Gas | Oven | E9 | RVT BC Ratio | 0 | 0 | 0 | 0 | 0 | 0 | 0 | 0 | 0 | 0 | 0 | 0 | 0 | 0 | 0 | 0 | 0 | 0 | 0 | 0 | 0 | 0 | 0 | 0 | 0 | 0 | 0
F4_Commercial_Office_New_Food Preparation_Natural Gas_Oven_E10 | F4 | Commercial | Office | New | Food Preparation | Natural Gas | Oven | E10 | RVT BC Ratio | 0 | 0 | 0 | 0 | 0 | 0 | 0 | 0 | 0 | 0 | 0 | 0 | 0 | 0 | 0 | 0 | 0 | 0 | 0 | 0 | 0 | 0 | 0 | 0 | 0 | 0 | 0
F5_Commercial_Office_New_Food Preparation_Natural Gas_Oven_E1 | F5 | Commercial | Office | New | Food Preparation | Natural Gas | Oven | E1 | RIM BC Ratio | bar: 2021 to 2047
F5_Commercial_Office_New_Food Preparation_Natural Gas_Oven_E2 | F5 | Commercial | Office | New | Food Preparation | Natural Gas | Oven | E2 | RIM BC Ratio | 2.8204 | 2.7906 | 2.762 | 2.7347 | 2.7418 | 2.7714 | 2.8154 | 2.8674 | 2.9211 | 2.9697 | 3.0092 | 3.0341 | 3.0424 | 3.0315 | 3.0054 | 2.9673 | 2.9193 | 2.8618 | 2.7932 | 2.7116 | 2.6159 | 2.5056 | 2.4079 | 2.3451 | 2.3187 | 2.3301 | 2.3415
F5_Commercial_Office_New_Food Preparation_Natural Gas_Oven_E3 | F5 | Commercial | Office | New | Food Preparation | Natural Gas | Oven | E3 | RIM BC Ratio | 0 | 0 | 0 | 0 | 0 | 0 | 0 | 0 | 0 | 0 | 0 | 0 | 0 | 0 | 0 | 0 | 0 | 0 | 0 | 0 | 0 | 0 | 0 | 0 | 0 | 0 | 0
F5_Commercial_Office_New_Food Preparation_Natural Gas_Oven_E4 | F5 | Commercial | Office | New | Food Preparation | Natural Gas | Oven | E4 | RIM BC Ratio | 0 | 0 | 0 | 0 | 0 | 0 | 0 | 0 | 0 | 0 | 0 | 0 | 0 | 0 | 0 | 0 | 0 | 0 | 0 | 0 | 0 | 0 | 0 | 0 | 0 | 0 | 0
F5_Commercial_Office_New_Food Preparation_Natural Gas_Oven_E5 | F5 | Commercial | Office | New | Food Preparation | Natural Gas | Oven | E5 | RIM BC Ratio | 0 | 0 | 0 | 0 | 0 | 0 | 0 | 0 | 0 | 0 | 0 | 0 | 0 | 0 | 0 | 0 | 0 | 0 | 0 | 0 | 0 | 0 | 0 | 0 | 0 | 0 | 0
F5_Commercial_Office_New_Food Preparation_Natural Gas_Oven_E6 | F5 | Commercial | Office | New | Food Preparation | Natural Gas | Oven | E6 | RIM BC Ratio | 0 | 0 | 0 | 0 | 0 | 0 | 0 | 0 | 0 | 0 | 0 | 0 | 0 | 0 | 0 | 0 | 0 | 0 | 0 | 0 | 0 | 0 | 0 | 0 | 0 | 0 | 0
F5_Commercial_Office_New_Food Preparation_Natural Gas_Oven_E7 | F5 | Commercial | Office | New | Food Preparation | Natural Gas | Oven | E7 | RIM BC Ratio | 0 | 0 | 0 | 0 | 0 | 0 | 0 | 0 | 0 | 0 | 0 | 0 | 0 | 0 | 0 | 0 | 0 | 0 | 0 | 0 | 0 | 0 | 0 | 0 | 0 | 0 | 0
F5_Commercial_Office_New_Food Preparation_Natural Gas_Oven_E8 | F5 | Commercial | Office | New | Food Preparation | Natural Gas | Oven | E8 | RIM BC Ratio | 0 | 0 | 0 | 0 | 0 | 0 | 0 | 0 | 0 | 0 | 0 | 0 | 0 | 0 | 0 | 0 | 0 | 0 | 0 | 0 | 0 | 0 | 0 | 0 | 0 | 0 | 0
F5_Commercial_Office_New_Food Preparation_Natural Gas_Oven_E9 | F5 | Commercial | Office | New | Food Preparation | Natural Gas | Oven | E9 | RIM BC Ratio | 0 | 0 | 0 | 0 | 0 | 0 | 0 | 0 | 0 | 0 | 0 | 0 | 0 | 0 | 0 | 0 | 0 | 0 | 0 | 0 | 0 | 0 | 0 | 0 | 0 | 0 | 0
F5_Commercial_Office_New_Food Preparation_Natural Gas_Oven_E10 | F5 | Commercial | Office | New | Food Preparation | Natural Gas | Oven | E10 | RIM BC Ratio | 0 | 0 | 0 | 0 | 0 | 0 | 0 | 0 | 0 | 0 | 0 | 0 | 0 | 0 | 0 | 0 | 0 | 0 | 0 | 0 | 0 | 0 | 0 | 0 | 0 | 0 | 0
F0_Commercial_Office_New_Food Preparation_Natural Gas_Conveyor Oven_E0 | F0 | Commercial | Office | New | Food Preparation | Natural Gas | Conveyor Oven | E0 | Economic Unit | Efficient (>42% Baking Efficiency) | Efficient (>42% Baking Efficiency) | Efficient (>42% Baking Efficiency) | Efficient (>42% Baking Efficiency) | Efficient (>42% Baking Efficiency) | Efficient (>42% Baking Efficiency) | Efficient (>42% Baking Efficiency) | Efficient (>42% Baking Efficiency) | Efficient (>42% Baking Efficiency) | Efficient (>42% Baking Efficiency) | Efficient (>42% Baking Efficiency) | Efficient (>42% Baking Efficiency) | Efficient (>42% Baking Efficiency) | Efficient (>42% Baking Efficiency) | Efficient (>42% Baking Efficiency) | Efficient (>42% Baking Efficiency) | Efficient (>42% Baking Efficiency) | Efficient (>42% Baking Efficiency) | Efficient (>42% Baking Efficiency) | Efficient (>42% Baking Efficiency) | Efficient (>42% Baking Efficiency) | Efficient (>42% Baking Efficiency) | Efficient (>42% Baking Efficiency) | Efficient (>42% Baking Efficiency) | Efficient (>42% Baking Efficiency) | Efficient (>42% Baking Efficiency) | Efficient (>42% Baking Efficiency)
F1_Commercial_Office_New_Food Preparation_Natural Gas_Conveyor Oven_E1 | F1 | Commercial | Office | New | Food Preparation | Natural Gas | Conveyor Oven | E1 | CCE | 0 | 0 | 0 | 0 | 0 | 0 | 0 | 0 | 0 | 0 | 0 | 0 | 0 | 0 | 0 | 0 | 0 | 0 | 0 | 0 | 0 | 0 | 0 | 0 | 0 | 0 | 0
F1_Commercial_Office_New_Food Preparation_Natural Gas_Conveyor Oven_E2 | F1 | Commercial | Office | New | Food Preparation | Natural Gas | Conveyor Oven | E2 | CCE | 0.0044579 | 0.0044579 | 0.0044579 | 0.0044579 | 0.0044579 | 0.0044579 | 0.0044579 | 0.0044579 | 0.0044579 | 0.0044579 | 0.0044579 | 0.0044579 | 0.0044579 | 0.0044579 | 0.0044579 | 0.0044579 | 0.0044579 | 0.0044579 | 0.0044579 | 0.0044579 | 0.0044579 | 0.0044579 | 0.0044579 | 0.0044579 | 0.0044579 | 0.0044579 | 0.0044579
F1_Commercial_Office_New_Food Preparation_Natural Gas_Conveyor Oven_E3 | F1 | Commercial | Office | New | Food Preparation | Natural Gas | Conveyor Oven | E3 | CCE | 0 | 0 | 0 | 0 | 0 | 0 | 0 | 0 | 0 | 0 | 0 | 0 | 0 | 0 | 0 | 0 | 0 | 0 | 0 | 0 | 0 | 0 | 0 | 0 | 0 | 0 | 0
F1_Commercial_Office_New_Food Preparation_Natural Gas_Conveyor Oven_E4 | F1 | Commercial | Office | New | Food Preparation | Natural Gas | Conveyor Oven | E4 | CCE | 0 | 0 | 0 | 0 | 0 | 0 | 0 | 0 | 0 | 0 | 0 | 0 | 0 | 0 | 0 | 0 | 0 | 0 | 0 | 0 | 0 | 0 | 0 | 0 | 0 | 0 | 0
F1_Commercial_Office_New_Food Preparation_Natural Gas_Conveyor Oven_E5 | F1 | Commercial | Office | New | Food Preparation | Natural Gas | Conveyor Oven | E5 | CCE | 0 | 0 | 0 | 0 | 0 | 0 | 0 | 0 | 0 | 0 | 0 | 0 | 0 | 0 | 0 | 0 | 0 | 0 | 0 | 0 | 0 | 0 | 0 | 0 | 0 | 0 | 0
F1_Commercial_Office_New_Food Preparation_Natural Gas_Conveyor Oven_E6 | F1 | Commercial | Office | New | Food Preparation | Natural Gas | Conveyor Oven | E6 | CCE | 0 | 0 | 0 | 0 | 0 | 0 | 0 | 0 | 0 | 0 | 0 | 0 | 0 | 0 | 0 | 0 | 0 | 0 | 0 | 0 | 0 | 0 | 0 | 0 | 0 | 0 | 0
F1_Commercial_Office_New_Food Preparation_Natural Gas_Conveyor Oven_E7 | F1 | Commercial | Office | New | Food Preparation | Natural Gas | Conveyor Oven | E7 | CCE | 0 | 0 | 0 | 0 | 0 | 0 | 0 | 0 | 0 | 0 | 0 | 0 | 0 | 0 | 0 | 0 | 0 | 0 | 0 | 0 | 0 | 0 | 0 | 0 | 0 | 0 | 0
F1_Commercial_Office_New_Food Preparation_Natural Gas_Conveyor Oven_E8 | F1 | Commercial | Office | New | Food Preparation | Natural Gas | Conveyor Oven | E8 | CCE | 0 | 0 | 0 | 0 | 0 | 0 | 0 | 0 | 0 | 0 | 0 | 0 | 0 | 0 | 0 | 0 | 0 | 0 | 0 | 0 | 0 | 0 | 0 | 0 | 0 | 0 | 0
F1_Commercial_Office_New_Food Preparation_Natural Gas_Conveyor Oven_E9 | F1 | Commercial | Office | New | Food Preparation | Natural Gas | Conveyor Oven | E9 | CCE | 0 | 0 | 0 | 0 | 0 | 0 | 0 | 0 | 0 | 0 | 0 | 0 | 0 | 0 | 0 | 0 | 0 | 0 | 0 | 0 | 0 | 0 | 0 | 0 | 0 | 0 | 0
F1_Commercial_Office_New_Food Preparation_Natural Gas_Conveyor Oven_E10 | F1 | Commercial | Office | New | Food Preparation | Natural Gas | Conveyor Oven | E10 | CCE | 0 | 0 | 0 | 0 | 0 | 0 | 0 | 0 | 0 | 0 | 0 | 0 | 0 | 0 | 0 | 0 | 0 | 0 | 0 | 0 | 0 | 0 | 0 | 0 | 0 | 0 | 0
F2_Commercial_Office_New_Food Preparation_Natural Gas_Conveyor Oven_E1 | F2 | Commercial | Office | New | Food Preparation | Natural Gas | Conveyor Oven | E1 | TRC BC Ratio | bar: 2021 to 2047
F2_Commercial_Office_New_Food Preparation_Natural Gas_Conveyor Oven_E2 | F2 | Commercial | Office | New | Food Preparation | Natural Gas | Conveyor Oven | E2 | TRC BC Ratio | 3.1168 | 3.1026 | 3.0898 | 3.0771 | 3.0914 | 3.1189 | 3.1492 | 3.1746 | 3.1913 | 3.1987 | 3.1992 | 3.1946 | 3.185 | 3.1677 | 3.1435 | 3.1119 | 3.0717 | 3.0231 | 2.9646 | 2.8946 | 2.8121 | 2.7166 | 2.6323 | 2.579 | 2.558 | 2.5706 | 2.5832
F2_Commercial_Office_New_Food Preparation_Natural Gas_Conveyor Oven_E3 | F2 | Commercial | Office | New | Food Preparation | Natural Gas | Conveyor Oven | E3 | TRC BC Ratio | 0 | 0 | 0 | 0 | 0 | 0 | 0 | 0 | 0 | 0 | 0 | 0 | 0 | 0 | 0 | 0 | 0 | 0 | 0 | 0 | 0 | 0 | 0 | 0 | 0 | 0 | 0
F2_Commercial_Office_New_Food Preparation_Natural Gas_Conveyor Oven_E4 | F2 | Commercial | Office | New | Food Preparation | Natural Gas | Conveyor Oven | E4 | TRC BC Ratio | 0 | 0 | 0 | 0 | 0 | 0 | 0 | 0 | 0 | 0 | 0 | 0 | 0 | 0 | 0 | 0 | 0 | 0 | 0 | 0 | 0 | 0 | 0 | 0 | 0 | 0 | 0
F2_Commercial_Office_New_Food Preparation_Natural Gas_Conveyor Oven_E5 | F2 | Commercial | Office | New | Food Preparation | Natural Gas | Conveyor Oven | E5 | TRC BC Ratio | 0 | 0 | 0 | 0 | 0 | 0 | 0 | 0 | 0 | 0 | 0 | 0 | 0 | 0 | 0 | 0 | 0 | 0 | 0 | 0 | 0 | 0 | 0 | 0 | 0 | 0 | 0
F2_Commercial_Office_New_Food Preparation_Natural Gas_Conveyor Oven_E6 | F2 | Commercial | Office | New | Food Preparation | Natural Gas | Conveyor Oven | E6 | TRC BC Ratio | 0 | 0 | 0 | 0 | 0 | 0 | 0 | 0 | 0 | 0 | 0 | 0 | 0 | 0 | 0 | 0 | 0 | 0 | 0 | 0 | 0 | 0 | 0 | 0 | 0 | 0 | 0
F2_Commercial_Office_New_Food Preparation_Natural Gas_Conveyor Oven_E7 | F2 | Commercial | Office | New | Food Preparation | Natural Gas | Conveyor Oven | E7 | TRC BC Ratio | 0 | 0 | 0 | 0 | 0 | 0 | 0 | 0 | 0 | 0 | 0 | 0 | 0 | 0 | 0 | 0 | 0 | 0 | 0 | 0 | 0 | 0 | 0 | 0 | 0 | 0 | 0
F2_Commercial_Office_New_Food Preparation_Natural Gas_Conveyor Oven_E8 | F2 | Commercial | Office | New | Food Preparation | Natural Gas | Conveyor Oven | E8 | TRC BC Ratio | 0 | 0 | 0 | 0 | 0 | 0 | 0 | 0 | 0 | 0 | 0 | 0 | 0 | 0 | 0 | 0 | 0 | 0 | 0 | 0 | 0 | 0 | 0 | 0 | 0 | 0 | 0
F2_Commercial_Office_New_Food Preparation_Natural Gas_Conveyor Oven_E9 | F2 | Commercial | Office | New | Food Preparation | Natural Gas | Conveyor Oven | E9 | TRC BC Ratio | 0 | 0 | 0 | 0 | 0 | 0 | 0 | 0 | 0 | 0 | 0 | 0 | 0 | 0 | 0 | 0 | 0 | 0 | 0 | 0 | 0 | 0 | 0 | 0 | 0 | 0 | 0
F2_Commercial_Office_New_Food Preparation_Natural Gas_Conveyor Oven_E10 | F2 | Commercial | Office | New | Food Preparation | Natural Gas | Conveyor Oven | E10 | TRC BC Ratio | 0 | 0 | 0 | 0 | 0 | 0 | 0 | 0 | 0 | 0 | 0 | 0 | 0 | 0 | 0 | 0 | 0 | 0 | 0 | 0 | 0 | 0 | 0 | 0 | 0 | 0 | 0
F3_Commercial_Office_New_Food Preparation_Natural Gas_Conveyor Oven_E1 | F3 | Commercial | Office | New | Food Preparation | Natural Gas | Conveyor Oven | E1 | PACT BC Ratio | bar: 2021 to 2047
F3_Commercial_Office_New_Food Preparation_Natural Gas_Conveyor Oven_E2 | F3 | Commercial | Office | New | Food Preparation | Natural Gas | Conveyor Oven | E2 | PACT BC Ratio | 4.1011 | 4.0824 | 4.0655 | 4.0488 | 4.0676 | 4.1039 | 4.1436 | 4.1771 | 4.1991 | 4.2088 | 4.2095 | 4.2034 | 4.1908 | 4.168 | 4.1362 | 4.0947 | 4.0417 | 3.9778 | 3.9008 | 3.8086 | 3.7001 | 3.5745 | 3.4635 | 3.3934 | 3.3658 | 3.3823 | 3.3989
F3_Commercial_Office_New_Food Preparation_Natural Gas_Conveyor Oven_E3 | F3 | Commercial | Office | New | Food Preparation | Natural Gas | Conveyor Oven | E3 | PACT BC Ratio | 0 | 0 | 0 | 0 | 0 | 0 | 0 | 0 | 0 | 0 | 0 | 0 | 0 | 0 | 0 | 0 | 0 | 0 | 0 | 0 | 0 | 0 | 0 | 0 | 0 | 0 | 0
F3_Commercial_Office_New_Food Preparation_Natural Gas_Conveyor Oven_E4 | F3 | Commercial | Office | New | Food Preparation | Natural Gas | Conveyor Oven | E4 | PACT BC Ratio | 0 | 0 | 0 | 0 | 0 | 0 | 0 | 0 | 0 | 0 | 0 | 0 | 0 | 0 | 0 | 0 | 0 | 0 | 0 | 0 | 0 | 0 | 0 | 0 | 0 | 0 | 0
F3_Commercial_Office_New_Food Preparation_Natural Gas_Conveyor Oven_E5 | F3 | Commercial | Office | New | Food Preparation | Natural Gas | Conveyor Oven | E5 | PACT BC Ratio | 0 | 0 | 0 | 0 | 0 | 0 | 0 | 0 | 0 | 0 | 0 | 0 | 0 | 0 | 0 | 0 | 0 | 0 | 0 | 0 | 0 | 0 | 0 | 0 | 0 | 0 | 0
F3_Commercial_Office_New_Food Preparation_Natural Gas_Conveyor Oven_E6 | F3 | Commercial | Office | New | Food Preparation | Natural Gas | Conveyor Oven | E6 | PACT BC Ratio | 0 | 0 | 0 | 0 | 0 | 0 | 0 | 0 | 0 | 0 | 0 | 0 | 0 | 0 | 0 | 0 | 0 | 0 | 0 | 0 | 0 | 0 | 0 | 0 | 0 | 0 | 0
F3_Commercial_Office_New_Food Preparation_Natural Gas_Conveyor Oven_E7 | F3 | Commercial | Office | New | Food Preparation | Natural Gas | Conveyor Oven | E7 | PACT BC Ratio | 0 | 0 | 0 | 0 | 0 | 0 | 0 | 0 | 0 | 0 | 0 | 0 | 0 | 0 | 0 | 0 | 0 | 0 | 0 | 0 | 0 | 0 | 0 | 0 | 0 | 0 | 0
F3_Commercial_Office_New_Food Preparation_Natural Gas_Conveyor Oven_E8 | F3 | Commercial | Office | New | Food Preparation | Natural Gas | Conveyor Oven | E8 | PACT BC Ratio | 0 | 0 | 0 | 0 | 0 | 0 | 0 | 0 | 0 | 0 | 0 | 0 | 0 | 0 | 0 | 0 | 0 | 0 | 0 | 0 | 0 | 0 | 0 | 0 | 0 | 0 | 0
F3_Commercial_Office_New_Food Preparation_Natural Gas_Conveyor Oven_E9 | F3 | Commercial | Office | New | Food Preparation | Natural Gas | Conveyor Oven | E9 | PACT BC Ratio | 0 | 0 | 0 | 0 | 0 | 0 | 0 | 0 | 0 | 0 | 0 | 0 | 0 | 0 | 0 | 0 | 0 | 0 | 0 | 0 | 0 | 0 | 0 | 0 | 0 | 0 | 0
F3_Commercial_Office_New_Food Preparation_Natural Gas_Conveyor Oven_E10 | F3 | Commercial | Office | New | Food Preparation | Natural Gas | Conveyor Oven | E10 | PACT BC Ratio | 0 | 0 | 0 | 0 | 0 | 0 | 0 | 0 | 0 | 0 | 0 | 0 | 0 | 0 | 0 | 0 | 0 | 0 | 0 | 0 | 0 | 0 | 0 | 0 | 0 | 0 | 0
F4_Commercial_Office_New_Food Preparation_Natural Gas_Conveyor Oven_E1 | F4 | Commercial | Office | New | Food Preparation | Natural Gas | Conveyor Oven | E1 | RVT BC Ratio | bar: 2021 to 2047
F4_Commercial_Office_New_Food Preparation_Natural Gas_Conveyor Oven_E2 | F4 | Commercial | Office | New | Food Preparation | Natural Gas | Conveyor Oven | E2 | RVT BC Ratio | 0.7 | 0.7 | 0.7 | 0.7 | 0.7 | 0.7 | 0.7 | 0.7 | 0.7 | 0.7 | 0.7 | 0.7 | 0.7 | 0.7 | 0.7 | 0.7 | 0.7 | 0.7 | 0.7 | 0.7 | 0.7 | 0.7 | 0.7 | 0.7 | 0.7 | 0.7 | 0.7
F4_Commercial_Office_New_Food Preparation_Natural Gas_Conveyor Oven_E3 | F4 | Commercial | Office | New | Food Preparation | Natural Gas | Conveyor Oven | E3 | RVT BC Ratio | 0 | 0 | 0 | 0 | 0 | 0 | 0 | 0 | 0 | 0 | 0 | 0 | 0 | 0 | 0 | 0 | 0 | 0 | 0 | 0 | 0 | 0 | 0 | 0 | 0 | 0 | 0
F4_Commercial_Office_New_Food Preparation_Natural Gas_Conveyor Oven_E4 | F4 | Commercial | Office | New | Food Preparation | Natural Gas | Conveyor Oven | E4 | RVT BC Ratio | 0 | 0 | 0 | 0 | 0 | 0 | 0 | 0 | 0 | 0 | 0 | 0 | 0 | 0 | 0 | 0 | 0 | 0 | 0 | 0 | 0 | 0 | 0 | 0 | 0 | 0 | 0
F4_Commercial_Office_New_Food Preparation_Natural Gas_Conveyor Oven_E5 | F4 | Commercial | Office | New | Food Preparation | Natural Gas | Conveyor Oven | E5 | RVT BC Ratio | 0 | 0 | 0 | 0 | 0 | 0 | 0 | 0 | 0 | 0 | 0 | 0 | 0 | 0 | 0 | 0 | 0 | 0 | 0 | 0 | 0 | 0 | 0 | 0 | 0 | 0 | 0
F4_Commercial_Office_New_Food Preparation_Natural Gas_Conveyor Oven_E6 | F4 | Commercial | Office | New | Food Preparation | Natural Gas | Conveyor Oven | E6 | RVT BC Ratio | 0 | 0 | 0 | 0 | 0 | 0 | 0 | 0 | 0 | 0 | 0 | 0 | 0 | 0 | 0 | 0 | 0 | 0 | 0 | 0 | 0 | 0 | 0 | 0 | 0 | 0 | 0
F4_Commercial_Office_New_Food Preparation_Natural Gas_Conveyor Oven_E7 | F4 | Commercial | Office | New | Food Preparation | Natural Gas | Conveyor Oven | E7 | RVT BC Ratio | 0 | 0 | 0 | 0 | 0 | 0 | 0 | 0 | 0 | 0 | 0 | 0 | 0 | 0 | 0 | 0 | 0 | 0 | 0 | 0 | 0 | 0 | 0 | 0 | 0 | 0 | 0
F4_Commercial_Office_New_Food Preparation_Natural Gas_Conveyor Oven_E8 | F4 | Commercial | Office | New | Food Preparation | Natural Gas | Conveyor Oven | E8 | RVT BC Ratio | 0 | 0 | 0 | 0 | 0 | 0 | 0 | 0 | 0 | 0 | 0 | 0 | 0 | 0 | 0 | 0 | 0 | 0 | 0 | 0 | 0 | 0 | 0 | 0 | 0 | 0 | 0
F4_Commercial_Office_New_Food Preparation_Natural Gas_Conveyor Oven_E9 | F4 | Commercial | Office | New | Food Preparation | Natural Gas | Conveyor Oven | E9 | RVT BC Ratio | 0 | 0 | 0 | 0 | 0 | 0 | 0 | 0 | 0 | 0 | 0 | 0 | 0 | 0 | 0 | 0 | 0 | 0 | 0 | 0 | 0 | 0 | 0 | 0 | 0 | 0 | 0
F4_Commercial_Office_New_Food Preparation_Natural Gas_Conveyor Oven_E10 | F4 | Commercial | Office | New | Food Preparation | Natural Gas | Conveyor Oven | E10 | RVT BC Ratio | 0 | 0 | 0 | 0 | 0 | 0 | 0 | 0 | 0 | 0 | 0 | 0 | 0 | 0 | 0 | 0 | 0 | 0 | 0 | 0 | 0 | 0 | 0 | 0 | 0 | 0 | 0
F5_Commercial_Office_New_Food Preparation_Natural Gas_Conveyor Oven_E1 | F5 | Commercial | Office | New | Food Preparation | Natural Gas | Conveyor Oven | E1 | RIM BC Ratio | bar: 2021 to 2047
F5_Commercial_Office_New_Food Preparation_Natural Gas_Conveyor Oven_E2 | F5 | Commercial | Office | New | Food Preparation | Natural Gas | Conveyor Oven | E2 | RIM BC Ratio | 4.1011 | 4.0824 | 4.0655 | 4.0488 | 4.0676 | 4.1039 | 4.1436 | 4.1771 | 4.1991 | 4.2088 | 4.2095 | 4.2034 | 4.1908 | 4.168 | 4.1362 | 4.0947 | 4.0417 | 3.9778 | 3.9008 | 3.8086 | 3.7001 | 3.5745 | 3.4635 | 3.3934 | 3.3658 | 3.3823 | 3.3989
F5_Commercial_Office_New_Food Preparation_Natural Gas_Conveyor Oven_E3 | F5 | Commercial | Office | New | Food Preparation | Natural Gas | Conveyor Oven | E3 | RIM BC Ratio | 0 | 0 | 0 | 0 | 0 | 0 | 0 | 0 | 0 | 0 | 0 | 0 | 0 | 0 | 0 | 0 | 0 | 0 | 0 | 0 | 0 | 0 | 0 | 0 | 0 | 0 | 0
F5_Commercial_Office_New_Food Preparation_Natural Gas_Conveyor Oven_E4 | F5 | Commercial | Office | New | Food Preparation | Natural Gas | Conveyor Oven | E4 | RIM BC Ratio | 0 | 0 | 0 | 0 | 0 | 0 | 0 | 0 | 0 | 0 | 0 | 0 | 0 | 0 | 0 | 0 | 0 | 0 | 0 | 0 | 0 | 0 | 0 | 0 | 0 | 0 | 0
F5_Commercial_Office_New_Food Preparation_Natural Gas_Conveyor Oven_E5 | F5 | Commercial | Office | New | Food Preparation | Natural Gas | Conveyor Oven | E5 | RIM BC Ratio | 0 | 0 | 0 | 0 | 0 | 0 | 0 | 0 | 0 | 0 | 0 | 0 | 0 | 0 | 0 | 0 | 0 | 0 | 0 | 0 | 0 | 0 | 0 | 0 | 0 | 0 | 0
F5_Commercial_Office_New_Food Preparation_Natural Gas_Conveyor Oven_E6 | F5 | Commercial | Office | New | Food Preparation | Natural Gas | Conveyor Oven | E6 | RIM BC Ratio | 0 | 0 | 0 | 0 | 0 | 0 | 0 | 0 | 0 | 0 | 0 | 0 | 0 | 0 | 0 | 0 | 0 | 0 | 0 | 0 | 0 | 0 | 0 | 0 | 0 | 0 | 0
F5_Commercial_Office_New_Food Preparation_Natural Gas_Conveyor Oven_E7 | F5 | Commercial | Office | New | Food Preparation | Natural Gas | Conveyor Oven | E7 | RIM BC Ratio | 0 | 0 | 0 | 0 | 0 | 0 | 0 | 0 | 0 | 0 | 0 | 0 | 0 | 0 | 0 | 0 | 0 | 0 | 0 | 0 | 0 | 0 | 0 | 0 | 0 | 0 | 0
F5_Commercial_Office_New_Food Preparation_Natural Gas_Conveyor Oven_E8 | F5 | Commercial | Office | New | Food Preparation | Natural Gas | Conveyor Oven | E8 | RIM BC Ratio | 0 | 0 | 0 | 0 | 0 | 0 | 0 | 0 | 0 | 0 | 0 | 0 | 0 | 0 | 0 | 0 | 0 | 0 | 0 | 0 | 0 | 0 | 0 | 0 | 0 | 0 | 0
F5_Commercial_Office_New_Food Preparation_Natural Gas_Conveyor Oven_E9 | F5 | Commercial | Office | New | Food Preparation | Natural Gas | Conveyor Oven | E9 | RIM BC Ratio | 0 | 0 | 0 | 0 | 0 | 0 | 0 | 0 | 0 | 0 | 0 | 0 | 0 | 0 | 0 | 0 | 0 | 0 | 0 | 0 | 0 | 0 | 0 | 0 | 0 | 0 | 0
F5_Commercial_Office_New_Food Preparation_Natural Gas_Conveyor Oven_E10 | F5 | Commercial | Office | New | Food Preparation | Natural Gas | Conveyor Oven | E10 | RIM BC Ratio | 0 | 0 | 0 | 0 | 0 | 0 | 0 | 0 | 0 | 0 | 0 | 0 | 0 | 0 | 0 | 0 | 0 | 0 | 0 | 0 | 0 | 0 | 0 | 0 | 0 | 0 | 0
F0_Commercial_Office_New_Food Preparation_Natural Gas_Double Rack Oven_E0 | F0 | Commercial | Office | New | Food Preparation | Natural Gas | Double Rack Oven | E0 | Economic Unit | FTSC Qualified (>50% Cooking Efficiency) | FTSC Qualified (>50% Cooking Efficiency) | FTSC Qualified (>50% Cooking Efficiency) | FTSC Qualified (>50% Cooking Efficiency) | FTSC Qualified (>50% Cooking Efficiency) | FTSC Qualified (>50% Cooking Efficiency) | FTSC Qualified (>50% Cooking Efficiency) | FTSC Qualified (>50% Cooking Efficiency) | FTSC Qualified (>50% Cooking Efficiency) | FTSC Qualified (>50% Cooking Efficiency) | FTSC Qualified (>50% Cooking Efficiency) | FTSC Qualified (>50% Cooking Efficiency) | FTSC Qualified (>50% Cooking Efficiency) | FTSC Qualified (>50% Cooking Efficiency) | FTSC Qualified (>50% Cooking Efficiency) | FTSC Qualified (>50% Cooking Efficiency) | FTSC Qualified (>50% Cooking Efficiency) | FTSC Qualified (>50% Cooking Efficiency) | FTSC Qualified (>50% Cooking Efficiency) | FTSC Qualified (>50% Cooking Efficiency) | FTSC Qualified (>50% Cooking Efficiency) | FTSC Qualified (>50% Cooking Efficiency) | FTSC Qualified (>50% Cooking Efficiency) | FTSC Qualified (>50% Cooking Efficiency) | FTSC Qualified (>50% Cooking Efficiency) | FTSC Qualified (>50% Cooking Efficiency) | FTSC Qualified (>50% Cooking Efficiency)
F1_Commercial_Office_New_Food Preparation_Natural Gas_Double Rack Oven_E1 | F1 | Commercial | Office | New | Food Preparation | Natural Gas | Double Rack Oven | E1 | CCE | 0 | 0 | 0 | 0 | 0 | 0 | 0 | 0 | 0 | 0 | 0 | 0 | 0 | 0 | 0 | 0 | 0 | 0 | 0 | 0 | 0 | 0 | 0 | 0 | 0 | 0 | 0
F1_Commercial_Office_New_Food Preparation_Natural Gas_Double Rack Oven_E2 | F1 | Commercial | Office | New | Food Preparation | Natural Gas | Double Rack Oven | E2 | CCE | 0.00516 | 0.00516 | 0.00516 | 0.00516 | 0.00516 | 0.00516 | 0.00516 | 0.00516 | 0.00516 | 0.00516 | 0.00516 | 0.00516 | 0.00516 | 0.00516 | 0.00516 | 0.00516 | 0.00516 | 0.00516 | 0.00516 | 0.00516 | 0.00516 | 0.00516 | 0.00516 | 0.00516 | 0.00516 | 0.00516 | 0.00516
F1_Commercial_Office_New_Food Preparation_Natural Gas_Double Rack Oven_E3 | F1 | Commercial | Office | New | Food Preparation | Natural Gas | Double Rack Oven | E3 | CCE | 0 | 0 | 0 | 0 | 0 | 0 | 0 | 0 | 0 | 0 | 0 | 0 | 0 | 0 | 0 | 0 | 0 | 0 | 0 | 0 | 0 | 0 | 0 | 0 | 0 | 0 | 0
F1_Commercial_Office_New_Food Preparation_Natural Gas_Double Rack Oven_E4 | F1 | Commercial | Office | New | Food Preparation | Natural Gas | Double Rack Oven | E4 | CCE | 0 | 0 | 0 | 0 | 0 | 0 | 0 | 0 | 0 | 0 | 0 | 0 | 0 | 0 | 0 | 0 | 0 | 0 | 0 | 0 | 0 | 0 | 0 | 0 | 0 | 0 | 0
F1_Commercial_Office_New_Food Preparation_Natural Gas_Double Rack Oven_E5 | F1 | Commercial | Office | New | Food Preparation | Natural Gas | Double Rack Oven | E5 | CCE | 0 | 0 | 0 | 0 | 0 | 0 | 0 | 0 | 0 | 0 | 0 | 0 | 0 | 0 | 0 | 0 | 0 | 0 | 0 | 0 | 0 | 0 | 0 | 0 | 0 | 0 | 0
F1_Commercial_Office_New_Food Preparation_Natural Gas_Double Rack Oven_E6 | F1 | Commercial | Office | New | Food Preparation | Natural Gas | Double Rack Oven | E6 | CCE | 0 | 0 | 0 | 0 | 0 | 0 | 0 | 0 | 0 | 0 | 0 | 0 | 0 | 0 | 0 | 0 | 0 | 0 | 0 | 0 | 0 | 0 | 0 | 0 | 0 | 0 | 0
F1_Commercial_Office_New_Food Preparation_Natural Gas_Double Rack Oven_E7 | F1 | Commercial | Office | New | Food Preparation | Natural Gas | Double Rack Oven | E7 | CCE | 0 | 0 | 0 | 0 | 0 | 0 | 0 | 0 | 0 | 0 | 0 | 0 | 0 | 0 | 0 | 0 | 0 | 0 | 0 | 0 | 0 | 0 | 0 | 0 | 0 | 0 | 0
F1_Commercial_Office_New_Food Preparation_Natural Gas_Double Rack Oven_E8 | F1 | Commercial | Office | New | Food Preparation | Natural Gas | Double Rack Oven | E8 | CCE | 0 | 0 | 0 | 0 | 0 | 0 | 0 | 0 | 0 | 0 | 0 | 0 | 0 | 0 | 0 | 0 | 0 | 0 | 0 | 0 | 0 | 0 | 0 | 0 | 0 | 0 | 0
F1_Commercial_Office_New_Food Preparation_Natural Gas_Double Rack Oven_E9 | F1 | Commercial | Office | New | Food Preparation | Natural Gas | Double Rack Oven | E9 | CCE | 0 | 0 | 0 | 0 | 0 | 0 | 0 | 0 | 0 | 0 | 0 | 0 | 0 | 0 | 0 | 0 | 0 | 0 | 0 | 0 | 0 | 0 | 0 | 0 | 0 | 0 | 0
F1_Commercial_Office_New_Food Preparation_Natural Gas_Double Rack Oven_E10 | F1 | Commercial | Office | New | Food Preparation | Natural Gas | Double Rack Oven | E10 | CCE | 0 | 0 | 0 | 0 | 0 | 0 | 0 | 0 | 0 | 0 | 0 | 0 | 0 | 0 | 0 | 0 | 0 | 0 | 0 | 0 | 0 | 0 | 0 | 0 | 0 | 0 | 0
F2_Commercial_Office_New_Food Preparation_Natural Gas_Double Rack Oven_E1 | F2 | Commercial | Office | New | Food Preparation | Natural Gas | Double Rack Oven | E1 | TRC BC Ratio | bar: 2021 to 2047
F2_Commercial_Office_New_Food Preparation_Natural Gas_Double Rack Oven_E2 | F2 | Commercial | Office | New | Food Preparation | Natural Gas | Double Rack Oven | E2 | TRC BC Ratio | 2.6451 | 2.6168 | 2.5895 | 2.5634 | 2.5698 | 2.5976 | 2.6379 | 2.6828 | 2.726 | 2.7629 | 2.793 | 2.8145 | 2.8267 | 2.8253 | 2.81 | 2.7806 | 2.7375 | 2.6832 | 2.6184 | 2.5413 | 2.451 | 2.3468 | 2.2544 | 2.1951 | 2.1701 | 2.1808 | 2.1915
F2_Commercial_Office_New_Food Preparation_Natural Gas_Double Rack Oven_E3 | F2 | Commercial | Office | New | Food Preparation | Natural Gas | Double Rack Oven | E3 | TRC BC Ratio | 0 | 0 | 0 | 0 | 0 | 0 | 0 | 0 | 0 | 0 | 0 | 0 | 0 | 0 | 0 | 0 | 0 | 0 | 0 | 0 | 0 | 0 | 0 | 0 | 0 | 0 | 0
F2_Commercial_Office_New_Food Preparation_Natural Gas_Double Rack Oven_E4 | F2 | Commercial | Office | New | Food Preparation | Natural Gas | Double Rack Oven | E4 | TRC BC Ratio | 0 | 0 | 0 | 0 | 0 | 0 | 0 | 0 | 0 | 0 | 0 | 0 | 0 | 0 | 0 | 0 | 0 | 0 | 0 | 0 | 0 | 0 | 0 | 0 | 0 | 0 | 0
F2_Commercial_Office_New_Food Preparation_Natural Gas_Double Rack Oven_E5 | F2 | Commercial | Office | New | Food Preparation | Natural Gas | Double Rack Oven | E5 | TRC BC Ratio | 0 | 0 | 0 | 0 | 0 | 0 | 0 | 0 | 0 | 0 | 0 | 0 | 0 | 0 | 0 | 0 | 0 | 0 | 0 | 0 | 0 | 0 | 0 | 0 | 0 | 0 | 0
F2_Commercial_Office_New_Food Preparation_Natural Gas_Double Rack Oven_E6 | F2 | Commercial | Office | New | Food Preparation | Natural Gas | Double Rack Oven | E6 | TRC BC Ratio | 0 | 0 | 0 | 0 | 0 | 0 | 0 | 0 | 0 | 0 | 0 | 0 | 0 | 0 | 0 | 0 | 0 | 0 | 0 | 0 | 0 | 0 | 0 | 0 | 0 | 0 | 0
F2_Commercial_Office_New_Food Preparation_Natural Gas_Double Rack Oven_E7 | F2 | Commercial | Office | New | Food Preparation | Natural Gas | Double Rack Oven | E7 | TRC BC Ratio | 0 | 0 | 0 | 0 | 0 | 0 | 0 | 0 | 0 | 0 | 0 | 0 | 0 | 0 | 0 | 0 | 0 | 0 | 0 | 0 | 0 | 0 | 0 | 0 | 0 | 0 | 0
F2_Commercial_Office_New_Food Preparation_Natural Gas_Double Rack Oven_E8 | F2 | Commercial | Office | New | Food Preparation | Natural Gas | Double Rack Oven | E8 | TRC BC Ratio | 0 | 0 | 0 | 0 | 0 | 0 | 0 | 0 | 0 | 0 | 0 | 0 | 0 | 0 | 0 | 0 | 0 | 0 | 0 | 0 | 0 | 0 | 0 | 0 | 0 | 0 | 0
F2_Commercial_Office_New_Food Preparation_Natural Gas_Double Rack Oven_E9 | F2 | Commercial | Office | New | Food Preparation | Natural Gas | Double Rack Oven | E9 | TRC BC Ratio | 0 | 0 | 0 | 0 | 0 | 0 | 0 | 0 | 0 | 0 | 0 | 0 | 0 | 0 | 0 | 0 | 0 | 0 | 0 | 0 | 0 | 0 | 0 | 0 | 0 | 0 | 0
F2_Commercial_Office_New_Food Preparation_Natural Gas_Double Rack Oven_E10 | F2 | Commercial | Office | New | Food Preparation | Natural Gas | Double Rack Oven | E10 | TRC BC Ratio | 0 | 0 | 0 | 0 | 0 | 0 | 0 | 0 | 0 | 0 | 0 | 0 | 0 | 0 | 0 | 0 | 0 | 0 | 0 | 0 | 0 | 0 | 0 | 0 | 0 | 0 | 0
F3_Commercial_Office_New_Food Preparation_Natural Gas_Double Rack Oven_E1 | F3 | Commercial | Office | New | Food Preparation | Natural Gas | Double Rack Oven | E1 | PACT BC Ratio | bar: 2021 to 2047
F3_Commercial_Office_New_Food Preparation_Natural Gas_Double Rack Oven_E2 | F3 | Commercial | Office | New | Food Preparation | Natural Gas | Double Rack Oven | E2 | PACT BC Ratio | 3.4804 | 3.4432 | 3.4073 | 3.3729 | 3.3814 | 3.4179 | 3.4709 | 3.53 | 3.5869 | 3.6354 | 3.675 | 3.7033 | 3.7193 | 3.7175 | 3.6974 | 3.6587 | 3.602 | 3.5306 | 3.4453 | 3.3438 | 3.2249 | 3.0879 | 2.9664 | 2.8883 | 2.8554 | 2.8694 | 2.8835
F3_Commercial_Office_New_Food Preparation_Natural Gas_Double Rack Oven_E3 | F3 | Commercial | Office | New | Food Preparation | Natural Gas | Double Rack Oven | E3 | PACT BC Ratio | 0 | 0 | 0 | 0 | 0 | 0 | 0 | 0 | 0 | 0 | 0 | 0 | 0 | 0 | 0 | 0 | 0 | 0 | 0 | 0 | 0 | 0 | 0 | 0 | 0 | 0 | 0
F3_Commercial_Office_New_Food Preparation_Natural Gas_Double Rack Oven_E4 | F3 | Commercial | Office | New | Food Preparation | Natural Gas | Double Rack Oven | E4 | PACT BC Ratio | 0 | 0 | 0 | 0 | 0 | 0 | 0 | 0 | 0 | 0 | 0 | 0 | 0 | 0 | 0 | 0 | 0 | 0 | 0 | 0 | 0 | 0 | 0 | 0 | 0 | 0 | 0
F3_Commercial_Office_New_Food Preparation_Natural Gas_Double Rack Oven_E5 | F3 | Commercial | Office | New | Food Preparation | Natural Gas | Double Rack Oven | E5 | PACT BC Ratio | 0 | 0 | 0 | 0 | 0 | 0 | 0 | 0 | 0 | 0 | 0 | 0 | 0 | 0 | 0 | 0 | 0 | 0 | 0 | 0 | 0 | 0 | 0 | 0 | 0 | 0 | 0
F3_Commercial_Office_New_Food Preparation_Natural Gas_Double Rack Oven_E6 | F3 | Commercial | Office | New | Food Preparation | Natural Gas | Double Rack Oven | E6 | PACT BC Ratio | 0 | 0 | 0 | 0 | 0 | 0 | 0 | 0 | 0 | 0 | 0 | 0 | 0 | 0 | 0 | 0 | 0 | 0 | 0 | 0 | 0 | 0 | 0 | 0 | 0 | 0 | 0
F3_Commercial_Office_New_Food Preparation_Natural Gas_Double Rack Oven_E7 | F3 | Commercial | Office | New | Food Preparation | Natural Gas | Double Rack Oven | E7 | PACT BC Ratio | 0 | 0 | 0 | 0 | 0 | 0 | 0 | 0 | 0 | 0 | 0 | 0 | 0 | 0 | 0 | 0 | 0 | 0 | 0 | 0 | 0 | 0 | 0 | 0 | 0 | 0 | 0
F3_Commercial_Office_New_Food Preparation_Natural Gas_Double Rack Oven_E8 | F3 | Commercial | Office | New | Food Preparation | Natural Gas | Double Rack Oven | E8 | PACT BC Ratio | 0 | 0 | 0 | 0 | 0 | 0 | 0 | 0 | 0 | 0 | 0 | 0 | 0 | 0 | 0 | 0 | 0 | 0 | 0 | 0 | 0 | 0 | 0 | 0 | 0 | 0 | 0
F3_Commercial_Office_New_Food Preparation_Natural Gas_Double Rack Oven_E9 | F3 | Commercial | Office | New | Food Preparation | Natural Gas | Double Rack Oven | E9 | PACT BC Ratio | 0 | 0 | 0 | 0 | 0 | 0 | 0 | 0 | 0 | 0 | 0 | 0 | 0 | 0 | 0 | 0 | 0 | 0 | 0 | 0 | 0 | 0 | 0 | 0 | 0 | 0 | 0
F3_Commercial_Office_New_Food Preparation_Natural Gas_Double Rack Oven_E10 | F3 | Commercial | Office | New | Food Preparation | Natural Gas | Double Rack Oven | E10 | PACT BC Ratio | 0 | 0 | 0 | 0 | 0 | 0 | 0 | 0 | 0 | 0 | 0 | 0 | 0 | 0 | 0 | 0 | 0 | 0 | 0 | 0 | 0 | 0 | 0 | 0 | 0 | 0 | 0
F4_Commercial_Office_New_Food Preparation_Natural Gas_Double Rack Oven_E1 | F4 | Commercial | Office | New | Food Preparation | Natural Gas | Double Rack Oven | E1 | RVT BC Ratio | bar: 2021 to 2047
F4_Commercial_Office_New_Food Preparation_Natural Gas_Double Rack Oven_E2 | F4 | Commercial | Office | New | Food Preparation | Natural Gas | Double Rack Oven | E2 | RVT BC Ratio | 0.7 | 0.7 | 0.7 | 0.7 | 0.7 | 0.7 | 0.7 | 0.7 | 0.7 | 0.7 | 0.7 | 0.7 | 0.7 | 0.7 | 0.7 | 0.7 | 0.7 | 0.7 | 0.7 | 0.7 | 0.7 | 0.7 | 0.7 | 0.7 | 0.7 | 0.7 | 0.7
F4_Commercial_Office_New_Food Preparation_Natural Gas_Double Rack Oven_E3 | F4 | Commercial | Office | New | Food Preparation | Natural Gas | Double Rack Oven | E3 | RVT BC Ratio | 0 | 0 | 0 | 0 | 0 | 0 | 0 | 0 | 0 | 0 | 0 | 0 | 0 | 0 | 0 | 0 | 0 | 0 | 0 | 0 | 0 | 0 | 0 | 0 | 0 | 0 | 0
F4_Commercial_Office_New_Food Preparation_Natural Gas_Double Rack Oven_E4 | F4 | Commercial | Office | New | Food Preparation | Natural Gas | Double Rack Oven | E4 | RVT BC Ratio | 0 | 0 | 0 | 0 | 0 | 0 | 0 | 0 | 0 | 0 | 0 | 0 | 0 | 0 | 0 | 0 | 0 | 0 | 0 | 0 | 0 | 0 | 0 | 0 | 0 | 0 | 0
F4_Commercial_Office_New_Food Preparation_Natural Gas_Double Rack Oven_E5 | F4 | Commercial | Office | New | Food Preparation | Natural Gas | Double Rack Oven | E5 | RVT BC Ratio | 0 | 0 | 0 | 0 | 0 | 0 | 0 | 0 | 0 | 0 | 0 | 0 | 0 | 0 | 0 | 0 | 0 | 0 | 0 | 0 | 0 | 0 | 0 | 0 | 0 | 0 | 0
F4_Commercial_Office_New_Food Preparation_Natural Gas_Double Rack Oven_E6 | F4 | Commercial | Office | New | Food Preparation | Natural Gas | Double Rack Oven | E6 | RVT BC Ratio | 0 | 0 | 0 | 0 | 0 | 0 | 0 | 0 | 0 | 0 | 0 | 0 | 0 | 0 | 0 | 0 | 0 | 0 | 0 | 0 | 0 | 0 | 0 | 0 | 0 | 0 | 0
F4_Commercial_Office_New_Food Preparation_Natural Gas_Double Rack Oven_E7 | F4 | Commercial | Office | New | Food Preparation | Natural Gas | Double Rack Oven | E7 | RVT BC Ratio | 0 | 0 | 0 | 0 | 0 | 0 | 0 | 0 | 0 | 0 | 0 | 0 | 0 | 0 | 0 | 0 | 0 | 0 | 0 | 0 | 0 | 0 | 0 | 0 | 0 | 0 | 0
F4_Commercial_Office_New_Food Preparation_Natural Gas_Double Rack Oven_E8 | F4 | Commercial | Office | New | Food Preparation | Natural Gas | Double Rack Oven | E8 | RVT BC Ratio | 0 | 0 | 0 | 0 | 0 | 0 | 0 | 0 | 0 | 0 | 0 | 0 | 0 | 0 | 0 | 0 | 0 | 0 | 0 | 0 | 0 | 0 | 0 | 0 | 0 | 0 | 0
F4_Commercial_Office_New_Food Preparation_Natural Gas_Double Rack Oven_E9 | F4 | Commercial | Office | New | Food Preparation | Natural Gas | Double Rack Oven | E9 | RVT BC Ratio | 0 | 0 | 0 | 0 | 0 | 0 | 0 | 0 | 0 | 0 | 0 | 0 | 0 | 0 | 0 | 0 | 0 | 0 | 0 | 0 | 0 | 0 | 0 | 0 | 0 | 0 | 0
F4_Commercial_Office_New_Food Preparation_Natural Gas_Double Rack Oven_E10 | F4 | Commercial | Office | New | Food Preparation | Natural Gas | Double Rack Oven | E10 | RVT BC Ratio | 0 | 0 | 0 | 0 | 0 | 0 | 0 | 0 | 0 | 0 | 0 | 0 | 0 | 0 | 0 | 0 | 0 | 0 | 0 | 0 | 0 | 0 | 0 | 0 | 0 | 0 | 0
F5_Commercial_Office_New_Food Preparation_Natural Gas_Double Rack Oven_E1 | F5 | Commercial | Office | New | Food Preparation | Natural Gas | Double Rack Oven | E1 | RIM BC Ratio | bar: 2021 to 2047
F5_Commercial_Office_New_Food Preparation_Natural Gas_Double Rack Oven_E2 | F5 | Commercial | Office | New | Food Preparation | Natural Gas | Double Rack Oven | E2 | RIM BC Ratio | 3.4804 | 3.4432 | 3.4073 | 3.3729 | 3.3814 | 3.4179 | 3.4709 | 3.53 | 3.5869 | 3.6354 | 3.675 | 3.7033 | 3.7193 | 3.7175 | 3.6974 | 3.6587 | 3.602 | 3.5306 | 3.4453 | 3.3438 | 3.2249 | 3.0879 | 2.9664 | 2.8883 | 2.8554 | 2.8694 | 2.8835
F5_Commercial_Office_New_Food Preparation_Natural Gas_Double Rack Oven_E3 | F5 | Commercial | Office | New | Food Preparation | Natural Gas | Double Rack Oven | E3 | RIM BC Ratio | 0 | 0 | 0 | 0 | 0 | 0 | 0 | 0 | 0 | 0 | 0 | 0 | 0 | 0 | 0 | 0 | 0 | 0 | 0 | 0 | 0 | 0 | 0 | 0 | 0 | 0 | 0
F5_Commercial_Office_New_Food Preparation_Natural Gas_Double Rack Oven_E4 | F5 | Commercial | Office | New | Food Preparation | Natural Gas | Double Rack Oven | E4 | RIM BC Ratio | 0 | 0 | 0 | 0 | 0 | 0 | 0 | 0 | 0 | 0 | 0 | 0 | 0 | 0 | 0 | 0 | 0 | 0 | 0 | 0 | 0 | 0 | 0 | 0 | 0 | 0 | 0
F5_Commercial_Office_New_Food Preparation_Natural Gas_Double Rack Oven_E5 | F5 | Commercial | Office | New | Food Preparation | Natural Gas | Double Rack Oven | E5 | RIM BC Ratio | 0 | 0 | 0 | 0 | 0 | 0 | 0 | 0 | 0 | 0 | 0 | 0 | 0 | 0 | 0 | 0 | 0 | 0 | 0 | 0 | 0 | 0 | 0 | 0 | 0 | 0 | 0
F5_Commercial_Office_New_Food Preparation_Natural Gas_Double Rack Oven_E6 | F5 | Commercial | Office | New | Food Preparation | Natural Gas | Double Rack Oven | E6 | RIM BC Ratio | 0 | 0 | 0 | 0 | 0 | 0 | 0 | 0 | 0 | 0 | 0 | 0 | 0 | 0 | 0 | 0 | 0 | 0 | 0 | 0 | 0 | 0 | 0 | 0 | 0 | 0 | 0
F5_Commercial_Office_New_Food Preparation_Natural Gas_Double Rack Oven_E7 | F5 | Commercial | Office | New | Food Preparation | Natural Gas | Double Rack Oven | E7 | RIM BC Ratio | 0 | 0 | 0 | 0 | 0 | 0 | 0 | 0 | 0 | 0 | 0 | 0 | 0 | 0 | 0 | 0 | 0 | 0 | 0 | 0 | 0 | 0 | 0 | 0 | 0 | 0 | 0
F5_Commercial_Office_New_Food Preparation_Natural Gas_Double Rack Oven_E8 | F5 | Commercial | Office | New | Food Preparation | Natural Gas | Double Rack Oven | E8 | RIM BC Ratio | 0 | 0 | 0 | 0 | 0 | 0 | 0 | 0 | 0 | 0 | 0 | 0 | 0 | 0 | 0 | 0 | 0 | 0 | 0 | 0 | 0 | 0 | 0 | 0 | 0 | 0 | 0
F5_Commercial_Office_New_Food Preparation_Natural Gas_Double Rack Oven_E9 | F5 | Commercial | Office | New | Food Preparation | Natural Gas | Double Rack Oven | E9 | RIM BC Ratio | 0 | 0 | 0 | 0 | 0 | 0 | 0 | 0 | 0 | 0 | 0 | 0 | 0 | 0 | 0 | 0 | 0 | 0 | 0 | 0 | 0 | 0 | 0 | 0 | 0 | 0 | 0
F5_Commercial_Office_New_Food Preparation_Natural Gas_Double Rack Oven_E10 | F5 | Commercial | Office | New | Food Preparation | Natural Gas | Double Rack Oven | E10 | RIM BC Ratio | 0 | 0 | 0 | 0 | 0 | 0 | 0 | 0 | 0 | 0 | 0 | 0 | 0 | 0 | 0 | 0 | 0 | 0 | 0 | 0 | 0 | 0 | 0 | 0 | 0 | 0 | 0
F0_Commercial_Office_New_Food Preparation_Natural Gas_Fryer_E0 | F0 | Commercial | Office | New | Food Preparation | Natural Gas | Fryer | E0 | Economic Unit | ENERGY STAR | ENERGY STAR | ENERGY STAR | ENERGY STAR | ENERGY STAR | ENERGY STAR | ENERGY STAR | ENERGY STAR | ENERGY STAR | ENERGY STAR | ENERGY STAR | ENERGY STAR | ENERGY STAR | ENERGY STAR | ENERGY STAR | ENERGY STAR | ENERGY STAR | ENERGY STAR | ENERGY STAR | ENERGY STAR | ENERGY STAR | ENERGY STAR | ENERGY STAR | ENERGY STAR | ENERGY STAR | ENERGY STAR | ENERGY STAR
F1_Commercial_Office_New_Food Preparation_Natural Gas_Fryer_E1 | F1 | Commercial | Office | New | Food Preparation | Natural Gas | Fryer | E1 | CCE | 0 | 0 | 0 | 0 | 0 | 0 | 0 | 0 | 0 | 0 | 0 | 0 | 0 | 0 | 0 | 0 | 0 | 0 | 0 | 0 | 0 | 0 | 0 | 0 | 0 | 0 | 0
F1_Commercial_Office_New_Food Preparation_Natural Gas_Fryer_E2 | F1 | Commercial | Office | New | Food Preparation | Natural Gas | Fryer | E2 | CCE | 0.0045119 | 0 | 0 | 0 | 0 | 0 | 0 | 0 | 0 | 0 | 0 | 0 | 0 | 0 | 0 | 0 | 0 | 0 | 0 | 0 | 0 | 0 | 0 | 0 | 0 | 0 | 0
F1_Commercial_Office_New_Food Preparation_Natural Gas_Fryer_E3 | F1 | Commercial | Office | New | Food Preparation | Natural Gas | Fryer | E3 | CCE | 0 | 0 | 0 | 0 | 0 | 0 | 0 | 0 | 0 | 0 | 0 | 0 | 0 | 0 | 0 | 0 | 0 | 0 | 0 | 0 | 0 | 0 | 0 | 0 | 0 | 0 | 0
F1_Commercial_Office_New_Food Preparation_Natural Gas_Fryer_E4 | F1 | Commercial | Office | New | Food Preparation | Natural Gas | Fryer | E4 | CCE | 0 | 0 | 0 | 0 | 0 | 0 | 0 | 0 | 0 | 0 | 0 | 0 | 0 | 0 | 0 | 0 | 0 | 0 | 0 | 0 | 0 | 0 | 0 | 0 | 0 | 0 | 0
F1_Commercial_Office_New_Food Preparation_Natural Gas_Fryer_E5 | F1 | Commercial | Office | New | Food Preparation | Natural Gas | Fryer | E5 | CCE | 0 | 0 | 0 | 0 | 0 | 0 | 0 | 0 | 0 | 0 | 0 | 0 | 0 | 0 | 0 | 0 | 0 | 0 | 0 | 0 | 0 | 0 | 0 | 0 | 0 | 0 | 0
F1_Commercial_Office_New_Food Preparation_Natural Gas_Fryer_E6 | F1 | Commercial | Office | New | Food Preparation | Natural Gas | Fryer | E6 | CCE | 0 | 0 | 0 | 0 | 0 | 0 | 0 | 0 | 0 | 0 | 0 | 0 | 0 | 0 | 0 | 0 | 0 | 0 | 0 | 0 | 0 | 0 | 0 | 0 | 0 | 0 | 0
F1_Commercial_Office_New_Food Preparation_Natural Gas_Fryer_E7 | F1 | Commercial | Office | New | Food Preparation | Natural Gas | Fryer | E7 | CCE | 0 | 0 | 0 | 0 | 0 | 0 | 0 | 0 | 0 | 0 | 0 | 0 | 0 | 0 | 0 | 0 | 0 | 0 | 0 | 0 | 0 | 0 | 0 | 0 | 0 | 0 | 0
F1_Commercial_Office_New_Food Preparation_Natural Gas_Fryer_E8 | F1 | Commercial | Office | New | Food Preparation | Natural Gas | Fryer | E8 | CCE | 0 | 0 | 0 | 0 | 0 | 0 | 0 | 0 | 0 | 0 | 0 | 0 | 0 | 0 | 0 | 0 | 0 | 0 | 0 | 0 | 0 | 0 | 0 | 0 | 0 | 0 | 0
F1_Commercial_Office_New_Food Preparation_Natural Gas_Fryer_E9 | F1 | Commercial | Office | New | Food Preparation | Natural Gas | Fryer | E9 | CCE | 0 | 0 | 0 | 0 | 0 | 0 | 0 | 0 | 0 | 0 | 0 | 0 | 0 | 0 | 0 | 0 | 0 | 0 | 0 | 0 | 0 | 0 | 0 | 0 | 0 | 0 | 0
F1_Commercial_Office_New_Food Preparation_Natural Gas_Fryer_E10 | F1 | Commercial | Office | New | Food Preparation | Natural Gas | Fryer | E10 | CCE | 0 | 0 | 0 | 0 | 0 | 0 | 0 | 0 | 0 | 0 | 0 | 0 | 0 | 0 | 0 | 0 | 0 | 0 | 0 | 0 | 0 | 0 | 0 | 0 | 0 | 0 | 0
F2_Commercial_Office_New_Food Preparation_Natural Gas_Fryer_E1 | F2 | Commercial | Office | New | Food Preparation | Natural Gas | Fryer | E1 | TRC BC Ratio | 1 | 0 | 0 | 0 | 0 | 0 | 0 | 0 | 0 | 0 | 0 | 0 | 0 | 0 | 0 | 0 | 0 | 0 | 0 | 0 | 0 | 0 | 0 | 0 | 0 | 0 | 0
F2_Commercial_Office_New_Food Preparation_Natural Gas_Fryer_E2 | F2 | Commercial | Office | New | Food Preparation | Natural Gas | Fryer | E2 | TRC BC Ratio | 3.0535 | 1 | 1 | 1 | 1 | 1 | 1 | 1 | 1 | 1 | 1 | 1 | 1 | 1 | 1 | 1 | 1 | 1 | 1 | 1 | 1 | 1 | 1 | 1 | 1 | 1 | 1
F2_Commercial_Office_New_Food Preparation_Natural Gas_Fryer_E3 | F2 | Commercial | Office | New | Food Preparation | Natural Gas | Fryer | E3 | TRC BC Ratio | 0 | 0 | 0 | 0 | 0 | 0 | 0 | 0 | 0 | 0 | 0 | 0 | 0 | 0 | 0 | 0 | 0 | 0 | 0 | 0 | 0 | 0 | 0 | 0 | 0 | 0 | 0
F2_Commercial_Office_New_Food Preparation_Natural Gas_Fryer_E4 | F2 | Commercial | Office | New | Food Preparation | Natural Gas | Fryer | E4 | TRC BC Ratio | 0 | 0 | 0 | 0 | 0 | 0 | 0 | 0 | 0 | 0 | 0 | 0 | 0 | 0 | 0 | 0 | 0 | 0 | 0 | 0 | 0 | 0 | 0 | 0 | 0 | 0 | 0
F2_Commercial_Office_New_Food Preparation_Natural Gas_Fryer_E5 | F2 | Commercial | Office | New | Food Preparation | Natural Gas | Fryer | E5 | TRC BC Ratio | 0 | 0 | 0 | 0 | 0 | 0 | 0 | 0 | 0 | 0 | 0 | 0 | 0 | 0 | 0 | 0 | 0 | 0 | 0 | 0 | 0 | 0 | 0 | 0 | 0 | 0 | 0
F2_Commercial_Office_New_Food Preparation_Natural Gas_Fryer_E6 | F2 | Commercial | Office | New | Food Preparation | Natural Gas | Fryer | E6 | TRC BC Ratio | 0 | 0 | 0 | 0 | 0 | 0 | 0 | 0 | 0 | 0 | 0 | 0 | 0 | 0 | 0 | 0 | 0 | 0 | 0 | 0 | 0 | 0 | 0 | 0 | 0 | 0 | 0
F2_Commercial_Office_New_Food Preparation_Natural Gas_Fryer_E7 | F2 | Commercial | Office | New | Food Preparation | Natural Gas | Fryer | E7 | TRC BC Ratio | 0 | 0 | 0 | 0 | 0 | 0 | 0 | 0 | 0 | 0 | 0 | 0 | 0 | 0 | 0 | 0 | 0 | 0 | 0 | 0 | 0 | 0 | 0 | 0 | 0 | 0 | 0
F2_Commercial_Office_New_Food Preparation_Natural Gas_Fryer_E8 | F2 | Commercial | Office | New | Food Preparation | Natural Gas | Fryer | E8 | TRC BC Ratio | 0 | 0 | 0 | 0 | 0 | 0 | 0 | 0 | 0 | 0 | 0 | 0 | 0 | 0 | 0 | 0 | 0 | 0 | 0 | 0 | 0 | 0 | 0 | 0 | 0 | 0 | 0
F2_Commercial_Office_New_Food Preparation_Natural Gas_Fryer_E9 | F2 | Commercial | Office | New | Food Preparation | Natural Gas | Fryer | E9 | TRC BC Ratio | 0 | 0 | 0 | 0 | 0 | 0 | 0 | 0 | 0 | 0 | 0 | 0 | 0 | 0 | 0 | 0 | 0 | 0 | 0 | 0 | 0 | 0 | 0 | 0 | 0 | 0 | 0
F2_Commercial_Office_New_Food Preparation_Natural Gas_Fryer_E10 | F2 | Commercial | Office | New | Food Preparation | Natural Gas | Fryer | E10 | TRC BC Ratio | 0 | 0 | 0 | 0 | 0 | 0 | 0 | 0 | 0 | 0 | 0 | 0 | 0 | 0 | 0 | 0 | 0 | 0 | 0 | 0 | 0 | 0 | 0 | 0 | 0 | 0 | 0
F3_Commercial_Office_New_Food Preparation_Natural Gas_Fryer_E1 | F3 | Commercial | Office | New | Food Preparation | Natural Gas | Fryer | E1 | PACT BC Ratio | 1 | 0 | 0 | 0 | 0 | 0 | 0 | 0 | 0 | 0 | 0 | 0 | 0 | 0 | 0 | 0 | 0 | 0 | 0 | 0 | 0 | 0 | 0 | 0 | 0 | 0 | 0
F3_Commercial_Office_New_Food Preparation_Natural Gas_Fryer_E2 | F3 | Commercial | Office | New | Food Preparation | Natural Gas | Fryer | E2 | PACT BC Ratio | 4.0178 | 1 | 1 | 1 | 1 | 1 | 1 | 1 | 1 | 1 | 1 | 1 | 1 | 1 | 1 | 1 | 1 | 1 | 1 | 1 | 1 | 1 | 1 | 1 | 1 | 1 | 1
F3_Commercial_Office_New_Food Preparation_Natural Gas_Fryer_E3 | F3 | Commercial | Office | New | Food Preparation | Natural Gas | Fryer | E3 | PACT BC Ratio | 0 | 0 | 0 | 0 | 0 | 0 | 0 | 0 | 0 | 0 | 0 | 0 | 0 | 0 | 0 | 0 | 0 | 0 | 0 | 0 | 0 | 0 | 0 | 0 | 0 | 0 | 0
F3_Commercial_Office_New_Food Preparation_Natural Gas_Fryer_E4 | F3 | Commercial | Office | New | Food Preparation | Natural Gas | Fryer | E4 | PACT BC Ratio | 0 | 0 | 0 | 0 | 0 | 0 | 0 | 0 | 0 | 0 | 0 | 0 | 0 | 0 | 0 | 0 | 0 | 0 | 0 | 0 | 0 | 0 | 0 | 0 | 0 | 0 | 0
F3_Commercial_Office_New_Food Preparation_Natural Gas_Fryer_E5 | F3 | Commercial | Office | New | Food Preparation | Natural Gas | Fryer | E5 | PACT BC Ratio | 0 | 0 | 0 | 0 | 0 | 0 | 0 | 0 | 0 | 0 | 0 | 0 | 0 | 0 | 0 | 0 | 0 | 0 | 0 | 0 | 0 | 0 | 0 | 0 | 0 | 0 | 0
F3_Commercial_Office_New_Food Preparation_Natural Gas_Fryer_E6 | F3 | Commercial | Office | New | Food Preparation | Natural Gas | Fryer | E6 | PACT BC Ratio | 0 | 0 | 0 | 0 | 0 | 0 | 0 | 0 | 0 | 0 | 0 | 0 | 0 | 0 | 0 | 0 | 0 | 0 | 0 | 0 | 0 | 0 | 0 | 0 | 0 | 0 | 0
F3_Commercial_Office_New_Food Preparation_Natural Gas_Fryer_E7 | F3 | Commercial | Office | New | Food Preparation | Natural Gas | Fryer | E7 | PACT BC Ratio | 0 | 0 | 0 | 0 | 0 | 0 | 0 | 0 | 0 | 0 | 0 | 0 | 0 | 0 | 0 | 0 | 0 | 0 | 0 | 0 | 0 | 0 | 0 | 0 | 0 | 0 | 0
F3_Commercial_Office_New_Food Preparation_Natural Gas_Fryer_E8 | F3 | Commercial | Office | New | Food Preparation | Natural Gas | Fryer | E8 | PACT BC Ratio | 0 | 0 | 0 | 0 | 0 | 0 | 0 | 0 | 0 | 0 | 0 | 0 | 0 | 0 | 0 | 0 | 0 | 0 | 0 | 0 | 0 | 0 | 0 | 0 | 0 | 0 | 0
F3_Commercial_Office_New_Food Preparation_Natural Gas_Fryer_E9 | F3 | Commercial | Office | New | Food Preparation | Natural Gas | Fryer | E9 | PACT BC Ratio | 0 | 0 | 0 | 0 | 0 | 0 | 0 | 0 | 0 | 0 | 0 | 0 | 0 | 0 | 0 | 0 | 0 | 0 | 0 | 0 | 0 | 0 | 0 | 0 | 0 | 0 | 0
F3_Commercial_Office_New_Food Preparation_Natural Gas_Fryer_E10 | F3 | Commercial | Office | New | Food Preparation | Natural Gas | Fryer | E10 | PACT BC Ratio | 0 | 0 | 0 | 0 | 0 | 0 | 0 | 0 | 0 | 0 | 0 | 0 | 0 | 0 | 0 | 0 | 0 | 0 | 0 | 0 | 0 | 0 | 0 | 0 | 0 | 0 | 0
F4_Commercial_Office_New_Food Preparation_Natural Gas_Fryer_E1 | F4 | Commercial | Office | New | Food Preparation | Natural Gas | Fryer | E1 | RVT BC Ratio | 1 | 0 | 0 | 0 | 0 | 0 | 0 | 0 | 0 | 0 | 0 | 0 | 0 | 0 | 0 | 0 | 0 | 0 | 0 | 0 | 0 | 0 | 0 | 0 | 0 | 0 | 0
F4_Commercial_Office_New_Food Preparation_Natural Gas_Fryer_E2 | F4 | Commercial | Office | New | Food Preparation | Natural Gas | Fryer | E2 | RVT BC Ratio | 0.7 | 1 | 1 | 1 | 1 | 1 | 1 | 1 | 1 | 1 | 1 | 1 | 1 | 1 | 1 | 1 | 1 | 1 | 1 | 1 | 1 | 1 | 1 | 1 | 1 | 1 | 1
F4_Commercial_Office_New_Food Preparation_Natural Gas_Fryer_E3 | F4 | Commercial | Office | New | Food Preparation | Natural Gas | Fryer | E3 | RVT BC Ratio | 0 | 0 | 0 | 0 | 0 | 0 | 0 | 0 | 0 | 0 | 0 | 0 | 0 | 0 | 0 | 0 | 0 | 0 | 0 | 0 | 0 | 0 | 0 | 0 | 0 | 0 | 0
F4_Commercial_Office_New_Food Preparation_Natural Gas_Fryer_E4 | F4 | Commercial | Office | New | Food Preparation | Natural Gas | Fryer | E4 | RVT BC Ratio | 0 | 0 | 0 | 0 | 0 | 0 | 0 | 0 | 0 | 0 | 0 | 0 | 0 | 0 | 0 | 0 | 0 | 0 | 0 | 0 | 0 | 0 | 0 | 0 | 0 | 0 | 0
F4_Commercial_Office_New_Food Preparation_Natural Gas_Fryer_E5 | F4 | Commercial | Office | New | Food Preparation | Natural Gas | Fryer | E5 | RVT BC Ratio | 0 | 0 | 0 | 0 | 0 | 0 | 0 | 0 | 0 | 0 | 0 | 0 | 0 | 0 | 0 | 0 | 0 | 0 | 0 | 0 | 0 | 0 | 0 | 0 | 0 | 0 | 0
F4_Commercial_Office_New_Food Preparation_Natural Gas_Fryer_E6 | F4 | Commercial | Office | New | Food Preparation | Natural Gas | Fryer | E6 | RVT BC Ratio | 0 | 0 | 0 | 0 | 0 | 0 | 0 | 0 | 0 | 0 | 0 | 0 | 0 | 0 | 0 | 0 | 0 | 0 | 0 | 0 | 0 | 0 | 0 | 0 | 0 | 0 | 0
F4_Commercial_Office_New_Food Preparation_Natural Gas_Fryer_E7 | F4 | Commercial | Office | New | Food Preparation | Natural Gas | Fryer | E7 | RVT BC Ratio | 0 | 0 | 0 | 0 | 0 | 0 | 0 | 0 | 0 | 0 | 0 | 0 | 0 | 0 | 0 | 0 | 0 | 0 | 0 | 0 | 0 | 0 | 0 | 0 | 0 | 0 | 0
F4_Commercial_Office_New_Food Preparation_Natural Gas_Fryer_E8 | F4 | Commercial | Office | New | Food Preparation | Natural Gas | Fryer | E8 | RVT BC Ratio | 0 | 0 | 0 | 0 | 0 | 0 | 0 | 0 | 0 | 0 | 0 | 0 | 0 | 0 | 0 | 0 | 0 | 0 | 0 | 0 | 0 | 0 | 0 | 0 | 0 | 0 | 0
F4_Commercial_Office_New_Food Preparation_Natural Gas_Fryer_E9 | F4 | Commercial | Office | New | Food Preparation | Natural Gas | Fryer | E9 | RVT BC Ratio | 0 | 0 | 0 | 0 | 0 | 0 | 0 | 0 | 0 | 0 | 0 | 0 | 0 | 0 | 0 | 0 | 0 | 0 | 0 | 0 | 0 | 0 | 0 | 0 | 0 | 0 | 0
F4_Commercial_Office_New_Food Preparation_Natural Gas_Fryer_E10 | F4 | Commercial | Office | New | Food Preparation | Natural Gas | Fryer | E10 | RVT BC Ratio | 0 | 0 | 0 | 0 | 0 | 0 | 0 | 0 | 0 | 0 | 0 | 0 | 0 | 0 | 0 | 0 | 0 | 0 | 0 | 0 | 0 | 0 | 0 | 0 | 0 | 0 | 0
F5_Commercial_Office_New_Food Preparation_Natural Gas_Fryer_E1 | F5 | Commercial | Office | New | Food Preparation | Natural Gas | Fryer | E1 | RIM BC Ratio | 1 | 0 | 0 | 0 | 0 | 0 | 0 | 0 | 0 | 0 | 0 | 0 | 0 | 0 | 0 | 0 | 0 | 0 | 0 | 0 | 0 | 0 | 0 | 0 | 0 | 0 | 0
F5_Commercial_Office_New_Food Preparation_Natural Gas_Fryer_E2 | F5 | Commercial | Office | New | Food Preparation | Natural Gas | Fryer | E2 | RIM BC Ratio | 4.0178 | 1 | 1 | 1 | 1 | 1 | 1 | 1 | 1 | 1 | 1 | 1 | 1 | 1 | 1 | 1 | 1 | 1 | 1 | 1 | 1 | 1 | 1 | 1 | 1 | 1 | 1
F5_Commercial_Office_New_Food Preparation_Natural Gas_Fryer_E3 | F5 | Commercial | Office | New | Food Preparation | Natural Gas | Fryer | E3 | RIM BC Ratio | 0 | 0 | 0 | 0 | 0 | 0 | 0 | 0 | 0 | 0 | 0 | 0 | 0 | 0 | 0 | 0 | 0 | 0 | 0 | 0 | 0 | 0 | 0 | 0 | 0 | 0 | 0
F5_Commercial_Office_New_Food Preparation_Natural Gas_Fryer_E4 | F5 | Commercial | Office | New | Food Preparation | Natural Gas | Fryer | E4 | RIM BC Ratio | 0 | 0 | 0 | 0 | 0 | 0 | 0 | 0 | 0 | 0 | 0 | 0 | 0 | 0 | 0 | 0 | 0 | 0 | 0 | 0 | 0 | 0 | 0 | 0 | 0 | 0 | 0
F5_Commercial_Office_New_Food Preparation_Natural Gas_Fryer_E5 | F5 | Commercial | Office | New | Food Preparation | Natural Gas | Fryer | E5 | RIM BC Ratio | 0 | 0 | 0 | 0 | 0 | 0 | 0 | 0 | 0 | 0 | 0 | 0 | 0 | 0 | 0 | 0 | 0 | 0 | 0 | 0 | 0 | 0 | 0 | 0 | 0 | 0 | 0
F5_Commercial_Office_New_Food Preparation_Natural Gas_Fryer_E6 | F5 | Commercial | Office | New | Food Preparation | Natural Gas | Fryer | E6 | RIM BC Ratio | 0 | 0 | 0 | 0 | 0 | 0 | 0 | 0 | 0 | 0 | 0 | 0 | 0 | 0 | 0 | 0 | 0 | 0 | 0 | 0 | 0 | 0 | 0 | 0 | 0 | 0 | 0
F5_Commercial_Office_New_Food Preparation_Natural Gas_Fryer_E7 | F5 | Commercial | Office | New | Food Preparation | Natural Gas | Fryer | E7 | RIM BC Ratio | 0 | 0 | 0 | 0 | 0 | 0 | 0 | 0 | 0 | 0 | 0 | 0 | 0 | 0 | 0 | 0 | 0 | 0 | 0 | 0 | 0 | 0 | 0 | 0 | 0 | 0 | 0
F5_Commercial_Office_New_Food Preparation_Natural Gas_Fryer_E8 | F5 | Commercial | Office | New | Food Preparation | Natural Gas | Fryer | E8 | RIM BC Ratio | 0 | 0 | 0 | 0 | 0 | 0 | 0 | 0 | 0 | 0 | 0 | 0 | 0 | 0 | 0 | 0 | 0 | 0 | 0 | 0 | 0 | 0 | 0 | 0 | 0 | 0 | 0
F5_Commercial_Office_New_Food Preparation_Natural Gas_Fryer_E9 | F5 | Commercial | Office | New | Food Preparation | Natural Gas | Fryer | E9 | RIM BC Ratio | 0 | 0 | 0 | 0 | 0 | 0 | 0 | 0 | 0 | 0 | 0 | 0 | 0 | 0 | 0 | 0 | 0 | 0 | 0 | 0 | 0 | 0 | 0 | 0 | 0 | 0 | 0
F5_Commercial_Office_New_Food Preparation_Natural Gas_Fryer_E10 | F5 | Commercial | Office | New | Food Preparation | Natural Gas | Fryer | E10 | RIM BC Ratio | 0 | 0 | 0 | 0 | 0 | 0 | 0 | 0 | 0 | 0 | 0 | 0 | 0 | 0 | 0 | 0 | 0 | 0 | 0 | 0 | 0 | 0 | 0 | 0 | 0 | 0 | 0
F0_Commercial_Office_New_Food Preparation_Natural Gas_Broiler_E0 | F0 | Commercial | Office | New | Food Preparation | Natural Gas | Broiler | E0 | Economic Unit | Infrared Burners | Infrared Burners | Infrared Burners | Infrared Burners | Infrared Burners | Infrared Burners | Infrared Burners | Infrared Burners | Infrared Burners | Infrared Burners | Infrared Burners | Infrared Burners | Infrared Burners | Infrared Burners | Infrared Burners | Infrared Burners | Infrared Burners | Infrared Burners | Infrared Burners | Infrared Burners | Infrared Burners | Infrared Burners | Infrared Burners | Infrared Burners | Infrared Burners | Infrared Burners | Infrared Burners
F1_Commercial_Office_New_Food Preparation_Natural Gas_Broiler_E1 | F1 | Commercial | Office | New | Food Preparation | Natural Gas | Broiler | E1 | CCE | 0 | 0 | 0 | 0 | 0 | 0 | 0 | 0 | 0 | 0 | 0 | 0 | 0 | 0 | 0 | 0 | 0 | 0 | 0 | 0 | 0 | 0 | 0 | 0 | 0 | 0 | 0
F1_Commercial_Office_New_Food Preparation_Natural Gas_Broiler_E2 | F1 | Commercial | Office | New | Food Preparation | Natural Gas | Broiler | E2 | CCE | 0.0088234 | 0.0088234 | 0.0088234 | 0.0088234 | 0.0088234 | 0.0088234 | 0.0088234 | 0.0088234 | 0.0088234 | 0.0088234 | 0.0088234 | 0.0088234 | 0.0088234 | 0.0088234 | 0.0088234 | 0.0088234 | 0.0088234 | 0.0088234 | 0.0088234 | 0.0088234 | 0.0088234 | 0.0088234 | 0.0088234 | 0.0088234 | 0.0088234 | 0.0088234 | 0.0088234
F1_Commercial_Office_New_Food Preparation_Natural Gas_Broiler_E3 | F1 | Commercial | Office | New | Food Preparation | Natural Gas | Broiler | E3 | CCE | 0 | 0 | 0 | 0 | 0 | 0 | 0 | 0 | 0 | 0 | 0 | 0 | 0 | 0 | 0 | 0 | 0 | 0 | 0 | 0 | 0 | 0 | 0 | 0 | 0 | 0 | 0
F1_Commercial_Office_New_Food Preparation_Natural Gas_Broiler_E4 | F1 | Commercial | Office | New | Food Preparation | Natural Gas | Broiler | E4 | CCE | 0 | 0 | 0 | 0 | 0 | 0 | 0 | 0 | 0 | 0 | 0 | 0 | 0 | 0 | 0 | 0 | 0 | 0 | 0 | 0 | 0 | 0 | 0 | 0 | 0 | 0 | 0
F1_Commercial_Office_New_Food Preparation_Natural Gas_Broiler_E5 | F1 | Commercial | Office | New | Food Preparation | Natural Gas | Broiler | E5 | CCE | 0 | 0 | 0 | 0 | 0 | 0 | 0 | 0 | 0 | 0 | 0 | 0 | 0 | 0 | 0 | 0 | 0 | 0 | 0 | 0 | 0 | 0 | 0 | 0 | 0 | 0 | 0
F1_Commercial_Office_New_Food Preparation_Natural Gas_Broiler_E6 | F1 | Commercial | Office | New | Food Preparation | Natural Gas | Broiler | E6 | CCE | 0 | 0 | 0 | 0 | 0 | 0 | 0 | 0 | 0 | 0 | 0 | 0 | 0 | 0 | 0 | 0 | 0 | 0 | 0 | 0 | 0 | 0 | 0 | 0 | 0 | 0 | 0
F1_Commercial_Office_New_Food Preparation_Natural Gas_Broiler_E7 | F1 | Commercial | Office | New | Food Preparation | Natural Gas | Broiler | E7 | CCE | 0 | 0 | 0 | 0 | 0 | 0 | 0 | 0 | 0 | 0 | 0 | 0 | 0 | 0 | 0 | 0 | 0 | 0 | 0 | 0 | 0 | 0 | 0 | 0 | 0 | 0 | 0
F1_Commercial_Office_New_Food Preparation_Natural Gas_Broiler_E8 | F1 | Commercial | Office | New | Food Preparation | Natural Gas | Broiler | E8 | CCE | 0 | 0 | 0 | 0 | 0 | 0 | 0 | 0 | 0 | 0 | 0 | 0 | 0 | 0 | 0 | 0 | 0 | 0 | 0 | 0 | 0 | 0 | 0 | 0 | 0 | 0 | 0
F1_Commercial_Office_New_Food Preparation_Natural Gas_Broiler_E9 | F1 | Commercial | Office | New | Food Preparation | Natural Gas | Broiler | E9 | CCE | 0 | 0 | 0 | 0 | 0 | 0 | 0 | 0 | 0 | 0 | 0 | 0 | 0 | 0 | 0 | 0 | 0 | 0 | 0 | 0 | 0 | 0 | 0 | 0 | 0 | 0 | 0
F1_Commercial_Office_New_Food Preparation_Natural Gas_Broiler_E10 | F1 | Commercial | Office | New | Food Preparation | Natural Gas | Broiler | E10 | CCE | 0 | 0 | 0 | 0 | 0 | 0 | 0 | 0 | 0 | 0 | 0 | 0 | 0 | 0 | 0 | 0 | 0 | 0 | 0 | 0 | 0 | 0 | 0 | 0 | 0 | 0 | 0
F2_Commercial_Office_New_Food Preparation_Natural Gas_Broiler_E1 | F2 | Commercial | Office | New | Food Preparation | Natural Gas | Broiler | E1 | TRC BC Ratio | bar: 2021 to 2047
F2_Commercial_Office_New_Food Preparation_Natural Gas_Broiler_E2 | F2 | Commercial | Office | New | Food Preparation | Natural Gas | Broiler | E2 | TRC BC Ratio | 1.5469 | 1.5304 | 1.5144 | 1.4991 | 1.5029 | 1.5191 | 1.5427 | 1.5689 | 1.5942 | 1.6158 | 1.6334 | 1.6459 | 1.6531 | 1.6523 | 1.6433 | 1.6261 | 1.6009 | 1.5692 | 1.5313 | 1.4862 | 1.4333 | 1.3724 | 1.3184 | 1.2837 | 1.2691 | 1.2753 | 1.2816
F2_Commercial_Office_New_Food Preparation_Natural Gas_Broiler_E3 | F2 | Commercial | Office | New | Food Preparation | Natural Gas | Broiler | E3 | TRC BC Ratio | 0 | 0 | 0 | 0 | 0 | 0 | 0 | 0 | 0 | 0 | 0 | 0 | 0 | 0 | 0 | 0 | 0 | 0 | 0 | 0 | 0 | 0 | 0 | 0 | 0 | 0 | 0
F2_Commercial_Office_New_Food Preparation_Natural Gas_Broiler_E4 | F2 | Commercial | Office | New | Food Preparation | Natural Gas | Broiler | E4 | TRC BC Ratio | 0 | 0 | 0 | 0 | 0 | 0 | 0 | 0 | 0 | 0 | 0 | 0 | 0 | 0 | 0 | 0 | 0 | 0 | 0 | 0 | 0 | 0 | 0 | 0 | 0 | 0 | 0
F2_Commercial_Office_New_Food Preparation_Natural Gas_Broiler_E5 | F2 | Commercial | Office | New | Food Preparation | Natural Gas | Broiler | E5 | TRC BC Ratio | 0 | 0 | 0 | 0 | 0 | 0 | 0 | 0 | 0 | 0 | 0 | 0 | 0 | 0 | 0 | 0 | 0 | 0 | 0 | 0 | 0 | 0 | 0 | 0 | 0 | 0 | 0
F2_Commercial_Office_New_Food Preparation_Natural Gas_Broiler_E6 | F2 | Commercial | Office | New | Food Preparation | Natural Gas | Broiler | E6 | TRC BC Ratio | 0 | 0 | 0 | 0 | 0 | 0 | 0 | 0 | 0 | 0 | 0 | 0 | 0 | 0 | 0 | 0 | 0 | 0 | 0 | 0 | 0 | 0 | 0 | 0 | 0 | 0 | 0
F2_Commercial_Office_New_Food Preparation_Natural Gas_Broiler_E7 | F2 | Commercial | Office | New | Food Preparation | Natural Gas | Broiler | E7 | TRC BC Ratio | 0 | 0 | 0 | 0 | 0 | 0 | 0 | 0 | 0 | 0 | 0 | 0 | 0 | 0 | 0 | 0 | 0 | 0 | 0 | 0 | 0 | 0 | 0 | 0 | 0 | 0 | 0
F2_Commercial_Office_New_Food Preparation_Natural Gas_Broiler_E8 | F2 | Commercial | Office | New | Food Preparation | Natural Gas | Broiler | E8 | TRC BC Ratio | 0 | 0 | 0 | 0 | 0 | 0 | 0 | 0 | 0 | 0 | 0 | 0 | 0 | 0 | 0 | 0 | 0 | 0 | 0 | 0 | 0 | 0 | 0 | 0 | 0 | 0 | 0
F2_Commercial_Office_New_Food Preparation_Natural Gas_Broiler_E9 | F2 | Commercial | Office | New | Food Preparation | Natural Gas | Broiler | E9 | TRC BC Ratio | 0 | 0 | 0 | 0 | 0 | 0 | 0 | 0 | 0 | 0 | 0 | 0 | 0 | 0 | 0 | 0 | 0 | 0 | 0 | 0 | 0 | 0 | 0 | 0 | 0 | 0 | 0
F2_Commercial_Office_New_Food Preparation_Natural Gas_Broiler_E10 | F2 | Commercial | Office | New | Food Preparation | Natural Gas | Broiler | E10 | TRC BC Ratio | 0 | 0 | 0 | 0 | 0 | 0 | 0 | 0 | 0 | 0 | 0 | 0 | 0 | 0 | 0 | 0 | 0 | 0 | 0 | 0 | 0 | 0 | 0 | 0 | 0 | 0 | 0
F3_Commercial_Office_New_Food Preparation_Natural Gas_Broiler_E1 | F3 | Commercial | Office | New | Food Preparation | Natural Gas | Broiler | E1 | PACT BC Ratio | bar: 2021 to 2047
F3_Commercial_Office_New_Food Preparation_Natural Gas_Broiler_E2 | F3 | Commercial | Office | New | Food Preparation | Natural Gas | Broiler | E2 | PACT BC Ratio | 1.9504 | 1.9296 | 1.9094 | 1.8902 | 1.8949 | 1.9154 | 1.9451 | 1.9782 | 2.0101 | 2.0373 | 2.0595 | 2.0753 | 2.0843 | 2.0833 | 2.072 | 2.0503 | 2.0186 | 1.9785 | 1.9307 | 1.8739 | 1.8073 | 1.7304 | 1.6624 | 1.6186 | 1.6002 | 1.608 | 1.6159
F3_Commercial_Office_New_Food Preparation_Natural Gas_Broiler_E3 | F3 | Commercial | Office | New | Food Preparation | Natural Gas | Broiler | E3 | PACT BC Ratio | 0 | 0 | 0 | 0 | 0 | 0 | 0 | 0 | 0 | 0 | 0 | 0 | 0 | 0 | 0 | 0 | 0 | 0 | 0 | 0 | 0 | 0 | 0 | 0 | 0 | 0 | 0
F3_Commercial_Office_New_Food Preparation_Natural Gas_Broiler_E4 | F3 | Commercial | Office | New | Food Preparation | Natural Gas | Broiler | E4 | PACT BC Ratio | 0 | 0 | 0 | 0 | 0 | 0 | 0 | 0 | 0 | 0 | 0 | 0 | 0 | 0 | 0 | 0 | 0 | 0 | 0 | 0 | 0 | 0 | 0 | 0 | 0 | 0 | 0
F3_Commercial_Office_New_Food Preparation_Natural Gas_Broiler_E5 | F3 | Commercial | Office | New | Food Preparation | Natural Gas | Broiler | E5 | PACT BC Ratio | 0 | 0 | 0 | 0 | 0 | 0 | 0 | 0 | 0 | 0 | 0 | 0 | 0 | 0 | 0 | 0 | 0 | 0 | 0 | 0 | 0 | 0 | 0 | 0 | 0 | 0 | 0
F3_Commercial_Office_New_Food Preparation_Natural Gas_Broiler_E6 | F3 | Commercial | Office | New | Food Preparation | Natural Gas | Broiler | E6 | PACT BC Ratio | 0 | 0 | 0 | 0 | 0 | 0 | 0 | 0 | 0 | 0 | 0 | 0 | 0 | 0 | 0 | 0 | 0 | 0 | 0 | 0 | 0 | 0 | 0 | 0 | 0 | 0 | 0
F3_Commercial_Office_New_Food Preparation_Natural Gas_Broiler_E7 | F3 | Commercial | Office | New | Food Preparation | Natural Gas | Broiler | E7 | PACT BC Ratio | 0 | 0 | 0 | 0 | 0 | 0 | 0 | 0 | 0 | 0 | 0 | 0 | 0 | 0 | 0 | 0 | 0 | 0 | 0 | 0 | 0 | 0 | 0 | 0 | 0 | 0 | 0
F3_Commercial_Office_New_Food Preparation_Natural Gas_Broiler_E8 | F3 | Commercial | Office | New | Food Preparation | Natural Gas | Broiler | E8 | PACT BC Ratio | 0 | 0 | 0 | 0 | 0 | 0 | 0 | 0 | 0 | 0 | 0 | 0 | 0 | 0 | 0 | 0 | 0 | 0 | 0 | 0 | 0 | 0 | 0 | 0 | 0 | 0 | 0
F3_Commercial_Office_New_Food Preparation_Natural Gas_Broiler_E9 | F3 | Commercial | Office | New | Food Preparation | Natural Gas | Broiler | E9 | PACT BC Ratio | 0 | 0 | 0 | 0 | 0 | 0 | 0 | 0 | 0 | 0 | 0 | 0 | 0 | 0 | 0 | 0 | 0 | 0 | 0 | 0 | 0 | 0 | 0 | 0 | 0 | 0 | 0
F3_Commercial_Office_New_Food Preparation_Natural Gas_Broiler_E10 | F3 | Commercial | Office | New | Food Preparation | Natural Gas | Broiler | E10 | PACT BC Ratio | 0 | 0 | 0 | 0 | 0 | 0 | 0 | 0 | 0 | 0 | 0 | 0 | 0 | 0 | 0 | 0 | 0 | 0 | 0 | 0 | 0 | 0 | 0 | 0 | 0 | 0 | 0
F4_Commercial_Office_New_Food Preparation_Natural Gas_Broiler_E1 | F4 | Commercial | Office | New | Food Preparation | Natural Gas | Broiler | E1 | RVT BC Ratio | bar: 2021 to 2047
F4_Commercial_Office_New_Food Preparation_Natural Gas_Broiler_E2 | F4 | Commercial | Office | New | Food Preparation | Natural Gas | Broiler | E2 | RVT BC Ratio | 0.7 | 0.7 | 0.7 | 0.7 | 0.7 | 0.7 | 0.7 | 0.7 | 0.7 | 0.7 | 0.7 | 0.7 | 0.7 | 0.7 | 0.7 | 0.7 | 0.7 | 0.7 | 0.7 | 0.7 | 0.7 | 0.7 | 0.7 | 0.7 | 0.7 | 0.7 | 0.7
F4_Commercial_Office_New_Food Preparation_Natural Gas_Broiler_E3 | F4 | Commercial | Office | New | Food Preparation | Natural Gas | Broiler | E3 | RVT BC Ratio | 0 | 0 | 0 | 0 | 0 | 0 | 0 | 0 | 0 | 0 | 0 | 0 | 0 | 0 | 0 | 0 | 0 | 0 | 0 | 0 | 0 | 0 | 0 | 0 | 0 | 0 | 0
F4_Commercial_Office_New_Food Preparation_Natural Gas_Broiler_E4 | F4 | Commercial | Office | New | Food Preparation | Natural Gas | Broiler | E4 | RVT BC Ratio | 0 | 0 | 0 | 0 | 0 | 0 | 0 | 0 | 0 | 0 | 0 | 0 | 0 | 0 | 0 | 0 | 0 | 0 | 0 | 0 | 0 | 0 | 0 | 0 | 0 | 0 | 0
F4_Commercial_Office_New_Food Preparation_Natural Gas_Broiler_E5 | F4 | Commercial | Office | New | Food Preparation | Natural Gas | Broiler | E5 | RVT BC Ratio | 0 | 0 | 0 | 0 | 0 | 0 | 0 | 0 | 0 | 0 | 0 | 0 | 0 | 0 | 0 | 0 | 0 | 0 | 0 | 0 | 0 | 0 | 0 | 0 | 0 | 0 | 0
F4_Commercial_Office_New_Food Preparation_Natural Gas_Broiler_E6 | F4 | Commercial | Office | New | Food Preparation | Natural Gas | Broiler | E6 | RVT BC Ratio | 0 | 0 | 0 | 0 | 0 | 0 | 0 | 0 | 0 | 0 | 0 | 0 | 0 | 0 | 0 | 0 | 0 | 0 | 0 | 0 | 0 | 0 | 0 | 0 | 0 | 0 | 0
F4_Commercial_Office_New_Food Preparation_Natural Gas_Broiler_E7 | F4 | Commercial | Office | New | Food Preparation | Natural Gas | Broiler | E7 | RVT BC Ratio | 0 | 0 | 0 | 0 | 0 | 0 | 0 | 0 | 0 | 0 | 0 | 0 | 0 | 0 | 0 | 0 | 0 | 0 | 0 | 0 | 0 | 0 | 0 | 0 | 0 | 0 | 0
F4_Commercial_Office_New_Food Preparation_Natural Gas_Broiler_E8 | F4 | Commercial | Office | New | Food Preparation | Natural Gas | Broiler | E8 | RVT BC Ratio | 0 | 0 | 0 | 0 | 0 | 0 | 0 | 0 | 0 | 0 | 0 | 0 | 0 | 0 | 0 | 0 | 0 | 0 | 0 | 0 | 0 | 0 | 0 | 0 | 0 | 0 | 0
F4_Commercial_Office_New_Food Preparation_Natural Gas_Broiler_E9 | F4 | Commercial | Office | New | Food Preparation | Natural Gas | Broiler | E9 | RVT BC Ratio | 0 | 0 | 0 | 0 | 0 | 0 | 0 | 0 | 0 | 0 | 0 | 0 | 0 | 0 | 0 | 0 | 0 | 0 | 0 | 0 | 0 | 0 | 0 | 0 | 0 | 0 | 0
F4_Commercial_Office_New_Food Preparation_Natural Gas_Broiler_E10 | F4 | Commercial | Office | New | Food Preparation | Natural Gas | Broiler | E10 | RVT BC Ratio | 0 | 0 | 0 | 0 | 0 | 0 | 0 | 0 | 0 | 0 | 0 | 0 | 0 | 0 | 0 | 0 | 0 | 0 | 0 | 0 | 0 | 0 | 0 | 0 | 0 | 0 | 0
F5_Commercial_Office_New_Food Preparation_Natural Gas_Broiler_E1 | F5 | Commercial | Office | New | Food Preparation | Natural Gas | Broiler | E1 | RIM BC Ratio | bar: 2021 to 2047
F5_Commercial_Office_New_Food Preparation_Natural Gas_Broiler_E2 | F5 | Commercial | Office | New | Food Preparation | Natural Gas | Broiler | E2 | RIM BC Ratio | 1.9504 | 1.9296 | 1.9094 | 1.8902 | 1.8949 | 1.9154 | 1.9451 | 1.9782 | 2.0101 | 2.0373 | 2.0595 | 2.0753 | 2.0843 | 2.0833 | 2.072 | 2.0503 | 2.0186 | 1.9785 | 1.9307 | 1.8739 | 1.8073 | 1.7304 | 1.6624 | 1.6186 | 1.6002 | 1.608 | 1.6159
F5_Commercial_Office_New_Food Preparation_Natural Gas_Broiler_E3 | F5 | Commercial | Office | New | Food Preparation | Natural Gas | Broiler | E3 | RIM BC Ratio | 0 | 0 | 0 | 0 | 0 | 0 | 0 | 0 | 0 | 0 | 0 | 0 | 0 | 0 | 0 | 0 | 0 | 0 | 0 | 0 | 0 | 0 | 0 | 0 | 0 | 0 | 0
F5_Commercial_Office_New_Food Preparation_Natural Gas_Broiler_E4 | F5 | Commercial | Office | New | Food Preparation | Natural Gas | Broiler | E4 | RIM BC Ratio | 0 | 0 | 0 | 0 | 0 | 0 | 0 | 0 | 0 | 0 | 0 | 0 | 0 | 0 | 0 | 0 | 0 | 0 | 0 | 0 | 0 | 0 | 0 | 0 | 0 | 0 | 0
F5_Commercial_Office_New_Food Preparation_Natural Gas_Broiler_E5 | F5 | Commercial | Office | New | Food Preparation | Natural Gas | Broiler | E5 | RIM BC Ratio | 0 | 0 | 0 | 0 | 0 | 0 | 0 | 0 | 0 | 0 | 0 | 0 | 0 | 0 | 0 | 0 | 0 | 0 | 0 | 0 | 0 | 0 | 0 | 0 | 0 | 0 | 0
F5_Commercial_Office_New_Food Preparation_Natural Gas_Broiler_E6 | F5 | Commercial | Office | New | Food Preparation | Natural Gas | Broiler | E6 | RIM BC Ratio | 0 | 0 | 0 | 0 | 0 | 0 | 0 | 0 | 0 | 0 | 0 | 0 | 0 | 0 | 0 | 0 | 0 | 0 | 0 | 0 | 0 | 0 | 0 | 0 | 0 | 0 | 0
F5_Commercial_Office_New_Food Preparation_Natural Gas_Broiler_E7 | F5 | Commercial | Office | New | Food Preparation | Natural Gas | Broiler | E7 | RIM BC Ratio | 0 | 0 | 0 | 0 | 0 | 0 | 0 | 0 | 0 | 0 | 0 | 0 | 0 | 0 | 0 | 0 | 0 | 0 | 0 | 0 | 0 | 0 | 0 | 0 | 0 | 0 | 0
F5_Commercial_Office_New_Food Preparation_Natural Gas_Broiler_E8 | F5 | Commercial | Office | New | Food Preparation | Natural Gas | Broiler | E8 | RIM BC Ratio | 0 | 0 | 0 | 0 | 0 | 0 | 0 | 0 | 0 | 0 | 0 | 0 | 0 | 0 | 0 | 0 | 0 | 0 | 0 | 0 | 0 | 0 | 0 | 0 | 0 | 0 | 0
F5_Commercial_Office_New_Food Preparation_Natural Gas_Broiler_E9 | F5 | Commercial | Office | New | Food Preparation | Natural Gas | Broiler | E9 | RIM BC Ratio | 0 | 0 | 0 | 0 | 0 | 0 | 0 | 0 | 0 | 0 | 0 | 0 | 0 | 0 | 0 | 0 | 0 | 0 | 0 | 0 | 0 | 0 | 0 | 0 | 0 | 0 | 0
F5_Commercial_Office_New_Food Preparation_Natural Gas_Broiler_E10 | F5 | Commercial | Office | New | Food Preparation | Natural Gas | Broiler | E10 | RIM BC Ratio | 0 | 0 | 0 | 0 | 0 | 0 | 0 | 0 | 0 | 0 | 0 | 0 | 0 | 0 | 0 | 0 | 0 | 0 | 0 | 0 | 0 | 0 | 0 | 0 | 0 | 0 | 0
F0_Commercial_Office_New_Food Preparation_Natural Gas_Griddle_E0 | F0 | Commercial | Office | New | Food Preparation | Natural Gas | Griddle | E0 | Economic Unit | ENERGY STAR | ENERGY STAR | ENERGY STAR | ENERGY STAR | ENERGY STAR | ENERGY STAR | ENERGY STAR | ENERGY STAR | ENERGY STAR | ENERGY STAR | ENERGY STAR | ENERGY STAR | ENERGY STAR | ENERGY STAR | ENERGY STAR | ENERGY STAR | ENERGY STAR | ENERGY STAR | ENERGY STAR | ENERGY STAR | Standard | Standard | Standard | Standard | Standard | Standard | Standard
F1_Commercial_Office_New_Food Preparation_Natural Gas_Griddle_E1 | F1 | Commercial | Office | New | Food Preparation | Natural Gas | Griddle | E1 | CCE | 0 | 0 | 0 | 0 | 0 | 0 | 0 | 0 | 0 | 0 | 0 | 0 | 0 | 0 | 0 | 0 | 0 | 0 | 0 | 0 | 0 | 0 | 0 | 0 | 0 | 0 | 0
F1_Commercial_Office_New_Food Preparation_Natural Gas_Griddle_E2 | F1 | Commercial | Office | New | Food Preparation | Natural Gas | Griddle | E2 | CCE | 0.01311 | 0.01311 | 0.01311 | 0.01311 | 0.01311 | 0.01311 | 0.01311 | 0.01311 | 0.01311 | 0.01311 | 0.01311 | 0.01311 | 0.01311 | 0.01311 | 0.01311 | 0.01311 | 0.01311 | 0.01311 | 0.01311 | 0.01311 | 0.01311 | 0.01311 | 0.01311 | 0.01311 | 0.01311 | 0.01311 | 0.01311
F1_Commercial_Office_New_Food Preparation_Natural Gas_Griddle_E3 | F1 | Commercial | Office | New | Food Preparation | Natural Gas | Griddle | E3 | CCE | 0 | 0 | 0 | 0 | 0 | 0 | 0 | 0 | 0 | 0 | 0 | 0 | 0 | 0 | 0 | 0 | 0 | 0 | 0 | 0 | 0 | 0 | 0 | 0 | 0 | 0 | 0
F1_Commercial_Office_New_Food Preparation_Natural Gas_Griddle_E4 | F1 | Commercial | Office | New | Food Preparation | Natural Gas | Griddle | E4 | CCE | 0 | 0 | 0 | 0 | 0 | 0 | 0 | 0 | 0 | 0 | 0 | 0 | 0 | 0 | 0 | 0 | 0 | 0 | 0 | 0 | 0 | 0 | 0 | 0 | 0 | 0 | 0
F1_Commercial_Office_New_Food Preparation_Natural Gas_Griddle_E5 | F1 | Commercial | Office | New | Food Preparation | Natural Gas | Griddle | E5 | CCE | 0 | 0 | 0 | 0 | 0 | 0 | 0 | 0 | 0 | 0 | 0 | 0 | 0 | 0 | 0 | 0 | 0 | 0 | 0 | 0 | 0 | 0 | 0 | 0 | 0 | 0 | 0
F1_Commercial_Office_New_Food Preparation_Natural Gas_Griddle_E6 | F1 | Commercial | Office | New | Food Preparation | Natural Gas | Griddle | E6 | CCE | 0 | 0 | 0 | 0 | 0 | 0 | 0 | 0 | 0 | 0 | 0 | 0 | 0 | 0 | 0 | 0 | 0 | 0 | 0 | 0 | 0 | 0 | 0 | 0 | 0 | 0 | 0
F1_Commercial_Office_New_Food Preparation_Natural Gas_Griddle_E7 | F1 | Commercial | Office | New | Food Preparation | Natural Gas | Griddle | E7 | CCE | 0 | 0 | 0 | 0 | 0 | 0 | 0 | 0 | 0 | 0 | 0 | 0 | 0 | 0 | 0 | 0 | 0 | 0 | 0 | 0 | 0 | 0 | 0 | 0 | 0 | 0 | 0
F1_Commercial_Office_New_Food Preparation_Natural Gas_Griddle_E8 | F1 | Commercial | Office | New | Food Preparation | Natural Gas | Griddle | E8 | CCE | 0 | 0 | 0 | 0 | 0 | 0 | 0 | 0 | 0 | 0 | 0 | 0 | 0 | 0 | 0 | 0 | 0 | 0 | 0 | 0 | 0 | 0 | 0 | 0 | 0 | 0 | 0
F1_Commercial_Office_New_Food Preparation_Natural Gas_Griddle_E9 | F1 | Commercial | Office | New | Food Preparation | Natural Gas | Griddle | E9 | CCE | 0 | 0 | 0 | 0 | 0 | 0 | 0 | 0 | 0 | 0 | 0 | 0 | 0 | 0 | 0 | 0 | 0 | 0 | 0 | 0 | 0 | 0 | 0 | 0 | 0 | 0 | 0
F1_Commercial_Office_New_Food Preparation_Natural Gas_Griddle_E10 | F1 | Commercial | Office | New | Food Preparation | Natural Gas | Griddle | E10 | CCE | 0 | 0 | 0 | 0 | 0 | 0 | 0 | 0 | 0 | 0 | 0 | 0 | 0 | 0 | 0 | 0 | 0 | 0 | 0 | 0 | 0 | 0 | 0 | 0 | 0 | 0 | 0
F2_Commercial_Office_New_Food Preparation_Natural Gas_Griddle_E1 | F2 | Commercial | Office | New | Food Preparation | Natural Gas | Griddle | E1 | TRC BC Ratio | bar: 2021 to 2047
F2_Commercial_Office_New_Food Preparation_Natural Gas_Griddle_E2 | F2 | Commercial | Office | New | Food Preparation | Natural Gas | Griddle | E2 | TRC BC Ratio | 1.0411 | 1.0299 | 1.0192 | 1.0089 | 1.0114 | 1.0224 | 1.0382 | 1.0559 | 1.0729 | 1.0874 | 1.0993 | 1.1077 | 1.1125 | 1.112 | 1.106 | 1.0944 | 1.0774 | 1.0561 | 1.0305 | 1.0002 | 0.96464 | 0.92365 | 0.8873 | 0.86394 | 0.85412 | 0.85831 | 0.86251
F2_Commercial_Office_New_Food Preparation_Natural Gas_Griddle_E3 | F2 | Commercial | Office | New | Food Preparation | Natural Gas | Griddle | E3 | TRC BC Ratio | 0 | 0 | 0 | 0 | 0 | 0 | 0 | 0 | 0 | 0 | 0 | 0 | 0 | 0 | 0 | 0 | 0 | 0 | 0 | 0 | 0 | 0 | 0 | 0 | 0 | 0 | 0
F2_Commercial_Office_New_Food Preparation_Natural Gas_Griddle_E4 | F2 | Commercial | Office | New | Food Preparation | Natural Gas | Griddle | E4 | TRC BC Ratio | 0 | 0 | 0 | 0 | 0 | 0 | 0 | 0 | 0 | 0 | 0 | 0 | 0 | 0 | 0 | 0 | 0 | 0 | 0 | 0 | 0 | 0 | 0 | 0 | 0 | 0 | 0
F2_Commercial_Office_New_Food Preparation_Natural Gas_Griddle_E5 | F2 | Commercial | Office | New | Food Preparation | Natural Gas | Griddle | E5 | TRC BC Ratio | 0 | 0 | 0 | 0 | 0 | 0 | 0 | 0 | 0 | 0 | 0 | 0 | 0 | 0 | 0 | 0 | 0 | 0 | 0 | 0 | 0 | 0 | 0 | 0 | 0 | 0 | 0
F2_Commercial_Office_New_Food Preparation_Natural Gas_Griddle_E6 | F2 | Commercial | Office | New | Food Preparation | Natural Gas | Griddle | E6 | TRC BC Ratio | 0 | 0 | 0 | 0 | 0 | 0 | 0 | 0 | 0 | 0 | 0 | 0 | 0 | 0 | 0 | 0 | 0 | 0 | 0 | 0 | 0 | 0 | 0 | 0 | 0 | 0 | 0
F2_Commercial_Office_New_Food Preparation_Natural Gas_Griddle_E7 | F2 | Commercial | Office | New | Food Preparation | Natural Gas | Griddle | E7 | TRC BC Ratio | 0 | 0 | 0 | 0 | 0 | 0 | 0 | 0 | 0 | 0 | 0 | 0 | 0 | 0 | 0 | 0 | 0 | 0 | 0 | 0 | 0 | 0 | 0 | 0 | 0 | 0 | 0
F2_Commercial_Office_New_Food Preparation_Natural Gas_Griddle_E8 | F2 | Commercial | Office | New | Food Preparation | Natural Gas | Griddle | E8 | TRC BC Ratio | 0 | 0 | 0 | 0 | 0 | 0 | 0 | 0 | 0 | 0 | 0 | 0 | 0 | 0 | 0 | 0 | 0 | 0 | 0 | 0 | 0 | 0 | 0 | 0 | 0 | 0 | 0
F2_Commercial_Office_New_Food Preparation_Natural Gas_Griddle_E9 | F2 | Commercial | Office | New | Food Preparation | Natural Gas | Griddle | E9 | TRC BC Ratio | 0 | 0 | 0 | 0 | 0 | 0 | 0 | 0 | 0 | 0 | 0 | 0 | 0 | 0 | 0 | 0 | 0 | 0 | 0 | 0 | 0 | 0 | 0 | 0 | 0 | 0 | 0
F2_Commercial_Office_New_Food Preparation_Natural Gas_Griddle_E10 | F2 | Commercial | Office | New | Food Preparation | Natural Gas | Griddle | E10 | TRC BC Ratio | 0 | 0 | 0 | 0 | 0 | 0 | 0 | 0 | 0 | 0 | 0 | 0 | 0 | 0 | 0 | 0 | 0 | 0 | 0 | 0 | 0 | 0 | 0 | 0 | 0 | 0 | 0
F3_Commercial_Office_New_Food Preparation_Natural Gas_Griddle_E1 | F3 | Commercial | Office | New | Food Preparation | Natural Gas | Griddle | E1 | PACT BC Ratio | bar: 2021 to 2047
F3_Commercial_Office_New_Food Preparation_Natural Gas_Griddle_E2 | F3 | Commercial | Office | New | Food Preparation | Natural Gas | Griddle | E2 | PACT BC Ratio | 1.3698 | 1.3552 | 1.341 | 1.3275 | 1.3308 | 1.3452 | 1.3661 | 1.3893 | 1.4117 | 1.4308 | 1.4464 | 1.4575 | 1.4639 | 1.4631 | 1.4552 | 1.44 | 1.4177 | 1.3896 | 1.356 | 1.3161 | 1.2693 | 1.2153 | 1.1675 | 1.1368 | 1.1238 | 1.1294 | 1.1349
F3_Commercial_Office_New_Food Preparation_Natural Gas_Griddle_E3 | F3 | Commercial | Office | New | Food Preparation | Natural Gas | Griddle | E3 | PACT BC Ratio | 0 | 0 | 0 | 0 | 0 | 0 | 0 | 0 | 0 | 0 | 0 | 0 | 0 | 0 | 0 | 0 | 0 | 0 | 0 | 0 | 0 | 0 | 0 | 0 | 0 | 0 | 0
F3_Commercial_Office_New_Food Preparation_Natural Gas_Griddle_E4 | F3 | Commercial | Office | New | Food Preparation | Natural Gas | Griddle | E4 | PACT BC Ratio | 0 | 0 | 0 | 0 | 0 | 0 | 0 | 0 | 0 | 0 | 0 | 0 | 0 | 0 | 0 | 0 | 0 | 0 | 0 | 0 | 0 | 0 | 0 | 0 | 0 | 0 | 0
F3_Commercial_Office_New_Food Preparation_Natural Gas_Griddle_E5 | F3 | Commercial | Office | New | Food Preparation | Natural Gas | Griddle | E5 | PACT BC Ratio | 0 | 0 | 0 | 0 | 0 | 0 | 0 | 0 | 0 | 0 | 0 | 0 | 0 | 0 | 0 | 0 | 0 | 0 | 0 | 0 | 0 | 0 | 0 | 0 | 0 | 0 | 0
F3_Commercial_Office_New_Food Preparation_Natural Gas_Griddle_E6 | F3 | Commercial | Office | New | Food Preparation | Natural Gas | Griddle | E6 | PACT BC Ratio | 0 | 0 | 0 | 0 | 0 | 0 | 0 | 0 | 0 | 0 | 0 | 0 | 0 | 0 | 0 | 0 | 0 | 0 | 0 | 0 | 0 | 0 | 0 | 0 | 0 | 0 | 0
F3_Commercial_Office_New_Food Preparation_Natural Gas_Griddle_E7 | F3 | Commercial | Office | New | Food Preparation | Natural Gas | Griddle | E7 | PACT BC Ratio | 0 | 0 | 0 | 0 | 0 | 0 | 0 | 0 | 0 | 0 | 0 | 0 | 0 | 0 | 0 | 0 | 0 | 0 | 0 | 0 | 0 | 0 | 0 | 0 | 0 | 0 | 0
F3_Commercial_Office_New_Food Preparation_Natural Gas_Griddle_E8 | F3 | Commercial | Office | New | Food Preparation | Natural Gas | Griddle | E8 | PACT BC Ratio | 0 | 0 | 0 | 0 | 0 | 0 | 0 | 0 | 0 | 0 | 0 | 0 | 0 | 0 | 0 | 0 | 0 | 0 | 0 | 0 | 0 | 0 | 0 | 0 | 0 | 0 | 0
F3_Commercial_Office_New_Food Preparation_Natural Gas_Griddle_E9 | F3 | Commercial | Office | New | Food Preparation | Natural Gas | Griddle | E9 | PACT BC Ratio | 0 | 0 | 0 | 0 | 0 | 0 | 0 | 0 | 0 | 0 | 0 | 0 | 0 | 0 | 0 | 0 | 0 | 0 | 0 | 0 | 0 | 0 | 0 | 0 | 0 | 0 | 0
F3_Commercial_Office_New_Food Preparation_Natural Gas_Griddle_E10 | F3 | Commercial | Office | New | Food Preparation | Natural Gas | Griddle | E10 | PACT BC Ratio | 0 | 0 | 0 | 0 | 0 | 0 | 0 | 0 | 0 | 0 | 0 | 0 | 0 | 0 | 0 | 0 | 0 | 0 | 0 | 0 | 0 | 0 | 0 | 0 | 0 | 0 | 0
F4_Commercial_Office_New_Food Preparation_Natural Gas_Griddle_E1 | F4 | Commercial | Office | New | Food Preparation | Natural Gas | Griddle | E1 | RVT BC Ratio | bar: 2021 to 2047
F4_Commercial_Office_New_Food Preparation_Natural Gas_Griddle_E2 | F4 | Commercial | Office | New | Food Preparation | Natural Gas | Griddle | E2 | RVT BC Ratio | 0.7 | 0.7 | 0.7 | 0.7 | 0.7 | 0.7 | 0.7 | 0.7 | 0.7 | 0.7 | 0.7 | 0.7 | 0.7 | 0.7 | 0.7 | 0.7 | 0.7 | 0.7 | 0.7 | 0.7 | 0.7 | 0.7 | 0.7 | 0.7 | 0.7 | 0.7 | 0.7
F4_Commercial_Office_New_Food Preparation_Natural Gas_Griddle_E3 | F4 | Commercial | Office | New | Food Preparation | Natural Gas | Griddle | E3 | RVT BC Ratio | 0 | 0 | 0 | 0 | 0 | 0 | 0 | 0 | 0 | 0 | 0 | 0 | 0 | 0 | 0 | 0 | 0 | 0 | 0 | 0 | 0 | 0 | 0 | 0 | 0 | 0 | 0
F4_Commercial_Office_New_Food Preparation_Natural Gas_Griddle_E4 | F4 | Commercial | Office | New | Food Preparation | Natural Gas | Griddle | E4 | RVT BC Ratio | 0 | 0 | 0 | 0 | 0 | 0 | 0 | 0 | 0 | 0 | 0 | 0 | 0 | 0 | 0 | 0 | 0 | 0 | 0 | 0 | 0 | 0 | 0 | 0 | 0 | 0 | 0
F4_Commercial_Office_New_Food Preparation_Natural Gas_Griddle_E5 | F4 | Commercial | Office | New | Food Preparation | Natural Gas | Griddle | E5 | RVT BC Ratio | 0 | 0 | 0 | 0 | 0 | 0 | 0 | 0 | 0 | 0 | 0 | 0 | 0 | 0 | 0 | 0 | 0 | 0 | 0 | 0 | 0 | 0 | 0 | 0 | 0 | 0 | 0
F4_Commercial_Office_New_Food Preparation_Natural Gas_Griddle_E6 | F4 | Commercial | Office | New | Food Preparation | Natural Gas | Griddle | E6 | RVT BC Ratio | 0 | 0 | 0 | 0 | 0 | 0 | 0 | 0 | 0 | 0 | 0 | 0 | 0 | 0 | 0 | 0 | 0 | 0 | 0 | 0 | 0 | 0 | 0 | 0 | 0 | 0 | 0
F4_Commercial_Office_New_Food Preparation_Natural Gas_Griddle_E7 | F4 | Commercial | Office | New | Food Preparation | Natural Gas | Griddle | E7 | RVT BC Ratio | 0 | 0 | 0 | 0 | 0 | 0 | 0 | 0 | 0 | 0 | 0 | 0 | 0 | 0 | 0 | 0 | 0 | 0 | 0 | 0 | 0 | 0 | 0 | 0 | 0 | 0 | 0
F4_Commercial_Office_New_Food Preparation_Natural Gas_Griddle_E8 | F4 | Commercial | Office | New | Food Preparation | Natural Gas | Griddle | E8 | RVT BC Ratio | 0 | 0 | 0 | 0 | 0 | 0 | 0 | 0 | 0 | 0 | 0 | 0 | 0 | 0 | 0 | 0 | 0 | 0 | 0 | 0 | 0 | 0 | 0 | 0 | 0 | 0 | 0
F4_Commercial_Office_New_Food Preparation_Natural Gas_Griddle_E9 | F4 | Commercial | Office | New | Food Preparation | Natural Gas | Griddle | E9 | RVT BC Ratio | 0 | 0 | 0 | 0 | 0 | 0 | 0 | 0 | 0 | 0 | 0 | 0 | 0 | 0 | 0 | 0 | 0 | 0 | 0 | 0 | 0 | 0 | 0 | 0 | 0 | 0 | 0
F4_Commercial_Office_New_Food Preparation_Natural Gas_Griddle_E10 | F4 | Commercial | Office | New | Food Preparation | Natural Gas | Griddle | E10 | RVT BC Ratio | 0 | 0 | 0 | 0 | 0 | 0 | 0 | 0 | 0 | 0 | 0 | 0 | 0 | 0 | 0 | 0 | 0 | 0 | 0 | 0 | 0 | 0 | 0 | 0 | 0 | 0 | 0
F5_Commercial_Office_New_Food Preparation_Natural Gas_Griddle_E1 | F5 | Commercial | Office | New | Food Preparation | Natural Gas | Griddle | E1 | RIM BC Ratio | bar: 2021 to 2047
F5_Commercial_Office_New_Food Preparation_Natural Gas_Griddle_E2 | F5 | Commercial | Office | New | Food Preparation | Natural Gas | Griddle | E2 | RIM BC Ratio | 1.3698 | 1.3552 | 1.341 | 1.3275 | 1.3308 | 1.3452 | 1.3661 | 1.3893 | 1.4117 | 1.4308 | 1.4464 | 1.4575 | 1.4639 | 1.4631 | 1.4552 | 1.44 | 1.4177 | 1.3896 | 1.356 | 1.3161 | 1.2693 | 1.2153 | 1.1675 | 1.1368 | 1.1238 | 1.1294 | 1.1349
F5_Commercial_Office_New_Food Preparation_Natural Gas_Griddle_E3 | F5 | Commercial | Office | New | Food Preparation | Natural Gas | Griddle | E3 | RIM BC Ratio | 0 | 0 | 0 | 0 | 0 | 0 | 0 | 0 | 0 | 0 | 0 | 0 | 0 | 0 | 0 | 0 | 0 | 0 | 0 | 0 | 0 | 0 | 0 | 0 | 0 | 0 | 0
F5_Commercial_Office_New_Food Preparation_Natural Gas_Griddle_E4 | F5 | Commercial | Office | New | Food Preparation | Natural Gas | Griddle | E4 | RIM BC Ratio | 0 | 0 | 0 | 0 | 0 | 0 | 0 | 0 | 0 | 0 | 0 | 0 | 0 | 0 | 0 | 0 | 0 | 0 | 0 | 0 | 0 | 0 | 0 | 0 | 0 | 0 | 0
F5_Commercial_Office_New_Food Preparation_Natural Gas_Griddle_E5 | F5 | Commercial | Office | New | Food Preparation | Natural Gas | Griddle | E5 | RIM BC Ratio | 0 | 0 | 0 | 0 | 0 | 0 | 0 | 0 | 0 | 0 | 0 | 0 | 0 | 0 | 0 | 0 | 0 | 0 | 0 | 0 | 0 | 0 | 0 | 0 | 0 | 0 | 0
F5_Commercial_Office_New_Food Preparation_Natural Gas_Griddle_E6 | F5 | Commercial | Office | New | Food Preparation | Natural Gas | Griddle | E6 | RIM BC Ratio | 0 | 0 | 0 | 0 | 0 | 0 | 0 | 0 | 0 | 0 | 0 | 0 | 0 | 0 | 0 | 0 | 0 | 0 | 0 | 0 | 0 | 0 | 0 | 0 | 0 | 0 | 0
F5_Commercial_Office_New_Food Preparation_Natural Gas_Griddle_E7 | F5 | Commercial | Office | New | Food Preparation | Natural Gas | Griddle | E7 | RIM BC Ratio | 0 | 0 | 0 | 0 | 0 | 0 | 0 | 0 | 0 | 0 | 0 | 0 | 0 | 0 | 0 | 0 | 0 | 0 | 0 | 0 | 0 | 0 | 0 | 0 | 0 | 0 | 0
F5_Commercial_Office_New_Food Preparation_Natural Gas_Griddle_E8 | F5 | Commercial | Office | New | Food Preparation | Natural Gas | Griddle | E8 | RIM BC Ratio | 0 | 0 | 0 | 0 | 0 | 0 | 0 | 0 | 0 | 0 | 0 | 0 | 0 | 0 | 0 | 0 | 0 | 0 | 0 | 0 | 0 | 0 | 0 | 0 | 0 | 0 | 0
F5_Commercial_Office_New_Food Preparation_Natural Gas_Griddle_E9 | F5 | Commercial | Office | New | Food Preparation | Natural Gas | Griddle | E9 | RIM BC Ratio | 0 | 0 | 0 | 0 | 0 | 0 | 0 | 0 | 0 | 0 | 0 | 0 | 0 | 0 | 0 | 0 | 0 | 0 | 0 | 0 | 0 | 0 | 0 | 0 | 0 | 0 | 0
F5_Commercial_Office_New_Food Preparation_Natural Gas_Griddle_E10 | F5 | Commercial | Office | New | Food Preparation | Natural Gas | Griddle | E10 | RIM BC Ratio | 0 | 0 | 0 | 0 | 0 | 0 | 0 | 0 | 0 | 0 | 0 | 0 | 0 | 0 | 0 | 0 | 0 | 0 | 0 | 0 | 0 | 0 | 0 | 0 | 0 | 0 | 0
F0_Commercial_Office_New_Food Preparation_Natural Gas_Range_E0 | F0 | Commercial | Office | New | Food Preparation | Natural Gas | Range | E0 | Economic Unit | High Efficiency | High Efficiency | High Efficiency | High Efficiency | High Efficiency | High Efficiency | High Efficiency | High Efficiency | High Efficiency | High Efficiency | High Efficiency | High Efficiency | High Efficiency | High Efficiency | High Efficiency | High Efficiency | High Efficiency | High Efficiency | High Efficiency | High Efficiency | High Efficiency | High Efficiency | High Efficiency | High Efficiency | High Efficiency | High Efficiency | High Efficiency
F1_Commercial_Office_New_Food Preparation_Natural Gas_Range_E1 | F1 | Commercial | Office | New | Food Preparation | Natural Gas | Range | E1 | CCE | 0 | 0 | 0 | 0 | 0 | 0 | 0 | 0 | 0 | 0 | 0 | 0 | 0 | 0 | 0 | 0 | 0 | 0 | 0 | 0 | 0 | 0 | 0 | 0 | 0 | 0 | 0
F1_Commercial_Office_New_Food Preparation_Natural Gas_Range_E2 | F1 | Commercial | Office | New | Food Preparation | Natural Gas | Range | E2 | CCE | 1.2749e-07 | 1.2749e-07 | 1.2749e-07 | 1.2749e-07 | 1.2749e-07 | 1.2749e-07 | 1.2749e-07 | 1.2749e-07 | 1.2749e-07 | 1.2749e-07 | 1.2749e-07 | 1.2749e-07 | 1.2749e-07 | 1.2749e-07 | 1.2749e-07 | 1.2749e-07 | 1.2749e-07 | 1.2749e-07 | 1.2749e-07 | 1.2749e-07 | 1.2749e-07 | 1.2749e-07 | 1.2749e-07 | 1.2749e-07 | 1.2749e-07 | 1.2749e-07 | 1.2749e-07
F1_Commercial_Office_New_Food Preparation_Natural Gas_Range_E3 | F1 | Commercial | Office | New | Food Preparation | Natural Gas | Range | E3 | CCE | 0 | 0 | 0 | 0 | 0 | 0 | 0 | 0 | 0 | 0 | 0 | 0 | 0 | 0 | 0 | 0 | 0 | 0 | 0 | 0 | 0 | 0 | 0 | 0 | 0 | 0 | 0
F1_Commercial_Office_New_Food Preparation_Natural Gas_Range_E4 | F1 | Commercial | Office | New | Food Preparation | Natural Gas | Range | E4 | CCE | 0 | 0 | 0 | 0 | 0 | 0 | 0 | 0 | 0 | 0 | 0 | 0 | 0 | 0 | 0 | 0 | 0 | 0 | 0 | 0 | 0 | 0 | 0 | 0 | 0 | 0 | 0
F1_Commercial_Office_New_Food Preparation_Natural Gas_Range_E5 | F1 | Commercial | Office | New | Food Preparation | Natural Gas | Range | E5 | CCE | 0 | 0 | 0 | 0 | 0 | 0 | 0 | 0 | 0 | 0 | 0 | 0 | 0 | 0 | 0 | 0 | 0 | 0 | 0 | 0 | 0 | 0 | 0 | 0 | 0 | 0 | 0
F1_Commercial_Office_New_Food Preparation_Natural Gas_Range_E6 | F1 | Commercial | Office | New | Food Preparation | Natural Gas | Range | E6 | CCE | 0 | 0 | 0 | 0 | 0 | 0 | 0 | 0 | 0 | 0 | 0 | 0 | 0 | 0 | 0 | 0 | 0 | 0 | 0 | 0 | 0 | 0 | 0 | 0 | 0 | 0 | 0
F1_Commercial_Office_New_Food Preparation_Natural Gas_Range_E7 | F1 | Commercial | Office | New | Food Preparation | Natural Gas | Range | E7 | CCE | 0 | 0 | 0 | 0 | 0 | 0 | 0 | 0 | 0 | 0 | 0 | 0 | 0 | 0 | 0 | 0 | 0 | 0 | 0 | 0 | 0 | 0 | 0 | 0 | 0 | 0 | 0
F1_Commercial_Office_New_Food Preparation_Natural Gas_Range_E8 | F1 | Commercial | Office | New | Food Preparation | Natural Gas | Range | E8 | CCE | 0 | 0 | 0 | 0 | 0 | 0 | 0 | 0 | 0 | 0 | 0 | 0 | 0 | 0 | 0 | 0 | 0 | 0 | 0 | 0 | 0 | 0 | 0 | 0 | 0 | 0 | 0
F1_Commercial_Office_New_Food Preparation_Natural Gas_Range_E9 | F1 | Commercial | Office | New | Food Preparation | Natural Gas | Range | E9 | CCE | 0 | 0 | 0 | 0 | 0 | 0 | 0 | 0 | 0 | 0 | 0 | 0 | 0 | 0 | 0 | 0 | 0 | 0 | 0 | 0 | 0 | 0 | 0 | 0 | 0 | 0 | 0
F1_Commercial_Office_New_Food Preparation_Natural Gas_Range_E10 | F1 | Commercial | Office | New | Food Preparation | Natural Gas | Range | E10 | CCE | 0 | 0 | 0 | 0 | 0 | 0 | 0 | 0 | 0 | 0 | 0 | 0 | 0 | 0 | 0 | 0 | 0 | 0 | 0 | 0 | 0 | 0 | 0 | 0 | 0 | 0 | 0
F2_Commercial_Office_New_Food Preparation_Natural Gas_Range_E1 | F2 | Commercial | Office | New | Food Preparation | Natural Gas | Range | E1 | TRC BC Ratio | bar: 2021 to 2047
F2_Commercial_Office_New_Food Preparation_Natural Gas_Range_E2 | F2 | Commercial | Office | New | Food Preparation | Natural Gas | Range | E2 | TRC BC Ratio | 107783.7748 | 106228.1865 | 104711.2525 | 103240.7276 | 103254.6448 | 104233.7467 | 105821.2112 | 107744.3581 | 109820.4161 | 111943.5488 | 114043.9246 | 115902.5227 | 117321.4185 | 117924.3993 | 117645.627 | 116492.5653 | 114552.5979 | 112013.3613 | 108990.1291 | 105406.5736 | 101214.1852 | 96389.3927 | 92105.7121 | 89333.183 | 88135.3968 | 88567.4331 | 89001.5872
F2_Commercial_Office_New_Food Preparation_Natural Gas_Range_E3 | F2 | Commercial | Office | New | Food Preparation | Natural Gas | Range | E3 | TRC BC Ratio | 0 | 0 | 0 | 0 | 0 | 0 | 0 | 0 | 0 | 0 | 0 | 0 | 0 | 0 | 0 | 0 | 0 | 0 | 0 | 0 | 0 | 0 | 0 | 0 | 0 | 0 | 0
F2_Commercial_Office_New_Food Preparation_Natural Gas_Range_E4 | F2 | Commercial | Office | New | Food Preparation | Natural Gas | Range | E4 | TRC BC Ratio | 0 | 0 | 0 | 0 | 0 | 0 | 0 | 0 | 0 | 0 | 0 | 0 | 0 | 0 | 0 | 0 | 0 | 0 | 0 | 0 | 0 | 0 | 0 | 0 | 0 | 0 | 0
F2_Commercial_Office_New_Food Preparation_Natural Gas_Range_E5 | F2 | Commercial | Office | New | Food Preparation | Natural Gas | Range | E5 | TRC BC Ratio | 0 | 0 | 0 | 0 | 0 | 0 | 0 | 0 | 0 | 0 | 0 | 0 | 0 | 0 | 0 | 0 | 0 | 0 | 0 | 0 | 0 | 0 | 0 | 0 | 0 | 0 | 0
F2_Commercial_Office_New_Food Preparation_Natural Gas_Range_E6 | F2 | Commercial | Office | New | Food Preparation | Natural Gas | Range | E6 | TRC BC Ratio | 0 | 0 | 0 | 0 | 0 | 0 | 0 | 0 | 0 | 0 | 0 | 0 | 0 | 0 | 0 | 0 | 0 | 0 | 0 | 0 | 0 | 0 | 0 | 0 | 0 | 0 | 0
F2_Commercial_Office_New_Food Preparation_Natural Gas_Range_E7 | F2 | Commercial | Office | New | Food Preparation | Natural Gas | Range | E7 | TRC BC Ratio | 0 | 0 | 0 | 0 | 0 | 0 | 0 | 0 | 0 | 0 | 0 | 0 | 0 | 0 | 0 | 0 | 0 | 0 | 0 | 0 | 0 | 0 | 0 | 0 | 0 | 0 | 0
F2_Commercial_Office_New_Food Preparation_Natural Gas_Range_E8 | F2 | Commercial | Office | New | Food Preparation | Natural Gas | Range | E8 | TRC BC Ratio | 0 | 0 | 0 | 0 | 0 | 0 | 0 | 0 | 0 | 0 | 0 | 0 | 0 | 0 | 0 | 0 | 0 | 0 | 0 | 0 | 0 | 0 | 0 | 0 | 0 | 0 | 0
F2_Commercial_Office_New_Food Preparation_Natural Gas_Range_E9 | F2 | Commercial | Office | New | Food Preparation | Natural Gas | Range | E9 | TRC BC Ratio | 0 | 0 | 0 | 0 | 0 | 0 | 0 | 0 | 0 | 0 | 0 | 0 | 0 | 0 | 0 | 0 | 0 | 0 | 0 | 0 | 0 | 0 | 0 | 0 | 0 | 0 | 0
F2_Commercial_Office_New_Food Preparation_Natural Gas_Range_E10 | F2 | Commercial | Office | New | Food Preparation | Natural Gas | Range | E10 | TRC BC Ratio | 0 | 0 | 0 | 0 | 0 | 0 | 0 | 0 | 0 | 0 | 0 | 0 | 0 | 0 | 0 | 0 | 0 | 0 | 0 | 0 | 0 | 0 | 0 | 0 | 0 | 0 | 0
F3_Commercial_Office_New_Food Preparation_Natural Gas_Range_E1 | F3 | Commercial | Office | New | Food Preparation | Natural Gas | Range | E1 | PACT BC Ratio | bar: 2021 to 2047
F3_Commercial_Office_New_Food Preparation_Natural Gas_Range_E2 | F3 | Commercial | Office | New | Food Preparation | Natural Gas | Range | E2 | PACT BC Ratio | 135901.2813 | 133939.8874 | 132027.2315 | 130173.0913 | 130190.6391 | 131425.1589 | 133426.7446 | 135851.5819 | 138469.2202 | 141146.2137 | 143794.5137 | 146137.9634 | 147927.0059 | 148687.2861 | 148335.7906 | 146881.9302 | 144435.8843 | 141234.2382 | 137422.3367 | 132903.9406 | 127617.8856 | 121534.4516 | 116133.2891 | 112637.4916 | 111127.2395 | 111671.9809 | 112219.3925
F3_Commercial_Office_New_Food Preparation_Natural Gas_Range_E3 | F3 | Commercial | Office | New | Food Preparation | Natural Gas | Range | E3 | PACT BC Ratio | 0 | 0 | 0 | 0 | 0 | 0 | 0 | 0 | 0 | 0 | 0 | 0 | 0 | 0 | 0 | 0 | 0 | 0 | 0 | 0 | 0 | 0 | 0 | 0 | 0 | 0 | 0
F3_Commercial_Office_New_Food Preparation_Natural Gas_Range_E4 | F3 | Commercial | Office | New | Food Preparation | Natural Gas | Range | E4 | PACT BC Ratio | 0 | 0 | 0 | 0 | 0 | 0 | 0 | 0 | 0 | 0 | 0 | 0 | 0 | 0 | 0 | 0 | 0 | 0 | 0 | 0 | 0 | 0 | 0 | 0 | 0 | 0 | 0
F3_Commercial_Office_New_Food Preparation_Natural Gas_Range_E5 | F3 | Commercial | Office | New | Food Preparation | Natural Gas | Range | E5 | PACT BC Ratio | 0 | 0 | 0 | 0 | 0 | 0 | 0 | 0 | 0 | 0 | 0 | 0 | 0 | 0 | 0 | 0 | 0 | 0 | 0 | 0 | 0 | 0 | 0 | 0 | 0 | 0 | 0
F3_Commercial_Office_New_Food Preparation_Natural Gas_Range_E6 | F3 | Commercial | Office | New | Food Preparation | Natural Gas | Range | E6 | PACT BC Ratio | 0 | 0 | 0 | 0 | 0 | 0 | 0 | 0 | 0 | 0 | 0 | 0 | 0 | 0 | 0 | 0 | 0 | 0 | 0 | 0 | 0 | 0 | 0 | 0 | 0 | 0 | 0
F3_Commercial_Office_New_Food Preparation_Natural Gas_Range_E7 | F3 | Commercial | Office | New | Food Preparation | Natural Gas | Range | E7 | PACT BC Ratio | 0 | 0 | 0 | 0 | 0 | 0 | 0 | 0 | 0 | 0 | 0 | 0 | 0 | 0 | 0 | 0 | 0 | 0 | 0 | 0 | 0 | 0 | 0 | 0 | 0 | 0 | 0
F3_Commercial_Office_New_Food Preparation_Natural Gas_Range_E8 | F3 | Commercial | Office | New | Food Preparation | Natural Gas | Range | E8 | PACT BC Ratio | 0 | 0 | 0 | 0 | 0 | 0 | 0 | 0 | 0 | 0 | 0 | 0 | 0 | 0 | 0 | 0 | 0 | 0 | 0 | 0 | 0 | 0 | 0 | 0 | 0 | 0 | 0
F3_Commercial_Office_New_Food Preparation_Natural Gas_Range_E9 | F3 | Commercial | Office | New | Food Preparation | Natural Gas | Range | E9 | PACT BC Ratio | 0 | 0 | 0 | 0 | 0 | 0 | 0 | 0 | 0 | 0 | 0 | 0 | 0 | 0 | 0 | 0 | 0 | 0 | 0 | 0 | 0 | 0 | 0 | 0 | 0 | 0 | 0
F3_Commercial_Office_New_Food Preparation_Natural Gas_Range_E10 | F3 | Commercial | Office | New | Food Preparation | Natural Gas | Range | E10 | PACT BC Ratio | 0 | 0 | 0 | 0 | 0 | 0 | 0 | 0 | 0 | 0 | 0 | 0 | 0 | 0 | 0 | 0 | 0 | 0 | 0 | 0 | 0 | 0 | 0 | 0 | 0 | 0 | 0
F4_Commercial_Office_New_Food Preparation_Natural Gas_Range_E1 | F4 | Commercial | Office | New | Food Preparation | Natural Gas | Range | E1 | RVT BC Ratio | bar: 2021 to 2047
F4_Commercial_Office_New_Food Preparation_Natural Gas_Range_E2 | F4 | Commercial | Office | New | Food Preparation | Natural Gas | Range | E2 | RVT BC Ratio | 0.7 | 0.7 | 0.7 | 0.7 | 0.7 | 0.7 | 0.7 | 0.7 | 0.7 | 0.7 | 0.7 | 0.7 | 0.7 | 0.7 | 0.7 | 0.7 | 0.7 | 0.7 | 0.7 | 0.7 | 0.7 | 0.7 | 0.7 | 0.7 | 0.7 | 0.7 | 0.7
F4_Commercial_Office_New_Food Preparation_Natural Gas_Range_E3 | F4 | Commercial | Office | New | Food Preparation | Natural Gas | Range | E3 | RVT BC Ratio | 0 | 0 | 0 | 0 | 0 | 0 | 0 | 0 | 0 | 0 | 0 | 0 | 0 | 0 | 0 | 0 | 0 | 0 | 0 | 0 | 0 | 0 | 0 | 0 | 0 | 0 | 0
F4_Commercial_Office_New_Food Preparation_Natural Gas_Range_E4 | F4 | Commercial | Office | New | Food Preparation | Natural Gas | Range | E4 | RVT BC Ratio | 0 | 0 | 0 | 0 | 0 | 0 | 0 | 0 | 0 | 0 | 0 | 0 | 0 | 0 | 0 | 0 | 0 | 0 | 0 | 0 | 0 | 0 | 0 | 0 | 0 | 0 | 0
F4_Commercial_Office_New_Food Preparation_Natural Gas_Range_E5 | F4 | Commercial | Office | New | Food Preparation | Natural Gas | Range | E5 | RVT BC Ratio | 0 | 0 | 0 | 0 | 0 | 0 | 0 | 0 | 0 | 0 | 0 | 0 | 0 | 0 | 0 | 0 | 0 | 0 | 0 | 0 | 0 | 0 | 0 | 0 | 0 | 0 | 0
F4_Commercial_Office_New_Food Preparation_Natural Gas_Range_E6 | F4 | Commercial | Office | New | Food Preparation | Natural Gas | Range | E6 | RVT BC Ratio | 0 | 0 | 0 | 0 | 0 | 0 | 0 | 0 | 0 | 0 | 0 | 0 | 0 | 0 | 0 | 0 | 0 | 0 | 0 | 0 | 0 | 0 | 0 | 0 | 0 | 0 | 0
F4_Commercial_Office_New_Food Preparation_Natural Gas_Range_E7 | F4 | Commercial | Office | New | Food Preparation | Natural Gas | Range | E7 | RVT BC Ratio | 0 | 0 | 0 | 0 | 0 | 0 | 0 | 0 | 0 | 0 | 0 | 0 | 0 | 0 | 0 | 0 | 0 | 0 | 0 | 0 | 0 | 0 | 0 | 0 | 0 | 0 | 0
F4_Commercial_Office_New_Food Preparation_Natural Gas_Range_E8 | F4 | Commercial | Office | New | Food Preparation | Natural Gas | Range | E8 | RVT BC Ratio | 0 | 0 | 0 | 0 | 0 | 0 | 0 | 0 | 0 | 0 | 0 | 0 | 0 | 0 | 0 | 0 | 0 | 0 | 0 | 0 | 0 | 0 | 0 | 0 | 0 | 0 | 0
F4_Commercial_Office_New_Food Preparation_Natural Gas_Range_E9 | F4 | Commercial | Office | New | Food Preparation | Natural Gas | Range | E9 | RVT BC Ratio | 0 | 0 | 0 | 0 | 0 | 0 | 0 | 0 | 0 | 0 | 0 | 0 | 0 | 0 | 0 | 0 | 0 | 0 | 0 | 0 | 0 | 0 | 0 | 0 | 0 | 0 | 0
F4_Commercial_Office_New_Food Preparation_Natural Gas_Range_E10 | F4 | Commercial | Office | New | Food Preparation | Natural Gas | Range | E10 | RVT BC Ratio | 0 | 0 | 0 | 0 | 0 | 0 | 0 | 0 | 0 | 0 | 0 | 0 | 0 | 0 | 0 | 0 | 0 | 0 | 0 | 0 | 0 | 0 | 0 | 0 | 0 | 0 | 0
F5_Commercial_Office_New_Food Preparation_Natural Gas_Range_E1 | F5 | Commercial | Office | New | Food Preparation | Natural Gas | Range | E1 | RIM BC Ratio | bar: 2021 to 2047
F5_Commercial_Office_New_Food Preparation_Natural Gas_Range_E2 | F5 | Commercial | Office | New | Food Preparation | Natural Gas | Range | E2 | RIM BC Ratio | 135901.2813 | 133939.8874 | 132027.2315 | 130173.0913 | 130190.6391 | 131425.1589 | 133426.7446 | 135851.5819 | 138469.2202 | 141146.2137 | 143794.5137 | 146137.9634 | 147927.0059 | 148687.2861 | 148335.7906 | 146881.9302 | 144435.8843 | 141234.2382 | 137422.3367 | 132903.9406 | 127617.8856 | 121534.4516 | 116133.2891 | 112637.4916 | 111127.2395 | 111671.9809 | 112219.3925
F5_Commercial_Office_New_Food Preparation_Natural Gas_Range_E3 | F5 | Commercial | Office | New | Food Preparation | Natural Gas | Range | E3 | RIM BC Ratio | 0 | 0 | 0 | 0 | 0 | 0 | 0 | 0 | 0 | 0 | 0 | 0 | 0 | 0 | 0 | 0 | 0 | 0 | 0 | 0 | 0 | 0 | 0 | 0 | 0 | 0 | 0
F5_Commercial_Office_New_Food Preparation_Natural Gas_Range_E4 | F5 | Commercial | Office | New | Food Preparation | Natural Gas | Range | E4 | RIM BC Ratio | 0 | 0 | 0 | 0 | 0 | 0 | 0 | 0 | 0 | 0 | 0 | 0 | 0 | 0 | 0 | 0 | 0 | 0 | 0 | 0 | 0 | 0 | 0 | 0 | 0 | 0 | 0
F5_Commercial_Office_New_Food Preparation_Natural Gas_Range_E5 | F5 | Commercial | Office | New | Food Preparation | Natural Gas | Range | E5 | RIM BC Ratio | 0 | 0 | 0 | 0 | 0 | 0 | 0 | 0 | 0 | 0 | 0 | 0 | 0 | 0 | 0 | 0 | 0 | 0 | 0 | 0 | 0 | 0 | 0 | 0 | 0 | 0 | 0
F5_Commercial_Office_New_Food Preparation_Natural Gas_Range_E6 | F5 | Commercial | Office | New | Food Preparation | Natural Gas | Range | E6 | RIM BC Ratio | 0 | 0 | 0 | 0 | 0 | 0 | 0 | 0 | 0 | 0 | 0 | 0 | 0 | 0 | 0 | 0 | 0 | 0 | 0 | 0 | 0 | 0 | 0 | 0 | 0 | 0 | 0
F5_Commercial_Office_New_Food Preparation_Natural Gas_Range_E7 | F5 | Commercial | Office | New | Food Preparation | Natural Gas | Range | E7 | RIM BC Ratio | 0 | 0 | 0 | 0 | 0 | 0 | 0 | 0 | 0 | 0 | 0 | 0 | 0 | 0 | 0 | 0 | 0 | 0 | 0 | 0 | 0 | 0 | 0 | 0 | 0 | 0 | 0
F5_Commercial_Office_New_Food Preparation_Natural Gas_Range_E8 | F5 | Commercial | Office | New | Food Preparation | Natural Gas | Range | E8 | RIM BC Ratio | 0 | 0 | 0 | 0 | 0 | 0 | 0 | 0 | 0 | 0 | 0 | 0 | 0 | 0 | 0 | 0 | 0 | 0 | 0 | 0 | 0 | 0 | 0 | 0 | 0 | 0 | 0
F5_Commercial_Office_New_Food Preparation_Natural Gas_Range_E9 | F5 | Commercial | Office | New | Food Preparation | Natural Gas | Range | E9 | RIM BC Ratio | 0 | 0 | 0 | 0 | 0 | 0 | 0 | 0 | 0 | 0 | 0 | 0 | 0 | 0 | 0 | 0 | 0 | 0 | 0 | 0 | 0 | 0 | 0 | 0 | 0 | 0 | 0
F5_Commercial_Office_New_Food Preparation_Natural Gas_Range_E10 | F5 | Commercial | Office | New | Food Preparation | Natural Gas | Range | E10 | RIM BC Ratio | 0 | 0 | 0 | 0 | 0 | 0 | 0 | 0 | 0 | 0 | 0 | 0 | 0 | 0 | 0 | 0 | 0 | 0 | 0 | 0 | 0 | 0 | 0 | 0 | 0 | 0 | 0
F0_Commercial_Office_New_Food Preparation_Natural Gas_Steamer_E0 | F0 | Commercial | Office | New | Food Preparation | Natural Gas | Steamer | E0 | Economic Unit | ENERGY STAR | ENERGY STAR | ENERGY STAR | ENERGY STAR | ENERGY STAR | ENERGY STAR | ENERGY STAR | ENERGY STAR | ENERGY STAR | ENERGY STAR | ENERGY STAR | ENERGY STAR | ENERGY STAR | ENERGY STAR | ENERGY STAR | ENERGY STAR | ENERGY STAR | ENERGY STAR | ENERGY STAR | ENERGY STAR | ENERGY STAR | ENERGY STAR | ENERGY STAR | ENERGY STAR | ENERGY STAR | ENERGY STAR | ENERGY STAR
F1_Commercial_Office_New_Food Preparation_Natural Gas_Steamer_E1 | F1 | Commercial | Office | New | Food Preparation | Natural Gas | Steamer | E1 | CCE | 0 | 0 | 0 | 0 | 0 | 0 | 0 | 0 | 0 | 0 | 0 | 0 | 0 | 0 | 0 | 0 | 0 | 0 | 0 | 0 | 0 | 0 | 0 | 0 | 0 | 0 | 0
F1_Commercial_Office_New_Food Preparation_Natural Gas_Steamer_E2 | F1 | Commercial | Office | New | Food Preparation | Natural Gas | Steamer | E2 | CCE | -0.0080635 | 0 | 0 | 0 | 0 | 0 | 0 | 0 | 0 | 0 | 0 | 0 | 0 | 0 | 0 | 0 | 0 | 0 | 0 | 0 | 0 | 0 | 0 | 0 | 0 | 0 | 0
F1_Commercial_Office_New_Food Preparation_Natural Gas_Steamer_E3 | F1 | Commercial | Office | New | Food Preparation | Natural Gas | Steamer | E3 | CCE | 0 | 0 | 0 | 0 | 0 | 0 | 0 | 0 | 0 | 0 | 0 | 0 | 0 | 0 | 0 | 0 | 0 | 0 | 0 | 0 | 0 | 0 | 0 | 0 | 0 | 0 | 0
F1_Commercial_Office_New_Food Preparation_Natural Gas_Steamer_E4 | F1 | Commercial | Office | New | Food Preparation | Natural Gas | Steamer | E4 | CCE | 0 | 0 | 0 | 0 | 0 | 0 | 0 | 0 | 0 | 0 | 0 | 0 | 0 | 0 | 0 | 0 | 0 | 0 | 0 | 0 | 0 | 0 | 0 | 0 | 0 | 0 | 0
F1_Commercial_Office_New_Food Preparation_Natural Gas_Steamer_E5 | F1 | Commercial | Office | New | Food Preparation | Natural Gas | Steamer | E5 | CCE | 0 | 0 | 0 | 0 | 0 | 0 | 0 | 0 | 0 | 0 | 0 | 0 | 0 | 0 | 0 | 0 | 0 | 0 | 0 | 0 | 0 | 0 | 0 | 0 | 0 | 0 | 0
F1_Commercial_Office_New_Food Preparation_Natural Gas_Steamer_E6 | F1 | Commercial | Office | New | Food Preparation | Natural Gas | Steamer | E6 | CCE | 0 | 0 | 0 | 0 | 0 | 0 | 0 | 0 | 0 | 0 | 0 | 0 | 0 | 0 | 0 | 0 | 0 | 0 | 0 | 0 | 0 | 0 | 0 | 0 | 0 | 0 | 0
F1_Commercial_Office_New_Food Preparation_Natural Gas_Steamer_E7 | F1 | Commercial | Office | New | Food Preparation | Natural Gas | Steamer | E7 | CCE | 0 | 0 | 0 | 0 | 0 | 0 | 0 | 0 | 0 | 0 | 0 | 0 | 0 | 0 | 0 | 0 | 0 | 0 | 0 | 0 | 0 | 0 | 0 | 0 | 0 | 0 | 0
F1_Commercial_Office_New_Food Preparation_Natural Gas_Steamer_E8 | F1 | Commercial | Office | New | Food Preparation | Natural Gas | Steamer | E8 | CCE | 0 | 0 | 0 | 0 | 0 | 0 | 0 | 0 | 0 | 0 | 0 | 0 | 0 | 0 | 0 | 0 | 0 | 0 | 0 | 0 | 0 | 0 | 0 | 0 | 0 | 0 | 0
F1_Commercial_Office_New_Food Preparation_Natural Gas_Steamer_E9 | F1 | Commercial | Office | New | Food Preparation | Natural Gas | Steamer | E9 | CCE | 0 | 0 | 0 | 0 | 0 | 0 | 0 | 0 | 0 | 0 | 0 | 0 | 0 | 0 | 0 | 0 | 0 | 0 | 0 | 0 | 0 | 0 | 0 | 0 | 0 | 0 | 0
F1_Commercial_Office_New_Food Preparation_Natural Gas_Steamer_E10 | F1 | Commercial | Office | New | Food Preparation | Natural Gas | Steamer | E10 | CCE | 0 | 0 | 0 | 0 | 0 | 0 | 0 | 0 | 0 | 0 | 0 | 0 | 0 | 0 | 0 | 0 | 0 | 0 | 0 | 0 | 0 | 0 | 0 | 0 | 0 | 0 | 0
F2_Commercial_Office_New_Food Preparation_Natural Gas_Steamer_E1 | F2 | Commercial | Office | New | Food Preparation | Natural Gas | Steamer | E1 | TRC BC Ratio | 1 | 0 | 0 | 0 | 0 | 0 | 0 | 0 | 0 | 0 | 0 | 0 | 0 | 0 | 0 | 0 | 0 | 0 | 0 | 0 | 0 | 0 | 0 | 0 | 0 | 0 | 0
F2_Commercial_Office_New_Food Preparation_Natural Gas_Steamer_E2 | F2 | Commercial | Office | New | Food Preparation | Natural Gas | Steamer | E2 | TRC BC Ratio | bar: 2021 to 2047
F2_Commercial_Office_New_Food Preparation_Natural Gas_Steamer_E3 | F2 | Commercial | Office | New | Food Preparation | Natural Gas | Steamer | E3 | TRC BC Ratio | 0 | 0 | 0 | 0 | 0 | 0 | 0 | 0 | 0 | 0 | 0 | 0 | 0 | 0 | 0 | 0 | 0 | 0 | 0 | 0 | 0 | 0 | 0 | 0 | 0 | 0 | 0
F2_Commercial_Office_New_Food Preparation_Natural Gas_Steamer_E4 | F2 | Commercial | Office | New | Food Preparation | Natural Gas | Steamer | E4 | TRC BC Ratio | 0 | 0 | 0 | 0 | 0 | 0 | 0 | 0 | 0 | 0 | 0 | 0 | 0 | 0 | 0 | 0 | 0 | 0 | 0 | 0 | 0 | 0 | 0 | 0 | 0 | 0 | 0
F2_Commercial_Office_New_Food Preparation_Natural Gas_Steamer_E5 | F2 | Commercial | Office | New | Food Preparation | Natural Gas | Steamer | E5 | TRC BC Ratio | 0 | 0 | 0 | 0 | 0 | 0 | 0 | 0 | 0 | 0 | 0 | 0 | 0 | 0 | 0 | 0 | 0 | 0 | 0 | 0 | 0 | 0 | 0 | 0 | 0 | 0 | 0
F2_Commercial_Office_New_Food Preparation_Natural Gas_Steamer_E6 | F2 | Commercial | Office | New | Food Preparation | Natural Gas | Steamer | E6 | TRC BC Ratio | 0 | 0 | 0 | 0 | 0 | 0 | 0 | 0 | 0 | 0 | 0 | 0 | 0 | 0 | 0 | 0 | 0 | 0 | 0 | 0 | 0 | 0 | 0 | 0 | 0 | 0 | 0
F2_Commercial_Office_New_Food Preparation_Natural Gas_Steamer_E7 | F2 | Commercial | Office | New | Food Preparation | Natural Gas | Steamer | E7 | TRC BC Ratio | 0 | 0 | 0 | 0 | 0 | 0 | 0 | 0 | 0 | 0 | 0 | 0 | 0 | 0 | 0 | 0 | 0 | 0 | 0 | 0 | 0 | 0 | 0 | 0 | 0 | 0 | 0
F2_Commercial_Office_New_Food Preparation_Natural Gas_Steamer_E8 | F2 | Commercial | Office | New | Food Preparation | Natural Gas | Steamer | E8 | TRC BC Ratio | 0 | 0 | 0 | 0 | 0 | 0 | 0 | 0 | 0 | 0 | 0 | 0 | 0 | 0 | 0 | 0 | 0 | 0 | 0 | 0 | 0 | 0 | 0 | 0 | 0 | 0 | 0
F2_Commercial_Office_New_Food Preparation_Natural Gas_Steamer_E9 | F2 | Commercial | Office | New | Food Preparation | Natural Gas | Steamer | E9 | TRC BC Ratio | 0 | 0 | 0 | 0 | 0 | 0 | 0 | 0 | 0 | 0 | 0 | 0 | 0 | 0 | 0 | 0 | 0 | 0 | 0 | 0 | 0 | 0 | 0 | 0 | 0 | 0 | 0
F2_Commercial_Office_New_Food Preparation_Natural Gas_Steamer_E10 | F2 | Commercial | Office | New | Food Preparation | Natural Gas | Steamer | E10 | TRC BC Ratio | 0 | 0 | 0 | 0 | 0 | 0 | 0 | 0 | 0 | 0 | 0 | 0 | 0 | 0 | 0 | 0 | 0 | 0 | 0 | 0 | 0 | 0 | 0 | 0 | 0 | 0 | 0
F3_Commercial_Office_New_Food Preparation_Natural Gas_Steamer_E1 | F3 | Commercial | Office | New | Food Preparation | Natural Gas | Steamer | E1 | PACT BC Ratio | 1 | 0 | 0 | 0 | 0 | 0 | 0 | 0 | 0 | 0 | 0 | 0 | 0 | 0 | 0 | 0 | 0 | 0 | 0 | 0 | 0 | 0 | 0 | 0 | 0 | 0 | 0
F3_Commercial_Office_New_Food Preparation_Natural Gas_Steamer_E2 | F3 | Commercial | Office | New | Food Preparation | Natural Gas | Steamer | E2 | PACT BC Ratio | bar: 2021 to 2047
F3_Commercial_Office_New_Food Preparation_Natural Gas_Steamer_E3 | F3 | Commercial | Office | New | Food Preparation | Natural Gas | Steamer | E3 | PACT BC Ratio | 0 | 0 | 0 | 0 | 0 | 0 | 0 | 0 | 0 | 0 | 0 | 0 | 0 | 0 | 0 | 0 | 0 | 0 | 0 | 0 | 0 | 0 | 0 | 0 | 0 | 0 | 0
F3_Commercial_Office_New_Food Preparation_Natural Gas_Steamer_E4 | F3 | Commercial | Office | New | Food Preparation | Natural Gas | Steamer | E4 | PACT BC Ratio | 0 | 0 | 0 | 0 | 0 | 0 | 0 | 0 | 0 | 0 | 0 | 0 | 0 | 0 | 0 | 0 | 0 | 0 | 0 | 0 | 0 | 0 | 0 | 0 | 0 | 0 | 0
F3_Commercial_Office_New_Food Preparation_Natural Gas_Steamer_E5 | F3 | Commercial | Office | New | Food Preparation | Natural Gas | Steamer | E5 | PACT BC Ratio | 0 | 0 | 0 | 0 | 0 | 0 | 0 | 0 | 0 | 0 | 0 | 0 | 0 | 0 | 0 | 0 | 0 | 0 | 0 | 0 | 0 | 0 | 0 | 0 | 0 | 0 | 0
F3_Commercial_Office_New_Food Preparation_Natural Gas_Steamer_E6 | F3 | Commercial | Office | New | Food Preparation | Natural Gas | Steamer | E6 | PACT BC Ratio | 0 | 0 | 0 | 0 | 0 | 0 | 0 | 0 | 0 | 0 | 0 | 0 | 0 | 0 | 0 | 0 | 0 | 0 | 0 | 0 | 0 | 0 | 0 | 0 | 0 | 0 | 0
F3_Commercial_Office_New_Food Preparation_Natural Gas_Steamer_E7 | F3 | Commercial | Office | New | Food Preparation | Natural Gas | Steamer | E7 | PACT BC Ratio | 0 | 0 | 0 | 0 | 0 | 0 | 0 | 0 | 0 | 0 | 0 | 0 | 0 | 0 | 0 | 0 | 0 | 0 | 0 | 0 | 0 | 0 | 0 | 0 | 0 | 0 | 0
F3_Commercial_Office_New_Food Preparation_Natural Gas_Steamer_E8 | F3 | Commercial | Office | New | Food Preparation | Natural Gas | Steamer | E8 | PACT BC Ratio | 0 | 0 | 0 | 0 | 0 | 0 | 0 | 0 | 0 | 0 | 0 | 0 | 0 | 0 | 0 | 0 | 0 | 0 | 0 | 0 | 0 | 0 | 0 | 0 | 0 | 0 | 0
F3_Commercial_Office_New_Food Preparation_Natural Gas_Steamer_E9 | F3 | Commercial | Office | New | Food Preparation | Natural Gas | Steamer | E9 | PACT BC Ratio | 0 | 0 | 0 | 0 | 0 | 0 | 0 | 0 | 0 | 0 | 0 | 0 | 0 | 0 | 0 | 0 | 0 | 0 | 0 | 0 | 0 | 0 | 0 | 0 | 0 | 0 | 0
F3_Commercial_Office_New_Food Preparation_Natural Gas_Steamer_E10 | F3 | Commercial | Office | New | Food Preparation | Natural Gas | Steamer | E10 | PACT BC Ratio | 0 | 0 | 0 | 0 | 0 | 0 | 0 | 0 | 0 | 0 | 0 | 0 | 0 | 0 | 0 | 0 | 0 | 0 | 0 | 0 | 0 | 0 | 0 | 0 | 0 | 0 | 0
F4_Commercial_Office_New_Food Preparation_Natural Gas_Steamer_E1 | F4 | Commercial | Office | New | Food Preparation | Natural Gas | Steamer | E1 | RVT BC Ratio | 1 | 0 | 0 | 0 | 0 | 0 | 0 | 0 | 0 | 0 | 0 | 0 | 0 | 0 | 0 | 0 | 0 | 0 | 0 | 0 | 0 | 0 | 0 | 0 | 0 | 0 | 0
F4_Commercial_Office_New_Food Preparation_Natural Gas_Steamer_E2 | F4 | Commercial | Office | New | Food Preparation | Natural Gas | Steamer | E2 | RVT BC Ratio | bar: 2021 to 2047
F4_Commercial_Office_New_Food Preparation_Natural Gas_Steamer_E3 | F4 | Commercial | Office | New | Food Preparation | Natural Gas | Steamer | E3 | RVT BC Ratio | 0 | 0 | 0 | 0 | 0 | 0 | 0 | 0 | 0 | 0 | 0 | 0 | 0 | 0 | 0 | 0 | 0 | 0 | 0 | 0 | 0 | 0 | 0 | 0 | 0 | 0 | 0
F4_Commercial_Office_New_Food Preparation_Natural Gas_Steamer_E4 | F4 | Commercial | Office | New | Food Preparation | Natural Gas | Steamer | E4 | RVT BC Ratio | 0 | 0 | 0 | 0 | 0 | 0 | 0 | 0 | 0 | 0 | 0 | 0 | 0 | 0 | 0 | 0 | 0 | 0 | 0 | 0 | 0 | 0 | 0 | 0 | 0 | 0 | 0
F4_Commercial_Office_New_Food Preparation_Natural Gas_Steamer_E5 | F4 | Commercial | Office | New | Food Preparation | Natural Gas | Steamer | E5 | RVT BC Ratio | 0 | 0 | 0 | 0 | 0 | 0 | 0 | 0 | 0 | 0 | 0 | 0 | 0 | 0 | 0 | 0 | 0 | 0 | 0 | 0 | 0 | 0 | 0 | 0 | 0 | 0 | 0
F4_Commercial_Office_New_Food Preparation_Natural Gas_Steamer_E6 | F4 | Commercial | Office | New | Food Preparation | Natural Gas | Steamer | E6 | RVT BC Ratio | 0 | 0 | 0 | 0 | 0 | 0 | 0 | 0 | 0 | 0 | 0 | 0 | 0 | 0 | 0 | 0 | 0 | 0 | 0 | 0 | 0 | 0 | 0 | 0 | 0 | 0 | 0
F4_Commercial_Office_New_Food Preparation_Natural Gas_Steamer_E7 | F4 | Commercial | Office | New | Food Preparation | Natural Gas | Steamer | E7 | RVT BC Ratio | 0 | 0 | 0 | 0 | 0 | 0 | 0 | 0 | 0 | 0 | 0 | 0 | 0 | 0 | 0 | 0 | 0 | 0 | 0 | 0 | 0 | 0 | 0 | 0 | 0 | 0 | 0
F4_Commercial_Office_New_Food Preparation_Natural Gas_Steamer_E8 | F4 | Commercial | Office | New | Food Preparation | Natural Gas | Steamer | E8 | RVT BC Ratio | 0 | 0 | 0 | 0 | 0 | 0 | 0 | 0 | 0 | 0 | 0 | 0 | 0 | 0 | 0 | 0 | 0 | 0 | 0 | 0 | 0 | 0 | 0 | 0 | 0 | 0 | 0
F4_Commercial_Office_New_Food Preparation_Natural Gas_Steamer_E9 | F4 | Commercial | Office | New | Food Preparation | Natural Gas | Steamer | E9 | RVT BC Ratio | 0 | 0 | 0 | 0 | 0 | 0 | 0 | 0 | 0 | 0 | 0 | 0 | 0 | 0 | 0 | 0 | 0 | 0 | 0 | 0 | 0 | 0 | 0 | 0 | 0 | 0 | 0
F4_Commercial_Office_New_Food Preparation_Natural Gas_Steamer_E10 | F4 | Commercial | Office | New | Food Preparation | Natural Gas | Steamer | E10 | RVT BC Ratio | 0 | 0 | 0 | 0 | 0 | 0 | 0 | 0 | 0 | 0 | 0 | 0 | 0 | 0 | 0 | 0 | 0 | 0 | 0 | 0 | 0 | 0 | 0 | 0 | 0 | 0 | 0
F5_Commercial_Office_New_Food Preparation_Natural Gas_Steamer_E1 | F5 | Commercial | Office | New | Food Preparation | Natural Gas | Steamer | E1 | RIM BC Ratio | 1 | 0 | 0 | 0 | 0 | 0 | 0 | 0 | 0 | 0 | 0 | 0 | 0 | 0 | 0 | 0 | 0 | 0 | 0 | 0 | 0 | 0 | 0 | 0 | 0 | 0 | 0
F5_Commercial_Office_New_Food Preparation_Natural Gas_Steamer_E2 | F5 | Commercial | Office | New | Food Preparation | Natural Gas | Steamer | E2 | RIM BC Ratio | bar: 2021 to 2047
F5_Commercial_Office_New_Food Preparation_Natural Gas_Steamer_E3 | F5 | Commercial | Office | New | Food Preparation | Natural Gas | Steamer | E3 | RIM BC Ratio | 0 | 0 | 0 | 0 | 0 | 0 | 0 | 0 | 0 | 0 | 0 | 0 | 0 | 0 | 0 | 0 | 0 | 0 | 0 | 0 | 0 | 0 | 0 | 0 | 0 | 0 | 0
F5_Commercial_Office_New_Food Preparation_Natural Gas_Steamer_E4 | F5 | Commercial | Office | New | Food Preparation | Natural Gas | Steamer | E4 | RIM BC Ratio | 0 | 0 | 0 | 0 | 0 | 0 | 0 | 0 | 0 | 0 | 0 | 0 | 0 | 0 | 0 | 0 | 0 | 0 | 0 | 0 | 0 | 0 | 0 | 0 | 0 | 0 | 0
F5_Commercial_Office_New_Food Preparation_Natural Gas_Steamer_E5 | F5 | Commercial | Office | New | Food Preparation | Natural Gas | Steamer | E5 | RIM BC Ratio | 0 | 0 | 0 | 0 | 0 | 0 | 0 | 0 | 0 | 0 | 0 | 0 | 0 | 0 | 0 | 0 | 0 | 0 | 0 | 0 | 0 | 0 | 0 | 0 | 0 | 0 | 0
F5_Commercial_Office_New_Food Preparation_Natural Gas_Steamer_E6 | F5 | Commercial | Office | New | Food Preparation | Natural Gas | Steamer | E6 | RIM BC Ratio | 0 | 0 | 0 | 0 | 0 | 0 | 0 | 0 | 0 | 0 | 0 | 0 | 0 | 0 | 0 | 0 | 0 | 0 | 0 | 0 | 0 | 0 | 0 | 0 | 0 | 0 | 0
F5_Commercial_Office_New_Food Preparation_Natural Gas_Steamer_E7 | F5 | Commercial | Office | New | Food Preparation | Natural Gas | Steamer | E7 | RIM BC Ratio | 0 | 0 | 0 | 0 | 0 | 0 | 0 | 0 | 0 | 0 | 0 | 0 | 0 | 0 | 0 | 0 | 0 | 0 | 0 | 0 | 0 | 0 | 0 | 0 | 0 | 0 | 0
F5_Commercial_Office_New_Food Preparation_Natural Gas_Steamer_E8 | F5 | Commercial | Office | New | Food Preparation | Natural Gas | Steamer | E8 | RIM BC Ratio | 0 | 0 | 0 | 0 | 0 | 0 | 0 | 0 | 0 | 0 | 0 | 0 | 0 | 0 | 0 | 0 | 0 | 0 | 0 | 0 | 0 | 0 | 0 | 0 | 0 | 0 | 0
F5_Commercial_Office_New_Food Preparation_Natural Gas_Steamer_E9 | F5 | Commercial | Office | New | Food Preparation | Natural Gas | Steamer | E9 | RIM BC Ratio | 0 | 0 | 0 | 0 | 0 | 0 | 0 | 0 | 0 | 0 | 0 | 0 | 0 | 0 | 0 | 0 | 0 | 0 | 0 | 0 | 0 | 0 | 0 | 0 | 0 | 0 | 0
F5_Commercial_Office_New_Food Preparation_Natural Gas_Steamer_E10 | F5 | Commercial | Office | New | Food Preparation | Natural Gas | Steamer | E10 | RIM BC Ratio | 0 | 0 | 0 | 0 | 0 | 0 | 0 | 0 | 0 | 0 | 0 | 0 | 0 | 0 | 0 | 0 | 0 | 0 | 0 | 0 | 0 | 0 | 0 | 0 | 0 | 0 | 0
F0_Commercial_Office_New_Food Preparation_Natural Gas_Commercial Food Prep Other_E0 | F0 | Commercial | Office | New | Food Preparation | Natural Gas | Commercial Food Prep Other | E0 | Economic Unit | ENERGY STAR | ENERGY STAR | ENERGY STAR | ENERGY STAR | ENERGY STAR | ENERGY STAR | ENERGY STAR | ENERGY STAR | ENERGY STAR | ENERGY STAR | ENERGY STAR | ENERGY STAR | ENERGY STAR | ENERGY STAR | ENERGY STAR | ENERGY STAR | ENERGY STAR | ENERGY STAR | ENERGY STAR | ENERGY STAR | ENERGY STAR | ENERGY STAR | ENERGY STAR | ENERGY STAR | ENERGY STAR | ENERGY STAR | ENERGY STAR
F1_Commercial_Office_New_Food Preparation_Natural Gas_Commercial Food Prep Other_E1 | F1 | Commercial | Office | New | Food Preparation | Natural Gas | Commercial Food Prep Other | E1 | CCE | 0 | 0 | 0 | 0 | 0 | 0 | 0 | 0 | 0 | 0 | 0 | 0 | 0 | 0 | 0 | 0 | 0 | 0 | 0 | 0 | 0 | 0 | 0 | 0 | 0 | 0 | 0
F1_Commercial_Office_New_Food Preparation_Natural Gas_Commercial Food Prep Other_E2 | F1 | Commercial | Office | New | Food Preparation | Natural Gas | Commercial Food Prep Other | E2 | CCE | 0.0014297 | 0.0014297 | 0.0014297 | 0.0014297 | 0.0014297 | 0.0014297 | 0.0014297 | 0.0014297 | 0.0014297 | 0.0014297 | 0.0014297 | 0.0014297 | 0.0014297 | 0.0014297 | 0.0014297 | 0.0014297 | 0.0014297 | 0.0014297 | 0.0014297 | 0.0014297 | 0.0014297 | 0.0014297 | 0.0014297 | 0.0014297 | 0.0014297 | 0.0014297 | 0.0014297
F1_Commercial_Office_New_Food Preparation_Natural Gas_Commercial Food Prep Other_E3 | F1 | Commercial | Office | New | Food Preparation | Natural Gas | Commercial Food Prep Other | E3 | CCE | 0 | 0 | 0 | 0 | 0 | 0 | 0 | 0 | 0 | 0 | 0 | 0 | 0 | 0 | 0 | 0 | 0 | 0 | 0 | 0 | 0 | 0 | 0 | 0 | 0 | 0 | 0
F1_Commercial_Office_New_Food Preparation_Natural Gas_Commercial Food Prep Other_E4 | F1 | Commercial | Office | New | Food Preparation | Natural Gas | Commercial Food Prep Other | E4 | CCE | 0 | 0 | 0 | 0 | 0 | 0 | 0 | 0 | 0 | 0 | 0 | 0 | 0 | 0 | 0 | 0 | 0 | 0 | 0 | 0 | 0 | 0 | 0 | 0 | 0 | 0 | 0
F1_Commercial_Office_New_Food Preparation_Natural Gas_Commercial Food Prep Other_E5 | F1 | Commercial | Office | New | Food Preparation | Natural Gas | Commercial Food Prep Other | E5 | CCE | 0 | 0 | 0 | 0 | 0 | 0 | 0 | 0 | 0 | 0 | 0 | 0 | 0 | 0 | 0 | 0 | 0 | 0 | 0 | 0 | 0 | 0 | 0 | 0 | 0 | 0 | 0
F1_Commercial_Office_New_Food Preparation_Natural Gas_Commercial Food Prep Other_E6 | F1 | Commercial | Office | New | Food Preparation | Natural Gas | Commercial Food Prep Other | E6 | CCE | 0 | 0 | 0 | 0 | 0 | 0 | 0 | 0 | 0 | 0 | 0 | 0 | 0 | 0 | 0 | 0 | 0 | 0 | 0 | 0 | 0 | 0 | 0 | 0 | 0 | 0 | 0
F1_Commercial_Office_New_Food Preparation_Natural Gas_Commercial Food Prep Other_E7 | F1 | Commercial | Office | New | Food Preparation | Natural Gas | Commercial Food Prep Other | E7 | CCE | 0 | 0 | 0 | 0 | 0 | 0 | 0 | 0 | 0 | 0 | 0 | 0 | 0 | 0 | 0 | 0 | 0 | 0 | 0 | 0 | 0 | 0 | 0 | 0 | 0 | 0 | 0
F1_Commercial_Office_New_Food Preparation_Natural Gas_Commercial Food Prep Other_E8 | F1 | Commercial | Office | New | Food Preparation | Natural Gas | Commercial Food Prep Other | E8 | CCE | 0 | 0 | 0 | 0 | 0 | 0 | 0 | 0 | 0 | 0 | 0 | 0 | 0 | 0 | 0 | 0 | 0 | 0 | 0 | 0 | 0 | 0 | 0 | 0 | 0 | 0 | 0
F1_Commercial_Office_New_Food Preparation_Natural Gas_Commercial Food Prep Other_E9 | F1 | Commercial | Office | New | Food Preparation | Natural Gas | Commercial Food Prep Other | E9 | CCE | 0 | 0 | 0 | 0 | 0 | 0 | 0 | 0 | 0 | 0 | 0 | 0 | 0 | 0 | 0 | 0 | 0 | 0 | 0 | 0 | 0 | 0 | 0 | 0 | 0 | 0 | 0
F1_Commercial_Office_New_Food Preparation_Natural Gas_Commercial Food Prep Other_E10 | F1 | Commercial | Office | New | Food Preparation | Natural Gas | Commercial Food Prep Other | E10 | CCE | 0 | 0 | 0 | 0 | 0 | 0 | 0 | 0 | 0 | 0 | 0 | 0 | 0 | 0 | 0 | 0 | 0 | 0 | 0 | 0 | 0 | 0 | 0 | 0 | 0 | 0 | 0
F2_Commercial_Office_New_Food Preparation_Natural Gas_Commercial Food Prep Other_E1 | F2 | Commercial | Office | New | Food Preparation | Natural Gas | Commercial Food Prep Other | E1 | TRC BC Ratio | bar: 2021 to 2047
F2_Commercial_Office_New_Food Preparation_Natural Gas_Commercial Food Prep Other_E2 | F2 | Commercial | Office | New | Food Preparation | Natural Gas | Commercial Food Prep Other | E2 | TRC BC Ratio | 9.6116 | 9.4729 | 9.3376 | 9.2065 | 9.2077 | 9.295 | 9.4366 | 9.6081 | 9.7932 | 9.9825 | 10.1698 | 10.3356 | 10.4621 | 10.5159 | 10.491 | 10.3882 | 10.2152 | 9.9888 | 9.7192 | 9.3996 | 9.0257 | 8.5955 | 8.2135 | 7.9663 | 7.8594 | 7.898 | 7.9367
F2_Commercial_Office_New_Food Preparation_Natural Gas_Commercial Food Prep Other_E3 | F2 | Commercial | Office | New | Food Preparation | Natural Gas | Commercial Food Prep Other | E3 | TRC BC Ratio | 0 | 0 | 0 | 0 | 0 | 0 | 0 | 0 | 0 | 0 | 0 | 0 | 0 | 0 | 0 | 0 | 0 | 0 | 0 | 0 | 0 | 0 | 0 | 0 | 0 | 0 | 0
F2_Commercial_Office_New_Food Preparation_Natural Gas_Commercial Food Prep Other_E4 | F2 | Commercial | Office | New | Food Preparation | Natural Gas | Commercial Food Prep Other | E4 | TRC BC Ratio | 0 | 0 | 0 | 0 | 0 | 0 | 0 | 0 | 0 | 0 | 0 | 0 | 0 | 0 | 0 | 0 | 0 | 0 | 0 | 0 | 0 | 0 | 0 | 0 | 0 | 0 | 0
F2_Commercial_Office_New_Food Preparation_Natural Gas_Commercial Food Prep Other_E5 | F2 | Commercial | Office | New | Food Preparation | Natural Gas | Commercial Food Prep Other | E5 | TRC BC Ratio | 0 | 0 | 0 | 0 | 0 | 0 | 0 | 0 | 0 | 0 | 0 | 0 | 0 | 0 | 0 | 0 | 0 | 0 | 0 | 0 | 0 | 0 | 0 | 0 | 0 | 0 | 0
F2_Commercial_Office_New_Food Preparation_Natural Gas_Commercial Food Prep Other_E6 | F2 | Commercial | Office | New | Food Preparation | Natural Gas | Commercial Food Prep Other | E6 | TRC BC Ratio | 0 | 0 | 0 | 0 | 0 | 0 | 0 | 0 | 0 | 0 | 0 | 0 | 0 | 0 | 0 | 0 | 0 | 0 | 0 | 0 | 0 | 0 | 0 | 0 | 0 | 0 | 0
F2_Commercial_Office_New_Food Preparation_Natural Gas_Commercial Food Prep Other_E7 | F2 | Commercial | Office | New | Food Preparation | Natural Gas | Commercial Food Prep Other | E7 | TRC BC Ratio | 0 | 0 | 0 | 0 | 0 | 0 | 0 | 0 | 0 | 0 | 0 | 0 | 0 | 0 | 0 | 0 | 0 | 0 | 0 | 0 | 0 | 0 | 0 | 0 | 0 | 0 | 0
F2_Commercial_Office_New_Food Preparation_Natural Gas_Commercial Food Prep Other_E8 | F2 | Commercial | Office | New | Food Preparation | Natural Gas | Commercial Food Prep Other | E8 | TRC BC Ratio | 0 | 0 | 0 | 0 | 0 | 0 | 0 | 0 | 0 | 0 | 0 | 0 | 0 | 0 | 0 | 0 | 0 | 0 | 0 | 0 | 0 | 0 | 0 | 0 | 0 | 0 | 0
F2_Commercial_Office_New_Food Preparation_Natural Gas_Commercial Food Prep Other_E9 | F2 | Commercial | Office | New | Food Preparation | Natural Gas | Commercial Food Prep Other | E9 | TRC BC Ratio | 0 | 0 | 0 | 0 | 0 | 0 | 0 | 0 | 0 | 0 | 0 | 0 | 0 | 0 | 0 | 0 | 0 | 0 | 0 | 0 | 0 | 0 | 0 | 0 | 0 | 0 | 0
F2_Commercial_Office_New_Food Preparation_Natural Gas_Commercial Food Prep Other_E10 | F2 | Commercial | Office | New | Food Preparation | Natural Gas | Commercial Food Prep Other | E10 | TRC BC Ratio | 0 | 0 | 0 | 0 | 0 | 0 | 0 | 0 | 0 | 0 | 0 | 0 | 0 | 0 | 0 | 0 | 0 | 0 | 0 | 0 | 0 | 0 | 0 | 0 | 0 | 0 | 0
F3_Commercial_Office_New_Food Preparation_Natural Gas_Commercial Food Prep Other_E1 | F3 | Commercial | Office | New | Food Preparation | Natural Gas | Commercial Food Prep Other | E1 | PACT BC Ratio | bar: 2021 to 2047
F3_Commercial_Office_New_Food Preparation_Natural Gas_Commercial Food Prep Other_E2 | F3 | Commercial | Office | New | Food Preparation | Natural Gas | Commercial Food Prep Other | E2 | PACT BC Ratio | 12.119 | 11.9441 | 11.7735 | 11.6081 | 11.6097 | 11.7198 | 11.8983 | 12.1145 | 12.348 | 12.5867 | 12.8228 | 13.0318 | 13.1913 | 13.2591 | 13.2278 | 13.0982 | 12.88 | 12.5945 | 12.2546 | 11.8517 | 11.3803 | 10.8378 | 10.3562 | 10.0444 | 9.9097 | 9.9583 | 10.0071
F3_Commercial_Office_New_Food Preparation_Natural Gas_Commercial Food Prep Other_E3 | F3 | Commercial | Office | New | Food Preparation | Natural Gas | Commercial Food Prep Other | E3 | PACT BC Ratio | 0 | 0 | 0 | 0 | 0 | 0 | 0 | 0 | 0 | 0 | 0 | 0 | 0 | 0 | 0 | 0 | 0 | 0 | 0 | 0 | 0 | 0 | 0 | 0 | 0 | 0 | 0
F3_Commercial_Office_New_Food Preparation_Natural Gas_Commercial Food Prep Other_E4 | F3 | Commercial | Office | New | Food Preparation | Natural Gas | Commercial Food Prep Other | E4 | PACT BC Ratio | 0 | 0 | 0 | 0 | 0 | 0 | 0 | 0 | 0 | 0 | 0 | 0 | 0 | 0 | 0 | 0 | 0 | 0 | 0 | 0 | 0 | 0 | 0 | 0 | 0 | 0 | 0
F3_Commercial_Office_New_Food Preparation_Natural Gas_Commercial Food Prep Other_E5 | F3 | Commercial | Office | New | Food Preparation | Natural Gas | Commercial Food Prep Other | E5 | PACT BC Ratio | 0 | 0 | 0 | 0 | 0 | 0 | 0 | 0 | 0 | 0 | 0 | 0 | 0 | 0 | 0 | 0 | 0 | 0 | 0 | 0 | 0 | 0 | 0 | 0 | 0 | 0 | 0
F3_Commercial_Office_New_Food Preparation_Natural Gas_Commercial Food Prep Other_E6 | F3 | Commercial | Office | New | Food Preparation | Natural Gas | Commercial Food Prep Other | E6 | PACT BC Ratio | 0 | 0 | 0 | 0 | 0 | 0 | 0 | 0 | 0 | 0 | 0 | 0 | 0 | 0 | 0 | 0 | 0 | 0 | 0 | 0 | 0 | 0 | 0 | 0 | 0 | 0 | 0
F3_Commercial_Office_New_Food Preparation_Natural Gas_Commercial Food Prep Other_E7 | F3 | Commercial | Office | New | Food Preparation | Natural Gas | Commercial Food Prep Other | E7 | PACT BC Ratio | 0 | 0 | 0 | 0 | 0 | 0 | 0 | 0 | 0 | 0 | 0 | 0 | 0 | 0 | 0 | 0 | 0 | 0 | 0 | 0 | 0 | 0 | 0 | 0 | 0 | 0 | 0
F3_Commercial_Office_New_Food Preparation_Natural Gas_Commercial Food Prep Other_E8 | F3 | Commercial | Office | New | Food Preparation | Natural Gas | Commercial Food Prep Other | E8 | PACT BC Ratio | 0 | 0 | 0 | 0 | 0 | 0 | 0 | 0 | 0 | 0 | 0 | 0 | 0 | 0 | 0 | 0 | 0 | 0 | 0 | 0 | 0 | 0 | 0 | 0 | 0 | 0 | 0
F3_Commercial_Office_New_Food Preparation_Natural Gas_Commercial Food Prep Other_E9 | F3 | Commercial | Office | New | Food Preparation | Natural Gas | Commercial Food Prep Other | E9 | PACT BC Ratio | 0 | 0 | 0 | 0 | 0 | 0 | 0 | 0 | 0 | 0 | 0 | 0 | 0 | 0 | 0 | 0 | 0 | 0 | 0 | 0 | 0 | 0 | 0 | 0 | 0 | 0 | 0
F3_Commercial_Office_New_Food Preparation_Natural Gas_Commercial Food Prep Other_E10 | F3 | Commercial | Office | New | Food Preparation | Natural Gas | Commercial Food Prep Other | E10 | PACT BC Ratio | 0 | 0 | 0 | 0 | 0 | 0 | 0 | 0 | 0 | 0 | 0 | 0 | 0 | 0 | 0 | 0 | 0 | 0 | 0 | 0 | 0 | 0 | 0 | 0 | 0 | 0 | 0
F4_Commercial_Office_New_Food Preparation_Natural Gas_Commercial Food Prep Other_E1 | F4 | Commercial | Office | New | Food Preparation | Natural Gas | Commercial Food Prep Other | E1 | RVT BC Ratio | bar: 2021 to 2047
F4_Commercial_Office_New_Food Preparation_Natural Gas_Commercial Food Prep Other_E2 | F4 | Commercial | Office | New | Food Preparation | Natural Gas | Commercial Food Prep Other | E2 | RVT BC Ratio | 0.7 | 0.7 | 0.7 | 0.7 | 0.7 | 0.7 | 0.7 | 0.7 | 0.7 | 0.7 | 0.7 | 0.7 | 0.7 | 0.7 | 0.7 | 0.7 | 0.7 | 0.7 | 0.7 | 0.7 | 0.7 | 0.7 | 0.7 | 0.7 | 0.7 | 0.7 | 0.7
F4_Commercial_Office_New_Food Preparation_Natural Gas_Commercial Food Prep Other_E3 | F4 | Commercial | Office | New | Food Preparation | Natural Gas | Commercial Food Prep Other | E3 | RVT BC Ratio | 0 | 0 | 0 | 0 | 0 | 0 | 0 | 0 | 0 | 0 | 0 | 0 | 0 | 0 | 0 | 0 | 0 | 0 | 0 | 0 | 0 | 0 | 0 | 0 | 0 | 0 | 0
F4_Commercial_Office_New_Food Preparation_Natural Gas_Commercial Food Prep Other_E4 | F4 | Commercial | Office | New | Food Preparation | Natural Gas | Commercial Food Prep Other | E4 | RVT BC Ratio | 0 | 0 | 0 | 0 | 0 | 0 | 0 | 0 | 0 | 0 | 0 | 0 | 0 | 0 | 0 | 0 | 0 | 0 | 0 | 0 | 0 | 0 | 0 | 0 | 0 | 0 | 0
F4_Commercial_Office_New_Food Preparation_Natural Gas_Commercial Food Prep Other_E5 | F4 | Commercial | Office | New | Food Preparation | Natural Gas | Commercial Food Prep Other | E5 | RVT BC Ratio | 0 | 0 | 0 | 0 | 0 | 0 | 0 | 0 | 0 | 0 | 0 | 0 | 0 | 0 | 0 | 0 | 0 | 0 | 0 | 0 | 0 | 0 | 0 | 0 | 0 | 0 | 0
F4_Commercial_Office_New_Food Preparation_Natural Gas_Commercial Food Prep Other_E6 | F4 | Commercial | Office | New | Food Preparation | Natural Gas | Commercial Food Prep Other | E6 | RVT BC Ratio | 0 | 0 | 0 | 0 | 0 | 0 | 0 | 0 | 0 | 0 | 0 | 0 | 0 | 0 | 0 | 0 | 0 | 0 | 0 | 0 | 0 | 0 | 0 | 0 | 0 | 0 | 0
F4_Commercial_Office_New_Food Preparation_Natural Gas_Commercial Food Prep Other_E7 | F4 | Commercial | Office | New | Food Preparation | Natural Gas | Commercial Food Prep Other | E7 | RVT BC Ratio | 0 | 0 | 0 | 0 | 0 | 0 | 0 | 0 | 0 | 0 | 0 | 0 | 0 | 0 | 0 | 0 | 0 | 0 | 0 | 0 | 0 | 0 | 0 | 0 | 0 | 0 | 0
F4_Commercial_Office_New_Food Preparation_Natural Gas_Commercial Food Prep Other_E8 | F4 | Commercial | Office | New | Food Preparation | Natural Gas | Commercial Food Prep Other | E8 | RVT BC Ratio | 0 | 0 | 0 | 0 | 0 | 0 | 0 | 0 | 0 | 0 | 0 | 0 | 0 | 0 | 0 | 0 | 0 | 0 | 0 | 0 | 0 | 0 | 0 | 0 | 0 | 0 | 0
F4_Commercial_Office_New_Food Preparation_Natural Gas_Commercial Food Prep Other_E9 | F4 | Commercial | Office | New | Food Preparation | Natural Gas | Commercial Food Prep Other | E9 | RVT BC Ratio | 0 | 0 | 0 | 0 | 0 | 0 | 0 | 0 | 0 | 0 | 0 | 0 | 0 | 0 | 0 | 0 | 0 | 0 | 0 | 0 | 0 | 0 | 0 | 0 | 0 | 0 | 0
F4_Commercial_Office_New_Food Preparation_Natural Gas_Commercial Food Prep Other_E10 | F4 | Commercial | Office | New | Food Preparation | Natural Gas | Commercial Food Prep Other | E10 | RVT BC Ratio | 0 | 0 | 0 | 0 | 0 | 0 | 0 | 0 | 0 | 0 | 0 | 0 | 0 | 0 | 0 | 0 | 0 | 0 | 0 | 0 | 0 | 0 | 0 | 0 | 0 | 0 | 0
F5_Commercial_Office_New_Food Preparation_Natural Gas_Commercial Food Prep Other_E1 | F5 | Commercial | Office | New | Food Preparation | Natural Gas | Commercial Food Prep Other | E1 | RIM BC Ratio | bar: 2021 to 2047
F5_Commercial_Office_New_Food Preparation_Natural Gas_Commercial Food Prep Other_E2 | F5 | Commercial | Office | New | Food Preparation | Natural Gas | Commercial Food Prep Other | E2 | RIM BC Ratio | 12.119 | 11.9441 | 11.7735 | 11.6081 | 11.6097 | 11.7198 | 11.8983 | 12.1145 | 12.348 | 12.5867 | 12.8228 | 13.0318 | 13.1913 | 13.2591 | 13.2278 | 13.0982 | 12.88 | 12.5945 | 12.2546 | 11.8517 | 11.3803 | 10.8378 | 10.3562 | 10.0444 | 9.9097 | 9.9583 | 10.0071
F5_Commercial_Office_New_Food Preparation_Natural Gas_Commercial Food Prep Other_E3 | F5 | Commercial | Office | New | Food Preparation | Natural Gas | Commercial Food Prep Other | E3 | RIM BC Ratio | 0 | 0 | 0 | 0 | 0 | 0 | 0 | 0 | 0 | 0 | 0 | 0 | 0 | 0 | 0 | 0 | 0 | 0 | 0 | 0 | 0 | 0 | 0 | 0 | 0 | 0 | 0
F5_Commercial_Office_New_Food Preparation_Natural Gas_Commercial Food Prep Other_E4 | F5 | Commercial | Office | New | Food Preparation | Natural Gas | Commercial Food Prep Other | E4 | RIM BC Ratio | 0 | 0 | 0 | 0 | 0 | 0 | 0 | 0 | 0 | 0 | 0 | 0 | 0 | 0 | 0 | 0 | 0 | 0 | 0 | 0 | 0 | 0 | 0 | 0 | 0 | 0 | 0
F5_Commercial_Office_New_Food Preparation_Natural Gas_Commercial Food Prep Other_E5 | F5 | Commercial | Office | New | Food Preparation | Natural Gas | Commercial Food Prep Other | E5 | RIM BC Ratio | 0 | 0 | 0 | 0 | 0 | 0 | 0 | 0 | 0 | 0 | 0 | 0 | 0 | 0 | 0 | 0 | 0 | 0 | 0 | 0 | 0 | 0 | 0 | 0 | 0 | 0 | 0
F5_Commercial_Office_New_Food Preparation_Natural Gas_Commercial Food Prep Other_E6 | F5 | Commercial | Office | New | Food Preparation | Natural Gas | Commercial Food Prep Other | E6 | RIM BC Ratio | 0 | 0 | 0 | 0 | 0 | 0 | 0 | 0 | 0 | 0 | 0 | 0 | 0 | 0 | 0 | 0 | 0 | 0 | 0 | 0 | 0 | 0 | 0 | 0 | 0 | 0 | 0
F5_Commercial_Office_New_Food Preparation_Natural Gas_Commercial Food Prep Other_E7 | F5 | Commercial | Office | New | Food Preparation | Natural Gas | Commercial Food Prep Other | E7 | RIM BC Ratio | 0 | 0 | 0 | 0 | 0 | 0 | 0 | 0 | 0 | 0 | 0 | 0 | 0 | 0 | 0 | 0 | 0 | 0 | 0 | 0 | 0 | 0 | 0 | 0 | 0 | 0 | 0
F5_Commercial_Office_New_Food Preparation_Natural Gas_Commercial Food Prep Other_E8 | F5 | Commercial | Office | New | Food Preparation | Natural Gas | Commercial Food Prep Other | E8 | RIM BC Ratio | 0 | 0 | 0 | 0 | 0 | 0 | 0 | 0 | 0 | 0 | 0 | 0 | 0 | 0 | 0 | 0 | 0 | 0 | 0 | 0 | 0 | 0 | 0 | 0 | 0 | 0 | 0
F5_Commercial_Office_New_Food Preparation_Natural Gas_Commercial Food Prep Other_E9 | F5 | Commercial | Office | New | Food Preparation | Natural Gas | Commercial Food Prep Other | E9 | RIM BC Ratio | 0 | 0 | 0 | 0 | 0 | 0 | 0 | 0 | 0 | 0 | 0 | 0 | 0 | 0 | 0 | 0 | 0 | 0 | 0 | 0 | 0 | 0 | 0 | 0 | 0 | 0 | 0
F5_Commercial_Office_New_Food Preparation_Natural Gas_Commercial Food Prep Other_E10 | F5 | Commercial | Office | New | Food Preparation | Natural Gas | Commercial Food Prep Other | E10 | RIM BC Ratio | 0 | 0 | 0 | 0 | 0 | 0 | 0 | 0 | 0 | 0 | 0 | 0 | 0 | 0 | 0 | 0 | 0 | 0 | 0 | 0 | 0 | 0 | 0 | 0 | 0 | 0 | 0
F0_Commercial_Office_New_Miscellaneous_Natural Gas_Pool Heater_E0 | F0 | Commercial | Office | New | Miscellaneous | Natural Gas | Pool Heater | E0 | Economic Unit | Standard (EF .78) | Standard (EF .78) | Standard (EF .78) | Standard (EF .78) | Standard (EF .78) | Standard (EF .78) | Standard (EF .78) | Standard (EF .78) | Standard (EF .78) | Standard (EF .78) | Standard (EF .78) | Standard (EF .78) | Standard (EF .78) | Standard (EF .78) | Standard (EF .78) | Standard (EF .78) | Standard (EF .78) | Standard (EF .78) | Standard (EF .78) | Standard (EF .78) | Standard (EF .78) | Standard (EF .78) | Standard (EF .78) | Standard (EF .78) | Standard (EF .78) | Standard (EF .78) | Standard (EF .78)
F1_Commercial_Office_New_Miscellaneous_Natural Gas_Pool Heater_E1 | F1 | Commercial | Office | New | Miscellaneous | Natural Gas | Pool Heater | E1 | CCE | 0 | 0 | 0 | 0 | 0 | 0 | 0 | 0 | 0 | 0 | 0 | 0 | 0 | 0 | 0 | 0 | 0 | 0 | 0 | 0 | 0 | 0 | 0 | 0 | 0 | 0 | 0
F1_Commercial_Office_New_Miscellaneous_Natural Gas_Pool Heater_E2 | F1 | Commercial | Office | New | Miscellaneous | Natural Gas | Pool Heater | E2 | CCE | 0.01727 | 0.01727 | 0.01727 | 0.01727 | 0.01727 | 0.01727 | 0.01727 | 0.01727 | 0.01727 | 0.01727 | 0.01727 | 0.01727 | 0.01727 | 0.01727 | 0.01727 | 0.01727 | 0.01727 | 0.01727 | 0.01727 | 0.01727 | 0.01727 | 0.01727 | 0.01727 | 0.01727 | 0.01727 | 0.01727 | 0.01727
F1_Commercial_Office_New_Miscellaneous_Natural Gas_Pool Heater_E3 | F1 | Commercial | Office | New | Miscellaneous | Natural Gas | Pool Heater | E3 | CCE | 0 | 0 | 0 | 0 | 0 | 0 | 0 | 0 | 0 | 0 | 0 | 0 | 0 | 0 | 0 | 0 | 0 | 0 | 0 | 0 | 0 | 0 | 0 | 0 | 0 | 0 | 0
F1_Commercial_Office_New_Miscellaneous_Natural Gas_Pool Heater_E4 | F1 | Commercial | Office | New | Miscellaneous | Natural Gas | Pool Heater | E4 | CCE | 0 | 0 | 0 | 0 | 0 | 0 | 0 | 0 | 0 | 0 | 0 | 0 | 0 | 0 | 0 | 0 | 0 | 0 | 0 | 0 | 0 | 0 | 0 | 0 | 0 | 0 | 0
F1_Commercial_Office_New_Miscellaneous_Natural Gas_Pool Heater_E5 | F1 | Commercial | Office | New | Miscellaneous | Natural Gas | Pool Heater | E5 | CCE | 0 | 0 | 0 | 0 | 0 | 0 | 0 | 0 | 0 | 0 | 0 | 0 | 0 | 0 | 0 | 0 | 0 | 0 | 0 | 0 | 0 | 0 | 0 | 0 | 0 | 0 | 0
F1_Commercial_Office_New_Miscellaneous_Natural Gas_Pool Heater_E6 | F1 | Commercial | Office | New | Miscellaneous | Natural Gas | Pool Heater | E6 | CCE | 0 | 0 | 0 | 0 | 0 | 0 | 0 | 0 | 0 | 0 | 0 | 0 | 0 | 0 | 0 | 0 | 0 | 0 | 0 | 0 | 0 | 0 | 0 | 0 | 0 | 0 | 0
F1_Commercial_Office_New_Miscellaneous_Natural Gas_Pool Heater_E7 | F1 | Commercial | Office | New | Miscellaneous | Natural Gas | Pool Heater | E7 | CCE | 0 | 0 | 0 | 0 | 0 | 0 | 0 | 0 | 0 | 0 | 0 | 0 | 0 | 0 | 0 | 0 | 0 | 0 | 0 | 0 | 0 | 0 | 0 | 0 | 0 | 0 | 0
F1_Commercial_Office_New_Miscellaneous_Natural Gas_Pool Heater_E8 | F1 | Commercial | Office | New | Miscellaneous | Natural Gas | Pool Heater | E8 | CCE | 0 | 0 | 0 | 0 | 0 | 0 | 0 | 0 | 0 | 0 | 0 | 0 | 0 | 0 | 0 | 0 | 0 | 0 | 0 | 0 | 0 | 0 | 0 | 0 | 0 | 0 | 0
F1_Commercial_Office_New_Miscellaneous_Natural Gas_Pool Heater_E9 | F1 | Commercial | Office | New | Miscellaneous | Natural Gas | Pool Heater | E9 | CCE | 0 | 0 | 0 | 0 | 0 | 0 | 0 | 0 | 0 | 0 | 0 | 0 | 0 | 0 | 0 | 0 | 0 | 0 | 0 | 0 | 0 | 0 | 0 | 0 | 0 | 0 | 0
F1_Commercial_Office_New_Miscellaneous_Natural Gas_Pool Heater_E10 | F1 | Commercial | Office | New | Miscellaneous | Natural Gas | Pool Heater | E10 | CCE | 0 | 0 | 0 | 0 | 0 | 0 | 0 | 0 | 0 | 0 | 0 | 0 | 0 | 0 | 0 | 0 | 0 | 0 | 0 | 0 | 0 | 0 | 0 | 0 | 0 | 0 | 0
F2_Commercial_Office_New_Miscellaneous_Natural Gas_Pool Heater_E1 | F2 | Commercial | Office | New | Miscellaneous | Natural Gas | Pool Heater | E1 | TRC BC Ratio | bar: 2021 to 2047
F2_Commercial_Office_New_Miscellaneous_Natural Gas_Pool Heater_E2 | F2 | Commercial | Office | New | Miscellaneous | Natural Gas | Pool Heater | E2 | TRC BC Ratio | 0.81519 | 0.79395 | 0.77145 | 0.74865 | 0.74158 | 0.74479 | 0.75444 | 0.76754 | 0.78207 | 0.7969 | 0.8123 | 0.82818 | 0.84505 | 0.86169 | 0.87741 | 0.88939 | 0.89388 | 0.88772 | 0.8685 | 0.83583 | 0.79136 | 0.73728 | 0.68909 | 0.65735 | 0.64275 | 0.6459 | 0.64907
F2_Commercial_Office_New_Miscellaneous_Natural Gas_Pool Heater_E3 | F2 | Commercial | Office | New | Miscellaneous | Natural Gas | Pool Heater | E3 | TRC BC Ratio | 0 | 0 | 0 | 0 | 0 | 0 | 0 | 0 | 0 | 0 | 0 | 0 | 0 | 0 | 0 | 0 | 0 | 0 | 0 | 0 | 0 | 0 | 0 | 0 | 0 | 0 | 0
F2_Commercial_Office_New_Miscellaneous_Natural Gas_Pool Heater_E4 | F2 | Commercial | Office | New | Miscellaneous | Natural Gas | Pool Heater | E4 | TRC BC Ratio | 0 | 0 | 0 | 0 | 0 | 0 | 0 | 0 | 0 | 0 | 0 | 0 | 0 | 0 | 0 | 0 | 0 | 0 | 0 | 0 | 0 | 0 | 0 | 0 | 0 | 0 | 0
F2_Commercial_Office_New_Miscellaneous_Natural Gas_Pool Heater_E5 | F2 | Commercial | Office | New | Miscellaneous | Natural Gas | Pool Heater | E5 | TRC BC Ratio | 0 | 0 | 0 | 0 | 0 | 0 | 0 | 0 | 0 | 0 | 0 | 0 | 0 | 0 | 0 | 0 | 0 | 0 | 0 | 0 | 0 | 0 | 0 | 0 | 0 | 0 | 0
F2_Commercial_Office_New_Miscellaneous_Natural Gas_Pool Heater_E6 | F2 | Commercial | Office | New | Miscellaneous | Natural Gas | Pool Heater | E6 | TRC BC Ratio | 0 | 0 | 0 | 0 | 0 | 0 | 0 | 0 | 0 | 0 | 0 | 0 | 0 | 0 | 0 | 0 | 0 | 0 | 0 | 0 | 0 | 0 | 0 | 0 | 0 | 0 | 0
F2_Commercial_Office_New_Miscellaneous_Natural Gas_Pool Heater_E7 | F2 | Commercial | Office | New | Miscellaneous | Natural Gas | Pool Heater | E7 | TRC BC Ratio | 0 | 0 | 0 | 0 | 0 | 0 | 0 | 0 | 0 | 0 | 0 | 0 | 0 | 0 | 0 | 0 | 0 | 0 | 0 | 0 | 0 | 0 | 0 | 0 | 0 | 0 | 0
F2_Commercial_Office_New_Miscellaneous_Natural Gas_Pool Heater_E8 | F2 | Commercial | Office | New | Miscellaneous | Natural Gas | Pool Heater | E8 | TRC BC Ratio | 0 | 0 | 0 | 0 | 0 | 0 | 0 | 0 | 0 | 0 | 0 | 0 | 0 | 0 | 0 | 0 | 0 | 0 | 0 | 0 | 0 | 0 | 0 | 0 | 0 | 0 | 0
F2_Commercial_Office_New_Miscellaneous_Natural Gas_Pool Heater_E9 | F2 | Commercial | Office | New | Miscellaneous | Natural Gas | Pool Heater | E9 | TRC BC Ratio | 0 | 0 | 0 | 0 | 0 | 0 | 0 | 0 | 0 | 0 | 0 | 0 | 0 | 0 | 0 | 0 | 0 | 0 | 0 | 0 | 0 | 0 | 0 | 0 | 0 | 0 | 0
F2_Commercial_Office_New_Miscellaneous_Natural Gas_Pool Heater_E10 | F2 | Commercial | Office | New | Miscellaneous | Natural Gas | Pool Heater | E10 | TRC BC Ratio | 0 | 0 | 0 | 0 | 0 | 0 | 0 | 0 | 0 | 0 | 0 | 0 | 0 | 0 | 0 | 0 | 0 | 0 | 0 | 0 | 0 | 0 | 0 | 0 | 0 | 0 | 0
F3_Commercial_Office_New_Miscellaneous_Natural Gas_Pool Heater_E1 | F3 | Commercial | Office | New | Miscellaneous | Natural Gas | Pool Heater | E1 | PACT BC Ratio | bar: 2021 to 2047
F3_Commercial_Office_New_Miscellaneous_Natural Gas_Pool Heater_E2 | F3 | Commercial | Office | New | Miscellaneous | Natural Gas | Pool Heater | E2 | PACT BC Ratio | 1.0278 | 1.0011 | 0.9727 | 0.94395 | 0.93503 | 0.93908 | 0.95126 | 0.96777 | 0.98608 | 1.0048 | 1.0242 | 1.0442 | 1.0655 | 1.0865 | 1.1063 | 1.1214 | 1.1271 | 1.1193 | 1.0951 | 1.0539 | 0.99781 | 0.92962 | 0.86885 | 0.82883 | 0.81042 | 0.8144 | 0.81839
F3_Commercial_Office_New_Miscellaneous_Natural Gas_Pool Heater_E3 | F3 | Commercial | Office | New | Miscellaneous | Natural Gas | Pool Heater | E3 | PACT BC Ratio | 0 | 0 | 0 | 0 | 0 | 0 | 0 | 0 | 0 | 0 | 0 | 0 | 0 | 0 | 0 | 0 | 0 | 0 | 0 | 0 | 0 | 0 | 0 | 0 | 0 | 0 | 0
F3_Commercial_Office_New_Miscellaneous_Natural Gas_Pool Heater_E4 | F3 | Commercial | Office | New | Miscellaneous | Natural Gas | Pool Heater | E4 | PACT BC Ratio | 0 | 0 | 0 | 0 | 0 | 0 | 0 | 0 | 0 | 0 | 0 | 0 | 0 | 0 | 0 | 0 | 0 | 0 | 0 | 0 | 0 | 0 | 0 | 0 | 0 | 0 | 0
F3_Commercial_Office_New_Miscellaneous_Natural Gas_Pool Heater_E5 | F3 | Commercial | Office | New | Miscellaneous | Natural Gas | Pool Heater | E5 | PACT BC Ratio | 0 | 0 | 0 | 0 | 0 | 0 | 0 | 0 | 0 | 0 | 0 | 0 | 0 | 0 | 0 | 0 | 0 | 0 | 0 | 0 | 0 | 0 | 0 | 0 | 0 | 0 | 0
F3_Commercial_Office_New_Miscellaneous_Natural Gas_Pool Heater_E6 | F3 | Commercial | Office | New | Miscellaneous | Natural Gas | Pool Heater | E6 | PACT BC Ratio | 0 | 0 | 0 | 0 | 0 | 0 | 0 | 0 | 0 | 0 | 0 | 0 | 0 | 0 | 0 | 0 | 0 | 0 | 0 | 0 | 0 | 0 | 0 | 0 | 0 | 0 | 0
F3_Commercial_Office_New_Miscellaneous_Natural Gas_Pool Heater_E7 | F3 | Commercial | Office | New | Miscellaneous | Natural Gas | Pool Heater | E7 | PACT BC Ratio | 0 | 0 | 0 | 0 | 0 | 0 | 0 | 0 | 0 | 0 | 0 | 0 | 0 | 0 | 0 | 0 | 0 | 0 | 0 | 0 | 0 | 0 | 0 | 0 | 0 | 0 | 0
F3_Commercial_Office_New_Miscellaneous_Natural Gas_Pool Heater_E8 | F3 | Commercial | Office | New | Miscellaneous | Natural Gas | Pool Heater | E8 | PACT BC Ratio | 0 | 0 | 0 | 0 | 0 | 0 | 0 | 0 | 0 | 0 | 0 | 0 | 0 | 0 | 0 | 0 | 0 | 0 | 0 | 0 | 0 | 0 | 0 | 0 | 0 | 0 | 0
F3_Commercial_Office_New_Miscellaneous_Natural Gas_Pool Heater_E9 | F3 | Commercial | Office | New | Miscellaneous | Natural Gas | Pool Heater | E9 | PACT BC Ratio | 0 | 0 | 0 | 0 | 0 | 0 | 0 | 0 | 0 | 0 | 0 | 0 | 0 | 0 | 0 | 0 | 0 | 0 | 0 | 0 | 0 | 0 | 0 | 0 | 0 | 0 | 0
F3_Commercial_Office_New_Miscellaneous_Natural Gas_Pool Heater_E10 | F3 | Commercial | Office | New | Miscellaneous | Natural Gas | Pool Heater | E10 | PACT BC Ratio | 0 | 0 | 0 | 0 | 0 | 0 | 0 | 0 | 0 | 0 | 0 | 0 | 0 | 0 | 0 | 0 | 0 | 0 | 0 | 0 | 0 | 0 | 0 | 0 | 0 | 0 | 0
F4_Commercial_Office_New_Miscellaneous_Natural Gas_Pool Heater_E1 | F4 | Commercial | Office | New | Miscellaneous | Natural Gas | Pool Heater | E1 | RVT BC Ratio | bar: 2021 to 2047
F4_Commercial_Office_New_Miscellaneous_Natural Gas_Pool Heater_E2 | F4 | Commercial | Office | New | Miscellaneous | Natural Gas | Pool Heater | E2 | RVT BC Ratio | 0.7 | 0.7 | 0.7 | 0.7 | 0.7 | 0.7 | 0.7 | 0.7 | 0.7 | 0.7 | 0.7 | 0.7 | 0.7 | 0.7 | 0.7 | 0.7 | 0.7 | 0.7 | 0.7 | 0.7 | 0.7 | 0.7 | 0.7 | 0.7 | 0.7 | 0.7 | 0.7
F4_Commercial_Office_New_Miscellaneous_Natural Gas_Pool Heater_E3 | F4 | Commercial | Office | New | Miscellaneous | Natural Gas | Pool Heater | E3 | RVT BC Ratio | 0 | 0 | 0 | 0 | 0 | 0 | 0 | 0 | 0 | 0 | 0 | 0 | 0 | 0 | 0 | 0 | 0 | 0 | 0 | 0 | 0 | 0 | 0 | 0 | 0 | 0 | 0
F4_Commercial_Office_New_Miscellaneous_Natural Gas_Pool Heater_E4 | F4 | Commercial | Office | New | Miscellaneous | Natural Gas | Pool Heater | E4 | RVT BC Ratio | 0 | 0 | 0 | 0 | 0 | 0 | 0 | 0 | 0 | 0 | 0 | 0 | 0 | 0 | 0 | 0 | 0 | 0 | 0 | 0 | 0 | 0 | 0 | 0 | 0 | 0 | 0
F4_Commercial_Office_New_Miscellaneous_Natural Gas_Pool Heater_E5 | F4 | Commercial | Office | New | Miscellaneous | Natural Gas | Pool Heater | E5 | RVT BC Ratio | 0 | 0 | 0 | 0 | 0 | 0 | 0 | 0 | 0 | 0 | 0 | 0 | 0 | 0 | 0 | 0 | 0 | 0 | 0 | 0 | 0 | 0 | 0 | 0 | 0 | 0 | 0
F4_Commercial_Office_New_Miscellaneous_Natural Gas_Pool Heater_E6 | F4 | Commercial | Office | New | Miscellaneous | Natural Gas | Pool Heater | E6 | RVT BC Ratio | 0 | 0 | 0 | 0 | 0 | 0 | 0 | 0 | 0 | 0 | 0 | 0 | 0 | 0 | 0 | 0 | 0 | 0 | 0 | 0 | 0 | 0 | 0 | 0 | 0 | 0 | 0
F4_Commercial_Office_New_Miscellaneous_Natural Gas_Pool Heater_E7 | F4 | Commercial | Office | New | Miscellaneous | Natural Gas | Pool Heater | E7 | RVT BC Ratio | 0 | 0 | 0 | 0 | 0 | 0 | 0 | 0 | 0 | 0 | 0 | 0 | 0 | 0 | 0 | 0 | 0 | 0 | 0 | 0 | 0 | 0 | 0 | 0 | 0 | 0 | 0
F4_Commercial_Office_New_Miscellaneous_Natural Gas_Pool Heater_E8 | F4 | Commercial | Office | New | Miscellaneous | Natural Gas | Pool Heater | E8 | RVT BC Ratio | 0 | 0 | 0 | 0 | 0 | 0 | 0 | 0 | 0 | 0 | 0 | 0 | 0 | 0 | 0 | 0 | 0 | 0 | 0 | 0 | 0 | 0 | 0 | 0 | 0 | 0 | 0
F4_Commercial_Office_New_Miscellaneous_Natural Gas_Pool Heater_E9 | F4 | Commercial | Office | New | Miscellaneous | Natural Gas | Pool Heater | E9 | RVT BC Ratio | 0 | 0 | 0 | 0 | 0 | 0 | 0 | 0 | 0 | 0 | 0 | 0 | 0 | 0 | 0 | 0 | 0 | 0 | 0 | 0 | 0 | 0 | 0 | 0 | 0 | 0 | 0
F4_Commercial_Office_New_Miscellaneous_Natural Gas_Pool Heater_E10 | F4 | Commercial | Office | New | Miscellaneous | Natural Gas | Pool Heater | E10 | RVT BC Ratio | 0 | 0 | 0 | 0 | 0 | 0 | 0 | 0 | 0 | 0 | 0 | 0 | 0 | 0 | 0 | 0 | 0 | 0 | 0 | 0 | 0 | 0 | 0 | 0 | 0 | 0 | 0
F5_Commercial_Office_New_Miscellaneous_Natural Gas_Pool Heater_E1 | F5 | Commercial | Office | New | Miscellaneous | Natural Gas | Pool Heater | E1 | RIM BC Ratio | bar: 2021 to 2047
F5_Commercial_Office_New_Miscellaneous_Natural Gas_Pool Heater_E2 | F5 | Commercial | Office | New | Miscellaneous | Natural Gas | Pool Heater | E2 | RIM BC Ratio | 1.0278 | 1.0011 | 0.9727 | 0.94395 | 0.93503 | 0.93908 | 0.95126 | 0.96777 | 0.98608 | 1.0048 | 1.0242 | 1.0442 | 1.0655 | 1.0865 | 1.1063 | 1.1214 | 1.1271 | 1.1193 | 1.0951 | 1.0539 | 0.99781 | 0.92962 | 0.86885 | 0.82883 | 0.81042 | 0.8144 | 0.81839
F5_Commercial_Office_New_Miscellaneous_Natural Gas_Pool Heater_E3 | F5 | Commercial | Office | New | Miscellaneous | Natural Gas | Pool Heater | E3 | RIM BC Ratio | 0 | 0 | 0 | 0 | 0 | 0 | 0 | 0 | 0 | 0 | 0 | 0 | 0 | 0 | 0 | 0 | 0 | 0 | 0 | 0 | 0 | 0 | 0 | 0 | 0 | 0 | 0
F5_Commercial_Office_New_Miscellaneous_Natural Gas_Pool Heater_E4 | F5 | Commercial | Office | New | Miscellaneous | Natural Gas | Pool Heater | E4 | RIM BC Ratio | 0 | 0 | 0 | 0 | 0 | 0 | 0 | 0 | 0 | 0 | 0 | 0 | 0 | 0 | 0 | 0 | 0 | 0 | 0 | 0 | 0 | 0 | 0 | 0 | 0 | 0 | 0
F5_Commercial_Office_New_Miscellaneous_Natural Gas_Pool Heater_E5 | F5 | Commercial | Office | New | Miscellaneous | Natural Gas | Pool Heater | E5 | RIM BC Ratio | 0 | 0 | 0 | 0 | 0 | 0 | 0 | 0 | 0 | 0 | 0 | 0 | 0 | 0 | 0 | 0 | 0 | 0 | 0 | 0 | 0 | 0 | 0 | 0 | 0 | 0 | 0
F5_Commercial_Office_New_Miscellaneous_Natural Gas_Pool Heater_E6 | F5 | Commercial | Office | New | Miscellaneous | Natural Gas | Pool Heater | E6 | RIM BC Ratio | 0 | 0 | 0 | 0 | 0 | 0 | 0 | 0 | 0 | 0 | 0 | 0 | 0 | 0 | 0 | 0 | 0 | 0 | 0 | 0 | 0 | 0 | 0 | 0 | 0 | 0 | 0
F5_Commercial_Office_New_Miscellaneous_Natural Gas_Pool Heater_E7 | F5 | Commercial | Office | New | Miscellaneous | Natural Gas | Pool Heater | E7 | RIM BC Ratio | 0 | 0 | 0 | 0 | 0 | 0 | 0 | 0 | 0 | 0 | 0 | 0 | 0 | 0 | 0 | 0 | 0 | 0 | 0 | 0 | 0 | 0 | 0 | 0 | 0 | 0 | 0
F5_Commercial_Office_New_Miscellaneous_Natural Gas_Pool Heater_E8 | F5 | Commercial | Office | New | Miscellaneous | Natural Gas | Pool Heater | E8 | RIM BC Ratio | 0 | 0 | 0 | 0 | 0 | 0 | 0 | 0 | 0 | 0 | 0 | 0 | 0 | 0 | 0 | 0 | 0 | 0 | 0 | 0 | 0 | 0 | 0 | 0 | 0 | 0 | 0
F5_Commercial_Office_New_Miscellaneous_Natural Gas_Pool Heater_E9 | F5 | Commercial | Office | New | Miscellaneous | Natural Gas | Pool Heater | E9 | RIM BC Ratio | 0 | 0 | 0 | 0 | 0 | 0 | 0 | 0 | 0 | 0 | 0 | 0 | 0 | 0 | 0 | 0 | 0 | 0 | 0 | 0 | 0 | 0 | 0 | 0 | 0 | 0 | 0
F5_Commercial_Office_New_Miscellaneous_Natural Gas_Pool Heater_E10 | F5 | Commercial | Office | New | Miscellaneous | Natural Gas | Pool Heater | E10 | RIM BC Ratio | 0 | 0 | 0 | 0 | 0 | 0 | 0 | 0 | 0 | 0 | 0 | 0 | 0 | 0 | 0 | 0 | 0 | 0 | 0 | 0 | 0 | 0 | 0 | 0 | 0 | 0 | 0
F0_Commercial_Office_New_Miscellaneous_Natural Gas_Miscellaneous_E0 | F0 | Commercial | Office | New | Miscellaneous | Natural Gas | Miscellaneous | E0 | Economic Unit | Miscellaneous | Miscellaneous | Miscellaneous | Miscellaneous | Miscellaneous | Miscellaneous | Miscellaneous | Miscellaneous | Miscellaneous | Miscellaneous | Miscellaneous | Miscellaneous | Miscellaneous | Miscellaneous | Miscellaneous | Miscellaneous | Miscellaneous | Miscellaneous | Miscellaneous | Miscellaneous | Miscellaneous | Miscellaneous | Miscellaneous | Miscellaneous | Miscellaneous | Miscellaneous | Miscellaneous
F1_Commercial_Office_New_Miscellaneous_Natural Gas_Miscellaneous_E1 | F1 | Commercial | Office | New | Miscellaneous | Natural Gas | Miscellaneous | E1 | CCE | 0 | 0 | 0 | 0 | 0 | 0 | 0 | 0 | 0 | 0 | 0 | 0 | 0 | 0 | 0 | 0 | 0 | 0 | 0 | 0 | 0 | 0 | 0 | 0 | 0 | 0 | 0
F1_Commercial_Office_New_Miscellaneous_Natural Gas_Miscellaneous_E2 | F1 | Commercial | Office | New | Miscellaneous | Natural Gas | Miscellaneous | E2 | CCE | 0 | 0 | 0 | 0 | 0 | 0 | 0 | 0 | 0 | 0 | 0 | 0 | 0 | 0 | 0 | 0 | 0 | 0 | 0 | 0 | 0 | 0 | 0 | 0 | 0 | 0 | 0
F1_Commercial_Office_New_Miscellaneous_Natural Gas_Miscellaneous_E3 | F1 | Commercial | Office | New | Miscellaneous | Natural Gas | Miscellaneous | E3 | CCE | 0 | 0 | 0 | 0 | 0 | 0 | 0 | 0 | 0 | 0 | 0 | 0 | 0 | 0 | 0 | 0 | 0 | 0 | 0 | 0 | 0 | 0 | 0 | 0 | 0 | 0 | 0
F1_Commercial_Office_New_Miscellaneous_Natural Gas_Miscellaneous_E4 | F1 | Commercial | Office | New | Miscellaneous | Natural Gas | Miscellaneous | E4 | CCE | 0 | 0 | 0 | 0 | 0 | 0 | 0 | 0 | 0 | 0 | 0 | 0 | 0 | 0 | 0 | 0 | 0 | 0 | 0 | 0 | 0 | 0 | 0 | 0 | 0 | 0 | 0
F1_Commercial_Office_New_Miscellaneous_Natural Gas_Miscellaneous_E5 | F1 | Commercial | Office | New | Miscellaneous | Natural Gas | Miscellaneous | E5 | CCE | 0 | 0 | 0 | 0 | 0 | 0 | 0 | 0 | 0 | 0 | 0 | 0 | 0 | 0 | 0 | 0 | 0 | 0 | 0 | 0 | 0 | 0 | 0 | 0 | 0 | 0 | 0
F1_Commercial_Office_New_Miscellaneous_Natural Gas_Miscellaneous_E6 | F1 | Commercial | Office | New | Miscellaneous | Natural Gas | Miscellaneous | E6 | CCE | 0 | 0 | 0 | 0 | 0 | 0 | 0 | 0 | 0 | 0 | 0 | 0 | 0 | 0 | 0 | 0 | 0 | 0 | 0 | 0 | 0 | 0 | 0 | 0 | 0 | 0 | 0
F1_Commercial_Office_New_Miscellaneous_Natural Gas_Miscellaneous_E7 | F1 | Commercial | Office | New | Miscellaneous | Natural Gas | Miscellaneous | E7 | CCE | 0 | 0 | 0 | 0 | 0 | 0 | 0 | 0 | 0 | 0 | 0 | 0 | 0 | 0 | 0 | 0 | 0 | 0 | 0 | 0 | 0 | 0 | 0 | 0 | 0 | 0 | 0
F1_Commercial_Office_New_Miscellaneous_Natural Gas_Miscellaneous_E8 | F1 | Commercial | Office | New | Miscellaneous | Natural Gas | Miscellaneous | E8 | CCE | 0 | 0 | 0 | 0 | 0 | 0 | 0 | 0 | 0 | 0 | 0 | 0 | 0 | 0 | 0 | 0 | 0 | 0 | 0 | 0 | 0 | 0 | 0 | 0 | 0 | 0 | 0
F1_Commercial_Office_New_Miscellaneous_Natural Gas_Miscellaneous_E9 | F1 | Commercial | Office | New | Miscellaneous | Natural Gas | Miscellaneous | E9 | CCE | 0 | 0 | 0 | 0 | 0 | 0 | 0 | 0 | 0 | 0 | 0 | 0 | 0 | 0 | 0 | 0 | 0 | 0 | 0 | 0 | 0 | 0 | 0 | 0 | 0 | 0 | 0
F1_Commercial_Office_New_Miscellaneous_Natural Gas_Miscellaneous_E10 | F1 | Commercial | Office | New | Miscellaneous | Natural Gas | Miscellaneous | E10 | CCE | 0 | 0 | 0 | 0 | 0 | 0 | 0 | 0 | 0 | 0 | 0 | 0 | 0 | 0 | 0 | 0 | 0 | 0 | 0 | 0 | 0 | 0 | 0 | 0 | 0 | 0 | 0
F2_Commercial_Office_New_Miscellaneous_Natural Gas_Miscellaneous_E1 | F2 | Commercial | Office | New | Miscellaneous | Natural Gas | Miscellaneous | E1 | TRC BC Ratio | bar: 2021 to 2047
F2_Commercial_Office_New_Miscellaneous_Natural Gas_Miscellaneous_E2 | F2 | Commercial | Office | New | Miscellaneous | Natural Gas | Miscellaneous | E2 | TRC BC Ratio | 0 | 0 | 0 | 0 | 0 | 0 | 0 | 0 | 0 | 0 | 0 | 0 | 0 | 0 | 0 | 0 | 0 | 0 | 0 | 0 | 0 | 0 | 0 | 0 | 0 | 0 | 0
F2_Commercial_Office_New_Miscellaneous_Natural Gas_Miscellaneous_E3 | F2 | Commercial | Office | New | Miscellaneous | Natural Gas | Miscellaneous | E3 | TRC BC Ratio | 0 | 0 | 0 | 0 | 0 | 0 | 0 | 0 | 0 | 0 | 0 | 0 | 0 | 0 | 0 | 0 | 0 | 0 | 0 | 0 | 0 | 0 | 0 | 0 | 0 | 0 | 0
F2_Commercial_Office_New_Miscellaneous_Natural Gas_Miscellaneous_E4 | F2 | Commercial | Office | New | Miscellaneous | Natural Gas | Miscellaneous | E4 | TRC BC Ratio | 0 | 0 | 0 | 0 | 0 | 0 | 0 | 0 | 0 | 0 | 0 | 0 | 0 | 0 | 0 | 0 | 0 | 0 | 0 | 0 | 0 | 0 | 0 | 0 | 0 | 0 | 0
F2_Commercial_Office_New_Miscellaneous_Natural Gas_Miscellaneous_E5 | F2 | Commercial | Office | New | Miscellaneous | Natural Gas | Miscellaneous | E5 | TRC BC Ratio | 0 | 0 | 0 | 0 | 0 | 0 | 0 | 0 | 0 | 0 | 0 | 0 | 0 | 0 | 0 | 0 | 0 | 0 | 0 | 0 | 0 | 0 | 0 | 0 | 0 | 0 | 0
F2_Commercial_Office_New_Miscellaneous_Natural Gas_Miscellaneous_E6 | F2 | Commercial | Office | New | Miscellaneous | Natural Gas | Miscellaneous | E6 | TRC BC Ratio | 0 | 0 | 0 | 0 | 0 | 0 | 0 | 0 | 0 | 0 | 0 | 0 | 0 | 0 | 0 | 0 | 0 | 0 | 0 | 0 | 0 | 0 | 0 | 0 | 0 | 0 | 0
F2_Commercial_Office_New_Miscellaneous_Natural Gas_Miscellaneous_E7 | F2 | Commercial | Office | New | Miscellaneous | Natural Gas | Miscellaneous | E7 | TRC BC Ratio | 0 | 0 | 0 | 0 | 0 | 0 | 0 | 0 | 0 | 0 | 0 | 0 | 0 | 0 | 0 | 0 | 0 | 0 | 0 | 0 | 0 | 0 | 0 | 0 | 0 | 0 | 0
F2_Commercial_Office_New_Miscellaneous_Natural Gas_Miscellaneous_E8 | F2 | Commercial | Office | New | Miscellaneous | Natural Gas | Miscellaneous | E8 | TRC BC Ratio | 0 | 0 | 0 | 0 | 0 | 0 | 0 | 0 | 0 | 0 | 0 | 0 | 0 | 0 | 0 | 0 | 0 | 0 | 0 | 0 | 0 | 0 | 0 | 0 | 0 | 0 | 0
F2_Commercial_Office_New_Miscellaneous_Natural Gas_Miscellaneous_E9 | F2 | Commercial | Office | New | Miscellaneous | Natural Gas | Miscellaneous | E9 | TRC BC Ratio | 0 | 0 | 0 | 0 | 0 | 0 | 0 | 0 | 0 | 0 | 0 | 0 | 0 | 0 | 0 | 0 | 0 | 0 | 0 | 0 | 0 | 0 | 0 | 0 | 0 | 0 | 0
F2_Commercial_Office_New_Miscellaneous_Natural Gas_Miscellaneous_E10 | F2 | Commercial | Office | New | Miscellaneous | Natural Gas | Miscellaneous | E10 | TRC BC Ratio | 0 | 0 | 0 | 0 | 0 | 0 | 0 | 0 | 0 | 0 | 0 | 0 | 0 | 0 | 0 | 0 | 0 | 0 | 0 | 0 | 0 | 0 | 0 | 0 | 0 | 0 | 0
F3_Commercial_Office_New_Miscellaneous_Natural Gas_Miscellaneous_E1 | F3 | Commercial | Office | New | Miscellaneous | Natural Gas | Miscellaneous | E1 | PACT BC Ratio | bar: 2021 to 2047
F3_Commercial_Office_New_Miscellaneous_Natural Gas_Miscellaneous_E2 | F3 | Commercial | Office | New | Miscellaneous | Natural Gas | Miscellaneous | E2 | PACT BC Ratio | 0 | 0 | 0 | 0 | 0 | 0 | 0 | 0 | 0 | 0 | 0 | 0 | 0 | 0 | 0 | 0 | 0 | 0 | 0 | 0 | 0 | 0 | 0 | 0 | 0 | 0 | 0
F3_Commercial_Office_New_Miscellaneous_Natural Gas_Miscellaneous_E3 | F3 | Commercial | Office | New | Miscellaneous | Natural Gas | Miscellaneous | E3 | PACT BC Ratio | 0 | 0 | 0 | 0 | 0 | 0 | 0 | 0 | 0 | 0 | 0 | 0 | 0 | 0 | 0 | 0 | 0 | 0 | 0 | 0 | 0 | 0 | 0 | 0 | 0 | 0 | 0
F3_Commercial_Office_New_Miscellaneous_Natural Gas_Miscellaneous_E4 | F3 | Commercial | Office | New | Miscellaneous | Natural Gas | Miscellaneous | E4 | PACT BC Ratio | 0 | 0 | 0 | 0 | 0 | 0 | 0 | 0 | 0 | 0 | 0 | 0 | 0 | 0 | 0 | 0 | 0 | 0 | 0 | 0 | 0 | 0 | 0 | 0 | 0 | 0 | 0
F3_Commercial_Office_New_Miscellaneous_Natural Gas_Miscellaneous_E5 | F3 | Commercial | Office | New | Miscellaneous | Natural Gas | Miscellaneous | E5 | PACT BC Ratio | 0 | 0 | 0 | 0 | 0 | 0 | 0 | 0 | 0 | 0 | 0 | 0 | 0 | 0 | 0 | 0 | 0 | 0 | 0 | 0 | 0 | 0 | 0 | 0 | 0 | 0 | 0
F3_Commercial_Office_New_Miscellaneous_Natural Gas_Miscellaneous_E6 | F3 | Commercial | Office | New | Miscellaneous | Natural Gas | Miscellaneous | E6 | PACT BC Ratio | 0 | 0 | 0 | 0 | 0 | 0 | 0 | 0 | 0 | 0 | 0 | 0 | 0 | 0 | 0 | 0 | 0 | 0 | 0 | 0 | 0 | 0 | 0 | 0 | 0 | 0 | 0
F3_Commercial_Office_New_Miscellaneous_Natural Gas_Miscellaneous_E7 | F3 | Commercial | Office | New | Miscellaneous | Natural Gas | Miscellaneous | E7 | PACT BC Ratio | 0 | 0 | 0 | 0 | 0 | 0 | 0 | 0 | 0 | 0 | 0 | 0 | 0 | 0 | 0 | 0 | 0 | 0 | 0 | 0 | 0 | 0 | 0 | 0 | 0 | 0 | 0
F3_Commercial_Office_New_Miscellaneous_Natural Gas_Miscellaneous_E8 | F3 | Commercial | Office | New | Miscellaneous | Natural Gas | Miscellaneous | E8 | PACT BC Ratio | 0 | 0 | 0 | 0 | 0 | 0 | 0 | 0 | 0 | 0 | 0 | 0 | 0 | 0 | 0 | 0 | 0 | 0 | 0 | 0 | 0 | 0 | 0 | 0 | 0 | 0 | 0
F3_Commercial_Office_New_Miscellaneous_Natural Gas_Miscellaneous_E9 | F3 | Commercial | Office | New | Miscellaneous | Natural Gas | Miscellaneous | E9 | PACT BC Ratio | 0 | 0 | 0 | 0 | 0 | 0 | 0 | 0 | 0 | 0 | 0 | 0 | 0 | 0 | 0 | 0 | 0 | 0 | 0 | 0 | 0 | 0 | 0 | 0 | 0 | 0 | 0
F3_Commercial_Office_New_Miscellaneous_Natural Gas_Miscellaneous_E10 | F3 | Commercial | Office | New | Miscellaneous | Natural Gas | Miscellaneous | E10 | PACT BC Ratio | 0 | 0 | 0 | 0 | 0 | 0 | 0 | 0 | 0 | 0 | 0 | 0 | 0 | 0 | 0 | 0 | 0 | 0 | 0 | 0 | 0 | 0 | 0 | 0 | 0 | 0 | 0
F4_Commercial_Office_New_Miscellaneous_Natural Gas_Miscellaneous_E1 | F4 | Commercial | Office | New | Miscellaneous | Natural Gas | Miscellaneous | E1 | RVT BC Ratio | bar: 2021 to 2047
F4_Commercial_Office_New_Miscellaneous_Natural Gas_Miscellaneous_E2 | F4 | Commercial | Office | New | Miscellaneous | Natural Gas | Miscellaneous | E2 | RVT BC Ratio | 0 | 0 | 0 | 0 | 0 | 0 | 0 | 0 | 0 | 0 | 0 | 0 | 0 | 0 | 0 | 0 | 0 | 0 | 0 | 0 | 0 | 0 | 0 | 0 | 0 | 0 | 0
F4_Commercial_Office_New_Miscellaneous_Natural Gas_Miscellaneous_E3 | F4 | Commercial | Office | New | Miscellaneous | Natural Gas | Miscellaneous | E3 | RVT BC Ratio | 0 | 0 | 0 | 0 | 0 | 0 | 0 | 0 | 0 | 0 | 0 | 0 | 0 | 0 | 0 | 0 | 0 | 0 | 0 | 0 | 0 | 0 | 0 | 0 | 0 | 0 | 0
F4_Commercial_Office_New_Miscellaneous_Natural Gas_Miscellaneous_E4 | F4 | Commercial | Office | New | Miscellaneous | Natural Gas | Miscellaneous | E4 | RVT BC Ratio | 0 | 0 | 0 | 0 | 0 | 0 | 0 | 0 | 0 | 0 | 0 | 0 | 0 | 0 | 0 | 0 | 0 | 0 | 0 | 0 | 0 | 0 | 0 | 0 | 0 | 0 | 0
F4_Commercial_Office_New_Miscellaneous_Natural Gas_Miscellaneous_E5 | F4 | Commercial | Office | New | Miscellaneous | Natural Gas | Miscellaneous | E5 | RVT BC Ratio | 0 | 0 | 0 | 0 | 0 | 0 | 0 | 0 | 0 | 0 | 0 | 0 | 0 | 0 | 0 | 0 | 0 | 0 | 0 | 0 | 0 | 0 | 0 | 0 | 0 | 0 | 0
F4_Commercial_Office_New_Miscellaneous_Natural Gas_Miscellaneous_E6 | F4 | Commercial | Office | New | Miscellaneous | Natural Gas | Miscellaneous | E6 | RVT BC Ratio | 0 | 0 | 0 | 0 | 0 | 0 | 0 | 0 | 0 | 0 | 0 | 0 | 0 | 0 | 0 | 0 | 0 | 0 | 0 | 0 | 0 | 0 | 0 | 0 | 0 | 0 | 0
F4_Commercial_Office_New_Miscellaneous_Natural Gas_Miscellaneous_E7 | F4 | Commercial | Office | New | Miscellaneous | Natural Gas | Miscellaneous | E7 | RVT BC Ratio | 0 | 0 | 0 | 0 | 0 | 0 | 0 | 0 | 0 | 0 | 0 | 0 | 0 | 0 | 0 | 0 | 0 | 0 | 0 | 0 | 0 | 0 | 0 | 0 | 0 | 0 | 0
F4_Commercial_Office_New_Miscellaneous_Natural Gas_Miscellaneous_E8 | F4 | Commercial | Office | New | Miscellaneous | Natural Gas | Miscellaneous | E8 | RVT BC Ratio | 0 | 0 | 0 | 0 | 0 | 0 | 0 | 0 | 0 | 0 | 0 | 0 | 0 | 0 | 0 | 0 | 0 | 0 | 0 | 0 | 0 | 0 | 0 | 0 | 0 | 0 | 0
F4_Commercial_Office_New_Miscellaneous_Natural Gas_Miscellaneous_E9 | F4 | Commercial | Office | New | Miscellaneous | Natural Gas | Miscellaneous | E9 | RVT BC Ratio | 0 | 0 | 0 | 0 | 0 | 0 | 0 | 0 | 0 | 0 | 0 | 0 | 0 | 0 | 0 | 0 | 0 | 0 | 0 | 0 | 0 | 0 | 0 | 0 | 0 | 0 | 0
F4_Commercial_Office_New_Miscellaneous_Natural Gas_Miscellaneous_E10 | F4 | Commercial | Office | New | Miscellaneous | Natural Gas | Miscellaneous | E10 | RVT BC Ratio | 0 | 0 | 0 | 0 | 0 | 0 | 0 | 0 | 0 | 0 | 0 | 0 | 0 | 0 | 0 | 0 | 0 | 0 | 0 | 0 | 0 | 0 | 0 | 0 | 0 | 0 | 0
F5_Commercial_Office_New_Miscellaneous_Natural Gas_Miscellaneous_E1 | F5 | Commercial | Office | New | Miscellaneous | Natural Gas | Miscellaneous | E1 | RIM BC Ratio | bar: 2021 to 2047
F5_Commercial_Office_New_Miscellaneous_Natural Gas_Miscellaneous_E2 | F5 | Commercial | Office | New | Miscellaneous | Natural Gas | Miscellaneous | E2 | RIM BC Ratio | 0 | 0 | 0 | 0 | 0 | 0 | 0 | 0 | 0 | 0 | 0 | 0 | 0 | 0 | 0 | 0 | 0 | 0 | 0 | 0 | 0 | 0 | 0 | 0 | 0 | 0 | 0
F5_Commercial_Office_New_Miscellaneous_Natural Gas_Miscellaneous_E3 | F5 | Commercial | Office | New | Miscellaneous | Natural Gas | Miscellaneous | E3 | RIM BC Ratio | 0 | 0 | 0 | 0 | 0 | 0 | 0 | 0 | 0 | 0 | 0 | 0 | 0 | 0 | 0 | 0 | 0 | 0 | 0 | 0 | 0 | 0 | 0 | 0 | 0 | 0 | 0
F5_Commercial_Office_New_Miscellaneous_Natural Gas_Miscellaneous_E4 | F5 | Commercial | Office | New | Miscellaneous | Natural Gas | Miscellaneous | E4 | RIM BC Ratio | 0 | 0 | 0 | 0 | 0 | 0 | 0 | 0 | 0 | 0 | 0 | 0 | 0 | 0 | 0 | 0 | 0 | 0 | 0 | 0 | 0 | 0 | 0 | 0 | 0 | 0 | 0
F5_Commercial_Office_New_Miscellaneous_Natural Gas_Miscellaneous_E5 | F5 | Commercial | Office | New | Miscellaneous | Natural Gas | Miscellaneous | E5 | RIM BC Ratio | 0 | 0 | 0 | 0 | 0 | 0 | 0 | 0 | 0 | 0 | 0 | 0 | 0 | 0 | 0 | 0 | 0 | 0 | 0 | 0 | 0 | 0 | 0 | 0 | 0 | 0 | 0
F5_Commercial_Office_New_Miscellaneous_Natural Gas_Miscellaneous_E6 | F5 | Commercial | Office | New | Miscellaneous | Natural Gas | Miscellaneous | E6 | RIM BC Ratio | 0 | 0 | 0 | 0 | 0 | 0 | 0 | 0 | 0 | 0 | 0 | 0 | 0 | 0 | 0 | 0 | 0 | 0 | 0 | 0 | 0 | 0 | 0 | 0 | 0 | 0 | 0
F5_Commercial_Office_New_Miscellaneous_Natural Gas_Miscellaneous_E7 | F5 | Commercial | Office | New | Miscellaneous | Natural Gas | Miscellaneous | E7 | RIM BC Ratio | 0 | 0 | 0 | 0 | 0 | 0 | 0 | 0 | 0 | 0 | 0 | 0 | 0 | 0 | 0 | 0 | 0 | 0 | 0 | 0 | 0 | 0 | 0 | 0 | 0 | 0 | 0
F5_Commercial_Office_New_Miscellaneous_Natural Gas_Miscellaneous_E8 | F5 | Commercial | Office | New | Miscellaneous | Natural Gas | Miscellaneous | E8 | RIM BC Ratio | 0 | 0 | 0 | 0 | 0 | 0 | 0 | 0 | 0 | 0 | 0 | 0 | 0 | 0 | 0 | 0 | 0 | 0 | 0 | 0 | 0 | 0 | 0 | 0 | 0 | 0 | 0
F5_Commercial_Office_New_Miscellaneous_Natural Gas_Miscellaneous_E9 | F5 | Commercial | Office | New | Miscellaneous | Natural Gas | Miscellaneous | E9 | RIM BC Ratio | 0 | 0 | 0 | 0 | 0 | 0 | 0 | 0 | 0 | 0 | 0 | 0 | 0 | 0 | 0 | 0 | 0 | 0 | 0 | 0 | 0 | 0 | 0 | 0 | 0 | 0 | 0
F5_Commercial_Office_New_Miscellaneous_Natural Gas_Miscellaneous_E10 | F5 | Commercial | Office | New | Miscellaneous | Natural Gas | Miscellaneous | E10 | RIM BC Ratio | 0 | 0 | 0 | 0 | 0 | 0 | 0 | 0 | 0 | 0 | 0 | 0 | 0 | 0 | 0 | 0 | 0 | 0 | 0 | 0 | 0 | 0 | 0 | 0 | 0 | 0 | 0
F0_Commercial_Restaurant_Existing_Space Heating_Natural Gas_Furnace_E0 | F0 | Commercial | Restaurant | Existing | Space Heating | Natural Gas | Furnace | E0 | Economic Unit | AFUE 96% | AFUE 96% | AFUE 96% | AFUE 96% | AFUE 96% | AFUE 96% | AFUE 96% | AFUE 96% | AFUE 96% | AFUE 96% | AFUE 96% | AFUE 96% | AFUE 96% | AFUE 96% | AFUE 96% | AFUE 96% | AFUE 96% | AFUE 96% | AFUE 96% | AFUE 96% | AFUE 96% | AFUE 96% | AFUE 96% | AFUE 96% | AFUE 96% | AFUE 96% | AFUE 96%
F1_Commercial_Restaurant_Existing_Space Heating_Natural Gas_Furnace_E1 | F1 | Commercial | Restaurant | Existing | Space Heating | Natural Gas | Furnace | E1 | CCE | 0 | 0 | 0 | 0 | 0 | 0 | 0 | 0 | 0 | 0 | 0 | 0 | 0 | 0 | 0 | 0 | 0 | 0 | 0 | 0 | 0 | 0 | 0 | 0 | 0 | 0 | 0
F1_Commercial_Restaurant_Existing_Space Heating_Natural Gas_Furnace_E2 | F1 | Commercial | Restaurant | Existing | Space Heating | Natural Gas | Furnace | E2 | CCE | 0.0023349 | 0.0021704 | 0.0021788 | 0 | 0 | 0 | 0 | 0 | 0 | 0 | 0 | 0 | 0 | 0 | 0 | 0 | 0 | 0 | 0 | 0 | 0 | 0 | 0 | 0 | 0 | 0 | 0
F1_Commercial_Restaurant_Existing_Space Heating_Natural Gas_Furnace_E3 | F1 | Commercial | Restaurant | Existing | Space Heating | Natural Gas | Furnace | E3 | CCE | 0.0031132 | 0.0028938 | 0.0029051 | 0.0043576 | 0.0043576 | 0.0043576 | 0.0043576 | 0.0043576 | 0.0043576 | 0.0043576 | 0.0043576 | 0.0043576 | 0.0043576 | 0.0043576 | 0.0043576 | 0.0043576 | 0.0043576 | 0.0043576 | 0.0043576 | 0.0043576 | 0.0043576 | 0.0043576 | 0.0043576 | 0.0043576 | 0.0043576 | 0.0043576 | 0.0043576
F1_Commercial_Restaurant_Existing_Space Heating_Natural Gas_Furnace_E4 | F1 | Commercial | Restaurant | Existing | Space Heating | Natural Gas | Furnace | E4 | CCE | 0 | 0 | 0 | 0 | 0 | 0 | 0 | 0 | 0 | 0 | 0 | 0 | 0 | 0 | 0 | 0 | 0 | 0 | 0 | 0 | 0 | 0 | 0 | 0 | 0 | 0 | 0
F1_Commercial_Restaurant_Existing_Space Heating_Natural Gas_Furnace_E5 | F1 | Commercial | Restaurant | Existing | Space Heating | Natural Gas | Furnace | E5 | CCE | 0 | 0 | 0 | 0 | 0 | 0 | 0 | 0 | 0 | 0 | 0 | 0 | 0 | 0 | 0 | 0 | 0 | 0 | 0 | 0 | 0 | 0 | 0 | 0 | 0 | 0 | 0
F1_Commercial_Restaurant_Existing_Space Heating_Natural Gas_Furnace_E6 | F1 | Commercial | Restaurant | Existing | Space Heating | Natural Gas | Furnace | E6 | CCE | 0 | 0 | 0 | 0 | 0 | 0 | 0 | 0 | 0 | 0 | 0 | 0 | 0 | 0 | 0 | 0 | 0 | 0 | 0 | 0 | 0 | 0 | 0 | 0 | 0 | 0 | 0
F1_Commercial_Restaurant_Existing_Space Heating_Natural Gas_Furnace_E7 | F1 | Commercial | Restaurant | Existing | Space Heating | Natural Gas | Furnace | E7 | CCE | 0 | 0 | 0 | 0 | 0 | 0 | 0 | 0 | 0 | 0 | 0 | 0 | 0 | 0 | 0 | 0 | 0 | 0 | 0 | 0 | 0 | 0 | 0 | 0 | 0 | 0 | 0
F1_Commercial_Restaurant_Existing_Space Heating_Natural Gas_Furnace_E8 | F1 | Commercial | Restaurant | Existing | Space Heating | Natural Gas | Furnace | E8 | CCE | 0 | 0 | 0 | 0 | 0 | 0 | 0 | 0 | 0 | 0 | 0 | 0 | 0 | 0 | 0 | 0 | 0 | 0 | 0 | 0 | 0 | 0 | 0 | 0 | 0 | 0 | 0
F1_Commercial_Restaurant_Existing_Space Heating_Natural Gas_Furnace_E9 | F1 | Commercial | Restaurant | Existing | Space Heating | Natural Gas | Furnace | E9 | CCE | 0 | 0 | 0 | 0 | 0 | 0 | 0 | 0 | 0 | 0 | 0 | 0 | 0 | 0 | 0 | 0 | 0 | 0 | 0 | 0 | 0 | 0 | 0 | 0 | 0 | 0 | 0
F1_Commercial_Restaurant_Existing_Space Heating_Natural Gas_Furnace_E10 | F1 | Commercial | Restaurant | Existing | Space Heating | Natural Gas | Furnace | E10 | CCE | 0 | 0 | 0 | 0 | 0 | 0 | 0 | 0 | 0 | 0 | 0 | 0 | 0 | 0 | 0 | 0 | 0 | 0 | 0 | 0 | 0 | 0 | 0 | 0 | 0 | 0 | 0
F2_Commercial_Restaurant_Existing_Space Heating_Natural Gas_Furnace_E1 | F2 | Commercial | Restaurant | Existing | Space Heating | Natural Gas | Furnace | E1 | TRC BC Ratio | 1 | 1 | 1 | 0 | 0 | 0 | 0 | 0 | 0 | 0 | 0 | 0 | 0 | 0 | 0 | 0 | 0 | 0 | 0 | 0 | 0 | 0 | 0 | 0 | 0 | 0 | 0
F2_Commercial_Restaurant_Existing_Space Heating_Natural Gas_Furnace_E2 | F2 | Commercial | Restaurant | Existing | Space Heating | Natural Gas | Furnace | E2 | TRC BC Ratio | 6.6516 | 6.6125 | 6.5202 | 1 | 1 | 1 | 1 | 1 | 1 | 1 | 1 | 1 | 1 | 1 | 1 | 1 | 1 | 1 | 1 | 1 | 1 | 1 | 1 | 1 | 1 | 1 | 1
F2_Commercial_Restaurant_Existing_Space Heating_Natural Gas_Furnace_E3 | F2 | Commercial | Restaurant | Existing | Space Heating | Natural Gas | Furnace | E3 | TRC BC Ratio | 4.9887 | 4.9593 | 4.8902 | 3.2103 | 3.1965 | 3.1945 | 3.2008 | 3.2094 | 3.216 | 3.2193 | 3.219 | 3.2148 | 3.2055 | 3.1886 | 3.1643 | 3.1338 | 3.0946 | 3.0483 | 2.9931 | 2.9272 | 2.8488 | 2.7597 | 2.6861 | 2.6399 | 2.6225 | 2.6354 | 2.6483
F2_Commercial_Restaurant_Existing_Space Heating_Natural Gas_Furnace_E4 | F2 | Commercial | Restaurant | Existing | Space Heating | Natural Gas | Furnace | E4 | TRC BC Ratio | 0 | 0 | 0 | 0 | 0 | 0 | 0 | 0 | 0 | 0 | 0 | 0 | 0 | 0 | 0 | 0 | 0 | 0 | 0 | 0 | 0 | 0 | 0 | 0 | 0 | 0 | 0
F2_Commercial_Restaurant_Existing_Space Heating_Natural Gas_Furnace_E5 | F2 | Commercial | Restaurant | Existing | Space Heating | Natural Gas | Furnace | E5 | TRC BC Ratio | 0 | 0 | 0 | 0 | 0 | 0 | 0 | 0 | 0 | 0 | 0 | 0 | 0 | 0 | 0 | 0 | 0 | 0 | 0 | 0 | 0 | 0 | 0 | 0 | 0 | 0 | 0
F2_Commercial_Restaurant_Existing_Space Heating_Natural Gas_Furnace_E6 | F2 | Commercial | Restaurant | Existing | Space Heating | Natural Gas | Furnace | E6 | TRC BC Ratio | 0 | 0 | 0 | 0 | 0 | 0 | 0 | 0 | 0 | 0 | 0 | 0 | 0 | 0 | 0 | 0 | 0 | 0 | 0 | 0 | 0 | 0 | 0 | 0 | 0 | 0 | 0
F2_Commercial_Restaurant_Existing_Space Heating_Natural Gas_Furnace_E7 | F2 | Commercial | Restaurant | Existing | Space Heating | Natural Gas | Furnace | E7 | TRC BC Ratio | 0 | 0 | 0 | 0 | 0 | 0 | 0 | 0 | 0 | 0 | 0 | 0 | 0 | 0 | 0 | 0 | 0 | 0 | 0 | 0 | 0 | 0 | 0 | 0 | 0 | 0 | 0
F2_Commercial_Restaurant_Existing_Space Heating_Natural Gas_Furnace_E8 | F2 | Commercial | Restaurant | Existing | Space Heating | Natural Gas | Furnace | E8 | TRC BC Ratio | 0 | 0 | 0 | 0 | 0 | 0 | 0 | 0 | 0 | 0 | 0 | 0 | 0 | 0 | 0 | 0 | 0 | 0 | 0 | 0 | 0 | 0 | 0 | 0 | 0 | 0 | 0
F2_Commercial_Restaurant_Existing_Space Heating_Natural Gas_Furnace_E9 | F2 | Commercial | Restaurant | Existing | Space Heating | Natural Gas | Furnace | E9 | TRC BC Ratio | 0 | 0 | 0 | 0 | 0 | 0 | 0 | 0 | 0 | 0 | 0 | 0 | 0 | 0 | 0 | 0 | 0 | 0 | 0 | 0 | 0 | 0 | 0 | 0 | 0 | 0 | 0
F2_Commercial_Restaurant_Existing_Space Heating_Natural Gas_Furnace_E10 | F2 | Commercial | Restaurant | Existing | Space Heating | Natural Gas | Furnace | E10 | TRC BC Ratio | 0 | 0 | 0 | 0 | 0 | 0 | 0 | 0 | 0 | 0 | 0 | 0 | 0 | 0 | 0 | 0 | 0 | 0 | 0 | 0 | 0 | 0 | 0 | 0 | 0 | 0 | 0
F3_Commercial_Restaurant_Existing_Space Heating_Natural Gas_Furnace_E1 | F3 | Commercial | Restaurant | Existing | Space Heating | Natural Gas | Furnace | E1 | PACT BC Ratio | 1 | 1 | 1 | 0 | 0 | 0 | 0 | 0 | 0 | 0 | 0 | 0 | 0 | 0 | 0 | 0 | 0 | 0 | 0 | 0 | 0 | 0 | 0 | 0 | 0 | 0 | 0
F3_Commercial_Restaurant_Existing_Space Heating_Natural Gas_Furnace_E2 | F3 | Commercial | Restaurant | Existing | Space Heating | Natural Gas | Furnace | E2 | PACT BC Ratio | 8.7521 | 8.7006 | 8.5793 | 1 | 1 | 1 | 1 | 1 | 1 | 1 | 1 | 1 | 1 | 1 | 1 | 1 | 1 | 1 | 1 | 1 | 1 | 1 | 1 | 1 | 1 | 1 | 1
F3_Commercial_Restaurant_Existing_Space Heating_Natural Gas_Furnace_E3 | F3 | Commercial | Restaurant | Existing | Space Heating | Natural Gas | Furnace | E3 | PACT BC Ratio | 6.564 | 6.5255 | 6.4345 | 4.2241 | 4.206 | 4.2033 | 4.2116 | 4.2229 | 4.2316 | 4.2359 | 4.2355 | 4.2299 | 4.2177 | 4.1955 | 4.1635 | 4.1235 | 4.0718 | 4.0109 | 3.9382 | 3.8516 | 3.7484 | 3.6312 | 3.5344 | 3.4736 | 3.4507 | 3.4676 | 3.4846
F3_Commercial_Restaurant_Existing_Space Heating_Natural Gas_Furnace_E4 | F3 | Commercial | Restaurant | Existing | Space Heating | Natural Gas | Furnace | E4 | PACT BC Ratio | 0 | 0 | 0 | 0 | 0 | 0 | 0 | 0 | 0 | 0 | 0 | 0 | 0 | 0 | 0 | 0 | 0 | 0 | 0 | 0 | 0 | 0 | 0 | 0 | 0 | 0 | 0
F3_Commercial_Restaurant_Existing_Space Heating_Natural Gas_Furnace_E5 | F3 | Commercial | Restaurant | Existing | Space Heating | Natural Gas | Furnace | E5 | PACT BC Ratio | 0 | 0 | 0 | 0 | 0 | 0 | 0 | 0 | 0 | 0 | 0 | 0 | 0 | 0 | 0 | 0 | 0 | 0 | 0 | 0 | 0 | 0 | 0 | 0 | 0 | 0 | 0
F3_Commercial_Restaurant_Existing_Space Heating_Natural Gas_Furnace_E6 | F3 | Commercial | Restaurant | Existing | Space Heating | Natural Gas | Furnace | E6 | PACT BC Ratio | 0 | 0 | 0 | 0 | 0 | 0 | 0 | 0 | 0 | 0 | 0 | 0 | 0 | 0 | 0 | 0 | 0 | 0 | 0 | 0 | 0 | 0 | 0 | 0 | 0 | 0 | 0
F3_Commercial_Restaurant_Existing_Space Heating_Natural Gas_Furnace_E7 | F3 | Commercial | Restaurant | Existing | Space Heating | Natural Gas | Furnace | E7 | PACT BC Ratio | 0 | 0 | 0 | 0 | 0 | 0 | 0 | 0 | 0 | 0 | 0 | 0 | 0 | 0 | 0 | 0 | 0 | 0 | 0 | 0 | 0 | 0 | 0 | 0 | 0 | 0 | 0
F3_Commercial_Restaurant_Existing_Space Heating_Natural Gas_Furnace_E8 | F3 | Commercial | Restaurant | Existing | Space Heating | Natural Gas | Furnace | E8 | PACT BC Ratio | 0 | 0 | 0 | 0 | 0 | 0 | 0 | 0 | 0 | 0 | 0 | 0 | 0 | 0 | 0 | 0 | 0 | 0 | 0 | 0 | 0 | 0 | 0 | 0 | 0 | 0 | 0
F3_Commercial_Restaurant_Existing_Space Heating_Natural Gas_Furnace_E9 | F3 | Commercial | Restaurant | Existing | Space Heating | Natural Gas | Furnace | E9 | PACT BC Ratio | 0 | 0 | 0 | 0 | 0 | 0 | 0 | 0 | 0 | 0 | 0 | 0 | 0 | 0 | 0 | 0 | 0 | 0 | 0 | 0 | 0 | 0 | 0 | 0 | 0 | 0 | 0
F3_Commercial_Restaurant_Existing_Space Heating_Natural Gas_Furnace_E10 | F3 | Commercial | Restaurant | Existing | Space Heating | Natural Gas | Furnace | E10 | PACT BC Ratio | 0 | 0 | 0 | 0 | 0 | 0 | 0 | 0 | 0 | 0 | 0 | 0 | 0 | 0 | 0 | 0 | 0 | 0 | 0 | 0 | 0 | 0 | 0 | 0 | 0 | 0 | 0
F4_Commercial_Restaurant_Existing_Space Heating_Natural Gas_Furnace_E1 | F4 | Commercial | Restaurant | Existing | Space Heating | Natural Gas | Furnace | E1 | RVT BC Ratio | 1 | 1 | 1 | 0 | 0 | 0 | 0 | 0 | 0 | 0 | 0 | 0 | 0 | 0 | 0 | 0 | 0 | 0 | 0 | 0 | 0 | 0 | 0 | 0 | 0 | 0 | 0
F4_Commercial_Restaurant_Existing_Space Heating_Natural Gas_Furnace_E2 | F4 | Commercial | Restaurant | Existing | Space Heating | Natural Gas | Furnace | E2 | RVT BC Ratio | 0.7 | 0.7 | 0.7 | 1 | 1 | 1 | 1 | 1 | 1 | 1 | 1 | 1 | 1 | 1 | 1 | 1 | 1 | 1 | 1 | 1 | 1 | 1 | 1 | 1 | 1 | 1 | 1
F4_Commercial_Restaurant_Existing_Space Heating_Natural Gas_Furnace_E3 | F4 | Commercial | Restaurant | Existing | Space Heating | Natural Gas | Furnace | E3 | RVT BC Ratio | 0.7 | 0.7 | 0.7 | 0.7 | 0.7 | 0.7 | 0.7 | 0.7 | 0.7 | 0.7 | 0.7 | 0.7 | 0.7 | 0.7 | 0.7 | 0.7 | 0.7 | 0.7 | 0.7 | 0.7 | 0.7 | 0.7 | 0.7 | 0.7 | 0.7 | 0.7 | 0.7
F4_Commercial_Restaurant_Existing_Space Heating_Natural Gas_Furnace_E4 | F4 | Commercial | Restaurant | Existing | Space Heating | Natural Gas | Furnace | E4 | RVT BC Ratio | 0 | 0 | 0 | 0 | 0 | 0 | 0 | 0 | 0 | 0 | 0 | 0 | 0 | 0 | 0 | 0 | 0 | 0 | 0 | 0 | 0 | 0 | 0 | 0 | 0 | 0 | 0
F4_Commercial_Restaurant_Existing_Space Heating_Natural Gas_Furnace_E5 | F4 | Commercial | Restaurant | Existing | Space Heating | Natural Gas | Furnace | E5 | RVT BC Ratio | 0 | 0 | 0 | 0 | 0 | 0 | 0 | 0 | 0 | 0 | 0 | 0 | 0 | 0 | 0 | 0 | 0 | 0 | 0 | 0 | 0 | 0 | 0 | 0 | 0 | 0 | 0
F4_Commercial_Restaurant_Existing_Space Heating_Natural Gas_Furnace_E6 | F4 | Commercial | Restaurant | Existing | Space Heating | Natural Gas | Furnace | E6 | RVT BC Ratio | 0 | 0 | 0 | 0 | 0 | 0 | 0 | 0 | 0 | 0 | 0 | 0 | 0 | 0 | 0 | 0 | 0 | 0 | 0 | 0 | 0 | 0 | 0 | 0 | 0 | 0 | 0
F4_Commercial_Restaurant_Existing_Space Heating_Natural Gas_Furnace_E7 | F4 | Commercial | Restaurant | Existing | Space Heating | Natural Gas | Furnace | E7 | RVT BC Ratio | 0 | 0 | 0 | 0 | 0 | 0 | 0 | 0 | 0 | 0 | 0 | 0 | 0 | 0 | 0 | 0 | 0 | 0 | 0 | 0 | 0 | 0 | 0 | 0 | 0 | 0 | 0
F4_Commercial_Restaurant_Existing_Space Heating_Natural Gas_Furnace_E8 | F4 | Commercial | Restaurant | Existing | Space Heating | Natural Gas | Furnace | E8 | RVT BC Ratio | 0 | 0 | 0 | 0 | 0 | 0 | 0 | 0 | 0 | 0 | 0 | 0 | 0 | 0 | 0 | 0 | 0 | 0 | 0 | 0 | 0 | 0 | 0 | 0 | 0 | 0 | 0
F4_Commercial_Restaurant_Existing_Space Heating_Natural Gas_Furnace_E9 | F4 | Commercial | Restaurant | Existing | Space Heating | Natural Gas | Furnace | E9 | RVT BC Ratio | 0 | 0 | 0 | 0 | 0 | 0 | 0 | 0 | 0 | 0 | 0 | 0 | 0 | 0 | 0 | 0 | 0 | 0 | 0 | 0 | 0 | 0 | 0 | 0 | 0 | 0 | 0
F4_Commercial_Restaurant_Existing_Space Heating_Natural Gas_Furnace_E10 | F4 | Commercial | Restaurant | Existing | Space Heating | Natural Gas | Furnace | E10 | RVT BC Ratio | 0 | 0 | 0 | 0 | 0 | 0 | 0 | 0 | 0 | 0 | 0 | 0 | 0 | 0 | 0 | 0 | 0 | 0 | 0 | 0 | 0 | 0 | 0 | 0 | 0 | 0 | 0
F5_Commercial_Restaurant_Existing_Space Heating_Natural Gas_Furnace_E1 | F5 | Commercial | Restaurant | Existing | Space Heating | Natural Gas | Furnace | E1 | RIM BC Ratio | 1 | 1 | 1 | 0 | 0 | 0 | 0 | 0 | 0 | 0 | 0 | 0 | 0 | 0 | 0 | 0 | 0 | 0 | 0 | 0 | 0 | 0 | 0 | 0 | 0 | 0 | 0
F5_Commercial_Restaurant_Existing_Space Heating_Natural Gas_Furnace_E2 | F5 | Commercial | Restaurant | Existing | Space Heating | Natural Gas | Furnace | E2 | RIM BC Ratio | 8.7521 | 8.7006 | 8.5793 | 1 | 1 | 1 | 1 | 1 | 1 | 1 | 1 | 1 | 1 | 1 | 1 | 1 | 1 | 1 | 1 | 1 | 1 | 1 | 1 | 1 | 1 | 1 | 1
F5_Commercial_Restaurant_Existing_Space Heating_Natural Gas_Furnace_E3 | F5 | Commercial | Restaurant | Existing | Space Heating | Natural Gas | Furnace | E3 | RIM BC Ratio | 6.564 | 6.5255 | 6.4345 | 4.2241 | 4.206 | 4.2033 | 4.2116 | 4.2229 | 4.2316 | 4.2359 | 4.2355 | 4.2299 | 4.2177 | 4.1955 | 4.1635 | 4.1235 | 4.0718 | 4.0109 | 3.9382 | 3.8516 | 3.7484 | 3.6312 | 3.5344 | 3.4736 | 3.4507 | 3.4676 | 3.4846
F5_Commercial_Restaurant_Existing_Space Heating_Natural Gas_Furnace_E4 | F5 | Commercial | Restaurant | Existing | Space Heating | Natural Gas | Furnace | E4 | RIM BC Ratio | 0 | 0 | 0 | 0 | 0 | 0 | 0 | 0 | 0 | 0 | 0 | 0 | 0 | 0 | 0 | 0 | 0 | 0 | 0 | 0 | 0 | 0 | 0 | 0 | 0 | 0 | 0
F5_Commercial_Restaurant_Existing_Space Heating_Natural Gas_Furnace_E5 | F5 | Commercial | Restaurant | Existing | Space Heating | Natural Gas | Furnace | E5 | RIM BC Ratio | 0 | 0 | 0 | 0 | 0 | 0 | 0 | 0 | 0 | 0 | 0 | 0 | 0 | 0 | 0 | 0 | 0 | 0 | 0 | 0 | 0 | 0 | 0 | 0 | 0 | 0 | 0
F5_Commercial_Restaurant_Existing_Space Heating_Natural Gas_Furnace_E6 | F5 | Commercial | Restaurant | Existing | Space Heating | Natural Gas | Furnace | E6 | RIM BC Ratio | 0 | 0 | 0 | 0 | 0 | 0 | 0 | 0 | 0 | 0 | 0 | 0 | 0 | 0 | 0 | 0 | 0 | 0 | 0 | 0 | 0 | 0 | 0 | 0 | 0 | 0 | 0
F5_Commercial_Restaurant_Existing_Space Heating_Natural Gas_Furnace_E7 | F5 | Commercial | Restaurant | Existing | Space Heating | Natural Gas | Furnace | E7 | RIM BC Ratio | 0 | 0 | 0 | 0 | 0 | 0 | 0 | 0 | 0 | 0 | 0 | 0 | 0 | 0 | 0 | 0 | 0 | 0 | 0 | 0 | 0 | 0 | 0 | 0 | 0 | 0 | 0
F5_Commercial_Restaurant_Existing_Space Heating_Natural Gas_Furnace_E8 | F5 | Commercial | Restaurant | Existing | Space Heating | Natural Gas | Furnace | E8 | RIM BC Ratio | 0 | 0 | 0 | 0 | 0 | 0 | 0 | 0 | 0 | 0 | 0 | 0 | 0 | 0 | 0 | 0 | 0 | 0 | 0 | 0 | 0 | 0 | 0 | 0 | 0 | 0 | 0
F5_Commercial_Restaurant_Existing_Space Heating_Natural Gas_Furnace_E9 | F5 | Commercial | Restaurant | Existing | Space Heating | Natural Gas | Furnace | E9 | RIM BC Ratio | 0 | 0 | 0 | 0 | 0 | 0 | 0 | 0 | 0 | 0 | 0 | 0 | 0 | 0 | 0 | 0 | 0 | 0 | 0 | 0 | 0 | 0 | 0 | 0 | 0 | 0 | 0
F5_Commercial_Restaurant_Existing_Space Heating_Natural Gas_Furnace_E10 | F5 | Commercial | Restaurant | Existing | Space Heating | Natural Gas | Furnace | E10 | RIM BC Ratio | 0 | 0 | 0 | 0 | 0 | 0 | 0 | 0 | 0 | 0 | 0 | 0 | 0 | 0 | 0 | 0 | 0 | 0 | 0 | 0 | 0 | 0 | 0 | 0 | 0 | 0 | 0
F0_Commercial_Restaurant_Existing_Space Heating_Natural Gas_Boiler_E0 | F0 | Commercial | Restaurant | Existing | Space Heating | Natural Gas | Boiler | E0 | Economic Unit | AFUE 97% | AFUE 97% | AFUE 97% | AFUE 97% | AFUE 97% | AFUE 97% | AFUE 97% | AFUE 97% | AFUE 97% | AFUE 97% | AFUE 97% | AFUE 97% | AFUE 97% | AFUE 97% | AFUE 97% | AFUE 97% | AFUE 97% | AFUE 97% | AFUE 97% | AFUE 97% | AFUE 97% | AFUE 97% | AFUE 97% | AFUE 97% | AFUE 97% | AFUE 97% | AFUE 97%
F1_Commercial_Restaurant_Existing_Space Heating_Natural Gas_Boiler_E1 | F1 | Commercial | Restaurant | Existing | Space Heating | Natural Gas | Boiler | E1 | CCE | 0 | 0 | 0 | 0 | 0 | 0 | 0 | 0 | 0 | 0 | 0 | 0 | 0 | 0 | 0 | 0 | 0 | 0 | 0 | 0 | 0 | 0 | 0 | 0 | 0 | 0 | 0
F1_Commercial_Restaurant_Existing_Space Heating_Natural Gas_Boiler_E2 | F1 | Commercial | Restaurant | Existing | Space Heating | Natural Gas | Boiler | E2 | CCE | 0.0048671 | 0.0045241 | 0.0045417 | 0.0045417 | 0.0045417 | 0.0045417 | 0.0045417 | 0.0045417 | 0.0045417 | 0.0045417 | 0.0045417 | 0.0045417 | 0.0045417 | 0.0045417 | 0.0045417 | 0.0045417 | 0.0045417 | 0.0045417 | 0.0045417 | 0.0045417 | 0.0045417 | 0.0045417 | 0.0045417 | 0.0045417 | 0.0045417 | 0.0045417 | 0.0045417
F1_Commercial_Restaurant_Existing_Space Heating_Natural Gas_Boiler_E3 | F1 | Commercial | Restaurant | Existing | Space Heating | Natural Gas | Boiler | E3 | CCE | 0.0049144 | 0.0045681 | 0.0045859 | 0.0045859 | 0.0045859 | 0.0045859 | 0.0045859 | 0.0045859 | 0.0045859 | 0.0045859 | 0.0045859 | 0.0045859 | 0.0045859 | 0.0045859 | 0.0045859 | 0.0045859 | 0.0045859 | 0.0045859 | 0.0045859 | 0.0045859 | 0.0045859 | 0.0045859 | 0.0045859 | 0.0045859 | 0.0045859 | 0.0045859 | 0.0045859
F1_Commercial_Restaurant_Existing_Space Heating_Natural Gas_Boiler_E4 | F1 | Commercial | Restaurant | Existing | Space Heating | Natural Gas | Boiler | E4 | CCE | 0.020737 | 0.019276 | 0.019351 | 0.019351 | 0.019351 | 0.019351 | 0.019351 | 0.019351 | 0.019351 | 0.019351 | 0.019351 | 0.019351 | 0.019351 | 0.019351 | 0.019351 | 0.019351 | 0.019351 | 0.019351 | 0.019351 | 0.019351 | 0.019351 | 0.019351 | 0.019351 | 0.019351 | 0.019351 | 0.019351 | 0.019351
F1_Commercial_Restaurant_Existing_Space Heating_Natural Gas_Boiler_E5 | F1 | Commercial | Restaurant | Existing | Space Heating | Natural Gas | Boiler | E5 | CCE | 0 | 0 | 0 | 0 | 0 | 0 | 0 | 0 | 0 | 0 | 0 | 0 | 0 | 0 | 0 | 0 | 0 | 0 | 0 | 0 | 0 | 0 | 0 | 0 | 0 | 0 | 0
F1_Commercial_Restaurant_Existing_Space Heating_Natural Gas_Boiler_E6 | F1 | Commercial | Restaurant | Existing | Space Heating | Natural Gas | Boiler | E6 | CCE | 0 | 0 | 0 | 0 | 0 | 0 | 0 | 0 | 0 | 0 | 0 | 0 | 0 | 0 | 0 | 0 | 0 | 0 | 0 | 0 | 0 | 0 | 0 | 0 | 0 | 0 | 0
F1_Commercial_Restaurant_Existing_Space Heating_Natural Gas_Boiler_E7 | F1 | Commercial | Restaurant | Existing | Space Heating | Natural Gas | Boiler | E7 | CCE | 0 | 0 | 0 | 0 | 0 | 0 | 0 | 0 | 0 | 0 | 0 | 0 | 0 | 0 | 0 | 0 | 0 | 0 | 0 | 0 | 0 | 0 | 0 | 0 | 0 | 0 | 0
F1_Commercial_Restaurant_Existing_Space Heating_Natural Gas_Boiler_E8 | F1 | Commercial | Restaurant | Existing | Space Heating | Natural Gas | Boiler | E8 | CCE | 0 | 0 | 0 | 0 | 0 | 0 | 0 | 0 | 0 | 0 | 0 | 0 | 0 | 0 | 0 | 0 | 0 | 0 | 0 | 0 | 0 | 0 | 0 | 0 | 0 | 0 | 0
F1_Commercial_Restaurant_Existing_Space Heating_Natural Gas_Boiler_E9 | F1 | Commercial | Restaurant | Existing | Space Heating | Natural Gas | Boiler | E9 | CCE | 0 | 0 | 0 | 0 | 0 | 0 | 0 | 0 | 0 | 0 | 0 | 0 | 0 | 0 | 0 | 0 | 0 | 0 | 0 | 0 | 0 | 0 | 0 | 0 | 0 | 0 | 0
F1_Commercial_Restaurant_Existing_Space Heating_Natural Gas_Boiler_E10 | F1 | Commercial | Restaurant | Existing | Space Heating | Natural Gas | Boiler | E10 | CCE | 0 | 0 | 0 | 0 | 0 | 0 | 0 | 0 | 0 | 0 | 0 | 0 | 0 | 0 | 0 | 0 | 0 | 0 | 0 | 0 | 0 | 0 | 0 | 0 | 0 | 0 | 0
F2_Commercial_Restaurant_Existing_Space Heating_Natural Gas_Boiler_E1 | F2 | Commercial | Restaurant | Existing | Space Heating | Natural Gas | Boiler | E1 | TRC BC Ratio | bar: 2021 to 2047
F2_Commercial_Restaurant_Existing_Space Heating_Natural Gas_Boiler_E2 | F2 | Commercial | Restaurant | Existing | Space Heating | Natural Gas | Boiler | E2 | TRC BC Ratio | 3.1996 | 3.1777 | 3.1302 | 3.0787 | 3.0611 | 3.0558 | 3.0601 | 3.0678 | 3.0744 | 3.0779 | 3.0781 | 3.0746 | 3.0664 | 3.0512 | 3.0291 | 3.0013 | 2.9654 | 2.9229 | 2.8721 | 2.8115 | 2.7392 | 2.6571 | 2.5893 | 2.5469 | 2.5312 | 2.5436 | 2.5561
F2_Commercial_Restaurant_Existing_Space Heating_Natural Gas_Boiler_E3 | F2 | Commercial | Restaurant | Existing | Space Heating | Natural Gas | Boiler | E3 | TRC BC Ratio | 3.1688 | 3.1471 | 3.1 | 3.0491 | 3.0316 | 3.0264 | 3.0306 | 3.0383 | 3.0448 | 3.0482 | 3.0484 | 3.045 | 3.0369 | 3.0218 | 2.9999 | 2.9724 | 2.9368 | 2.8947 | 2.8445 | 2.7844 | 2.7129 | 2.6315 | 2.5643 | 2.5224 | 2.5068 | 2.5191 | 2.5315
F2_Commercial_Restaurant_Existing_Space Heating_Natural Gas_Boiler_E4 | F2 | Commercial | Restaurant | Existing | Space Heating | Natural Gas | Boiler | E4 | TRC BC Ratio | 0.76361 | 0.75699 | 0.74487 | 0.7308 | 0.72088 | 0.71258 | 0.70587 | 0.70005 | 0.6946 | 0.68944 | 0.68479 | 0.68089 | 0.67789 | 0.67527 | 0.67264 | 0.6697 | 0.66557 | 0.66049 | 0.65421 | 0.64649 | 0.63707 | 0.62622 | 0.61747 | 0.61244 | 0.61132 | 0.61432 | 0.61733
F2_Commercial_Restaurant_Existing_Space Heating_Natural Gas_Boiler_E5 | F2 | Commercial | Restaurant | Existing | Space Heating | Natural Gas | Boiler | E5 | TRC BC Ratio | 0 | 0 | 0 | 0 | 0 | 0 | 0 | 0 | 0 | 0 | 0 | 0 | 0 | 0 | 0 | 0 | 0 | 0 | 0 | 0 | 0 | 0 | 0 | 0 | 0 | 0 | 0
F2_Commercial_Restaurant_Existing_Space Heating_Natural Gas_Boiler_E6 | F2 | Commercial | Restaurant | Existing | Space Heating | Natural Gas | Boiler | E6 | TRC BC Ratio | 0 | 0 | 0 | 0 | 0 | 0 | 0 | 0 | 0 | 0 | 0 | 0 | 0 | 0 | 0 | 0 | 0 | 0 | 0 | 0 | 0 | 0 | 0 | 0 | 0 | 0 | 0
F2_Commercial_Restaurant_Existing_Space Heating_Natural Gas_Boiler_E7 | F2 | Commercial | Restaurant | Existing | Space Heating | Natural Gas | Boiler | E7 | TRC BC Ratio | 0 | 0 | 0 | 0 | 0 | 0 | 0 | 0 | 0 | 0 | 0 | 0 | 0 | 0 | 0 | 0 | 0 | 0 | 0 | 0 | 0 | 0 | 0 | 0 | 0 | 0 | 0
F2_Commercial_Restaurant_Existing_Space Heating_Natural Gas_Boiler_E8 | F2 | Commercial | Restaurant | Existing | Space Heating | Natural Gas | Boiler | E8 | TRC BC Ratio | 0 | 0 | 0 | 0 | 0 | 0 | 0 | 0 | 0 | 0 | 0 | 0 | 0 | 0 | 0 | 0 | 0 | 0 | 0 | 0 | 0 | 0 | 0 | 0 | 0 | 0 | 0
F2_Commercial_Restaurant_Existing_Space Heating_Natural Gas_Boiler_E9 | F2 | Commercial | Restaurant | Existing | Space Heating | Natural Gas | Boiler | E9 | TRC BC Ratio | 0 | 0 | 0 | 0 | 0 | 0 | 0 | 0 | 0 | 0 | 0 | 0 | 0 | 0 | 0 | 0 | 0 | 0 | 0 | 0 | 0 | 0 | 0 | 0 | 0 | 0 | 0
F2_Commercial_Restaurant_Existing_Space Heating_Natural Gas_Boiler_E10 | F2 | Commercial | Restaurant | Existing | Space Heating | Natural Gas | Boiler | E10 | TRC BC Ratio | 0 | 0 | 0 | 0 | 0 | 0 | 0 | 0 | 0 | 0 | 0 | 0 | 0 | 0 | 0 | 0 | 0 | 0 | 0 | 0 | 0 | 0 | 0 | 0 | 0 | 0 | 0
F3_Commercial_Restaurant_Existing_Space Heating_Natural Gas_Boiler_E1 | F3 | Commercial | Restaurant | Existing | Space Heating | Natural Gas | Boiler | E1 | PACT BC Ratio | bar: 2021 to 2047
F3_Commercial_Restaurant_Existing_Space Heating_Natural Gas_Boiler_E2 | F3 | Commercial | Restaurant | Existing | Space Heating | Natural Gas | Boiler | E2 | PACT BC Ratio | 4.21 | 4.1812 | 4.1187 | 4.0509 | 4.0278 | 4.0208 | 4.0265 | 4.0366 | 4.0453 | 4.0499 | 4.0501 | 4.0455 | 4.0347 | 4.0148 | 3.9857 | 3.9491 | 3.9018 | 3.8459 | 3.7791 | 3.6993 | 3.6043 | 3.4961 | 3.4069 | 3.3512 | 3.3306 | 3.3469 | 3.3633
F3_Commercial_Restaurant_Existing_Space Heating_Natural Gas_Boiler_E3 | F3 | Commercial | Restaurant | Existing | Space Heating | Natural Gas | Boiler | E3 | PACT BC Ratio | 4.1695 | 4.141 | 4.079 | 4.0119 | 3.989 | 3.9821 | 3.9877 | 3.9977 | 4.0063 | 4.0109 | 4.0111 | 4.0065 | 3.9959 | 3.9761 | 3.9473 | 3.9111 | 3.8643 | 3.8088 | 3.7427 | 3.6637 | 3.5695 | 3.4625 | 3.3741 | 3.3189 | 3.2985 | 3.3147 | 3.3309
F3_Commercial_Restaurant_Existing_Space Heating_Natural Gas_Boiler_E4 | F3 | Commercial | Restaurant | Existing | Space Heating | Natural Gas | Boiler | E4 | PACT BC Ratio | 1.0048 | 0.99604 | 0.98009 | 0.96158 | 0.94853 | 0.9376 | 0.92878 | 0.92112 | 0.91395 | 0.90716 | 0.90104 | 0.89591 | 0.89197 | 0.88852 | 0.88505 | 0.88119 | 0.87576 | 0.86907 | 0.86081 | 0.85065 | 0.83826 | 0.82397 | 0.81245 | 0.80584 | 0.80437 | 0.80831 | 0.81227
F3_Commercial_Restaurant_Existing_Space Heating_Natural Gas_Boiler_E5 | F3 | Commercial | Restaurant | Existing | Space Heating | Natural Gas | Boiler | E5 | PACT BC Ratio | 0 | 0 | 0 | 0 | 0 | 0 | 0 | 0 | 0 | 0 | 0 | 0 | 0 | 0 | 0 | 0 | 0 | 0 | 0 | 0 | 0 | 0 | 0 | 0 | 0 | 0 | 0
F3_Commercial_Restaurant_Existing_Space Heating_Natural Gas_Boiler_E6 | F3 | Commercial | Restaurant | Existing | Space Heating | Natural Gas | Boiler | E6 | PACT BC Ratio | 0 | 0 | 0 | 0 | 0 | 0 | 0 | 0 | 0 | 0 | 0 | 0 | 0 | 0 | 0 | 0 | 0 | 0 | 0 | 0 | 0 | 0 | 0 | 0 | 0 | 0 | 0
F3_Commercial_Restaurant_Existing_Space Heating_Natural Gas_Boiler_E7 | F3 | Commercial | Restaurant | Existing | Space Heating | Natural Gas | Boiler | E7 | PACT BC Ratio | 0 | 0 | 0 | 0 | 0 | 0 | 0 | 0 | 0 | 0 | 0 | 0 | 0 | 0 | 0 | 0 | 0 | 0 | 0 | 0 | 0 | 0 | 0 | 0 | 0 | 0 | 0
F3_Commercial_Restaurant_Existing_Space Heating_Natural Gas_Boiler_E8 | F3 | Commercial | Restaurant | Existing | Space Heating | Natural Gas | Boiler | E8 | PACT BC Ratio | 0 | 0 | 0 | 0 | 0 | 0 | 0 | 0 | 0 | 0 | 0 | 0 | 0 | 0 | 0 | 0 | 0 | 0 | 0 | 0 | 0 | 0 | 0 | 0 | 0 | 0 | 0
F3_Commercial_Restaurant_Existing_Space Heating_Natural Gas_Boiler_E9 | F3 | Commercial | Restaurant | Existing | Space Heating | Natural Gas | Boiler | E9 | PACT BC Ratio | 0 | 0 | 0 | 0 | 0 | 0 | 0 | 0 | 0 | 0 | 0 | 0 | 0 | 0 | 0 | 0 | 0 | 0 | 0 | 0 | 0 | 0 | 0 | 0 | 0 | 0 | 0
F3_Commercial_Restaurant_Existing_Space Heating_Natural Gas_Boiler_E10 | F3 | Commercial | Restaurant | Existing | Space Heating | Natural Gas | Boiler | E10 | PACT BC Ratio | 0 | 0 | 0 | 0 | 0 | 0 | 0 | 0 | 0 | 0 | 0 | 0 | 0 | 0 | 0 | 0 | 0 | 0 | 0 | 0 | 0 | 0 | 0 | 0 | 0 | 0 | 0
F4_Commercial_Restaurant_Existing_Space Heating_Natural Gas_Boiler_E1 | F4 | Commercial | Restaurant | Existing | Space Heating | Natural Gas | Boiler | E1 | RVT BC Ratio | bar: 2021 to 2047
F4_Commercial_Restaurant_Existing_Space Heating_Natural Gas_Boiler_E2 | F4 | Commercial | Restaurant | Existing | Space Heating | Natural Gas | Boiler | E2 | RVT BC Ratio | 0.7 | 0.7 | 0.7 | 0.7 | 0.7 | 0.7 | 0.7 | 0.7 | 0.7 | 0.7 | 0.7 | 0.7 | 0.7 | 0.7 | 0.7 | 0.7 | 0.7 | 0.7 | 0.7 | 0.7 | 0.7 | 0.7 | 0.7 | 0.7 | 0.7 | 0.7 | 0.7
F4_Commercial_Restaurant_Existing_Space Heating_Natural Gas_Boiler_E3 | F4 | Commercial | Restaurant | Existing | Space Heating | Natural Gas | Boiler | E3 | RVT BC Ratio | 0.7 | 0.7 | 0.7 | 0.7 | 0.7 | 0.7 | 0.7 | 0.7 | 0.7 | 0.7 | 0.7 | 0.7 | 0.7 | 0.7 | 0.7 | 0.7 | 0.7 | 0.7 | 0.7 | 0.7 | 0.7 | 0.7 | 0.7 | 0.7 | 0.7 | 0.7 | 0.7
F4_Commercial_Restaurant_Existing_Space Heating_Natural Gas_Boiler_E4 | F4 | Commercial | Restaurant | Existing | Space Heating | Natural Gas | Boiler | E4 | RVT BC Ratio | 0.7 | 0.7 | 0.7 | 0.7 | 0.7 | 0.7 | 0.7 | 0.7 | 0.7 | 0.7 | 0.7 | 0.7 | 0.7 | 0.7 | 0.7 | 0.7 | 0.7 | 0.7 | 0.7 | 0.7 | 0.7 | 0.7 | 0.7 | 0.7 | 0.7 | 0.7 | 0.7
F4_Commercial_Restaurant_Existing_Space Heating_Natural Gas_Boiler_E5 | F4 | Commercial | Restaurant | Existing | Space Heating | Natural Gas | Boiler | E5 | RVT BC Ratio | 0 | 0 | 0 | 0 | 0 | 0 | 0 | 0 | 0 | 0 | 0 | 0 | 0 | 0 | 0 | 0 | 0 | 0 | 0 | 0 | 0 | 0 | 0 | 0 | 0 | 0 | 0
F4_Commercial_Restaurant_Existing_Space Heating_Natural Gas_Boiler_E6 | F4 | Commercial | Restaurant | Existing | Space Heating | Natural Gas | Boiler | E6 | RVT BC Ratio | 0 | 0 | 0 | 0 | 0 | 0 | 0 | 0 | 0 | 0 | 0 | 0 | 0 | 0 | 0 | 0 | 0 | 0 | 0 | 0 | 0 | 0 | 0 | 0 | 0 | 0 | 0
F4_Commercial_Restaurant_Existing_Space Heating_Natural Gas_Boiler_E7 | F4 | Commercial | Restaurant | Existing | Space Heating | Natural Gas | Boiler | E7 | RVT BC Ratio | 0 | 0 | 0 | 0 | 0 | 0 | 0 | 0 | 0 | 0 | 0 | 0 | 0 | 0 | 0 | 0 | 0 | 0 | 0 | 0 | 0 | 0 | 0 | 0 | 0 | 0 | 0
F4_Commercial_Restaurant_Existing_Space Heating_Natural Gas_Boiler_E8 | F4 | Commercial | Restaurant | Existing | Space Heating | Natural Gas | Boiler | E8 | RVT BC Ratio | 0 | 0 | 0 | 0 | 0 | 0 | 0 | 0 | 0 | 0 | 0 | 0 | 0 | 0 | 0 | 0 | 0 | 0 | 0 | 0 | 0 | 0 | 0 | 0 | 0 | 0 | 0
F4_Commercial_Restaurant_Existing_Space Heating_Natural Gas_Boiler_E9 | F4 | Commercial | Restaurant | Existing | Space Heating | Natural Gas | Boiler | E9 | RVT BC Ratio | 0 | 0 | 0 | 0 | 0 | 0 | 0 | 0 | 0 | 0 | 0 | 0 | 0 | 0 | 0 | 0 | 0 | 0 | 0 | 0 | 0 | 0 | 0 | 0 | 0 | 0 | 0
F4_Commercial_Restaurant_Existing_Space Heating_Natural Gas_Boiler_E10 | F4 | Commercial | Restaurant | Existing | Space Heating | Natural Gas | Boiler | E10 | RVT BC Ratio | 0 | 0 | 0 | 0 | 0 | 0 | 0 | 0 | 0 | 0 | 0 | 0 | 0 | 0 | 0 | 0 | 0 | 0 | 0 | 0 | 0 | 0 | 0 | 0 | 0 | 0 | 0
F5_Commercial_Restaurant_Existing_Space Heating_Natural Gas_Boiler_E1 | F5 | Commercial | Restaurant | Existing | Space Heating | Natural Gas | Boiler | E1 | RIM BC Ratio | bar: 2021 to 2047
F5_Commercial_Restaurant_Existing_Space Heating_Natural Gas_Boiler_E2 | F5 | Commercial | Restaurant | Existing | Space Heating | Natural Gas | Boiler | E2 | RIM BC Ratio | 4.21 | 4.1812 | 4.1187 | 4.0509 | 4.0278 | 4.0208 | 4.0265 | 4.0366 | 4.0453 | 4.0499 | 4.0501 | 4.0455 | 4.0347 | 4.0148 | 3.9857 | 3.9491 | 3.9018 | 3.8459 | 3.7791 | 3.6993 | 3.6043 | 3.4961 | 3.4069 | 3.3512 | 3.3306 | 3.3469 | 3.3633
F5_Commercial_Restaurant_Existing_Space Heating_Natural Gas_Boiler_E3 | F5 | Commercial | Restaurant | Existing | Space Heating | Natural Gas | Boiler | E3 | RIM BC Ratio | 4.1695 | 4.141 | 4.079 | 4.0119 | 3.989 | 3.9821 | 3.9877 | 3.9977 | 4.0063 | 4.0109 | 4.0111 | 4.0065 | 3.9959 | 3.9761 | 3.9473 | 3.9111 | 3.8643 | 3.8088 | 3.7427 | 3.6637 | 3.5695 | 3.4625 | 3.3741 | 3.3189 | 3.2985 | 3.3147 | 3.3309
F5_Commercial_Restaurant_Existing_Space Heating_Natural Gas_Boiler_E4 | F5 | Commercial | Restaurant | Existing | Space Heating | Natural Gas | Boiler | E4 | RIM BC Ratio | 1.0048 | 0.99604 | 0.98009 | 0.96158 | 0.94853 | 0.9376 | 0.92878 | 0.92112 | 0.91395 | 0.90716 | 0.90104 | 0.89591 | 0.89197 | 0.88852 | 0.88505 | 0.88119 | 0.87576 | 0.86907 | 0.86081 | 0.85065 | 0.83826 | 0.82397 | 0.81245 | 0.80584 | 0.80437 | 0.80831 | 0.81227
F5_Commercial_Restaurant_Existing_Space Heating_Natural Gas_Boiler_E5 | F5 | Commercial | Restaurant | Existing | Space Heating | Natural Gas | Boiler | E5 | RIM BC Ratio | 0 | 0 | 0 | 0 | 0 | 0 | 0 | 0 | 0 | 0 | 0 | 0 | 0 | 0 | 0 | 0 | 0 | 0 | 0 | 0 | 0 | 0 | 0 | 0 | 0 | 0 | 0
F5_Commercial_Restaurant_Existing_Space Heating_Natural Gas_Boiler_E6 | F5 | Commercial | Restaurant | Existing | Space Heating | Natural Gas | Boiler | E6 | RIM BC Ratio | 0 | 0 | 0 | 0 | 0 | 0 | 0 | 0 | 0 | 0 | 0 | 0 | 0 | 0 | 0 | 0 | 0 | 0 | 0 | 0 | 0 | 0 | 0 | 0 | 0 | 0 | 0
F5_Commercial_Restaurant_Existing_Space Heating_Natural Gas_Boiler_E7 | F5 | Commercial | Restaurant | Existing | Space Heating | Natural Gas | Boiler | E7 | RIM BC Ratio | 0 | 0 | 0 | 0 | 0 | 0 | 0 | 0 | 0 | 0 | 0 | 0 | 0 | 0 | 0 | 0 | 0 | 0 | 0 | 0 | 0 | 0 | 0 | 0 | 0 | 0 | 0
F5_Commercial_Restaurant_Existing_Space Heating_Natural Gas_Boiler_E8 | F5 | Commercial | Restaurant | Existing | Space Heating | Natural Gas | Boiler | E8 | RIM BC Ratio | 0 | 0 | 0 | 0 | 0 | 0 | 0 | 0 | 0 | 0 | 0 | 0 | 0 | 0 | 0 | 0 | 0 | 0 | 0 | 0 | 0 | 0 | 0 | 0 | 0 | 0 | 0
F5_Commercial_Restaurant_Existing_Space Heating_Natural Gas_Boiler_E9 | F5 | Commercial | Restaurant | Existing | Space Heating | Natural Gas | Boiler | E9 | RIM BC Ratio | 0 | 0 | 0 | 0 | 0 | 0 | 0 | 0 | 0 | 0 | 0 | 0 | 0 | 0 | 0 | 0 | 0 | 0 | 0 | 0 | 0 | 0 | 0 | 0 | 0 | 0 | 0
F5_Commercial_Restaurant_Existing_Space Heating_Natural Gas_Boiler_E10 | F5 | Commercial | Restaurant | Existing | Space Heating | Natural Gas | Boiler | E10 | RIM BC Ratio | 0 | 0 | 0 | 0 | 0 | 0 | 0 | 0 | 0 | 0 | 0 | 0 | 0 | 0 | 0 | 0 | 0 | 0 | 0 | 0 | 0 | 0 | 0 | 0 | 0 | 0 | 0
F0_Commercial_Restaurant_Existing_Space Heating_Natural Gas_Unit Heater_E0 | F0 | Commercial | Restaurant | Existing | Space Heating | Natural Gas | Unit Heater | E0 | Economic Unit | Infrared Radiant | Infrared Radiant | Infrared Radiant | Infrared Radiant | Infrared Radiant | Infrared Radiant | Infrared Radiant | Infrared Radiant | Infrared Radiant | Infrared Radiant | Infrared Radiant | Infrared Radiant | Infrared Radiant | Infrared Radiant | Infrared Radiant | Infrared Radiant | Infrared Radiant | Infrared Radiant | Infrared Radiant | Infrared Radiant | Infrared Radiant | Infrared Radiant | Infrared Radiant | Infrared Radiant | Infrared Radiant | Infrared Radiant | Infrared Radiant
F1_Commercial_Restaurant_Existing_Space Heating_Natural Gas_Unit Heater_E1 | F1 | Commercial | Restaurant | Existing | Space Heating | Natural Gas | Unit Heater | E1 | CCE | 0 | 0 | 0 | 0 | 0 | 0 | 0 | 0 | 0 | 0 | 0 | 0 | 0 | 0 | 0 | 0 | 0 | 0 | 0 | 0 | 0 | 0 | 0 | 0 | 0 | 0 | 0
F1_Commercial_Restaurant_Existing_Space Heating_Natural Gas_Unit Heater_E2 | F1 | Commercial | Restaurant | Existing | Space Heating | Natural Gas | Unit Heater | E2 | CCE | 0.0010768 | 0.0010009 | 0.0010048 | 0.0010048 | 0.0010048 | 0.0010048 | 0.0010048 | 0.0010048 | 0.0010048 | 0.0010048 | 0.0010048 | 0.0010048 | 0.0010048 | 0.0010048 | 0.0010048 | 0.0010048 | 0.0010048 | 0.0010048 | 0.0010048 | 0.0010048 | 0.0010048 | 0.0010048 | 0.0010048 | 0.0010048 | 0.0010048 | 0.0010048 | 0.0010048
F1_Commercial_Restaurant_Existing_Space Heating_Natural Gas_Unit Heater_E3 | F1 | Commercial | Restaurant | Existing | Space Heating | Natural Gas | Unit Heater | E3 | CCE | 0.0016475 | 0.0015314 | 0.0015374 | 0.0015374 | 0.0015374 | 0.0015374 | 0.0015374 | 0.0015374 | 0.0015374 | 0.0015374 | 0.0015374 | 0.0015374 | 0.0015374 | 0.0015374 | 0.0015374 | 0.0015374 | 0.0015374 | 0.0015374 | 0.0015374 | 0.0015374 | 0.0015374 | 0.0015374 | 0.0015374 | 0.0015374 | 0.0015374 | 0.0015374 | 0.0015374
F1_Commercial_Restaurant_Existing_Space Heating_Natural Gas_Unit Heater_E4 | F1 | Commercial | Restaurant | Existing | Space Heating | Natural Gas | Unit Heater | E4 | CCE | 0 | 0 | 0 | 0 | 0 | 0 | 0 | 0 | 0 | 0 | 0 | 0 | 0 | 0 | 0 | 0 | 0 | 0 | 0 | 0 | 0 | 0 | 0 | 0 | 0 | 0 | 0
F1_Commercial_Restaurant_Existing_Space Heating_Natural Gas_Unit Heater_E5 | F1 | Commercial | Restaurant | Existing | Space Heating | Natural Gas | Unit Heater | E5 | CCE | 0 | 0 | 0 | 0 | 0 | 0 | 0 | 0 | 0 | 0 | 0 | 0 | 0 | 0 | 0 | 0 | 0 | 0 | 0 | 0 | 0 | 0 | 0 | 0 | 0 | 0 | 0
F1_Commercial_Restaurant_Existing_Space Heating_Natural Gas_Unit Heater_E6 | F1 | Commercial | Restaurant | Existing | Space Heating | Natural Gas | Unit Heater | E6 | CCE | 0 | 0 | 0 | 0 | 0 | 0 | 0 | 0 | 0 | 0 | 0 | 0 | 0 | 0 | 0 | 0 | 0 | 0 | 0 | 0 | 0 | 0 | 0 | 0 | 0 | 0 | 0
F1_Commercial_Restaurant_Existing_Space Heating_Natural Gas_Unit Heater_E7 | F1 | Commercial | Restaurant | Existing | Space Heating | Natural Gas | Unit Heater | E7 | CCE | 0 | 0 | 0 | 0 | 0 | 0 | 0 | 0 | 0 | 0 | 0 | 0 | 0 | 0 | 0 | 0 | 0 | 0 | 0 | 0 | 0 | 0 | 0 | 0 | 0 | 0 | 0
F1_Commercial_Restaurant_Existing_Space Heating_Natural Gas_Unit Heater_E8 | F1 | Commercial | Restaurant | Existing | Space Heating | Natural Gas | Unit Heater | E8 | CCE | 0 | 0 | 0 | 0 | 0 | 0 | 0 | 0 | 0 | 0 | 0 | 0 | 0 | 0 | 0 | 0 | 0 | 0 | 0 | 0 | 0 | 0 | 0 | 0 | 0 | 0 | 0
F1_Commercial_Restaurant_Existing_Space Heating_Natural Gas_Unit Heater_E9 | F1 | Commercial | Restaurant | Existing | Space Heating | Natural Gas | Unit Heater | E9 | CCE | 0 | 0 | 0 | 0 | 0 | 0 | 0 | 0 | 0 | 0 | 0 | 0 | 0 | 0 | 0 | 0 | 0 | 0 | 0 | 0 | 0 | 0 | 0 | 0 | 0 | 0 | 0
F1_Commercial_Restaurant_Existing_Space Heating_Natural Gas_Unit Heater_E10 | F1 | Commercial | Restaurant | Existing | Space Heating | Natural Gas | Unit Heater | E10 | CCE | 0 | 0 | 0 | 0 | 0 | 0 | 0 | 0 | 0 | 0 | 0 | 0 | 0 | 0 | 0 | 0 | 0 | 0 | 0 | 0 | 0 | 0 | 0 | 0 | 0 | 0 | 0
F2_Commercial_Restaurant_Existing_Space Heating_Natural Gas_Unit Heater_E1 | F2 | Commercial | Restaurant | Existing | Space Heating | Natural Gas | Unit Heater | E1 | TRC BC Ratio | bar: 2021 to 2047
F2_Commercial_Restaurant_Existing_Space Heating_Natural Gas_Unit Heater_E2 | F2 | Commercial | Restaurant | Existing | Space Heating | Natural Gas | Unit Heater | E2 | TRC BC Ratio | 14.4533 | 14.385 | 14.1956 | 13.9907 | 13.9542 | 13.9737 | 14.0292 | 14.0877 | 14.1283 | 14.1445 | 14.1396 | 14.1165 | 14.0699 | 13.9885 | 13.8726 | 13.7285 | 13.5436 | 13.326 | 13.0674 | 12.7596 | 12.3938 | 11.9788 | 11.6353 | 11.4182 | 11.334 | 11.3895 | 11.4454
F2_Commercial_Restaurant_Existing_Space Heating_Natural Gas_Unit Heater_E3 | F2 | Commercial | Restaurant | Existing | Space Heating | Natural Gas | Unit Heater | E3 | TRC BC Ratio | 10.3182 | 10.3189 | 10.2536 | 10.1157 | 9.8886 | 9.6065 | 9.2659 | 8.8706 | 8.4447 | 8.0252 | 7.6539 | 7.3791 | 7.2226 | 7.1736 | 7.2023 | 7.2741 | 7.353 | 7.4378 | 7.5299 | 7.6306 | 7.7416 | 7.8612 | 7.9688 | 8.0549 | 8.1185 | 8.1583 | 8.1983
F2_Commercial_Restaurant_Existing_Space Heating_Natural Gas_Unit Heater_E4 | F2 | Commercial | Restaurant | Existing | Space Heating | Natural Gas | Unit Heater | E4 | TRC BC Ratio | 0 | 0 | 0 | 0 | 0 | 0 | 0 | 0 | 0 | 0 | 0 | 0 | 0 | 0 | 0 | 0 | 0 | 0 | 0 | 0 | 0 | 0 | 0 | 0 | 0 | 0 | 0
F2_Commercial_Restaurant_Existing_Space Heating_Natural Gas_Unit Heater_E5 | F2 | Commercial | Restaurant | Existing | Space Heating | Natural Gas | Unit Heater | E5 | TRC BC Ratio | 0 | 0 | 0 | 0 | 0 | 0 | 0 | 0 | 0 | 0 | 0 | 0 | 0 | 0 | 0 | 0 | 0 | 0 | 0 | 0 | 0 | 0 | 0 | 0 | 0 | 0 | 0
F2_Commercial_Restaurant_Existing_Space Heating_Natural Gas_Unit Heater_E6 | F2 | Commercial | Restaurant | Existing | Space Heating | Natural Gas | Unit Heater | E6 | TRC BC Ratio | 0 | 0 | 0 | 0 | 0 | 0 | 0 | 0 | 0 | 0 | 0 | 0 | 0 | 0 | 0 | 0 | 0 | 0 | 0 | 0 | 0 | 0 | 0 | 0 | 0 | 0 | 0
F2_Commercial_Restaurant_Existing_Space Heating_Natural Gas_Unit Heater_E7 | F2 | Commercial | Restaurant | Existing | Space Heating | Natural Gas | Unit Heater | E7 | TRC BC Ratio | 0 | 0 | 0 | 0 | 0 | 0 | 0 | 0 | 0 | 0 | 0 | 0 | 0 | 0 | 0 | 0 | 0 | 0 | 0 | 0 | 0 | 0 | 0 | 0 | 0 | 0 | 0
F2_Commercial_Restaurant_Existing_Space Heating_Natural Gas_Unit Heater_E8 | F2 | Commercial | Restaurant | Existing | Space Heating | Natural Gas | Unit Heater | E8 | TRC BC Ratio | 0 | 0 | 0 | 0 | 0 | 0 | 0 | 0 | 0 | 0 | 0 | 0 | 0 | 0 | 0 | 0 | 0 | 0 | 0 | 0 | 0 | 0 | 0 | 0 | 0 | 0 | 0
F2_Commercial_Restaurant_Existing_Space Heating_Natural Gas_Unit Heater_E9 | F2 | Commercial | Restaurant | Existing | Space Heating | Natural Gas | Unit Heater | E9 | TRC BC Ratio | 0 | 0 | 0 | 0 | 0 | 0 | 0 | 0 | 0 | 0 | 0 | 0 | 0 | 0 | 0 | 0 | 0 | 0 | 0 | 0 | 0 | 0 | 0 | 0 | 0 | 0 | 0
F2_Commercial_Restaurant_Existing_Space Heating_Natural Gas_Unit Heater_E10 | F2 | Commercial | Restaurant | Existing | Space Heating | Natural Gas | Unit Heater | E10 | TRC BC Ratio | 0 | 0 | 0 | 0 | 0 | 0 | 0 | 0 | 0 | 0 | 0 | 0 | 0 | 0 | 0 | 0 | 0 | 0 | 0 | 0 | 0 | 0 | 0 | 0 | 0 | 0 | 0
F3_Commercial_Restaurant_Existing_Space Heating_Natural Gas_Unit Heater_E1 | F3 | Commercial | Restaurant | Existing | Space Heating | Natural Gas | Unit Heater | E1 | PACT BC Ratio | bar: 2021 to 2047
F3_Commercial_Restaurant_Existing_Space Heating_Natural Gas_Unit Heater_E2 | F3 | Commercial | Restaurant | Existing | Space Heating | Natural Gas | Unit Heater | E2 | PACT BC Ratio | 19.0175 | 18.9276 | 18.6784 | 18.4089 | 18.3609 | 18.3864 | 18.4595 | 18.5364 | 18.5899 | 18.6112 | 18.6047 | 18.5743 | 18.5131 | 18.4059 | 18.2534 | 18.0638 | 17.8205 | 17.5342 | 17.194 | 16.7889 | 16.3077 | 15.7615 | 15.3096 | 15.0239 | 14.9131 | 14.9862 | 15.0597
F3_Commercial_Restaurant_Existing_Space Heating_Natural Gas_Unit Heater_E3 | F3 | Commercial | Restaurant | Existing | Space Heating | Natural Gas | Unit Heater | E3 | PACT BC Ratio | 13.5765 | 13.5775 | 13.4916 | 13.3101 | 13.0113 | 12.6401 | 12.192 | 11.6718 | 11.1114 | 10.5595 | 10.0709 | 9.7093 | 9.5034 | 9.439 | 9.4768 | 9.5711 | 9.675 | 9.7866 | 9.9077 | 10.0403 | 10.1863 | 10.3437 | 10.4853 | 10.5986 | 10.6822 | 10.7346 | 10.7872
F3_Commercial_Restaurant_Existing_Space Heating_Natural Gas_Unit Heater_E4 | F3 | Commercial | Restaurant | Existing | Space Heating | Natural Gas | Unit Heater | E4 | PACT BC Ratio | 0 | 0 | 0 | 0 | 0 | 0 | 0 | 0 | 0 | 0 | 0 | 0 | 0 | 0 | 0 | 0 | 0 | 0 | 0 | 0 | 0 | 0 | 0 | 0 | 0 | 0 | 0
F3_Commercial_Restaurant_Existing_Space Heating_Natural Gas_Unit Heater_E5 | F3 | Commercial | Restaurant | Existing | Space Heating | Natural Gas | Unit Heater | E5 | PACT BC Ratio | 0 | 0 | 0 | 0 | 0 | 0 | 0 | 0 | 0 | 0 | 0 | 0 | 0 | 0 | 0 | 0 | 0 | 0 | 0 | 0 | 0 | 0 | 0 | 0 | 0 | 0 | 0
F3_Commercial_Restaurant_Existing_Space Heating_Natural Gas_Unit Heater_E6 | F3 | Commercial | Restaurant | Existing | Space Heating | Natural Gas | Unit Heater | E6 | PACT BC Ratio | 0 | 0 | 0 | 0 | 0 | 0 | 0 | 0 | 0 | 0 | 0 | 0 | 0 | 0 | 0 | 0 | 0 | 0 | 0 | 0 | 0 | 0 | 0 | 0 | 0 | 0 | 0
F3_Commercial_Restaurant_Existing_Space Heating_Natural Gas_Unit Heater_E7 | F3 | Commercial | Restaurant | Existing | Space Heating | Natural Gas | Unit Heater | E7 | PACT BC Ratio | 0 | 0 | 0 | 0 | 0 | 0 | 0 | 0 | 0 | 0 | 0 | 0 | 0 | 0 | 0 | 0 | 0 | 0 | 0 | 0 | 0 | 0 | 0 | 0 | 0 | 0 | 0
F3_Commercial_Restaurant_Existing_Space Heating_Natural Gas_Unit Heater_E8 | F3 | Commercial | Restaurant | Existing | Space Heating | Natural Gas | Unit Heater | E8 | PACT BC Ratio | 0 | 0 | 0 | 0 | 0 | 0 | 0 | 0 | 0 | 0 | 0 | 0 | 0 | 0 | 0 | 0 | 0 | 0 | 0 | 0 | 0 | 0 | 0 | 0 | 0 | 0 | 0
F3_Commercial_Restaurant_Existing_Space Heating_Natural Gas_Unit Heater_E9 | F3 | Commercial | Restaurant | Existing | Space Heating | Natural Gas | Unit Heater | E9 | PACT BC Ratio | 0 | 0 | 0 | 0 | 0 | 0 | 0 | 0 | 0 | 0 | 0 | 0 | 0 | 0 | 0 | 0 | 0 | 0 | 0 | 0 | 0 | 0 | 0 | 0 | 0 | 0 | 0
F3_Commercial_Restaurant_Existing_Space Heating_Natural Gas_Unit Heater_E10 | F3 | Commercial | Restaurant | Existing | Space Heating | Natural Gas | Unit Heater | E10 | PACT BC Ratio | 0 | 0 | 0 | 0 | 0 | 0 | 0 | 0 | 0 | 0 | 0 | 0 | 0 | 0 | 0 | 0 | 0 | 0 | 0 | 0 | 0 | 0 | 0 | 0 | 0 | 0 | 0
F4_Commercial_Restaurant_Existing_Space Heating_Natural Gas_Unit Heater_E1 | F4 | Commercial | Restaurant | Existing | Space Heating | Natural Gas | Unit Heater | E1 | RVT BC Ratio | bar: 2021 to 2047
F4_Commercial_Restaurant_Existing_Space Heating_Natural Gas_Unit Heater_E2 | F4 | Commercial | Restaurant | Existing | Space Heating | Natural Gas | Unit Heater | E2 | RVT BC Ratio | 0.7 | 0.7 | 0.7 | 0.7 | 0.7 | 0.7 | 0.7 | 0.7 | 0.7 | 0.7 | 0.7 | 0.7 | 0.7 | 0.7 | 0.7 | 0.7 | 0.7 | 0.7 | 0.7 | 0.7 | 0.7 | 0.7 | 0.7 | 0.7 | 0.7 | 0.7 | 0.7
F4_Commercial_Restaurant_Existing_Space Heating_Natural Gas_Unit Heater_E3 | F4 | Commercial | Restaurant | Existing | Space Heating | Natural Gas | Unit Heater | E3 | RVT BC Ratio | 0.7 | 0.7 | 0.7 | 0.7 | 0.7 | 0.7 | 0.7 | 0.7 | 0.7 | 0.7 | 0.7 | 0.7 | 0.7 | 0.7 | 0.7 | 0.7 | 0.7 | 0.7 | 0.7 | 0.7 | 0.7 | 0.7 | 0.7 | 0.7 | 0.7 | 0.7 | 0.7
F4_Commercial_Restaurant_Existing_Space Heating_Natural Gas_Unit Heater_E4 | F4 | Commercial | Restaurant | Existing | Space Heating | Natural Gas | Unit Heater | E4 | RVT BC Ratio | 0 | 0 | 0 | 0 | 0 | 0 | 0 | 0 | 0 | 0 | 0 | 0 | 0 | 0 | 0 | 0 | 0 | 0 | 0 | 0 | 0 | 0 | 0 | 0 | 0 | 0 | 0
F4_Commercial_Restaurant_Existing_Space Heating_Natural Gas_Unit Heater_E5 | F4 | Commercial | Restaurant | Existing | Space Heating | Natural Gas | Unit Heater | E5 | RVT BC Ratio | 0 | 0 | 0 | 0 | 0 | 0 | 0 | 0 | 0 | 0 | 0 | 0 | 0 | 0 | 0 | 0 | 0 | 0 | 0 | 0 | 0 | 0 | 0 | 0 | 0 | 0 | 0
F4_Commercial_Restaurant_Existing_Space Heating_Natural Gas_Unit Heater_E6 | F4 | Commercial | Restaurant | Existing | Space Heating | Natural Gas | Unit Heater | E6 | RVT BC Ratio | 0 | 0 | 0 | 0 | 0 | 0 | 0 | 0 | 0 | 0 | 0 | 0 | 0 | 0 | 0 | 0 | 0 | 0 | 0 | 0 | 0 | 0 | 0 | 0 | 0 | 0 | 0
F4_Commercial_Restaurant_Existing_Space Heating_Natural Gas_Unit Heater_E7 | F4 | Commercial | Restaurant | Existing | Space Heating | Natural Gas | Unit Heater | E7 | RVT BC Ratio | 0 | 0 | 0 | 0 | 0 | 0 | 0 | 0 | 0 | 0 | 0 | 0 | 0 | 0 | 0 | 0 | 0 | 0 | 0 | 0 | 0 | 0 | 0 | 0 | 0 | 0 | 0
F4_Commercial_Restaurant_Existing_Space Heating_Natural Gas_Unit Heater_E8 | F4 | Commercial | Restaurant | Existing | Space Heating | Natural Gas | Unit Heater | E8 | RVT BC Ratio | 0 | 0 | 0 | 0 | 0 | 0 | 0 | 0 | 0 | 0 | 0 | 0 | 0 | 0 | 0 | 0 | 0 | 0 | 0 | 0 | 0 | 0 | 0 | 0 | 0 | 0 | 0
F4_Commercial_Restaurant_Existing_Space Heating_Natural Gas_Unit Heater_E9 | F4 | Commercial | Restaurant | Existing | Space Heating | Natural Gas | Unit Heater | E9 | RVT BC Ratio | 0 | 0 | 0 | 0 | 0 | 0 | 0 | 0 | 0 | 0 | 0 | 0 | 0 | 0 | 0 | 0 | 0 | 0 | 0 | 0 | 0 | 0 | 0 | 0 | 0 | 0 | 0
F4_Commercial_Restaurant_Existing_Space Heating_Natural Gas_Unit Heater_E10 | F4 | Commercial | Restaurant | Existing | Space Heating | Natural Gas | Unit Heater | E10 | RVT BC Ratio | 0 | 0 | 0 | 0 | 0 | 0 | 0 | 0 | 0 | 0 | 0 | 0 | 0 | 0 | 0 | 0 | 0 | 0 | 0 | 0 | 0 | 0 | 0 | 0 | 0 | 0 | 0
F5_Commercial_Restaurant_Existing_Space Heating_Natural Gas_Unit Heater_E1 | F5 | Commercial | Restaurant | Existing | Space Heating | Natural Gas | Unit Heater | E1 | RIM BC Ratio | bar: 2021 to 2047
F5_Commercial_Restaurant_Existing_Space Heating_Natural Gas_Unit Heater_E2 | F5 | Commercial | Restaurant | Existing | Space Heating | Natural Gas | Unit Heater | E2 | RIM BC Ratio | 19.0175 | 18.9276 | 18.6784 | 18.4089 | 18.3609 | 18.3864 | 18.4595 | 18.5364 | 18.5899 | 18.6112 | 18.6047 | 18.5743 | 18.5131 | 18.4059 | 18.2534 | 18.0638 | 17.8205 | 17.5342 | 17.194 | 16.7889 | 16.3077 | 15.7615 | 15.3096 | 15.0239 | 14.9131 | 14.9862 | 15.0597
F5_Commercial_Restaurant_Existing_Space Heating_Natural Gas_Unit Heater_E3 | F5 | Commercial | Restaurant | Existing | Space Heating | Natural Gas | Unit Heater | E3 | RIM BC Ratio | 13.5765 | 13.5775 | 13.4916 | 13.3101 | 13.0113 | 12.6401 | 12.192 | 11.6718 | 11.1114 | 10.5595 | 10.0709 | 9.7093 | 9.5034 | 9.439 | 9.4768 | 9.5711 | 9.675 | 9.7866 | 9.9077 | 10.0403 | 10.1863 | 10.3437 | 10.4853 | 10.5986 | 10.6822 | 10.7346 | 10.7872
F5_Commercial_Restaurant_Existing_Space Heating_Natural Gas_Unit Heater_E4 | F5 | Commercial | Restaurant | Existing | Space Heating | Natural Gas | Unit Heater | E4 | RIM BC Ratio | 0 | 0 | 0 | 0 | 0 | 0 | 0 | 0 | 0 | 0 | 0 | 0 | 0 | 0 | 0 | 0 | 0 | 0 | 0 | 0 | 0 | 0 | 0 | 0 | 0 | 0 | 0
F5_Commercial_Restaurant_Existing_Space Heating_Natural Gas_Unit Heater_E5 | F5 | Commercial | Restaurant | Existing | Space Heating | Natural Gas | Unit Heater | E5 | RIM BC Ratio | 0 | 0 | 0 | 0 | 0 | 0 | 0 | 0 | 0 | 0 | 0 | 0 | 0 | 0 | 0 | 0 | 0 | 0 | 0 | 0 | 0 | 0 | 0 | 0 | 0 | 0 | 0
F5_Commercial_Restaurant_Existing_Space Heating_Natural Gas_Unit Heater_E6 | F5 | Commercial | Restaurant | Existing | Space Heating | Natural Gas | Unit Heater | E6 | RIM BC Ratio | 0 | 0 | 0 | 0 | 0 | 0 | 0 | 0 | 0 | 0 | 0 | 0 | 0 | 0 | 0 | 0 | 0 | 0 | 0 | 0 | 0 | 0 | 0 | 0 | 0 | 0 | 0
F5_Commercial_Restaurant_Existing_Space Heating_Natural Gas_Unit Heater_E7 | F5 | Commercial | Restaurant | Existing | Space Heating | Natural Gas | Unit Heater | E7 | RIM BC Ratio | 0 | 0 | 0 | 0 | 0 | 0 | 0 | 0 | 0 | 0 | 0 | 0 | 0 | 0 | 0 | 0 | 0 | 0 | 0 | 0 | 0 | 0 | 0 | 0 | 0 | 0 | 0
F5_Commercial_Restaurant_Existing_Space Heating_Natural Gas_Unit Heater_E8 | F5 | Commercial | Restaurant | Existing | Space Heating | Natural Gas | Unit Heater | E8 | RIM BC Ratio | 0 | 0 | 0 | 0 | 0 | 0 | 0 | 0 | 0 | 0 | 0 | 0 | 0 | 0 | 0 | 0 | 0 | 0 | 0 | 0 | 0 | 0 | 0 | 0 | 0 | 0 | 0
F5_Commercial_Restaurant_Existing_Space Heating_Natural Gas_Unit Heater_E9 | F5 | Commercial | Restaurant | Existing | Space Heating | Natural Gas | Unit Heater | E9 | RIM BC Ratio | 0 | 0 | 0 | 0 | 0 | 0 | 0 | 0 | 0 | 0 | 0 | 0 | 0 | 0 | 0 | 0 | 0 | 0 | 0 | 0 | 0 | 0 | 0 | 0 | 0 | 0 | 0
F5_Commercial_Restaurant_Existing_Space Heating_Natural Gas_Unit Heater_E10 | F5 | Commercial | Restaurant | Existing | Space Heating | Natural Gas | Unit Heater | E10 | RIM BC Ratio | 0 | 0 | 0 | 0 | 0 | 0 | 0 | 0 | 0 | 0 | 0 | 0 | 0 | 0 | 0 | 0 | 0 | 0 | 0 | 0 | 0 | 0 | 0 | 0 | 0 | 0 | 0
F0_Commercial_Restaurant_Existing_Water Heating_Natural Gas_Water Heater_E0 | F0 | Commercial | Restaurant | Existing | Water Heating | Natural Gas | Water Heater | E0 | Economic Unit | Tankless | Tankless | Tankless | Tankless | Tankless | Tankless | Tankless | Tankless | Tankless | Tankless | Tankless | Tankless | Tankless | Tankless | Tankless | Tankless | Tankless | Tankless | Tankless | Tankless | Tankless | Tankless | Tankless | Tankless | Tankless | Tankless | Tankless
F1_Commercial_Restaurant_Existing_Water Heating_Natural Gas_Water Heater_E1 | F1 | Commercial | Restaurant | Existing | Water Heating | Natural Gas | Water Heater | E1 | CCE | 0 | 0 | 0 | 0 | 0 | 0 | 0 | 0 | 0 | 0 | 0 | 0 | 0 | 0 | 0 | 0 | 0 | 0 | 0 | 0 | 0 | 0 | 0 | 0 | 0 | 0 | 0
F1_Commercial_Restaurant_Existing_Water Heating_Natural Gas_Water Heater_E2 | F1 | Commercial | Restaurant | Existing | Water Heating | Natural Gas | Water Heater | E2 | CCE | 0.0026027 | 0.0026027 | 0.0026027 | 0.0026027 | 0.0026027 | 0.0026027 | 0.0026027 | 0.0026027 | 0.0026027 | 0.0026027 | 0.0026027 | 0.0026027 | 0.0026027 | 0.0026027 | 0.0026027 | 0.0026027 | 0.0026027 | 0.0026027 | 0.0026027 | 0.0026027 | 0.0026027 | 0.0026027 | 0.0026027 | 0.0026027 | 0.0026027 | 0.0026027 | 0.0026027
F1_Commercial_Restaurant_Existing_Water Heating_Natural Gas_Water Heater_E3 | F1 | Commercial | Restaurant | Existing | Water Heating | Natural Gas | Water Heater | E3 | CCE | -0.0020548 | -0.0020548 | -0.0020548 | -0.0020548 | -0.0020548 | -0.0020548 | -0.0020548 | -0.0020548 | -0.0020548 | -0.0020548 | -0.0020548 | -0.0020548 | -0.0020548 | -0.0020548 | -0.0020548 | -0.0020548 | -0.0020548 | -0.0020548 | -0.0020548 | -0.0020548 | -0.0020548 | -0.0020548 | -0.0020548 | -0.0020548 | -0.0020548 | -0.0020548 | -0.0020548
F1_Commercial_Restaurant_Existing_Water Heating_Natural Gas_Water Heater_E4 | F1 | Commercial | Restaurant | Existing | Water Heating | Natural Gas | Water Heater | E4 | CCE | 0 | 0 | 0.027312 | 0.027312 | 0.027312 | 0.027312 | 0.027312 | 0.027312 | 0.027312 | 0.027312 | 0.027312 | 0.027312 | 0.027312 | 0.027312 | 0.027312 | 0.027312 | 0.027312 | 0.027312 | 0.027312 | 0.027312 | 0.027312 | 0.027312 | 0.027312 | 0.027312 | 0.027312 | 0.027312 | 0.027312
F1_Commercial_Restaurant_Existing_Water Heating_Natural Gas_Water Heater_E5 | F1 | Commercial | Restaurant | Existing | Water Heating | Natural Gas | Water Heater | E5 | CCE | 0 | 0 | 0 | 0 | 0 | 0 | 0 | 0 | 0 | 0 | 0 | 0 | 0 | 0 | 0 | 0 | 0 | 0 | 0 | 0 | 0 | 0 | 0 | 0 | 0 | 0 | 0
F1_Commercial_Restaurant_Existing_Water Heating_Natural Gas_Water Heater_E6 | F1 | Commercial | Restaurant | Existing | Water Heating | Natural Gas | Water Heater | E6 | CCE | 0 | 0 | 0 | 0 | 0 | 0 | 0 | 0 | 0 | 0 | 0 | 0 | 0 | 0 | 0 | 0 | 0 | 0 | 0 | 0 | 0 | 0 | 0 | 0 | 0 | 0 | 0
F1_Commercial_Restaurant_Existing_Water Heating_Natural Gas_Water Heater_E7 | F1 | Commercial | Restaurant | Existing | Water Heating | Natural Gas | Water Heater | E7 | CCE | 0 | 0 | 0 | 0 | 0 | 0 | 0 | 0 | 0 | 0 | 0 | 0 | 0 | 0 | 0 | 0 | 0 | 0 | 0 | 0 | 0 | 0 | 0 | 0 | 0 | 0 | 0
F1_Commercial_Restaurant_Existing_Water Heating_Natural Gas_Water Heater_E8 | F1 | Commercial | Restaurant | Existing | Water Heating | Natural Gas | Water Heater | E8 | CCE | 0 | 0 | 0 | 0 | 0 | 0 | 0 | 0 | 0 | 0 | 0 | 0 | 0 | 0 | 0 | 0 | 0 | 0 | 0 | 0 | 0 | 0 | 0 | 0 | 0 | 0 | 0
F1_Commercial_Restaurant_Existing_Water Heating_Natural Gas_Water Heater_E9 | F1 | Commercial | Restaurant | Existing | Water Heating | Natural Gas | Water Heater | E9 | CCE | 0 | 0 | 0 | 0 | 0 | 0 | 0 | 0 | 0 | 0 | 0 | 0 | 0 | 0 | 0 | 0 | 0 | 0 | 0 | 0 | 0 | 0 | 0 | 0 | 0 | 0 | 0
F1_Commercial_Restaurant_Existing_Water Heating_Natural Gas_Water Heater_E10 | F1 | Commercial | Restaurant | Existing | Water Heating | Natural Gas | Water Heater | E10 | CCE | 0 | 0 | 0 | 0 | 0 | 0 | 0 | 0 | 0 | 0 | 0 | 0 | 0 | 0 | 0 | 0 | 0 | 0 | 0 | 0 | 0 | 0 | 0 | 0 | 0 | 0 | 0
F2_Commercial_Restaurant_Existing_Water Heating_Natural Gas_Water Heater_E1 | F2 | Commercial | Restaurant | Existing | Water Heating | Natural Gas | Water Heater | E1 | TRC BC Ratio | bar: 2021 to 2047
F2_Commercial_Restaurant_Existing_Water Heating_Natural Gas_Water Heater_E2 | F2 | Commercial | Restaurant | Existing | Water Heating | Natural Gas | Water Heater | E2 | TRC BC Ratio | 5.2799 | 5.2037 | 5.1294 | 5.0573 | 5.058 | 5.106 | 5.1837 | 5.278 | 5.3797 | 5.4837 | 5.5865 | 5.6776 | 5.7471 | 5.7766 | 5.763 | 5.7065 | 5.6115 | 5.4871 | 5.339 | 5.1634 | 4.9581 | 4.7217 | 4.5119 | 4.3761 | 4.3174 | 4.3386 | 4.3598
F2_Commercial_Restaurant_Existing_Water Heating_Natural Gas_Water Heater_E3 | F2 | Commercial | Restaurant | Existing | Water Heating | Natural Gas | Water Heater | E3 | TRC BC Ratio | bar: 2021 to 2047
F2_Commercial_Restaurant_Existing_Water Heating_Natural Gas_Water Heater_E4 | F2 | Commercial | Restaurant | Existing | Water Heating | Natural Gas | Water Heater | E4 | TRC BC Ratio | 0 | 0 | 0.46668 | 0.44639 | 0.43826 | 0.43799 | 0.44354 | 0.45493 | 0.47312 | 0.49993 | 0.53429 | 0.57206 | 0.60887 | 0.63669 | 0.65104 | 0.6505 | 0.63645 | 0.61374 | 0.587 | 0.55558 | 0.51908 | 0.4773 | 0.44003 | 0.41533 | 0.40374 | 0.40572 | 0.40771
F2_Commercial_Restaurant_Existing_Water Heating_Natural Gas_Water Heater_E5 | F2 | Commercial | Restaurant | Existing | Water Heating | Natural Gas | Water Heater | E5 | TRC BC Ratio | 0 | 0 | 0 | 0 | 0 | 0 | 0 | 0 | 0 | 0 | 0 | 0 | 0 | 0 | 0 | 0 | 0 | 0 | 0 | 0 | 0 | 0 | 0 | 0 | 0 | 0 | 0
F2_Commercial_Restaurant_Existing_Water Heating_Natural Gas_Water Heater_E6 | F2 | Commercial | Restaurant | Existing | Water Heating | Natural Gas | Water Heater | E6 | TRC BC Ratio | 0 | 0 | 0 | 0 | 0 | 0 | 0 | 0 | 0 | 0 | 0 | 0 | 0 | 0 | 0 | 0 | 0 | 0 | 0 | 0 | 0 | 0 | 0 | 0 | 0 | 0 | 0
F2_Commercial_Restaurant_Existing_Water Heating_Natural Gas_Water Heater_E7 | F2 | Commercial | Restaurant | Existing | Water Heating | Natural Gas | Water Heater | E7 | TRC BC Ratio | 0 | 0 | 0 | 0 | 0 | 0 | 0 | 0 | 0 | 0 | 0 | 0 | 0 | 0 | 0 | 0 | 0 | 0 | 0 | 0 | 0 | 0 | 0 | 0 | 0 | 0 | 0
F2_Commercial_Restaurant_Existing_Water Heating_Natural Gas_Water Heater_E8 | F2 | Commercial | Restaurant | Existing | Water Heating | Natural Gas | Water Heater | E8 | TRC BC Ratio | 0 | 0 | 0 | 0 | 0 | 0 | 0 | 0 | 0 | 0 | 0 | 0 | 0 | 0 | 0 | 0 | 0 | 0 | 0 | 0 | 0 | 0 | 0 | 0 | 0 | 0 | 0
F2_Commercial_Restaurant_Existing_Water Heating_Natural Gas_Water Heater_E9 | F2 | Commercial | Restaurant | Existing | Water Heating | Natural Gas | Water Heater | E9 | TRC BC Ratio | 0 | 0 | 0 | 0 | 0 | 0 | 0 | 0 | 0 | 0 | 0 | 0 | 0 | 0 | 0 | 0 | 0 | 0 | 0 | 0 | 0 | 0 | 0 | 0 | 0 | 0 | 0
F2_Commercial_Restaurant_Existing_Water Heating_Natural Gas_Water Heater_E10 | F2 | Commercial | Restaurant | Existing | Water Heating | Natural Gas | Water Heater | E10 | TRC BC Ratio | 0 | 0 | 0 | 0 | 0 | 0 | 0 | 0 | 0 | 0 | 0 | 0 | 0 | 0 | 0 | 0 | 0 | 0 | 0 | 0 | 0 | 0 | 0 | 0 | 0 | 0 | 0
F3_Commercial_Restaurant_Existing_Water Heating_Natural Gas_Water Heater_E1 | F3 | Commercial | Restaurant | Existing | Water Heating | Natural Gas | Water Heater | E1 | PACT BC Ratio | bar: 2021 to 2047
F3_Commercial_Restaurant_Existing_Water Heating_Natural Gas_Water Heater_E2 | F3 | Commercial | Restaurant | Existing | Water Heating | Natural Gas | Water Heater | E2 | PACT BC Ratio | 6.6572 | 6.5612 | 6.4675 | 6.3766 | 6.3775 | 6.438 | 6.536 | 6.6548 | 6.783 | 6.9142 | 7.0439 | 7.1587 | 7.2463 | 7.2836 | 7.2664 | 7.1951 | 7.0753 | 6.9185 | 6.7318 | 6.5104 | 6.2515 | 5.9535 | 5.6889 | 5.5176 | 5.4437 | 5.4704 | 5.4972
F3_Commercial_Restaurant_Existing_Water Heating_Natural Gas_Water Heater_E3 | F3 | Commercial | Restaurant | Existing | Water Heating | Natural Gas | Water Heater | E3 | PACT BC Ratio | bar: 2021 to 2047
F3_Commercial_Restaurant_Existing_Water Heating_Natural Gas_Water Heater_E4 | F3 | Commercial | Restaurant | Existing | Water Heating | Natural Gas | Water Heater | E4 | PACT BC Ratio | 0 | 0 | 0.58842 | 0.56284 | 0.55259 | 0.55224 | 0.55925 | 0.57361 | 0.59654 | 0.63035 | 0.67367 | 0.72129 | 0.7677 | 0.80278 | 0.82088 | 0.8202 | 0.80248 | 0.77385 | 0.74012 | 0.70051 | 0.65449 | 0.60182 | 0.55482 | 0.52368 | 0.50907 | 0.51156 | 0.51407
F3_Commercial_Restaurant_Existing_Water Heating_Natural Gas_Water Heater_E5 | F3 | Commercial | Restaurant | Existing | Water Heating | Natural Gas | Water Heater | E5 | PACT BC Ratio | 0 | 0 | 0 | 0 | 0 | 0 | 0 | 0 | 0 | 0 | 0 | 0 | 0 | 0 | 0 | 0 | 0 | 0 | 0 | 0 | 0 | 0 | 0 | 0 | 0 | 0 | 0
F3_Commercial_Restaurant_Existing_Water Heating_Natural Gas_Water Heater_E6 | F3 | Commercial | Restaurant | Existing | Water Heating | Natural Gas | Water Heater | E6 | PACT BC Ratio | 0 | 0 | 0 | 0 | 0 | 0 | 0 | 0 | 0 | 0 | 0 | 0 | 0 | 0 | 0 | 0 | 0 | 0 | 0 | 0 | 0 | 0 | 0 | 0 | 0 | 0 | 0
F3_Commercial_Restaurant_Existing_Water Heating_Natural Gas_Water Heater_E7 | F3 | Commercial | Restaurant | Existing | Water Heating | Natural Gas | Water Heater | E7 | PACT BC Ratio | 0 | 0 | 0 | 0 | 0 | 0 | 0 | 0 | 0 | 0 | 0 | 0 | 0 | 0 | 0 | 0 | 0 | 0 | 0 | 0 | 0 | 0 | 0 | 0 | 0 | 0 | 0
F3_Commercial_Restaurant_Existing_Water Heating_Natural Gas_Water Heater_E8 | F3 | Commercial | Restaurant | Existing | Water Heating | Natural Gas | Water Heater | E8 | PACT BC Ratio | 0 | 0 | 0 | 0 | 0 | 0 | 0 | 0 | 0 | 0 | 0 | 0 | 0 | 0 | 0 | 0 | 0 | 0 | 0 | 0 | 0 | 0 | 0 | 0 | 0 | 0 | 0
F3_Commercial_Restaurant_Existing_Water Heating_Natural Gas_Water Heater_E9 | F3 | Commercial | Restaurant | Existing | Water Heating | Natural Gas | Water Heater | E9 | PACT BC Ratio | 0 | 0 | 0 | 0 | 0 | 0 | 0 | 0 | 0 | 0 | 0 | 0 | 0 | 0 | 0 | 0 | 0 | 0 | 0 | 0 | 0 | 0 | 0 | 0 | 0 | 0 | 0
F3_Commercial_Restaurant_Existing_Water Heating_Natural Gas_Water Heater_E10 | F3 | Commercial | Restaurant | Existing | Water Heating | Natural Gas | Water Heater | E10 | PACT BC Ratio | 0 | 0 | 0 | 0 | 0 | 0 | 0 | 0 | 0 | 0 | 0 | 0 | 0 | 0 | 0 | 0 | 0 | 0 | 0 | 0 | 0 | 0 | 0 | 0 | 0 | 0 | 0
F4_Commercial_Restaurant_Existing_Water Heating_Natural Gas_Water Heater_E1 | F4 | Commercial | Restaurant | Existing | Water Heating | Natural Gas | Water Heater | E1 | RVT BC Ratio | bar: 2021 to 2047
F4_Commercial_Restaurant_Existing_Water Heating_Natural Gas_Water Heater_E2 | F4 | Commercial | Restaurant | Existing | Water Heating | Natural Gas | Water Heater | E2 | RVT BC Ratio | 0.7 | 0.7 | 0.7 | 0.7 | 0.7 | 0.7 | 0.7 | 0.7 | 0.7 | 0.7 | 0.7 | 0.7 | 0.7 | 0.7 | 0.7 | 0.7 | 0.7 | 0.7 | 0.7 | 0.7 | 0.7 | 0.7 | 0.7 | 0.7 | 0.7 | 0.7 | 0.7
F4_Commercial_Restaurant_Existing_Water Heating_Natural Gas_Water Heater_E3 | F4 | Commercial | Restaurant | Existing | Water Heating | Natural Gas | Water Heater | E3 | RVT BC Ratio | bar: 2021 to 2047
F4_Commercial_Restaurant_Existing_Water Heating_Natural Gas_Water Heater_E4 | F4 | Commercial | Restaurant | Existing | Water Heating | Natural Gas | Water Heater | E4 | RVT BC Ratio | 0 | 0 | 0.7 | 0.7 | 0.7 | 0.7 | 0.7 | 0.7 | 0.7 | 0.7 | 0.7 | 0.7 | 0.7 | 0.7 | 0.7 | 0.7 | 0.7 | 0.7 | 0.7 | 0.7 | 0.7 | 0.7 | 0.7 | 0.7 | 0.7 | 0.7 | 0.7
F4_Commercial_Restaurant_Existing_Water Heating_Natural Gas_Water Heater_E5 | F4 | Commercial | Restaurant | Existing | Water Heating | Natural Gas | Water Heater | E5 | RVT BC Ratio | 0 | 0 | 0 | 0 | 0 | 0 | 0 | 0 | 0 | 0 | 0 | 0 | 0 | 0 | 0 | 0 | 0 | 0 | 0 | 0 | 0 | 0 | 0 | 0 | 0 | 0 | 0
F4_Commercial_Restaurant_Existing_Water Heating_Natural Gas_Water Heater_E6 | F4 | Commercial | Restaurant | Existing | Water Heating | Natural Gas | Water Heater | E6 | RVT BC Ratio | 0 | 0 | 0 | 0 | 0 | 0 | 0 | 0 | 0 | 0 | 0 | 0 | 0 | 0 | 0 | 0 | 0 | 0 | 0 | 0 | 0 | 0 | 0 | 0 | 0 | 0 | 0
F4_Commercial_Restaurant_Existing_Water Heating_Natural Gas_Water Heater_E7 | F4 | Commercial | Restaurant | Existing | Water Heating | Natural Gas | Water Heater | E7 | RVT BC Ratio | 0 | 0 | 0 | 0 | 0 | 0 | 0 | 0 | 0 | 0 | 0 | 0 | 0 | 0 | 0 | 0 | 0 | 0 | 0 | 0 | 0 | 0 | 0 | 0 | 0 | 0 | 0
F4_Commercial_Restaurant_Existing_Water Heating_Natural Gas_Water Heater_E8 | F4 | Commercial | Restaurant | Existing | Water Heating | Natural Gas | Water Heater | E8 | RVT BC Ratio | 0 | 0 | 0 | 0 | 0 | 0 | 0 | 0 | 0 | 0 | 0 | 0 | 0 | 0 | 0 | 0 | 0 | 0 | 0 | 0 | 0 | 0 | 0 | 0 | 0 | 0 | 0
F4_Commercial_Restaurant_Existing_Water Heating_Natural Gas_Water Heater_E9 | F4 | Commercial | Restaurant | Existing | Water Heating | Natural Gas | Water Heater | E9 | RVT BC Ratio | 0 | 0 | 0 | 0 | 0 | 0 | 0 | 0 | 0 | 0 | 0 | 0 | 0 | 0 | 0 | 0 | 0 | 0 | 0 | 0 | 0 | 0 | 0 | 0 | 0 | 0 | 0
F4_Commercial_Restaurant_Existing_Water Heating_Natural Gas_Water Heater_E10 | F4 | Commercial | Restaurant | Existing | Water Heating | Natural Gas | Water Heater | E10 | RVT BC Ratio | 0 | 0 | 0 | 0 | 0 | 0 | 0 | 0 | 0 | 0 | 0 | 0 | 0 | 0 | 0 | 0 | 0 | 0 | 0 | 0 | 0 | 0 | 0 | 0 | 0 | 0 | 0
F5_Commercial_Restaurant_Existing_Water Heating_Natural Gas_Water Heater_E1 | F5 | Commercial | Restaurant | Existing | Water Heating | Natural Gas | Water Heater | E1 | RIM BC Ratio | bar: 2021 to 2047
F5_Commercial_Restaurant_Existing_Water Heating_Natural Gas_Water Heater_E2 | F5 | Commercial | Restaurant | Existing | Water Heating | Natural Gas | Water Heater | E2 | RIM BC Ratio | 6.6572 | 6.5612 | 6.4675 | 6.3766 | 6.3775 | 6.438 | 6.536 | 6.6548 | 6.783 | 6.9142 | 7.0439 | 7.1587 | 7.2463 | 7.2836 | 7.2664 | 7.1951 | 7.0753 | 6.9185 | 6.7318 | 6.5104 | 6.2515 | 5.9535 | 5.6889 | 5.5176 | 5.4437 | 5.4704 | 5.4972
F5_Commercial_Restaurant_Existing_Water Heating_Natural Gas_Water Heater_E3 | F5 | Commercial | Restaurant | Existing | Water Heating | Natural Gas | Water Heater | E3 | RIM BC Ratio | bar: 2021 to 2047
F5_Commercial_Restaurant_Existing_Water Heating_Natural Gas_Water Heater_E4 | F5 | Commercial | Restaurant | Existing | Water Heating | Natural Gas | Water Heater | E4 | RIM BC Ratio | 0 | 0 | 0.58842 | 0.56284 | 0.55259 | 0.55224 | 0.55925 | 0.57361 | 0.59654 | 0.63035 | 0.67367 | 0.72129 | 0.7677 | 0.80278 | 0.82088 | 0.8202 | 0.80248 | 0.77385 | 0.74012 | 0.70051 | 0.65449 | 0.60182 | 0.55482 | 0.52368 | 0.50907 | 0.51156 | 0.51407
F5_Commercial_Restaurant_Existing_Water Heating_Natural Gas_Water Heater_E5 | F5 | Commercial | Restaurant | Existing | Water Heating | Natural Gas | Water Heater | E5 | RIM BC Ratio | 0 | 0 | 0 | 0 | 0 | 0 | 0 | 0 | 0 | 0 | 0 | 0 | 0 | 0 | 0 | 0 | 0 | 0 | 0 | 0 | 0 | 0 | 0 | 0 | 0 | 0 | 0
F5_Commercial_Restaurant_Existing_Water Heating_Natural Gas_Water Heater_E6 | F5 | Commercial | Restaurant | Existing | Water Heating | Natural Gas | Water Heater | E6 | RIM BC Ratio | 0 | 0 | 0 | 0 | 0 | 0 | 0 | 0 | 0 | 0 | 0 | 0 | 0 | 0 | 0 | 0 | 0 | 0 | 0 | 0 | 0 | 0 | 0 | 0 | 0 | 0 | 0
F5_Commercial_Restaurant_Existing_Water Heating_Natural Gas_Water Heater_E7 | F5 | Commercial | Restaurant | Existing | Water Heating | Natural Gas | Water Heater | E7 | RIM BC Ratio | 0 | 0 | 0 | 0 | 0 | 0 | 0 | 0 | 0 | 0 | 0 | 0 | 0 | 0 | 0 | 0 | 0 | 0 | 0 | 0 | 0 | 0 | 0 | 0 | 0 | 0 | 0
F5_Commercial_Restaurant_Existing_Water Heating_Natural Gas_Water Heater_E8 | F5 | Commercial | Restaurant | Existing | Water Heating | Natural Gas | Water Heater | E8 | RIM BC Ratio | 0 | 0 | 0 | 0 | 0 | 0 | 0 | 0 | 0 | 0 | 0 | 0 | 0 | 0 | 0 | 0 | 0 | 0 | 0 | 0 | 0 | 0 | 0 | 0 | 0 | 0 | 0
F5_Commercial_Restaurant_Existing_Water Heating_Natural Gas_Water Heater_E9 | F5 | Commercial | Restaurant | Existing | Water Heating | Natural Gas | Water Heater | E9 | RIM BC Ratio | 0 | 0 | 0 | 0 | 0 | 0 | 0 | 0 | 0 | 0 | 0 | 0 | 0 | 0 | 0 | 0 | 0 | 0 | 0 | 0 | 0 | 0 | 0 | 0 | 0 | 0 | 0
F5_Commercial_Restaurant_Existing_Water Heating_Natural Gas_Water Heater_E10 | F5 | Commercial | Restaurant | Existing | Water Heating | Natural Gas | Water Heater | E10 | RIM BC Ratio | 0 | 0 | 0 | 0 | 0 | 0 | 0 | 0 | 0 | 0 | 0 | 0 | 0 | 0 | 0 | 0 | 0 | 0 | 0 | 0 | 0 | 0 | 0 | 0 | 0 | 0 | 0
F0_Commercial_Restaurant_Existing_Food Preparation_Natural Gas_Oven_E0 | F0 | Commercial | Restaurant | Existing | Food Preparation | Natural Gas | Oven | E0 | Economic Unit | ENERGY STAR (>42% Baking Efficiency) | ENERGY STAR (>42% Baking Efficiency) | ENERGY STAR (>42% Baking Efficiency) | ENERGY STAR (>42% Baking Efficiency) | ENERGY STAR (>42% Baking Efficiency) | ENERGY STAR (>42% Baking Efficiency) | ENERGY STAR (>42% Baking Efficiency) | ENERGY STAR (>42% Baking Efficiency) | ENERGY STAR (>42% Baking Efficiency) | ENERGY STAR (>42% Baking Efficiency) | ENERGY STAR (>42% Baking Efficiency) | ENERGY STAR (>42% Baking Efficiency) | ENERGY STAR (>42% Baking Efficiency) | ENERGY STAR (>42% Baking Efficiency) | ENERGY STAR (>42% Baking Efficiency) | ENERGY STAR (>42% Baking Efficiency) | ENERGY STAR (>42% Baking Efficiency) | ENERGY STAR (>42% Baking Efficiency) | ENERGY STAR (>42% Baking Efficiency) | ENERGY STAR (>42% Baking Efficiency) | ENERGY STAR (>42% Baking Efficiency) | ENERGY STAR (>42% Baking Efficiency) | ENERGY STAR (>42% Baking Efficiency) | ENERGY STAR (>42% Baking Efficiency) | ENERGY STAR (>42% Baking Efficiency) | ENERGY STAR (>42% Baking Efficiency) | ENERGY STAR (>42% Baking Efficiency)
F1_Commercial_Restaurant_Existing_Food Preparation_Natural Gas_Oven_E1 | F1 | Commercial | Restaurant | Existing | Food Preparation | Natural Gas | Oven | E1 | CCE | 0 | 0 | 0 | 0 | 0 | 0 | 0 | 0 | 0 | 0 | 0 | 0 | 0 | 0 | 0 | 0 | 0 | 0 | 0 | 0 | 0 | 0 | 0 | 0 | 0 | 0 | 0
F1_Commercial_Restaurant_Existing_Food Preparation_Natural Gas_Oven_E2 | F1 | Commercial | Restaurant | Existing | Food Preparation | Natural Gas | Oven | E2 | CCE | 0.0064069 | 0.0064069 | 0.0064069 | 0.0064069 | 0.0064069 | 0.0064069 | 0.0064069 | 0.0064069 | 0.0064069 | 0.0064069 | 0.0064069 | 0.0064069 | 0.0064069 | 0.0064069 | 0.0064069 | 0.0064069 | 0.0064069 | 0.0064069 | 0.0064069 | 0.0064069 | 0.0064069 | 0.0064069 | 0.0064069 | 0.0064069 | 0.0064069 | 0.0064069 | 0.0064069
F1_Commercial_Restaurant_Existing_Food Preparation_Natural Gas_Oven_E3 | F1 | Commercial | Restaurant | Existing | Food Preparation | Natural Gas | Oven | E3 | CCE | 0 | 0 | 0 | 0 | 0 | 0 | 0 | 0 | 0 | 0 | 0 | 0 | 0 | 0 | 0 | 0 | 0 | 0 | 0 | 0 | 0 | 0 | 0 | 0 | 0 | 0 | 0
F1_Commercial_Restaurant_Existing_Food Preparation_Natural Gas_Oven_E4 | F1 | Commercial | Restaurant | Existing | Food Preparation | Natural Gas | Oven | E4 | CCE | 0 | 0 | 0 | 0 | 0 | 0 | 0 | 0 | 0 | 0 | 0 | 0 | 0 | 0 | 0 | 0 | 0 | 0 | 0 | 0 | 0 | 0 | 0 | 0 | 0 | 0 | 0
F1_Commercial_Restaurant_Existing_Food Preparation_Natural Gas_Oven_E5 | F1 | Commercial | Restaurant | Existing | Food Preparation | Natural Gas | Oven | E5 | CCE | 0 | 0 | 0 | 0 | 0 | 0 | 0 | 0 | 0 | 0 | 0 | 0 | 0 | 0 | 0 | 0 | 0 | 0 | 0 | 0 | 0 | 0 | 0 | 0 | 0 | 0 | 0
F1_Commercial_Restaurant_Existing_Food Preparation_Natural Gas_Oven_E6 | F1 | Commercial | Restaurant | Existing | Food Preparation | Natural Gas | Oven | E6 | CCE | 0 | 0 | 0 | 0 | 0 | 0 | 0 | 0 | 0 | 0 | 0 | 0 | 0 | 0 | 0 | 0 | 0 | 0 | 0 | 0 | 0 | 0 | 0 | 0 | 0 | 0 | 0
F1_Commercial_Restaurant_Existing_Food Preparation_Natural Gas_Oven_E7 | F1 | Commercial | Restaurant | Existing | Food Preparation | Natural Gas | Oven | E7 | CCE | 0 | 0 | 0 | 0 | 0 | 0 | 0 | 0 | 0 | 0 | 0 | 0 | 0 | 0 | 0 | 0 | 0 | 0 | 0 | 0 | 0 | 0 | 0 | 0 | 0 | 0 | 0
F1_Commercial_Restaurant_Existing_Food Preparation_Natural Gas_Oven_E8 | F1 | Commercial | Restaurant | Existing | Food Preparation | Natural Gas | Oven | E8 | CCE | 0 | 0 | 0 | 0 | 0 | 0 | 0 | 0 | 0 | 0 | 0 | 0 | 0 | 0 | 0 | 0 | 0 | 0 | 0 | 0 | 0 | 0 | 0 | 0 | 0 | 0 | 0
F1_Commercial_Restaurant_Existing_Food Preparation_Natural Gas_Oven_E9 | F1 | Commercial | Restaurant | Existing | Food Preparation | Natural Gas | Oven | E9 | CCE | 0 | 0 | 0 | 0 | 0 | 0 | 0 | 0 | 0 | 0 | 0 | 0 | 0 | 0 | 0 | 0 | 0 | 0 | 0 | 0 | 0 | 0 | 0 | 0 | 0 | 0 | 0
F1_Commercial_Restaurant_Existing_Food Preparation_Natural Gas_Oven_E10 | F1 | Commercial | Restaurant | Existing | Food Preparation | Natural Gas | Oven | E10 | CCE | 0 | 0 | 0 | 0 | 0 | 0 | 0 | 0 | 0 | 0 | 0 | 0 | 0 | 0 | 0 | 0 | 0 | 0 | 0 | 0 | 0 | 0 | 0 | 0 | 0 | 0 | 0
F2_Commercial_Restaurant_Existing_Food Preparation_Natural Gas_Oven_E1 | F2 | Commercial | Restaurant | Existing | Food Preparation | Natural Gas | Oven | E1 | TRC BC Ratio | bar: 2021 to 2047
F2_Commercial_Restaurant_Existing_Food Preparation_Natural Gas_Oven_E2 | F2 | Commercial | Restaurant | Existing | Food Preparation | Natural Gas | Oven | E2 | TRC BC Ratio | 2.1435 | 2.1209 | 2.0991 | 2.0784 | 2.0838 | 2.1062 | 2.1397 | 2.1792 | 2.22 | 2.2569 | 2.287 | 2.3059 | 2.3122 | 2.3039 | 2.2841 | 2.2551 | 2.2186 | 2.175 | 2.1228 | 2.0608 | 1.9881 | 1.9043 | 1.83 | 1.7822 | 1.7622 | 1.7709 | 1.7795
F2_Commercial_Restaurant_Existing_Food Preparation_Natural Gas_Oven_E3 | F2 | Commercial | Restaurant | Existing | Food Preparation | Natural Gas | Oven | E3 | TRC BC Ratio | 0 | 0 | 0 | 0 | 0 | 0 | 0 | 0 | 0 | 0 | 0 | 0 | 0 | 0 | 0 | 0 | 0 | 0 | 0 | 0 | 0 | 0 | 0 | 0 | 0 | 0 | 0
F2_Commercial_Restaurant_Existing_Food Preparation_Natural Gas_Oven_E4 | F2 | Commercial | Restaurant | Existing | Food Preparation | Natural Gas | Oven | E4 | TRC BC Ratio | 0 | 0 | 0 | 0 | 0 | 0 | 0 | 0 | 0 | 0 | 0 | 0 | 0 | 0 | 0 | 0 | 0 | 0 | 0 | 0 | 0 | 0 | 0 | 0 | 0 | 0 | 0
F2_Commercial_Restaurant_Existing_Food Preparation_Natural Gas_Oven_E5 | F2 | Commercial | Restaurant | Existing | Food Preparation | Natural Gas | Oven | E5 | TRC BC Ratio | 0 | 0 | 0 | 0 | 0 | 0 | 0 | 0 | 0 | 0 | 0 | 0 | 0 | 0 | 0 | 0 | 0 | 0 | 0 | 0 | 0 | 0 | 0 | 0 | 0 | 0 | 0
F2_Commercial_Restaurant_Existing_Food Preparation_Natural Gas_Oven_E6 | F2 | Commercial | Restaurant | Existing | Food Preparation | Natural Gas | Oven | E6 | TRC BC Ratio | 0 | 0 | 0 | 0 | 0 | 0 | 0 | 0 | 0 | 0 | 0 | 0 | 0 | 0 | 0 | 0 | 0 | 0 | 0 | 0 | 0 | 0 | 0 | 0 | 0 | 0 | 0
F2_Commercial_Restaurant_Existing_Food Preparation_Natural Gas_Oven_E7 | F2 | Commercial | Restaurant | Existing | Food Preparation | Natural Gas | Oven | E7 | TRC BC Ratio | 0 | 0 | 0 | 0 | 0 | 0 | 0 | 0 | 0 | 0 | 0 | 0 | 0 | 0 | 0 | 0 | 0 | 0 | 0 | 0 | 0 | 0 | 0 | 0 | 0 | 0 | 0
F2_Commercial_Restaurant_Existing_Food Preparation_Natural Gas_Oven_E8 | F2 | Commercial | Restaurant | Existing | Food Preparation | Natural Gas | Oven | E8 | TRC BC Ratio | 0 | 0 | 0 | 0 | 0 | 0 | 0 | 0 | 0 | 0 | 0 | 0 | 0 | 0 | 0 | 0 | 0 | 0 | 0 | 0 | 0 | 0 | 0 | 0 | 0 | 0 | 0
F2_Commercial_Restaurant_Existing_Food Preparation_Natural Gas_Oven_E9 | F2 | Commercial | Restaurant | Existing | Food Preparation | Natural Gas | Oven | E9 | TRC BC Ratio | 0 | 0 | 0 | 0 | 0 | 0 | 0 | 0 | 0 | 0 | 0 | 0 | 0 | 0 | 0 | 0 | 0 | 0 | 0 | 0 | 0 | 0 | 0 | 0 | 0 | 0 | 0
F2_Commercial_Restaurant_Existing_Food Preparation_Natural Gas_Oven_E10 | F2 | Commercial | Restaurant | Existing | Food Preparation | Natural Gas | Oven | E10 | TRC BC Ratio | 0 | 0 | 0 | 0 | 0 | 0 | 0 | 0 | 0 | 0 | 0 | 0 | 0 | 0 | 0 | 0 | 0 | 0 | 0 | 0 | 0 | 0 | 0 | 0 | 0 | 0 | 0
F3_Commercial_Restaurant_Existing_Food Preparation_Natural Gas_Oven_E1 | F3 | Commercial | Restaurant | Existing | Food Preparation | Natural Gas | Oven | E1 | PACT BC Ratio | bar: 2021 to 2047
F3_Commercial_Restaurant_Existing_Food Preparation_Natural Gas_Oven_E2 | F3 | Commercial | Restaurant | Existing | Food Preparation | Natural Gas | Oven | E2 | PACT BC Ratio | 2.8204 | 2.7906 | 2.762 | 2.7347 | 2.7418 | 2.7714 | 2.8154 | 2.8674 | 2.9211 | 2.9697 | 3.0092 | 3.0341 | 3.0424 | 3.0315 | 3.0054 | 2.9673 | 2.9193 | 2.8618 | 2.7932 | 2.7116 | 2.6159 | 2.5056 | 2.4079 | 2.3451 | 2.3187 | 2.3301 | 2.3415
F3_Commercial_Restaurant_Existing_Food Preparation_Natural Gas_Oven_E3 | F3 | Commercial | Restaurant | Existing | Food Preparation | Natural Gas | Oven | E3 | PACT BC Ratio | 0 | 0 | 0 | 0 | 0 | 0 | 0 | 0 | 0 | 0 | 0 | 0 | 0 | 0 | 0 | 0 | 0 | 0 | 0 | 0 | 0 | 0 | 0 | 0 | 0 | 0 | 0
F3_Commercial_Restaurant_Existing_Food Preparation_Natural Gas_Oven_E4 | F3 | Commercial | Restaurant | Existing | Food Preparation | Natural Gas | Oven | E4 | PACT BC Ratio | 0 | 0 | 0 | 0 | 0 | 0 | 0 | 0 | 0 | 0 | 0 | 0 | 0 | 0 | 0 | 0 | 0 | 0 | 0 | 0 | 0 | 0 | 0 | 0 | 0 | 0 | 0
F3_Commercial_Restaurant_Existing_Food Preparation_Natural Gas_Oven_E5 | F3 | Commercial | Restaurant | Existing | Food Preparation | Natural Gas | Oven | E5 | PACT BC Ratio | 0 | 0 | 0 | 0 | 0 | 0 | 0 | 0 | 0 | 0 | 0 | 0 | 0 | 0 | 0 | 0 | 0 | 0 | 0 | 0 | 0 | 0 | 0 | 0 | 0 | 0 | 0
F3_Commercial_Restaurant_Existing_Food Preparation_Natural Gas_Oven_E6 | F3 | Commercial | Restaurant | Existing | Food Preparation | Natural Gas | Oven | E6 | PACT BC Ratio | 0 | 0 | 0 | 0 | 0 | 0 | 0 | 0 | 0 | 0 | 0 | 0 | 0 | 0 | 0 | 0 | 0 | 0 | 0 | 0 | 0 | 0 | 0 | 0 | 0 | 0 | 0
F3_Commercial_Restaurant_Existing_Food Preparation_Natural Gas_Oven_E7 | F3 | Commercial | Restaurant | Existing | Food Preparation | Natural Gas | Oven | E7 | PACT BC Ratio | 0 | 0 | 0 | 0 | 0 | 0 | 0 | 0 | 0 | 0 | 0 | 0 | 0 | 0 | 0 | 0 | 0 | 0 | 0 | 0 | 0 | 0 | 0 | 0 | 0 | 0 | 0
F3_Commercial_Restaurant_Existing_Food Preparation_Natural Gas_Oven_E8 | F3 | Commercial | Restaurant | Existing | Food Preparation | Natural Gas | Oven | E8 | PACT BC Ratio | 0 | 0 | 0 | 0 | 0 | 0 | 0 | 0 | 0 | 0 | 0 | 0 | 0 | 0 | 0 | 0 | 0 | 0 | 0 | 0 | 0 | 0 | 0 | 0 | 0 | 0 | 0
F3_Commercial_Restaurant_Existing_Food Preparation_Natural Gas_Oven_E9 | F3 | Commercial | Restaurant | Existing | Food Preparation | Natural Gas | Oven | E9 | PACT BC Ratio | 0 | 0 | 0 | 0 | 0 | 0 | 0 | 0 | 0 | 0 | 0 | 0 | 0 | 0 | 0 | 0 | 0 | 0 | 0 | 0 | 0 | 0 | 0 | 0 | 0 | 0 | 0
F3_Commercial_Restaurant_Existing_Food Preparation_Natural Gas_Oven_E10 | F3 | Commercial | Restaurant | Existing | Food Preparation | Natural Gas | Oven | E10 | PACT BC Ratio | 0 | 0 | 0 | 0 | 0 | 0 | 0 | 0 | 0 | 0 | 0 | 0 | 0 | 0 | 0 | 0 | 0 | 0 | 0 | 0 | 0 | 0 | 0 | 0 | 0 | 0 | 0
F4_Commercial_Restaurant_Existing_Food Preparation_Natural Gas_Oven_E1 | F4 | Commercial | Restaurant | Existing | Food Preparation | Natural Gas | Oven | E1 | RVT BC Ratio | bar: 2021 to 2047
F4_Commercial_Restaurant_Existing_Food Preparation_Natural Gas_Oven_E2 | F4 | Commercial | Restaurant | Existing | Food Preparation | Natural Gas | Oven | E2 | RVT BC Ratio | 0.7 | 0.7 | 0.7 | 0.7 | 0.7 | 0.7 | 0.7 | 0.7 | 0.7 | 0.7 | 0.7 | 0.7 | 0.7 | 0.7 | 0.7 | 0.7 | 0.7 | 0.7 | 0.7 | 0.7 | 0.7 | 0.7 | 0.7 | 0.7 | 0.7 | 0.7 | 0.7
F4_Commercial_Restaurant_Existing_Food Preparation_Natural Gas_Oven_E3 | F4 | Commercial | Restaurant | Existing | Food Preparation | Natural Gas | Oven | E3 | RVT BC Ratio | 0 | 0 | 0 | 0 | 0 | 0 | 0 | 0 | 0 | 0 | 0 | 0 | 0 | 0 | 0 | 0 | 0 | 0 | 0 | 0 | 0 | 0 | 0 | 0 | 0 | 0 | 0
F4_Commercial_Restaurant_Existing_Food Preparation_Natural Gas_Oven_E4 | F4 | Commercial | Restaurant | Existing | Food Preparation | Natural Gas | Oven | E4 | RVT BC Ratio | 0 | 0 | 0 | 0 | 0 | 0 | 0 | 0 | 0 | 0 | 0 | 0 | 0 | 0 | 0 | 0 | 0 | 0 | 0 | 0 | 0 | 0 | 0 | 0 | 0 | 0 | 0
F4_Commercial_Restaurant_Existing_Food Preparation_Natural Gas_Oven_E5 | F4 | Commercial | Restaurant | Existing | Food Preparation | Natural Gas | Oven | E5 | RVT BC Ratio | 0 | 0 | 0 | 0 | 0 | 0 | 0 | 0 | 0 | 0 | 0 | 0 | 0 | 0 | 0 | 0 | 0 | 0 | 0 | 0 | 0 | 0 | 0 | 0 | 0 | 0 | 0
F4_Commercial_Restaurant_Existing_Food Preparation_Natural Gas_Oven_E6 | F4 | Commercial | Restaurant | Existing | Food Preparation | Natural Gas | Oven | E6 | RVT BC Ratio | 0 | 0 | 0 | 0 | 0 | 0 | 0 | 0 | 0 | 0 | 0 | 0 | 0 | 0 | 0 | 0 | 0 | 0 | 0 | 0 | 0 | 0 | 0 | 0 | 0 | 0 | 0
F4_Commercial_Restaurant_Existing_Food Preparation_Natural Gas_Oven_E7 | F4 | Commercial | Restaurant | Existing | Food Preparation | Natural Gas | Oven | E7 | RVT BC Ratio | 0 | 0 | 0 | 0 | 0 | 0 | 0 | 0 | 0 | 0 | 0 | 0 | 0 | 0 | 0 | 0 | 0 | 0 | 0 | 0 | 0 | 0 | 0 | 0 | 0 | 0 | 0
F4_Commercial_Restaurant_Existing_Food Preparation_Natural Gas_Oven_E8 | F4 | Commercial | Restaurant | Existing | Food Preparation | Natural Gas | Oven | E8 | RVT BC Ratio | 0 | 0 | 0 | 0 | 0 | 0 | 0 | 0 | 0 | 0 | 0 | 0 | 0 | 0 | 0 | 0 | 0 | 0 | 0 | 0 | 0 | 0 | 0 | 0 | 0 | 0 | 0
F4_Commercial_Restaurant_Existing_Food Preparation_Natural Gas_Oven_E9 | F4 | Commercial | Restaurant | Existing | Food Preparation | Natural Gas | Oven | E9 | RVT BC Ratio | 0 | 0 | 0 | 0 | 0 | 0 | 0 | 0 | 0 | 0 | 0 | 0 | 0 | 0 | 0 | 0 | 0 | 0 | 0 | 0 | 0 | 0 | 0 | 0 | 0 | 0 | 0
F4_Commercial_Restaurant_Existing_Food Preparation_Natural Gas_Oven_E10 | F4 | Commercial | Restaurant | Existing | Food Preparation | Natural Gas | Oven | E10 | RVT BC Ratio | 0 | 0 | 0 | 0 | 0 | 0 | 0 | 0 | 0 | 0 | 0 | 0 | 0 | 0 | 0 | 0 | 0 | 0 | 0 | 0 | 0 | 0 | 0 | 0 | 0 | 0 | 0
F5_Commercial_Restaurant_Existing_Food Preparation_Natural Gas_Oven_E1 | F5 | Commercial | Restaurant | Existing | Food Preparation | Natural Gas | Oven | E1 | RIM BC Ratio | bar: 2021 to 2047
F5_Commercial_Restaurant_Existing_Food Preparation_Natural Gas_Oven_E2 | F5 | Commercial | Restaurant | Existing | Food Preparation | Natural Gas | Oven | E2 | RIM BC Ratio | 2.8204 | 2.7906 | 2.762 | 2.7347 | 2.7418 | 2.7714 | 2.8154 | 2.8674 | 2.9211 | 2.9697 | 3.0092 | 3.0341 | 3.0424 | 3.0315 | 3.0054 | 2.9673 | 2.9193 | 2.8618 | 2.7932 | 2.7116 | 2.6159 | 2.5056 | 2.4079 | 2.3451 | 2.3187 | 2.3301 | 2.3415
F5_Commercial_Restaurant_Existing_Food Preparation_Natural Gas_Oven_E3 | F5 | Commercial | Restaurant | Existing | Food Preparation | Natural Gas | Oven | E3 | RIM BC Ratio | 0 | 0 | 0 | 0 | 0 | 0 | 0 | 0 | 0 | 0 | 0 | 0 | 0 | 0 | 0 | 0 | 0 | 0 | 0 | 0 | 0 | 0 | 0 | 0 | 0 | 0 | 0
F5_Commercial_Restaurant_Existing_Food Preparation_Natural Gas_Oven_E4 | F5 | Commercial | Restaurant | Existing | Food Preparation | Natural Gas | Oven | E4 | RIM BC Ratio | 0 | 0 | 0 | 0 | 0 | 0 | 0 | 0 | 0 | 0 | 0 | 0 | 0 | 0 | 0 | 0 | 0 | 0 | 0 | 0 | 0 | 0 | 0 | 0 | 0 | 0 | 0
F5_Commercial_Restaurant_Existing_Food Preparation_Natural Gas_Oven_E5 | F5 | Commercial | Restaurant | Existing | Food Preparation | Natural Gas | Oven | E5 | RIM BC Ratio | 0 | 0 | 0 | 0 | 0 | 0 | 0 | 0 | 0 | 0 | 0 | 0 | 0 | 0 | 0 | 0 | 0 | 0 | 0 | 0 | 0 | 0 | 0 | 0 | 0 | 0 | 0
F5_Commercial_Restaurant_Existing_Food Preparation_Natural Gas_Oven_E6 | F5 | Commercial | Restaurant | Existing | Food Preparation | Natural Gas | Oven | E6 | RIM BC Ratio | 0 | 0 | 0 | 0 | 0 | 0 | 0 | 0 | 0 | 0 | 0 | 0 | 0 | 0 | 0 | 0 | 0 | 0 | 0 | 0 | 0 | 0 | 0 | 0 | 0 | 0 | 0
F5_Commercial_Restaurant_Existing_Food Preparation_Natural Gas_Oven_E7 | F5 | Commercial | Restaurant | Existing | Food Preparation | Natural Gas | Oven | E7 | RIM BC Ratio | 0 | 0 | 0 | 0 | 0 | 0 | 0 | 0 | 0 | 0 | 0 | 0 | 0 | 0 | 0 | 0 | 0 | 0 | 0 | 0 | 0 | 0 | 0 | 0 | 0 | 0 | 0
F5_Commercial_Restaurant_Existing_Food Preparation_Natural Gas_Oven_E8 | F5 | Commercial | Restaurant | Existing | Food Preparation | Natural Gas | Oven | E8 | RIM BC Ratio | 0 | 0 | 0 | 0 | 0 | 0 | 0 | 0 | 0 | 0 | 0 | 0 | 0 | 0 | 0 | 0 | 0 | 0 | 0 | 0 | 0 | 0 | 0 | 0 | 0 | 0 | 0
F5_Commercial_Restaurant_Existing_Food Preparation_Natural Gas_Oven_E9 | F5 | Commercial | Restaurant | Existing | Food Preparation | Natural Gas | Oven | E9 | RIM BC Ratio | 0 | 0 | 0 | 0 | 0 | 0 | 0 | 0 | 0 | 0 | 0 | 0 | 0 | 0 | 0 | 0 | 0 | 0 | 0 | 0 | 0 | 0 | 0 | 0 | 0 | 0 | 0
F5_Commercial_Restaurant_Existing_Food Preparation_Natural Gas_Oven_E10 | F5 | Commercial | Restaurant | Existing | Food Preparation | Natural Gas | Oven | E10 | RIM BC Ratio | 0 | 0 | 0 | 0 | 0 | 0 | 0 | 0 | 0 | 0 | 0 | 0 | 0 | 0 | 0 | 0 | 0 | 0 | 0 | 0 | 0 | 0 | 0 | 0 | 0 | 0 | 0
F0_Commercial_Restaurant_Existing_Food Preparation_Natural Gas_Conveyor Oven_E0 | F0 | Commercial | Restaurant | Existing | Food Preparation | Natural Gas | Conveyor Oven | E0 | Economic Unit | Efficient (>42% Baking Efficiency) | Efficient (>42% Baking Efficiency) | Efficient (>42% Baking Efficiency) | Efficient (>42% Baking Efficiency) | Efficient (>42% Baking Efficiency) | Efficient (>42% Baking Efficiency) | Efficient (>42% Baking Efficiency) | Efficient (>42% Baking Efficiency) | Efficient (>42% Baking Efficiency) | Efficient (>42% Baking Efficiency) | Efficient (>42% Baking Efficiency) | Efficient (>42% Baking Efficiency) | Efficient (>42% Baking Efficiency) | Efficient (>42% Baking Efficiency) | Efficient (>42% Baking Efficiency) | Efficient (>42% Baking Efficiency) | Efficient (>42% Baking Efficiency) | Efficient (>42% Baking Efficiency) | Efficient (>42% Baking Efficiency) | Efficient (>42% Baking Efficiency) | Efficient (>42% Baking Efficiency) | Efficient (>42% Baking Efficiency) | Efficient (>42% Baking Efficiency) | Efficient (>42% Baking Efficiency) | Efficient (>42% Baking Efficiency) | Efficient (>42% Baking Efficiency) | Efficient (>42% Baking Efficiency)
F1_Commercial_Restaurant_Existing_Food Preparation_Natural Gas_Conveyor Oven_E1 | F1 | Commercial | Restaurant | Existing | Food Preparation | Natural Gas | Conveyor Oven | E1 | CCE | 0 | 0 | 0 | 0 | 0 | 0 | 0 | 0 | 0 | 0 | 0 | 0 | 0 | 0 | 0 | 0 | 0 | 0 | 0 | 0 | 0 | 0 | 0 | 0 | 0 | 0 | 0
F1_Commercial_Restaurant_Existing_Food Preparation_Natural Gas_Conveyor Oven_E2 | F1 | Commercial | Restaurant | Existing | Food Preparation | Natural Gas | Conveyor Oven | E2 | CCE | 0.0044579 | 0.0044579 | 0.0044579 | 0.0044579 | 0.0044579 | 0.0044579 | 0.0044579 | 0.0044579 | 0.0044579 | 0.0044579 | 0.0044579 | 0.0044579 | 0.0044579 | 0.0044579 | 0.0044579 | 0.0044579 | 0.0044579 | 0.0044579 | 0.0044579 | 0.0044579 | 0.0044579 | 0.0044579 | 0.0044579 | 0.0044579 | 0.0044579 | 0.0044579 | 0.0044579
F1_Commercial_Restaurant_Existing_Food Preparation_Natural Gas_Conveyor Oven_E3 | F1 | Commercial | Restaurant | Existing | Food Preparation | Natural Gas | Conveyor Oven | E3 | CCE | 0 | 0 | 0 | 0 | 0 | 0 | 0 | 0 | 0 | 0 | 0 | 0 | 0 | 0 | 0 | 0 | 0 | 0 | 0 | 0 | 0 | 0 | 0 | 0 | 0 | 0 | 0
F1_Commercial_Restaurant_Existing_Food Preparation_Natural Gas_Conveyor Oven_E4 | F1 | Commercial | Restaurant | Existing | Food Preparation | Natural Gas | Conveyor Oven | E4 | CCE | 0 | 0 | 0 | 0 | 0 | 0 | 0 | 0 | 0 | 0 | 0 | 0 | 0 | 0 | 0 | 0 | 0 | 0 | 0 | 0 | 0 | 0 | 0 | 0 | 0 | 0 | 0
F1_Commercial_Restaurant_Existing_Food Preparation_Natural Gas_Conveyor Oven_E5 | F1 | Commercial | Restaurant | Existing | Food Preparation | Natural Gas | Conveyor Oven | E5 | CCE | 0 | 0 | 0 | 0 | 0 | 0 | 0 | 0 | 0 | 0 | 0 | 0 | 0 | 0 | 0 | 0 | 0 | 0 | 0 | 0 | 0 | 0 | 0 | 0 | 0 | 0 | 0
F1_Commercial_Restaurant_Existing_Food Preparation_Natural Gas_Conveyor Oven_E6 | F1 | Commercial | Restaurant | Existing | Food Preparation | Natural Gas | Conveyor Oven | E6 | CCE | 0 | 0 | 0 | 0 | 0 | 0 | 0 | 0 | 0 | 0 | 0 | 0 | 0 | 0 | 0 | 0 | 0 | 0 | 0 | 0 | 0 | 0 | 0 | 0 | 0 | 0 | 0
F1_Commercial_Restaurant_Existing_Food Preparation_Natural Gas_Conveyor Oven_E7 | F1 | Commercial | Restaurant | Existing | Food Preparation | Natural Gas | Conveyor Oven | E7 | CCE | 0 | 0 | 0 | 0 | 0 | 0 | 0 | 0 | 0 | 0 | 0 | 0 | 0 | 0 | 0 | 0 | 0 | 0 | 0 | 0 | 0 | 0 | 0 | 0 | 0 | 0 | 0
F1_Commercial_Restaurant_Existing_Food Preparation_Natural Gas_Conveyor Oven_E8 | F1 | Commercial | Restaurant | Existing | Food Preparation | Natural Gas | Conveyor Oven | E8 | CCE | 0 | 0 | 0 | 0 | 0 | 0 | 0 | 0 | 0 | 0 | 0 | 0 | 0 | 0 | 0 | 0 | 0 | 0 | 0 | 0 | 0 | 0 | 0 | 0 | 0 | 0 | 0
F1_Commercial_Restaurant_Existing_Food Preparation_Natural Gas_Conveyor Oven_E9 | F1 | Commercial | Restaurant | Existing | Food Preparation | Natural Gas | Conveyor Oven | E9 | CCE | 0 | 0 | 0 | 0 | 0 | 0 | 0 | 0 | 0 | 0 | 0 | 0 | 0 | 0 | 0 | 0 | 0 | 0 | 0 | 0 | 0 | 0 | 0 | 0 | 0 | 0 | 0
F1_Commercial_Restaurant_Existing_Food Preparation_Natural Gas_Conveyor Oven_E10 | F1 | Commercial | Restaurant | Existing | Food Preparation | Natural Gas | Conveyor Oven | E10 | CCE | 0 | 0 | 0 | 0 | 0 | 0 | 0 | 0 | 0 | 0 | 0 | 0 | 0 | 0 | 0 | 0 | 0 | 0 | 0 | 0 | 0 | 0 | 0 | 0 | 0 | 0 | 0
F2_Commercial_Restaurant_Existing_Food Preparation_Natural Gas_Conveyor Oven_E1 | F2 | Commercial | Restaurant | Existing | Food Preparation | Natural Gas | Conveyor Oven | E1 | TRC BC Ratio | bar: 2021 to 2047
F2_Commercial_Restaurant_Existing_Food Preparation_Natural Gas_Conveyor Oven_E2 | F2 | Commercial | Restaurant | Existing | Food Preparation | Natural Gas | Conveyor Oven | E2 | TRC BC Ratio | 3.1168 | 3.1026 | 3.0898 | 3.0771 | 3.0914 | 3.1189 | 3.1492 | 3.1746 | 3.1913 | 3.1987 | 3.1992 | 3.1946 | 3.185 | 3.1677 | 3.1435 | 3.1119 | 3.0717 | 3.0231 | 2.9646 | 2.8946 | 2.8121 | 2.7166 | 2.6323 | 2.579 | 2.558 | 2.5706 | 2.5832
F2_Commercial_Restaurant_Existing_Food Preparation_Natural Gas_Conveyor Oven_E3 | F2 | Commercial | Restaurant | Existing | Food Preparation | Natural Gas | Conveyor Oven | E3 | TRC BC Ratio | 0 | 0 | 0 | 0 | 0 | 0 | 0 | 0 | 0 | 0 | 0 | 0 | 0 | 0 | 0 | 0 | 0 | 0 | 0 | 0 | 0 | 0 | 0 | 0 | 0 | 0 | 0
F2_Commercial_Restaurant_Existing_Food Preparation_Natural Gas_Conveyor Oven_E4 | F2 | Commercial | Restaurant | Existing | Food Preparation | Natural Gas | Conveyor Oven | E4 | TRC BC Ratio | 0 | 0 | 0 | 0 | 0 | 0 | 0 | 0 | 0 | 0 | 0 | 0 | 0 | 0 | 0 | 0 | 0 | 0 | 0 | 0 | 0 | 0 | 0 | 0 | 0 | 0 | 0
F2_Commercial_Restaurant_Existing_Food Preparation_Natural Gas_Conveyor Oven_E5 | F2 | Commercial | Restaurant | Existing | Food Preparation | Natural Gas | Conveyor Oven | E5 | TRC BC Ratio | 0 | 0 | 0 | 0 | 0 | 0 | 0 | 0 | 0 | 0 | 0 | 0 | 0 | 0 | 0 | 0 | 0 | 0 | 0 | 0 | 0 | 0 | 0 | 0 | 0 | 0 | 0
F2_Commercial_Restaurant_Existing_Food Preparation_Natural Gas_Conveyor Oven_E6 | F2 | Commercial | Restaurant | Existing | Food Preparation | Natural Gas | Conveyor Oven | E6 | TRC BC Ratio | 0 | 0 | 0 | 0 | 0 | 0 | 0 | 0 | 0 | 0 | 0 | 0 | 0 | 0 | 0 | 0 | 0 | 0 | 0 | 0 | 0 | 0 | 0 | 0 | 0 | 0 | 0
F2_Commercial_Restaurant_Existing_Food Preparation_Natural Gas_Conveyor Oven_E7 | F2 | Commercial | Restaurant | Existing | Food Preparation | Natural Gas | Conveyor Oven | E7 | TRC BC Ratio | 0 | 0 | 0 | 0 | 0 | 0 | 0 | 0 | 0 | 0 | 0 | 0 | 0 | 0 | 0 | 0 | 0 | 0 | 0 | 0 | 0 | 0 | 0 | 0 | 0 | 0 | 0
F2_Commercial_Restaurant_Existing_Food Preparation_Natural Gas_Conveyor Oven_E8 | F2 | Commercial | Restaurant | Existing | Food Preparation | Natural Gas | Conveyor Oven | E8 | TRC BC Ratio | 0 | 0 | 0 | 0 | 0 | 0 | 0 | 0 | 0 | 0 | 0 | 0 | 0 | 0 | 0 | 0 | 0 | 0 | 0 | 0 | 0 | 0 | 0 | 0 | 0 | 0 | 0
F2_Commercial_Restaurant_Existing_Food Preparation_Natural Gas_Conveyor Oven_E9 | F2 | Commercial | Restaurant | Existing | Food Preparation | Natural Gas | Conveyor Oven | E9 | TRC BC Ratio | 0 | 0 | 0 | 0 | 0 | 0 | 0 | 0 | 0 | 0 | 0 | 0 | 0 | 0 | 0 | 0 | 0 | 0 | 0 | 0 | 0 | 0 | 0 | 0 | 0 | 0 | 0
F2_Commercial_Restaurant_Existing_Food Preparation_Natural Gas_Conveyor Oven_E10 | F2 | Commercial | Restaurant | Existing | Food Preparation | Natural Gas | Conveyor Oven | E10 | TRC BC Ratio | 0 | 0 | 0 | 0 | 0 | 0 | 0 | 0 | 0 | 0 | 0 | 0 | 0 | 0 | 0 | 0 | 0 | 0 | 0 | 0 | 0 | 0 | 0 | 0 | 0 | 0 | 0
F3_Commercial_Restaurant_Existing_Food Preparation_Natural Gas_Conveyor Oven_E1 | F3 | Commercial | Restaurant | Existing | Food Preparation | Natural Gas | Conveyor Oven | E1 | PACT BC Ratio | bar: 2021 to 2047
F3_Commercial_Restaurant_Existing_Food Preparation_Natural Gas_Conveyor Oven_E2 | F3 | Commercial | Restaurant | Existing | Food Preparation | Natural Gas | Conveyor Oven | E2 | PACT BC Ratio | 4.1011 | 4.0824 | 4.0655 | 4.0488 | 4.0676 | 4.1039 | 4.1436 | 4.1771 | 4.1991 | 4.2088 | 4.2095 | 4.2034 | 4.1908 | 4.168 | 4.1362 | 4.0947 | 4.0417 | 3.9778 | 3.9008 | 3.8086 | 3.7001 | 3.5745 | 3.4635 | 3.3934 | 3.3658 | 3.3823 | 3.3989
F3_Commercial_Restaurant_Existing_Food Preparation_Natural Gas_Conveyor Oven_E3 | F3 | Commercial | Restaurant | Existing | Food Preparation | Natural Gas | Conveyor Oven | E3 | PACT BC Ratio | 0 | 0 | 0 | 0 | 0 | 0 | 0 | 0 | 0 | 0 | 0 | 0 | 0 | 0 | 0 | 0 | 0 | 0 | 0 | 0 | 0 | 0 | 0 | 0 | 0 | 0 | 0
F3_Commercial_Restaurant_Existing_Food Preparation_Natural Gas_Conveyor Oven_E4 | F3 | Commercial | Restaurant | Existing | Food Preparation | Natural Gas | Conveyor Oven | E4 | PACT BC Ratio | 0 | 0 | 0 | 0 | 0 | 0 | 0 | 0 | 0 | 0 | 0 | 0 | 0 | 0 | 0 | 0 | 0 | 0 | 0 | 0 | 0 | 0 | 0 | 0 | 0 | 0 | 0
F3_Commercial_Restaurant_Existing_Food Preparation_Natural Gas_Conveyor Oven_E5 | F3 | Commercial | Restaurant | Existing | Food Preparation | Natural Gas | Conveyor Oven | E5 | PACT BC Ratio | 0 | 0 | 0 | 0 | 0 | 0 | 0 | 0 | 0 | 0 | 0 | 0 | 0 | 0 | 0 | 0 | 0 | 0 | 0 | 0 | 0 | 0 | 0 | 0 | 0 | 0 | 0
F3_Commercial_Restaurant_Existing_Food Preparation_Natural Gas_Conveyor Oven_E6 | F3 | Commercial | Restaurant | Existing | Food Preparation | Natural Gas | Conveyor Oven | E6 | PACT BC Ratio | 0 | 0 | 0 | 0 | 0 | 0 | 0 | 0 | 0 | 0 | 0 | 0 | 0 | 0 | 0 | 0 | 0 | 0 | 0 | 0 | 0 | 0 | 0 | 0 | 0 | 0 | 0
F3_Commercial_Restaurant_Existing_Food Preparation_Natural Gas_Conveyor Oven_E7 | F3 | Commercial | Restaurant | Existing | Food Preparation | Natural Gas | Conveyor Oven | E7 | PACT BC Ratio | 0 | 0 | 0 | 0 | 0 | 0 | 0 | 0 | 0 | 0 | 0 | 0 | 0 | 0 | 0 | 0 | 0 | 0 | 0 | 0 | 0 | 0 | 0 | 0 | 0 | 0 | 0
F3_Commercial_Restaurant_Existing_Food Preparation_Natural Gas_Conveyor Oven_E8 | F3 | Commercial | Restaurant | Existing | Food Preparation | Natural Gas | Conveyor Oven | E8 | PACT BC Ratio | 0 | 0 | 0 | 0 | 0 | 0 | 0 | 0 | 0 | 0 | 0 | 0 | 0 | 0 | 0 | 0 | 0 | 0 | 0 | 0 | 0 | 0 | 0 | 0 | 0 | 0 | 0
F3_Commercial_Restaurant_Existing_Food Preparation_Natural Gas_Conveyor Oven_E9 | F3 | Commercial | Restaurant | Existing | Food Preparation | Natural Gas | Conveyor Oven | E9 | PACT BC Ratio | 0 | 0 | 0 | 0 | 0 | 0 | 0 | 0 | 0 | 0 | 0 | 0 | 0 | 0 | 0 | 0 | 0 | 0 | 0 | 0 | 0 | 0 | 0 | 0 | 0 | 0 | 0
F3_Commercial_Restaurant_Existing_Food Preparation_Natural Gas_Conveyor Oven_E10 | F3 | Commercial | Restaurant | Existing | Food Preparation | Natural Gas | Conveyor Oven | E10 | PACT BC Ratio | 0 | 0 | 0 | 0 | 0 | 0 | 0 | 0 | 0 | 0 | 0 | 0 | 0 | 0 | 0 | 0 | 0 | 0 | 0 | 0 | 0 | 0 | 0 | 0 | 0 | 0 | 0
F4_Commercial_Restaurant_Existing_Food Preparation_Natural Gas_Conveyor Oven_E1 | F4 | Commercial | Restaurant | Existing | Food Preparation | Natural Gas | Conveyor Oven | E1 | RVT BC Ratio | bar: 2021 to 2047
F4_Commercial_Restaurant_Existing_Food Preparation_Natural Gas_Conveyor Oven_E2 | F4 | Commercial | Restaurant | Existing | Food Preparation | Natural Gas | Conveyor Oven | E2 | RVT BC Ratio | 0.7 | 0.7 | 0.7 | 0.7 | 0.7 | 0.7 | 0.7 | 0.7 | 0.7 | 0.7 | 0.7 | 0.7 | 0.7 | 0.7 | 0.7 | 0.7 | 0.7 | 0.7 | 0.7 | 0.7 | 0.7 | 0.7 | 0.7 | 0.7 | 0.7 | 0.7 | 0.7
F4_Commercial_Restaurant_Existing_Food Preparation_Natural Gas_Conveyor Oven_E3 | F4 | Commercial | Restaurant | Existing | Food Preparation | Natural Gas | Conveyor Oven | E3 | RVT BC Ratio | 0 | 0 | 0 | 0 | 0 | 0 | 0 | 0 | 0 | 0 | 0 | 0 | 0 | 0 | 0 | 0 | 0 | 0 | 0 | 0 | 0 | 0 | 0 | 0 | 0 | 0 | 0
F4_Commercial_Restaurant_Existing_Food Preparation_Natural Gas_Conveyor Oven_E4 | F4 | Commercial | Restaurant | Existing | Food Preparation | Natural Gas | Conveyor Oven | E4 | RVT BC Ratio | 0 | 0 | 0 | 0 | 0 | 0 | 0 | 0 | 0 | 0 | 0 | 0 | 0 | 0 | 0 | 0 | 0 | 0 | 0 | 0 | 0 | 0 | 0 | 0 | 0 | 0 | 0
F4_Commercial_Restaurant_Existing_Food Preparation_Natural Gas_Conveyor Oven_E5 | F4 | Commercial | Restaurant | Existing | Food Preparation | Natural Gas | Conveyor Oven | E5 | RVT BC Ratio | 0 | 0 | 0 | 0 | 0 | 0 | 0 | 0 | 0 | 0 | 0 | 0 | 0 | 0 | 0 | 0 | 0 | 0 | 0 | 0 | 0 | 0 | 0 | 0 | 0 | 0 | 0
F4_Commercial_Restaurant_Existing_Food Preparation_Natural Gas_Conveyor Oven_E6 | F4 | Commercial | Restaurant | Existing | Food Preparation | Natural Gas | Conveyor Oven | E6 | RVT BC Ratio | 0 | 0 | 0 | 0 | 0 | 0 | 0 | 0 | 0 | 0 | 0 | 0 | 0 | 0 | 0 | 0 | 0 | 0 | 0 | 0 | 0 | 0 | 0 | 0 | 0 | 0 | 0
F4_Commercial_Restaurant_Existing_Food Preparation_Natural Gas_Conveyor Oven_E7 | F4 | Commercial | Restaurant | Existing | Food Preparation | Natural Gas | Conveyor Oven | E7 | RVT BC Ratio | 0 | 0 | 0 | 0 | 0 | 0 | 0 | 0 | 0 | 0 | 0 | 0 | 0 | 0 | 0 | 0 | 0 | 0 | 0 | 0 | 0 | 0 | 0 | 0 | 0 | 0 | 0
F4_Commercial_Restaurant_Existing_Food Preparation_Natural Gas_Conveyor Oven_E8 | F4 | Commercial | Restaurant | Existing | Food Preparation | Natural Gas | Conveyor Oven | E8 | RVT BC Ratio | 0 | 0 | 0 | 0 | 0 | 0 | 0 | 0 | 0 | 0 | 0 | 0 | 0 | 0 | 0 | 0 | 0 | 0 | 0 | 0 | 0 | 0 | 0 | 0 | 0 | 0 | 0
F4_Commercial_Restaurant_Existing_Food Preparation_Natural Gas_Conveyor Oven_E9 | F4 | Commercial | Restaurant | Existing | Food Preparation | Natural Gas | Conveyor Oven | E9 | RVT BC Ratio | 0 | 0 | 0 | 0 | 0 | 0 | 0 | 0 | 0 | 0 | 0 | 0 | 0 | 0 | 0 | 0 | 0 | 0 | 0 | 0 | 0 | 0 | 0 | 0 | 0 | 0 | 0
F4_Commercial_Restaurant_Existing_Food Preparation_Natural Gas_Conveyor Oven_E10 | F4 | Commercial | Restaurant | Existing | Food Preparation | Natural Gas | Conveyor Oven | E10 | RVT BC Ratio | 0 | 0 | 0 | 0 | 0 | 0 | 0 | 0 | 0 | 0 | 0 | 0 | 0 | 0 | 0 | 0 | 0 | 0 | 0 | 0 | 0 | 0 | 0 | 0 | 0 | 0 | 0
F5_Commercial_Restaurant_Existing_Food Preparation_Natural Gas_Conveyor Oven_E1 | F5 | Commercial | Restaurant | Existing | Food Preparation | Natural Gas | Conveyor Oven | E1 | RIM BC Ratio | bar: 2021 to 2047
F5_Commercial_Restaurant_Existing_Food Preparation_Natural Gas_Conveyor Oven_E2 | F5 | Commercial | Restaurant | Existing | Food Preparation | Natural Gas | Conveyor Oven | E2 | RIM BC Ratio | 4.1011 | 4.0824 | 4.0655 | 4.0488 | 4.0676 | 4.1039 | 4.1436 | 4.1771 | 4.1991 | 4.2088 | 4.2095 | 4.2034 | 4.1908 | 4.168 | 4.1362 | 4.0947 | 4.0417 | 3.9778 | 3.9008 | 3.8086 | 3.7001 | 3.5745 | 3.4635 | 3.3934 | 3.3658 | 3.3823 | 3.3989
F5_Commercial_Restaurant_Existing_Food Preparation_Natural Gas_Conveyor Oven_E3 | F5 | Commercial | Restaurant | Existing | Food Preparation | Natural Gas | Conveyor Oven | E3 | RIM BC Ratio | 0 | 0 | 0 | 0 | 0 | 0 | 0 | 0 | 0 | 0 | 0 | 0 | 0 | 0 | 0 | 0 | 0 | 0 | 0 | 0 | 0 | 0 | 0 | 0 | 0 | 0 | 0
F5_Commercial_Restaurant_Existing_Food Preparation_Natural Gas_Conveyor Oven_E4 | F5 | Commercial | Restaurant | Existing | Food Preparation | Natural Gas | Conveyor Oven | E4 | RIM BC Ratio | 0 | 0 | 0 | 0 | 0 | 0 | 0 | 0 | 0 | 0 | 0 | 0 | 0 | 0 | 0 | 0 | 0 | 0 | 0 | 0 | 0 | 0 | 0 | 0 | 0 | 0 | 0
F5_Commercial_Restaurant_Existing_Food Preparation_Natural Gas_Conveyor Oven_E5 | F5 | Commercial | Restaurant | Existing | Food Preparation | Natural Gas | Conveyor Oven | E5 | RIM BC Ratio | 0 | 0 | 0 | 0 | 0 | 0 | 0 | 0 | 0 | 0 | 0 | 0 | 0 | 0 | 0 | 0 | 0 | 0 | 0 | 0 | 0 | 0 | 0 | 0 | 0 | 0 | 0
F5_Commercial_Restaurant_Existing_Food Preparation_Natural Gas_Conveyor Oven_E6 | F5 | Commercial | Restaurant | Existing | Food Preparation | Natural Gas | Conveyor Oven | E6 | RIM BC Ratio | 0 | 0 | 0 | 0 | 0 | 0 | 0 | 0 | 0 | 0 | 0 | 0 | 0 | 0 | 0 | 0 | 0 | 0 | 0 | 0 | 0 | 0 | 0 | 0 | 0 | 0 | 0
F5_Commercial_Restaurant_Existing_Food Preparation_Natural Gas_Conveyor Oven_E7 | F5 | Commercial | Restaurant | Existing | Food Preparation | Natural Gas | Conveyor Oven | E7 | RIM BC Ratio | 0 | 0 | 0 | 0 | 0 | 0 | 0 | 0 | 0 | 0 | 0 | 0 | 0 | 0 | 0 | 0 | 0 | 0 | 0 | 0 | 0 | 0 | 0 | 0 | 0 | 0 | 0
F5_Commercial_Restaurant_Existing_Food Preparation_Natural Gas_Conveyor Oven_E8 | F5 | Commercial | Restaurant | Existing | Food Preparation | Natural Gas | Conveyor Oven | E8 | RIM BC Ratio | 0 | 0 | 0 | 0 | 0 | 0 | 0 | 0 | 0 | 0 | 0 | 0 | 0 | 0 | 0 | 0 | 0 | 0 | 0 | 0 | 0 | 0 | 0 | 0 | 0 | 0 | 0
F5_Commercial_Restaurant_Existing_Food Preparation_Natural Gas_Conveyor Oven_E9 | F5 | Commercial | Restaurant | Existing | Food Preparation | Natural Gas | Conveyor Oven | E9 | RIM BC Ratio | 0 | 0 | 0 | 0 | 0 | 0 | 0 | 0 | 0 | 0 | 0 | 0 | 0 | 0 | 0 | 0 | 0 | 0 | 0 | 0 | 0 | 0 | 0 | 0 | 0 | 0 | 0
F5_Commercial_Restaurant_Existing_Food Preparation_Natural Gas_Conveyor Oven_E10 | F5 | Commercial | Restaurant | Existing | Food Preparation | Natural Gas | Conveyor Oven | E10 | RIM BC Ratio | 0 | 0 | 0 | 0 | 0 | 0 | 0 | 0 | 0 | 0 | 0 | 0 | 0 | 0 | 0 | 0 | 0 | 0 | 0 | 0 | 0 | 0 | 0 | 0 | 0 | 0 | 0
F0_Commercial_Restaurant_Existing_Food Preparation_Natural Gas_Double Rack Oven_E0 | F0 | Commercial | Restaurant | Existing | Food Preparation | Natural Gas | Double Rack Oven | E0 | Economic Unit | FTSC Qualified (>50% Cooking Efficiency) | FTSC Qualified (>50% Cooking Efficiency) | FTSC Qualified (>50% Cooking Efficiency) | FTSC Qualified (>50% Cooking Efficiency) | FTSC Qualified (>50% Cooking Efficiency) | FTSC Qualified (>50% Cooking Efficiency) | FTSC Qualified (>50% Cooking Efficiency) | FTSC Qualified (>50% Cooking Efficiency) | FTSC Qualified (>50% Cooking Efficiency) | FTSC Qualified (>50% Cooking Efficiency) | FTSC Qualified (>50% Cooking Efficiency) | FTSC Qualified (>50% Cooking Efficiency) | FTSC Qualified (>50% Cooking Efficiency) | FTSC Qualified (>50% Cooking Efficiency) | FTSC Qualified (>50% Cooking Efficiency) | FTSC Qualified (>50% Cooking Efficiency) | FTSC Qualified (>50% Cooking Efficiency) | FTSC Qualified (>50% Cooking Efficiency) | FTSC Qualified (>50% Cooking Efficiency) | FTSC Qualified (>50% Cooking Efficiency) | FTSC Qualified (>50% Cooking Efficiency) | FTSC Qualified (>50% Cooking Efficiency) | FTSC Qualified (>50% Cooking Efficiency) | FTSC Qualified (>50% Cooking Efficiency) | FTSC Qualified (>50% Cooking Efficiency) | FTSC Qualified (>50% Cooking Efficiency) | FTSC Qualified (>50% Cooking Efficiency)
F1_Commercial_Restaurant_Existing_Food Preparation_Natural Gas_Double Rack Oven_E1 | F1 | Commercial | Restaurant | Existing | Food Preparation | Natural Gas | Double Rack Oven | E1 | CCE | 0 | 0 | 0 | 0 | 0 | 0 | 0 | 0 | 0 | 0 | 0 | 0 | 0 | 0 | 0 | 0 | 0 | 0 | 0 | 0 | 0 | 0 | 0 | 0 | 0 | 0 | 0
F1_Commercial_Restaurant_Existing_Food Preparation_Natural Gas_Double Rack Oven_E2 | F1 | Commercial | Restaurant | Existing | Food Preparation | Natural Gas | Double Rack Oven | E2 | CCE | 0.00516 | 0.00516 | 0.00516 | 0.00516 | 0.00516 | 0.00516 | 0.00516 | 0.00516 | 0.00516 | 0.00516 | 0.00516 | 0.00516 | 0.00516 | 0.00516 | 0.00516 | 0.00516 | 0.00516 | 0.00516 | 0.00516 | 0.00516 | 0.00516 | 0.00516 | 0.00516 | 0.00516 | 0.00516 | 0.00516 | 0.00516
F1_Commercial_Restaurant_Existing_Food Preparation_Natural Gas_Double Rack Oven_E3 | F1 | Commercial | Restaurant | Existing | Food Preparation | Natural Gas | Double Rack Oven | E3 | CCE | 0 | 0 | 0 | 0 | 0 | 0 | 0 | 0 | 0 | 0 | 0 | 0 | 0 | 0 | 0 | 0 | 0 | 0 | 0 | 0 | 0 | 0 | 0 | 0 | 0 | 0 | 0
F1_Commercial_Restaurant_Existing_Food Preparation_Natural Gas_Double Rack Oven_E4 | F1 | Commercial | Restaurant | Existing | Food Preparation | Natural Gas | Double Rack Oven | E4 | CCE | 0 | 0 | 0 | 0 | 0 | 0 | 0 | 0 | 0 | 0 | 0 | 0 | 0 | 0 | 0 | 0 | 0 | 0 | 0 | 0 | 0 | 0 | 0 | 0 | 0 | 0 | 0
F1_Commercial_Restaurant_Existing_Food Preparation_Natural Gas_Double Rack Oven_E5 | F1 | Commercial | Restaurant | Existing | Food Preparation | Natural Gas | Double Rack Oven | E5 | CCE | 0 | 0 | 0 | 0 | 0 | 0 | 0 | 0 | 0 | 0 | 0 | 0 | 0 | 0 | 0 | 0 | 0 | 0 | 0 | 0 | 0 | 0 | 0 | 0 | 0 | 0 | 0
F1_Commercial_Restaurant_Existing_Food Preparation_Natural Gas_Double Rack Oven_E6 | F1 | Commercial | Restaurant | Existing | Food Preparation | Natural Gas | Double Rack Oven | E6 | CCE | 0 | 0 | 0 | 0 | 0 | 0 | 0 | 0 | 0 | 0 | 0 | 0 | 0 | 0 | 0 | 0 | 0 | 0 | 0 | 0 | 0 | 0 | 0 | 0 | 0 | 0 | 0
F1_Commercial_Restaurant_Existing_Food Preparation_Natural Gas_Double Rack Oven_E7 | F1 | Commercial | Restaurant | Existing | Food Preparation | Natural Gas | Double Rack Oven | E7 | CCE | 0 | 0 | 0 | 0 | 0 | 0 | 0 | 0 | 0 | 0 | 0 | 0 | 0 | 0 | 0 | 0 | 0 | 0 | 0 | 0 | 0 | 0 | 0 | 0 | 0 | 0 | 0
F1_Commercial_Restaurant_Existing_Food Preparation_Natural Gas_Double Rack Oven_E8 | F1 | Commercial | Restaurant | Existing | Food Preparation | Natural Gas | Double Rack Oven | E8 | CCE | 0 | 0 | 0 | 0 | 0 | 0 | 0 | 0 | 0 | 0 | 0 | 0 | 0 | 0 | 0 | 0 | 0 | 0 | 0 | 0 | 0 | 0 | 0 | 0 | 0 | 0 | 0
F1_Commercial_Restaurant_Existing_Food Preparation_Natural Gas_Double Rack Oven_E9 | F1 | Commercial | Restaurant | Existing | Food Preparation | Natural Gas | Double Rack Oven | E9 | CCE | 0 | 0 | 0 | 0 | 0 | 0 | 0 | 0 | 0 | 0 | 0 | 0 | 0 | 0 | 0 | 0 | 0 | 0 | 0 | 0 | 0 | 0 | 0 | 0 | 0 | 0 | 0
F1_Commercial_Restaurant_Existing_Food Preparation_Natural Gas_Double Rack Oven_E10 | F1 | Commercial | Restaurant | Existing | Food Preparation | Natural Gas | Double Rack Oven | E10 | CCE | 0 | 0 | 0 | 0 | 0 | 0 | 0 | 0 | 0 | 0 | 0 | 0 | 0 | 0 | 0 | 0 | 0 | 0 | 0 | 0 | 0 | 0 | 0 | 0 | 0 | 0 | 0
F2_Commercial_Restaurant_Existing_Food Preparation_Natural Gas_Double Rack Oven_E1 | F2 | Commercial | Restaurant | Existing | Food Preparation | Natural Gas | Double Rack Oven | E1 | TRC BC Ratio | bar: 2021 to 2047
F2_Commercial_Restaurant_Existing_Food Preparation_Natural Gas_Double Rack Oven_E2 | F2 | Commercial | Restaurant | Existing | Food Preparation | Natural Gas | Double Rack Oven | E2 | TRC BC Ratio | 2.6451 | 2.6168 | 2.5895 | 2.5634 | 2.5698 | 2.5976 | 2.6379 | 2.6828 | 2.726 | 2.7629 | 2.793 | 2.8145 | 2.8267 | 2.8253 | 2.81 | 2.7806 | 2.7375 | 2.6832 | 2.6184 | 2.5413 | 2.451 | 2.3468 | 2.2544 | 2.1951 | 2.1701 | 2.1808 | 2.1915
F2_Commercial_Restaurant_Existing_Food Preparation_Natural Gas_Double Rack Oven_E3 | F2 | Commercial | Restaurant | Existing | Food Preparation | Natural Gas | Double Rack Oven | E3 | TRC BC Ratio | 0 | 0 | 0 | 0 | 0 | 0 | 0 | 0 | 0 | 0 | 0 | 0 | 0 | 0 | 0 | 0 | 0 | 0 | 0 | 0 | 0 | 0 | 0 | 0 | 0 | 0 | 0
F2_Commercial_Restaurant_Existing_Food Preparation_Natural Gas_Double Rack Oven_E4 | F2 | Commercial | Restaurant | Existing | Food Preparation | Natural Gas | Double Rack Oven | E4 | TRC BC Ratio | 0 | 0 | 0 | 0 | 0 | 0 | 0 | 0 | 0 | 0 | 0 | 0 | 0 | 0 | 0 | 0 | 0 | 0 | 0 | 0 | 0 | 0 | 0 | 0 | 0 | 0 | 0
F2_Commercial_Restaurant_Existing_Food Preparation_Natural Gas_Double Rack Oven_E5 | F2 | Commercial | Restaurant | Existing | Food Preparation | Natural Gas | Double Rack Oven | E5 | TRC BC Ratio | 0 | 0 | 0 | 0 | 0 | 0 | 0 | 0 | 0 | 0 | 0 | 0 | 0 | 0 | 0 | 0 | 0 | 0 | 0 | 0 | 0 | 0 | 0 | 0 | 0 | 0 | 0
F2_Commercial_Restaurant_Existing_Food Preparation_Natural Gas_Double Rack Oven_E6 | F2 | Commercial | Restaurant | Existing | Food Preparation | Natural Gas | Double Rack Oven | E6 | TRC BC Ratio | 0 | 0 | 0 | 0 | 0 | 0 | 0 | 0 | 0 | 0 | 0 | 0 | 0 | 0 | 0 | 0 | 0 | 0 | 0 | 0 | 0 | 0 | 0 | 0 | 0 | 0 | 0
F2_Commercial_Restaurant_Existing_Food Preparation_Natural Gas_Double Rack Oven_E7 | F2 | Commercial | Restaurant | Existing | Food Preparation | Natural Gas | Double Rack Oven | E7 | TRC BC Ratio | 0 | 0 | 0 | 0 | 0 | 0 | 0 | 0 | 0 | 0 | 0 | 0 | 0 | 0 | 0 | 0 | 0 | 0 | 0 | 0 | 0 | 0 | 0 | 0 | 0 | 0 | 0
F2_Commercial_Restaurant_Existing_Food Preparation_Natural Gas_Double Rack Oven_E8 | F2 | Commercial | Restaurant | Existing | Food Preparation | Natural Gas | Double Rack Oven | E8 | TRC BC Ratio | 0 | 0 | 0 | 0 | 0 | 0 | 0 | 0 | 0 | 0 | 0 | 0 | 0 | 0 | 0 | 0 | 0 | 0 | 0 | 0 | 0 | 0 | 0 | 0 | 0 | 0 | 0
F2_Commercial_Restaurant_Existing_Food Preparation_Natural Gas_Double Rack Oven_E9 | F2 | Commercial | Restaurant | Existing | Food Preparation | Natural Gas | Double Rack Oven | E9 | TRC BC Ratio | 0 | 0 | 0 | 0 | 0 | 0 | 0 | 0 | 0 | 0 | 0 | 0 | 0 | 0 | 0 | 0 | 0 | 0 | 0 | 0 | 0 | 0 | 0 | 0 | 0 | 0 | 0
F2_Commercial_Restaurant_Existing_Food Preparation_Natural Gas_Double Rack Oven_E10 | F2 | Commercial | Restaurant | Existing | Food Preparation | Natural Gas | Double Rack Oven | E10 | TRC BC Ratio | 0 | 0 | 0 | 0 | 0 | 0 | 0 | 0 | 0 | 0 | 0 | 0 | 0 | 0 | 0 | 0 | 0 | 0 | 0 | 0 | 0 | 0 | 0 | 0 | 0 | 0 | 0
F3_Commercial_Restaurant_Existing_Food Preparation_Natural Gas_Double Rack Oven_E1 | F3 | Commercial | Restaurant | Existing | Food Preparation | Natural Gas | Double Rack Oven | E1 | PACT BC Ratio | bar: 2021 to 2047
F3_Commercial_Restaurant_Existing_Food Preparation_Natural Gas_Double Rack Oven_E2 | F3 | Commercial | Restaurant | Existing | Food Preparation | Natural Gas | Double Rack Oven | E2 | PACT BC Ratio | 3.4804 | 3.4432 | 3.4073 | 3.3729 | 3.3814 | 3.4179 | 3.4709 | 3.53 | 3.5869 | 3.6354 | 3.675 | 3.7033 | 3.7193 | 3.7175 | 3.6974 | 3.6587 | 3.602 | 3.5306 | 3.4453 | 3.3438 | 3.2249 | 3.0879 | 2.9664 | 2.8883 | 2.8554 | 2.8694 | 2.8835
F3_Commercial_Restaurant_Existing_Food Preparation_Natural Gas_Double Rack Oven_E3 | F3 | Commercial | Restaurant | Existing | Food Preparation | Natural Gas | Double Rack Oven | E3 | PACT BC Ratio | 0 | 0 | 0 | 0 | 0 | 0 | 0 | 0 | 0 | 0 | 0 | 0 | 0 | 0 | 0 | 0 | 0 | 0 | 0 | 0 | 0 | 0 | 0 | 0 | 0 | 0 | 0
F3_Commercial_Restaurant_Existing_Food Preparation_Natural Gas_Double Rack Oven_E4 | F3 | Commercial | Restaurant | Existing | Food Preparation | Natural Gas | Double Rack Oven | E4 | PACT BC Ratio | 0 | 0 | 0 | 0 | 0 | 0 | 0 | 0 | 0 | 0 | 0 | 0 | 0 | 0 | 0 | 0 | 0 | 0 | 0 | 0 | 0 | 0 | 0 | 0 | 0 | 0 | 0
F3_Commercial_Restaurant_Existing_Food Preparation_Natural Gas_Double Rack Oven_E5 | F3 | Commercial | Restaurant | Existing | Food Preparation | Natural Gas | Double Rack Oven | E5 | PACT BC Ratio | 0 | 0 | 0 | 0 | 0 | 0 | 0 | 0 | 0 | 0 | 0 | 0 | 0 | 0 | 0 | 0 | 0 | 0 | 0 | 0 | 0 | 0 | 0 | 0 | 0 | 0 | 0
F3_Commercial_Restaurant_Existing_Food Preparation_Natural Gas_Double Rack Oven_E6 | F3 | Commercial | Restaurant | Existing | Food Preparation | Natural Gas | Double Rack Oven | E6 | PACT BC Ratio | 0 | 0 | 0 | 0 | 0 | 0 | 0 | 0 | 0 | 0 | 0 | 0 | 0 | 0 | 0 | 0 | 0 | 0 | 0 | 0 | 0 | 0 | 0 | 0 | 0 | 0 | 0
F3_Commercial_Restaurant_Existing_Food Preparation_Natural Gas_Double Rack Oven_E7 | F3 | Commercial | Restaurant | Existing | Food Preparation | Natural Gas | Double Rack Oven | E7 | PACT BC Ratio | 0 | 0 | 0 | 0 | 0 | 0 | 0 | 0 | 0 | 0 | 0 | 0 | 0 | 0 | 0 | 0 | 0 | 0 | 0 | 0 | 0 | 0 | 0 | 0 | 0 | 0 | 0
F3_Commercial_Restaurant_Existing_Food Preparation_Natural Gas_Double Rack Oven_E8 | F3 | Commercial | Restaurant | Existing | Food Preparation | Natural Gas | Double Rack Oven | E8 | PACT BC Ratio | 0 | 0 | 0 | 0 | 0 | 0 | 0 | 0 | 0 | 0 | 0 | 0 | 0 | 0 | 0 | 0 | 0 | 0 | 0 | 0 | 0 | 0 | 0 | 0 | 0 | 0 | 0
F3_Commercial_Restaurant_Existing_Food Preparation_Natural Gas_Double Rack Oven_E9 | F3 | Commercial | Restaurant | Existing | Food Preparation | Natural Gas | Double Rack Oven | E9 | PACT BC Ratio | 0 | 0 | 0 | 0 | 0 | 0 | 0 | 0 | 0 | 0 | 0 | 0 | 0 | 0 | 0 | 0 | 0 | 0 | 0 | 0 | 0 | 0 | 0 | 0 | 0 | 0 | 0
F3_Commercial_Restaurant_Existing_Food Preparation_Natural Gas_Double Rack Oven_E10 | F3 | Commercial | Restaurant | Existing | Food Preparation | Natural Gas | Double Rack Oven | E10 | PACT BC Ratio | 0 | 0 | 0 | 0 | 0 | 0 | 0 | 0 | 0 | 0 | 0 | 0 | 0 | 0 | 0 | 0 | 0 | 0 | 0 | 0 | 0 | 0 | 0 | 0 | 0 | 0 | 0
F4_Commercial_Restaurant_Existing_Food Preparation_Natural Gas_Double Rack Oven_E1 | F4 | Commercial | Restaurant | Existing | Food Preparation | Natural Gas | Double Rack Oven | E1 | RVT BC Ratio | bar: 2021 to 2047
F4_Commercial_Restaurant_Existing_Food Preparation_Natural Gas_Double Rack Oven_E2 | F4 | Commercial | Restaurant | Existing | Food Preparation | Natural Gas | Double Rack Oven | E2 | RVT BC Ratio | 0.7 | 0.7 | 0.7 | 0.7 | 0.7 | 0.7 | 0.7 | 0.7 | 0.7 | 0.7 | 0.7 | 0.7 | 0.7 | 0.7 | 0.7 | 0.7 | 0.7 | 0.7 | 0.7 | 0.7 | 0.7 | 0.7 | 0.7 | 0.7 | 0.7 | 0.7 | 0.7
F4_Commercial_Restaurant_Existing_Food Preparation_Natural Gas_Double Rack Oven_E3 | F4 | Commercial | Restaurant | Existing | Food Preparation | Natural Gas | Double Rack Oven | E3 | RVT BC Ratio | 0 | 0 | 0 | 0 | 0 | 0 | 0 | 0 | 0 | 0 | 0 | 0 | 0 | 0 | 0 | 0 | 0 | 0 | 0 | 0 | 0 | 0 | 0 | 0 | 0 | 0 | 0
F4_Commercial_Restaurant_Existing_Food Preparation_Natural Gas_Double Rack Oven_E4 | F4 | Commercial | Restaurant | Existing | Food Preparation | Natural Gas | Double Rack Oven | E4 | RVT BC Ratio | 0 | 0 | 0 | 0 | 0 | 0 | 0 | 0 | 0 | 0 | 0 | 0 | 0 | 0 | 0 | 0 | 0 | 0 | 0 | 0 | 0 | 0 | 0 | 0 | 0 | 0 | 0
F4_Commercial_Restaurant_Existing_Food Preparation_Natural Gas_Double Rack Oven_E5 | F4 | Commercial | Restaurant | Existing | Food Preparation | Natural Gas | Double Rack Oven | E5 | RVT BC Ratio | 0 | 0 | 0 | 0 | 0 | 0 | 0 | 0 | 0 | 0 | 0 | 0 | 0 | 0 | 0 | 0 | 0 | 0 | 0 | 0 | 0 | 0 | 0 | 0 | 0 | 0 | 0
F4_Commercial_Restaurant_Existing_Food Preparation_Natural Gas_Double Rack Oven_E6 | F4 | Commercial | Restaurant | Existing | Food Preparation | Natural Gas | Double Rack Oven | E6 | RVT BC Ratio | 0 | 0 | 0 | 0 | 0 | 0 | 0 | 0 | 0 | 0 | 0 | 0 | 0 | 0 | 0 | 0 | 0 | 0 | 0 | 0 | 0 | 0 | 0 | 0 | 0 | 0 | 0
F4_Commercial_Restaurant_Existing_Food Preparation_Natural Gas_Double Rack Oven_E7 | F4 | Commercial | Restaurant | Existing | Food Preparation | Natural Gas | Double Rack Oven | E7 | RVT BC Ratio | 0 | 0 | 0 | 0 | 0 | 0 | 0 | 0 | 0 | 0 | 0 | 0 | 0 | 0 | 0 | 0 | 0 | 0 | 0 | 0 | 0 | 0 | 0 | 0 | 0 | 0 | 0
F4_Commercial_Restaurant_Existing_Food Preparation_Natural Gas_Double Rack Oven_E8 | F4 | Commercial | Restaurant | Existing | Food Preparation | Natural Gas | Double Rack Oven | E8 | RVT BC Ratio | 0 | 0 | 0 | 0 | 0 | 0 | 0 | 0 | 0 | 0 | 0 | 0 | 0 | 0 | 0 | 0 | 0 | 0 | 0 | 0 | 0 | 0 | 0 | 0 | 0 | 0 | 0
F4_Commercial_Restaurant_Existing_Food Preparation_Natural Gas_Double Rack Oven_E9 | F4 | Commercial | Restaurant | Existing | Food Preparation | Natural Gas | Double Rack Oven | E9 | RVT BC Ratio | 0 | 0 | 0 | 0 | 0 | 0 | 0 | 0 | 0 | 0 | 0 | 0 | 0 | 0 | 0 | 0 | 0 | 0 | 0 | 0 | 0 | 0 | 0 | 0 | 0 | 0 | 0
F4_Commercial_Restaurant_Existing_Food Preparation_Natural Gas_Double Rack Oven_E10 | F4 | Commercial | Restaurant | Existing | Food Preparation | Natural Gas | Double Rack Oven | E10 | RVT BC Ratio | 0 | 0 | 0 | 0 | 0 | 0 | 0 | 0 | 0 | 0 | 0 | 0 | 0 | 0 | 0 | 0 | 0 | 0 | 0 | 0 | 0 | 0 | 0 | 0 | 0 | 0 | 0
F5_Commercial_Restaurant_Existing_Food Preparation_Natural Gas_Double Rack Oven_E1 | F5 | Commercial | Restaurant | Existing | Food Preparation | Natural Gas | Double Rack Oven | E1 | RIM BC Ratio | bar: 2021 to 2047
F5_Commercial_Restaurant_Existing_Food Preparation_Natural Gas_Double Rack Oven_E2 | F5 | Commercial | Restaurant | Existing | Food Preparation | Natural Gas | Double Rack Oven | E2 | RIM BC Ratio | 3.4804 | 3.4432 | 3.4073 | 3.3729 | 3.3814 | 3.4179 | 3.4709 | 3.53 | 3.5869 | 3.6354 | 3.675 | 3.7033 | 3.7193 | 3.7175 | 3.6974 | 3.6587 | 3.602 | 3.5306 | 3.4453 | 3.3438 | 3.2249 | 3.0879 | 2.9664 | 2.8883 | 2.8554 | 2.8694 | 2.8835
F5_Commercial_Restaurant_Existing_Food Preparation_Natural Gas_Double Rack Oven_E3 | F5 | Commercial | Restaurant | Existing | Food Preparation | Natural Gas | Double Rack Oven | E3 | RIM BC Ratio | 0 | 0 | 0 | 0 | 0 | 0 | 0 | 0 | 0 | 0 | 0 | 0 | 0 | 0 | 0 | 0 | 0 | 0 | 0 | 0 | 0 | 0 | 0 | 0 | 0 | 0 | 0
F5_Commercial_Restaurant_Existing_Food Preparation_Natural Gas_Double Rack Oven_E4 | F5 | Commercial | Restaurant | Existing | Food Preparation | Natural Gas | Double Rack Oven | E4 | RIM BC Ratio | 0 | 0 | 0 | 0 | 0 | 0 | 0 | 0 | 0 | 0 | 0 | 0 | 0 | 0 | 0 | 0 | 0 | 0 | 0 | 0 | 0 | 0 | 0 | 0 | 0 | 0 | 0
F5_Commercial_Restaurant_Existing_Food Preparation_Natural Gas_Double Rack Oven_E5 | F5 | Commercial | Restaurant | Existing | Food Preparation | Natural Gas | Double Rack Oven | E5 | RIM BC Ratio | 0 | 0 | 0 | 0 | 0 | 0 | 0 | 0 | 0 | 0 | 0 | 0 | 0 | 0 | 0 | 0 | 0 | 0 | 0 | 0 | 0 | 0 | 0 | 0 | 0 | 0 | 0
F5_Commercial_Restaurant_Existing_Food Preparation_Natural Gas_Double Rack Oven_E6 | F5 | Commercial | Restaurant | Existing | Food Preparation | Natural Gas | Double Rack Oven | E6 | RIM BC Ratio | 0 | 0 | 0 | 0 | 0 | 0 | 0 | 0 | 0 | 0 | 0 | 0 | 0 | 0 | 0 | 0 | 0 | 0 | 0 | 0 | 0 | 0 | 0 | 0 | 0 | 0 | 0
F5_Commercial_Restaurant_Existing_Food Preparation_Natural Gas_Double Rack Oven_E7 | F5 | Commercial | Restaurant | Existing | Food Preparation | Natural Gas | Double Rack Oven | E7 | RIM BC Ratio | 0 | 0 | 0 | 0 | 0 | 0 | 0 | 0 | 0 | 0 | 0 | 0 | 0 | 0 | 0 | 0 | 0 | 0 | 0 | 0 | 0 | 0 | 0 | 0 | 0 | 0 | 0
F5_Commercial_Restaurant_Existing_Food Preparation_Natural Gas_Double Rack Oven_E8 | F5 | Commercial | Restaurant | Existing | Food Preparation | Natural Gas | Double Rack Oven | E8 | RIM BC Ratio | 0 | 0 | 0 | 0 | 0 | 0 | 0 | 0 | 0 | 0 | 0 | 0 | 0 | 0 | 0 | 0 | 0 | 0 | 0 | 0 | 0 | 0 | 0 | 0 | 0 | 0 | 0
F5_Commercial_Restaurant_Existing_Food Preparation_Natural Gas_Double Rack Oven_E9 | F5 | Commercial | Restaurant | Existing | Food Preparation | Natural Gas | Double Rack Oven | E9 | RIM BC Ratio | 0 | 0 | 0 | 0 | 0 | 0 | 0 | 0 | 0 | 0 | 0 | 0 | 0 | 0 | 0 | 0 | 0 | 0 | 0 | 0 | 0 | 0 | 0 | 0 | 0 | 0 | 0
F5_Commercial_Restaurant_Existing_Food Preparation_Natural Gas_Double Rack Oven_E10 | F5 | Commercial | Restaurant | Existing | Food Preparation | Natural Gas | Double Rack Oven | E10 | RIM BC Ratio | 0 | 0 | 0 | 0 | 0 | 0 | 0 | 0 | 0 | 0 | 0 | 0 | 0 | 0 | 0 | 0 | 0 | 0 | 0 | 0 | 0 | 0 | 0 | 0 | 0 | 0 | 0
F0_Commercial_Restaurant_Existing_Food Preparation_Natural Gas_Fryer_E0 | F0 | Commercial | Restaurant | Existing | Food Preparation | Natural Gas | Fryer | E0 | Economic Unit | ENERGY STAR | ENERGY STAR | ENERGY STAR | ENERGY STAR | ENERGY STAR | ENERGY STAR | ENERGY STAR | ENERGY STAR | ENERGY STAR | ENERGY STAR | ENERGY STAR | ENERGY STAR | ENERGY STAR | ENERGY STAR | ENERGY STAR | ENERGY STAR | ENERGY STAR | ENERGY STAR | ENERGY STAR | ENERGY STAR | ENERGY STAR | ENERGY STAR | ENERGY STAR | ENERGY STAR | ENERGY STAR | ENERGY STAR | ENERGY STAR
F1_Commercial_Restaurant_Existing_Food Preparation_Natural Gas_Fryer_E1 | F1 | Commercial | Restaurant | Existing | Food Preparation | Natural Gas | Fryer | E1 | CCE | 0 | 0 | 0 | 0 | 0 | 0 | 0 | 0 | 0 | 0 | 0 | 0 | 0 | 0 | 0 | 0 | 0 | 0 | 0 | 0 | 0 | 0 | 0 | 0 | 0 | 0 | 0
F1_Commercial_Restaurant_Existing_Food Preparation_Natural Gas_Fryer_E2 | F1 | Commercial | Restaurant | Existing | Food Preparation | Natural Gas | Fryer | E2 | CCE | 0.0045119 | 0 | 0 | 0 | 0 | 0 | 0 | 0 | 0 | 0 | 0 | 0 | 0 | 0 | 0 | 0 | 0 | 0 | 0 | 0 | 0 | 0 | 0 | 0 | 0 | 0 | 0
F1_Commercial_Restaurant_Existing_Food Preparation_Natural Gas_Fryer_E3 | F1 | Commercial | Restaurant | Existing | Food Preparation | Natural Gas | Fryer | E3 | CCE | 0 | 0 | 0 | 0 | 0 | 0 | 0 | 0 | 0 | 0 | 0 | 0 | 0 | 0 | 0 | 0 | 0 | 0 | 0 | 0 | 0 | 0 | 0 | 0 | 0 | 0 | 0
F1_Commercial_Restaurant_Existing_Food Preparation_Natural Gas_Fryer_E4 | F1 | Commercial | Restaurant | Existing | Food Preparation | Natural Gas | Fryer | E4 | CCE | 0 | 0 | 0 | 0 | 0 | 0 | 0 | 0 | 0 | 0 | 0 | 0 | 0 | 0 | 0 | 0 | 0 | 0 | 0 | 0 | 0 | 0 | 0 | 0 | 0 | 0 | 0
F1_Commercial_Restaurant_Existing_Food Preparation_Natural Gas_Fryer_E5 | F1 | Commercial | Restaurant | Existing | Food Preparation | Natural Gas | Fryer | E5 | CCE | 0 | 0 | 0 | 0 | 0 | 0 | 0 | 0 | 0 | 0 | 0 | 0 | 0 | 0 | 0 | 0 | 0 | 0 | 0 | 0 | 0 | 0 | 0 | 0 | 0 | 0 | 0
F1_Commercial_Restaurant_Existing_Food Preparation_Natural Gas_Fryer_E6 | F1 | Commercial | Restaurant | Existing | Food Preparation | Natural Gas | Fryer | E6 | CCE | 0 | 0 | 0 | 0 | 0 | 0 | 0 | 0 | 0 | 0 | 0 | 0 | 0 | 0 | 0 | 0 | 0 | 0 | 0 | 0 | 0 | 0 | 0 | 0 | 0 | 0 | 0
F1_Commercial_Restaurant_Existing_Food Preparation_Natural Gas_Fryer_E7 | F1 | Commercial | Restaurant | Existing | Food Preparation | Natural Gas | Fryer | E7 | CCE | 0 | 0 | 0 | 0 | 0 | 0 | 0 | 0 | 0 | 0 | 0 | 0 | 0 | 0 | 0 | 0 | 0 | 0 | 0 | 0 | 0 | 0 | 0 | 0 | 0 | 0 | 0
F1_Commercial_Restaurant_Existing_Food Preparation_Natural Gas_Fryer_E8 | F1 | Commercial | Restaurant | Existing | Food Preparation | Natural Gas | Fryer | E8 | CCE | 0 | 0 | 0 | 0 | 0 | 0 | 0 | 0 | 0 | 0 | 0 | 0 | 0 | 0 | 0 | 0 | 0 | 0 | 0 | 0 | 0 | 0 | 0 | 0 | 0 | 0 | 0
F1_Commercial_Restaurant_Existing_Food Preparation_Natural Gas_Fryer_E9 | F1 | Commercial | Restaurant | Existing | Food Preparation | Natural Gas | Fryer | E9 | CCE | 0 | 0 | 0 | 0 | 0 | 0 | 0 | 0 | 0 | 0 | 0 | 0 | 0 | 0 | 0 | 0 | 0 | 0 | 0 | 0 | 0 | 0 | 0 | 0 | 0 | 0 | 0
F1_Commercial_Restaurant_Existing_Food Preparation_Natural Gas_Fryer_E10 | F1 | Commercial | Restaurant | Existing | Food Preparation | Natural Gas | Fryer | E10 | CCE | 0 | 0 | 0 | 0 | 0 | 0 | 0 | 0 | 0 | 0 | 0 | 0 | 0 | 0 | 0 | 0 | 0 | 0 | 0 | 0 | 0 | 0 | 0 | 0 | 0 | 0 | 0
F2_Commercial_Restaurant_Existing_Food Preparation_Natural Gas_Fryer_E1 | F2 | Commercial | Restaurant | Existing | Food Preparation | Natural Gas | Fryer | E1 | TRC BC Ratio | 1 | 0 | 0 | 0 | 0 | 0 | 0 | 0 | 0 | 0 | 0 | 0 | 0 | 0 | 0 | 0 | 0 | 0 | 0 | 0 | 0 | 0 | 0 | 0 | 0 | 0 | 0
F2_Commercial_Restaurant_Existing_Food Preparation_Natural Gas_Fryer_E2 | F2 | Commercial | Restaurant | Existing | Food Preparation | Natural Gas | Fryer | E2 | TRC BC Ratio | 3.0535 | 1 | 1 | 1 | 1 | 1 | 1 | 1 | 1 | 1 | 1 | 1 | 1 | 1 | 1 | 1 | 1 | 1 | 1 | 1 | 1 | 1 | 1 | 1 | 1 | 1 | 1
F2_Commercial_Restaurant_Existing_Food Preparation_Natural Gas_Fryer_E3 | F2 | Commercial | Restaurant | Existing | Food Preparation | Natural Gas | Fryer | E3 | TRC BC Ratio | 0 | 0 | 0 | 0 | 0 | 0 | 0 | 0 | 0 | 0 | 0 | 0 | 0 | 0 | 0 | 0 | 0 | 0 | 0 | 0 | 0 | 0 | 0 | 0 | 0 | 0 | 0
F2_Commercial_Restaurant_Existing_Food Preparation_Natural Gas_Fryer_E4 | F2 | Commercial | Restaurant | Existing | Food Preparation | Natural Gas | Fryer | E4 | TRC BC Ratio | 0 | 0 | 0 | 0 | 0 | 0 | 0 | 0 | 0 | 0 | 0 | 0 | 0 | 0 | 0 | 0 | 0 | 0 | 0 | 0 | 0 | 0 | 0 | 0 | 0 | 0 | 0
F2_Commercial_Restaurant_Existing_Food Preparation_Natural Gas_Fryer_E5 | F2 | Commercial | Restaurant | Existing | Food Preparation | Natural Gas | Fryer | E5 | TRC BC Ratio | 0 | 0 | 0 | 0 | 0 | 0 | 0 | 0 | 0 | 0 | 0 | 0 | 0 | 0 | 0 | 0 | 0 | 0 | 0 | 0 | 0 | 0 | 0 | 0 | 0 | 0 | 0
F2_Commercial_Restaurant_Existing_Food Preparation_Natural Gas_Fryer_E6 | F2 | Commercial | Restaurant | Existing | Food Preparation | Natural Gas | Fryer | E6 | TRC BC Ratio | 0 | 0 | 0 | 0 | 0 | 0 | 0 | 0 | 0 | 0 | 0 | 0 | 0 | 0 | 0 | 0 | 0 | 0 | 0 | 0 | 0 | 0 | 0 | 0 | 0 | 0 | 0
F2_Commercial_Restaurant_Existing_Food Preparation_Natural Gas_Fryer_E7 | F2 | Commercial | Restaurant | Existing | Food Preparation | Natural Gas | Fryer | E7 | TRC BC Ratio | 0 | 0 | 0 | 0 | 0 | 0 | 0 | 0 | 0 | 0 | 0 | 0 | 0 | 0 | 0 | 0 | 0 | 0 | 0 | 0 | 0 | 0 | 0 | 0 | 0 | 0 | 0
F2_Commercial_Restaurant_Existing_Food Preparation_Natural Gas_Fryer_E8 | F2 | Commercial | Restaurant | Existing | Food Preparation | Natural Gas | Fryer | E8 | TRC BC Ratio | 0 | 0 | 0 | 0 | 0 | 0 | 0 | 0 | 0 | 0 | 0 | 0 | 0 | 0 | 0 | 0 | 0 | 0 | 0 | 0 | 0 | 0 | 0 | 0 | 0 | 0 | 0
F2_Commercial_Restaurant_Existing_Food Preparation_Natural Gas_Fryer_E9 | F2 | Commercial | Restaurant | Existing | Food Preparation | Natural Gas | Fryer | E9 | TRC BC Ratio | 0 | 0 | 0 | 0 | 0 | 0 | 0 | 0 | 0 | 0 | 0 | 0 | 0 | 0 | 0 | 0 | 0 | 0 | 0 | 0 | 0 | 0 | 0 | 0 | 0 | 0 | 0
F2_Commercial_Restaurant_Existing_Food Preparation_Natural Gas_Fryer_E10 | F2 | Commercial | Restaurant | Existing | Food Preparation | Natural Gas | Fryer | E10 | TRC BC Ratio | 0 | 0 | 0 | 0 | 0 | 0 | 0 | 0 | 0 | 0 | 0 | 0 | 0 | 0 | 0 | 0 | 0 | 0 | 0 | 0 | 0 | 0 | 0 | 0 | 0 | 0 | 0
F3_Commercial_Restaurant_Existing_Food Preparation_Natural Gas_Fryer_E1 | F3 | Commercial | Restaurant | Existing | Food Preparation | Natural Gas | Fryer | E1 | PACT BC Ratio | 1 | 0 | 0 | 0 | 0 | 0 | 0 | 0 | 0 | 0 | 0 | 0 | 0 | 0 | 0 | 0 | 0 | 0 | 0 | 0 | 0 | 0 | 0 | 0 | 0 | 0 | 0
F3_Commercial_Restaurant_Existing_Food Preparation_Natural Gas_Fryer_E2 | F3 | Commercial | Restaurant | Existing | Food Preparation | Natural Gas | Fryer | E2 | PACT BC Ratio | 4.0178 | 1 | 1 | 1 | 1 | 1 | 1 | 1 | 1 | 1 | 1 | 1 | 1 | 1 | 1 | 1 | 1 | 1 | 1 | 1 | 1 | 1 | 1 | 1 | 1 | 1 | 1
F3_Commercial_Restaurant_Existing_Food Preparation_Natural Gas_Fryer_E3 | F3 | Commercial | Restaurant | Existing | Food Preparation | Natural Gas | Fryer | E3 | PACT BC Ratio | 0 | 0 | 0 | 0 | 0 | 0 | 0 | 0 | 0 | 0 | 0 | 0 | 0 | 0 | 0 | 0 | 0 | 0 | 0 | 0 | 0 | 0 | 0 | 0 | 0 | 0 | 0
F3_Commercial_Restaurant_Existing_Food Preparation_Natural Gas_Fryer_E4 | F3 | Commercial | Restaurant | Existing | Food Preparation | Natural Gas | Fryer | E4 | PACT BC Ratio | 0 | 0 | 0 | 0 | 0 | 0 | 0 | 0 | 0 | 0 | 0 | 0 | 0 | 0 | 0 | 0 | 0 | 0 | 0 | 0 | 0 | 0 | 0 | 0 | 0 | 0 | 0
F3_Commercial_Restaurant_Existing_Food Preparation_Natural Gas_Fryer_E5 | F3 | Commercial | Restaurant | Existing | Food Preparation | Natural Gas | Fryer | E5 | PACT BC Ratio | 0 | 0 | 0 | 0 | 0 | 0 | 0 | 0 | 0 | 0 | 0 | 0 | 0 | 0 | 0 | 0 | 0 | 0 | 0 | 0 | 0 | 0 | 0 | 0 | 0 | 0 | 0
F3_Commercial_Restaurant_Existing_Food Preparation_Natural Gas_Fryer_E6 | F3 | Commercial | Restaurant | Existing | Food Preparation | Natural Gas | Fryer | E6 | PACT BC Ratio | 0 | 0 | 0 | 0 | 0 | 0 | 0 | 0 | 0 | 0 | 0 | 0 | 0 | 0 | 0 | 0 | 0 | 0 | 0 | 0 | 0 | 0 | 0 | 0 | 0 | 0 | 0
F3_Commercial_Restaurant_Existing_Food Preparation_Natural Gas_Fryer_E7 | F3 | Commercial | Restaurant | Existing | Food Preparation | Natural Gas | Fryer | E7 | PACT BC Ratio | 0 | 0 | 0 | 0 | 0 | 0 | 0 | 0 | 0 | 0 | 0 | 0 | 0 | 0 | 0 | 0 | 0 | 0 | 0 | 0 | 0 | 0 | 0 | 0 | 0 | 0 | 0
F3_Commercial_Restaurant_Existing_Food Preparation_Natural Gas_Fryer_E8 | F3 | Commercial | Restaurant | Existing | Food Preparation | Natural Gas | Fryer | E8 | PACT BC Ratio | 0 | 0 | 0 | 0 | 0 | 0 | 0 | 0 | 0 | 0 | 0 | 0 | 0 | 0 | 0 | 0 | 0 | 0 | 0 | 0 | 0 | 0 | 0 | 0 | 0 | 0 | 0
F3_Commercial_Restaurant_Existing_Food Preparation_Natural Gas_Fryer_E9 | F3 | Commercial | Restaurant | Existing | Food Preparation | Natural Gas | Fryer | E9 | PACT BC Ratio | 0 | 0 | 0 | 0 | 0 | 0 | 0 | 0 | 0 | 0 | 0 | 0 | 0 | 0 | 0 | 0 | 0 | 0 | 0 | 0 | 0 | 0 | 0 | 0 | 0 | 0 | 0
F3_Commercial_Restaurant_Existing_Food Preparation_Natural Gas_Fryer_E10 | F3 | Commercial | Restaurant | Existing | Food Preparation | Natural Gas | Fryer | E10 | PACT BC Ratio | 0 | 0 | 0 | 0 | 0 | 0 | 0 | 0 | 0 | 0 | 0 | 0 | 0 | 0 | 0 | 0 | 0 | 0 | 0 | 0 | 0 | 0 | 0 | 0 | 0 | 0 | 0
F4_Commercial_Restaurant_Existing_Food Preparation_Natural Gas_Fryer_E1 | F4 | Commercial | Restaurant | Existing | Food Preparation | Natural Gas | Fryer | E1 | RVT BC Ratio | 1 | 0 | 0 | 0 | 0 | 0 | 0 | 0 | 0 | 0 | 0 | 0 | 0 | 0 | 0 | 0 | 0 | 0 | 0 | 0 | 0 | 0 | 0 | 0 | 0 | 0 | 0
F4_Commercial_Restaurant_Existing_Food Preparation_Natural Gas_Fryer_E2 | F4 | Commercial | Restaurant | Existing | Food Preparation | Natural Gas | Fryer | E2 | RVT BC Ratio | 0.7 | 1 | 1 | 1 | 1 | 1 | 1 | 1 | 1 | 1 | 1 | 1 | 1 | 1 | 1 | 1 | 1 | 1 | 1 | 1 | 1 | 1 | 1 | 1 | 1 | 1 | 1
F4_Commercial_Restaurant_Existing_Food Preparation_Natural Gas_Fryer_E3 | F4 | Commercial | Restaurant | Existing | Food Preparation | Natural Gas | Fryer | E3 | RVT BC Ratio | 0 | 0 | 0 | 0 | 0 | 0 | 0 | 0 | 0 | 0 | 0 | 0 | 0 | 0 | 0 | 0 | 0 | 0 | 0 | 0 | 0 | 0 | 0 | 0 | 0 | 0 | 0
F4_Commercial_Restaurant_Existing_Food Preparation_Natural Gas_Fryer_E4 | F4 | Commercial | Restaurant | Existing | Food Preparation | Natural Gas | Fryer | E4 | RVT BC Ratio | 0 | 0 | 0 | 0 | 0 | 0 | 0 | 0 | 0 | 0 | 0 | 0 | 0 | 0 | 0 | 0 | 0 | 0 | 0 | 0 | 0 | 0 | 0 | 0 | 0 | 0 | 0
F4_Commercial_Restaurant_Existing_Food Preparation_Natural Gas_Fryer_E5 | F4 | Commercial | Restaurant | Existing | Food Preparation | Natural Gas | Fryer | E5 | RVT BC Ratio | 0 | 0 | 0 | 0 | 0 | 0 | 0 | 0 | 0 | 0 | 0 | 0 | 0 | 0 | 0 | 0 | 0 | 0 | 0 | 0 | 0 | 0 | 0 | 0 | 0 | 0 | 0
F4_Commercial_Restaurant_Existing_Food Preparation_Natural Gas_Fryer_E6 | F4 | Commercial | Restaurant | Existing | Food Preparation | Natural Gas | Fryer | E6 | RVT BC Ratio | 0 | 0 | 0 | 0 | 0 | 0 | 0 | 0 | 0 | 0 | 0 | 0 | 0 | 0 | 0 | 0 | 0 | 0 | 0 | 0 | 0 | 0 | 0 | 0 | 0 | 0 | 0
F4_Commercial_Restaurant_Existing_Food Preparation_Natural Gas_Fryer_E7 | F4 | Commercial | Restaurant | Existing | Food Preparation | Natural Gas | Fryer | E7 | RVT BC Ratio | 0 | 0 | 0 | 0 | 0 | 0 | 0 | 0 | 0 | 0 | 0 | 0 | 0 | 0 | 0 | 0 | 0 | 0 | 0 | 0 | 0 | 0 | 0 | 0 | 0 | 0 | 0
F4_Commercial_Restaurant_Existing_Food Preparation_Natural Gas_Fryer_E8 | F4 | Commercial | Restaurant | Existing | Food Preparation | Natural Gas | Fryer | E8 | RVT BC Ratio | 0 | 0 | 0 | 0 | 0 | 0 | 0 | 0 | 0 | 0 | 0 | 0 | 0 | 0 | 0 | 0 | 0 | 0 | 0 | 0 | 0 | 0 | 0 | 0 | 0 | 0 | 0
F4_Commercial_Restaurant_Existing_Food Preparation_Natural Gas_Fryer_E9 | F4 | Commercial | Restaurant | Existing | Food Preparation | Natural Gas | Fryer | E9 | RVT BC Ratio | 0 | 0 | 0 | 0 | 0 | 0 | 0 | 0 | 0 | 0 | 0 | 0 | 0 | 0 | 0 | 0 | 0 | 0 | 0 | 0 | 0 | 0 | 0 | 0 | 0 | 0 | 0
F4_Commercial_Restaurant_Existing_Food Preparation_Natural Gas_Fryer_E10 | F4 | Commercial | Restaurant | Existing | Food Preparation | Natural Gas | Fryer | E10 | RVT BC Ratio | 0 | 0 | 0 | 0 | 0 | 0 | 0 | 0 | 0 | 0 | 0 | 0 | 0 | 0 | 0 | 0 | 0 | 0 | 0 | 0 | 0 | 0 | 0 | 0 | 0 | 0 | 0
F5_Commercial_Restaurant_Existing_Food Preparation_Natural Gas_Fryer_E1 | F5 | Commercial | Restaurant | Existing | Food Preparation | Natural Gas | Fryer | E1 | RIM BC Ratio | 1 | 0 | 0 | 0 | 0 | 0 | 0 | 0 | 0 | 0 | 0 | 0 | 0 | 0 | 0 | 0 | 0 | 0 | 0 | 0 | 0 | 0 | 0 | 0 | 0 | 0 | 0
F5_Commercial_Restaurant_Existing_Food Preparation_Natural Gas_Fryer_E2 | F5 | Commercial | Restaurant | Existing | Food Preparation | Natural Gas | Fryer | E2 | RIM BC Ratio | 4.0178 | 1 | 1 | 1 | 1 | 1 | 1 | 1 | 1 | 1 | 1 | 1 | 1 | 1 | 1 | 1 | 1 | 1 | 1 | 1 | 1 | 1 | 1 | 1 | 1 | 1 | 1
F5_Commercial_Restaurant_Existing_Food Preparation_Natural Gas_Fryer_E3 | F5 | Commercial | Restaurant | Existing | Food Preparation | Natural Gas | Fryer | E3 | RIM BC Ratio | 0 | 0 | 0 | 0 | 0 | 0 | 0 | 0 | 0 | 0 | 0 | 0 | 0 | 0 | 0 | 0 | 0 | 0 | 0 | 0 | 0 | 0 | 0 | 0 | 0 | 0 | 0
F5_Commercial_Restaurant_Existing_Food Preparation_Natural Gas_Fryer_E4 | F5 | Commercial | Restaurant | Existing | Food Preparation | Natural Gas | Fryer | E4 | RIM BC Ratio | 0 | 0 | 0 | 0 | 0 | 0 | 0 | 0 | 0 | 0 | 0 | 0 | 0 | 0 | 0 | 0 | 0 | 0 | 0 | 0 | 0 | 0 | 0 | 0 | 0 | 0 | 0
F5_Commercial_Restaurant_Existing_Food Preparation_Natural Gas_Fryer_E5 | F5 | Commercial | Restaurant | Existing | Food Preparation | Natural Gas | Fryer | E5 | RIM BC Ratio | 0 | 0 | 0 | 0 | 0 | 0 | 0 | 0 | 0 | 0 | 0 | 0 | 0 | 0 | 0 | 0 | 0 | 0 | 0 | 0 | 0 | 0 | 0 | 0 | 0 | 0 | 0
F5_Commercial_Restaurant_Existing_Food Preparation_Natural Gas_Fryer_E6 | F5 | Commercial | Restaurant | Existing | Food Preparation | Natural Gas | Fryer | E6 | RIM BC Ratio | 0 | 0 | 0 | 0 | 0 | 0 | 0 | 0 | 0 | 0 | 0 | 0 | 0 | 0 | 0 | 0 | 0 | 0 | 0 | 0 | 0 | 0 | 0 | 0 | 0 | 0 | 0
F5_Commercial_Restaurant_Existing_Food Preparation_Natural Gas_Fryer_E7 | F5 | Commercial | Restaurant | Existing | Food Preparation | Natural Gas | Fryer | E7 | RIM BC Ratio | 0 | 0 | 0 | 0 | 0 | 0 | 0 | 0 | 0 | 0 | 0 | 0 | 0 | 0 | 0 | 0 | 0 | 0 | 0 | 0 | 0 | 0 | 0 | 0 | 0 | 0 | 0
F5_Commercial_Restaurant_Existing_Food Preparation_Natural Gas_Fryer_E8 | F5 | Commercial | Restaurant | Existing | Food Preparation | Natural Gas | Fryer | E8 | RIM BC Ratio | 0 | 0 | 0 | 0 | 0 | 0 | 0 | 0 | 0 | 0 | 0 | 0 | 0 | 0 | 0 | 0 | 0 | 0 | 0 | 0 | 0 | 0 | 0 | 0 | 0 | 0 | 0
F5_Commercial_Restaurant_Existing_Food Preparation_Natural Gas_Fryer_E9 | F5 | Commercial | Restaurant | Existing | Food Preparation | Natural Gas | Fryer | E9 | RIM BC Ratio | 0 | 0 | 0 | 0 | 0 | 0 | 0 | 0 | 0 | 0 | 0 | 0 | 0 | 0 | 0 | 0 | 0 | 0 | 0 | 0 | 0 | 0 | 0 | 0 | 0 | 0 | 0
F5_Commercial_Restaurant_Existing_Food Preparation_Natural Gas_Fryer_E10 | F5 | Commercial | Restaurant | Existing | Food Preparation | Natural Gas | Fryer | E10 | RIM BC Ratio | 0 | 0 | 0 | 0 | 0 | 0 | 0 | 0 | 0 | 0 | 0 | 0 | 0 | 0 | 0 | 0 | 0 | 0 | 0 | 0 | 0 | 0 | 0 | 0 | 0 | 0 | 0
F0_Commercial_Restaurant_Existing_Food Preparation_Natural Gas_Broiler_E0 | F0 | Commercial | Restaurant | Existing | Food Preparation | Natural Gas | Broiler | E0 | Economic Unit | Infrared Burners | Infrared Burners | Infrared Burners | Infrared Burners | Infrared Burners | Infrared Burners | Infrared Burners | Infrared Burners | Infrared Burners | Infrared Burners | Infrared Burners | Infrared Burners | Infrared Burners | Infrared Burners | Infrared Burners | Infrared Burners | Infrared Burners | Infrared Burners | Infrared Burners | Infrared Burners | Infrared Burners | Infrared Burners | Infrared Burners | Infrared Burners | Infrared Burners | Infrared Burners | Infrared Burners
F1_Commercial_Restaurant_Existing_Food Preparation_Natural Gas_Broiler_E1 | F1 | Commercial | Restaurant | Existing | Food Preparation | Natural Gas | Broiler | E1 | CCE | 0 | 0 | 0 | 0 | 0 | 0 | 0 | 0 | 0 | 0 | 0 | 0 | 0 | 0 | 0 | 0 | 0 | 0 | 0 | 0 | 0 | 0 | 0 | 0 | 0 | 0 | 0
F1_Commercial_Restaurant_Existing_Food Preparation_Natural Gas_Broiler_E2 | F1 | Commercial | Restaurant | Existing | Food Preparation | Natural Gas | Broiler | E2 | CCE | 0.0088234 | 0.0088234 | 0.0088234 | 0.0088234 | 0.0088234 | 0.0088234 | 0.0088234 | 0.0088234 | 0.0088234 | 0.0088234 | 0.0088234 | 0.0088234 | 0.0088234 | 0.0088234 | 0.0088234 | 0.0088234 | 0.0088234 | 0.0088234 | 0.0088234 | 0.0088234 | 0.0088234 | 0.0088234 | 0.0088234 | 0.0088234 | 0.0088234 | 0.0088234 | 0.0088234
F1_Commercial_Restaurant_Existing_Food Preparation_Natural Gas_Broiler_E3 | F1 | Commercial | Restaurant | Existing | Food Preparation | Natural Gas | Broiler | E3 | CCE | 0 | 0 | 0 | 0 | 0 | 0 | 0 | 0 | 0 | 0 | 0 | 0 | 0 | 0 | 0 | 0 | 0 | 0 | 0 | 0 | 0 | 0 | 0 | 0 | 0 | 0 | 0
F1_Commercial_Restaurant_Existing_Food Preparation_Natural Gas_Broiler_E4 | F1 | Commercial | Restaurant | Existing | Food Preparation | Natural Gas | Broiler | E4 | CCE | 0 | 0 | 0 | 0 | 0 | 0 | 0 | 0 | 0 | 0 | 0 | 0 | 0 | 0 | 0 | 0 | 0 | 0 | 0 | 0 | 0 | 0 | 0 | 0 | 0 | 0 | 0
F1_Commercial_Restaurant_Existing_Food Preparation_Natural Gas_Broiler_E5 | F1 | Commercial | Restaurant | Existing | Food Preparation | Natural Gas | Broiler | E5 | CCE | 0 | 0 | 0 | 0 | 0 | 0 | 0 | 0 | 0 | 0 | 0 | 0 | 0 | 0 | 0 | 0 | 0 | 0 | 0 | 0 | 0 | 0 | 0 | 0 | 0 | 0 | 0
F1_Commercial_Restaurant_Existing_Food Preparation_Natural Gas_Broiler_E6 | F1 | Commercial | Restaurant | Existing | Food Preparation | Natural Gas | Broiler | E6 | CCE | 0 | 0 | 0 | 0 | 0 | 0 | 0 | 0 | 0 | 0 | 0 | 0 | 0 | 0 | 0 | 0 | 0 | 0 | 0 | 0 | 0 | 0 | 0 | 0 | 0 | 0 | 0
F1_Commercial_Restaurant_Existing_Food Preparation_Natural Gas_Broiler_E7 | F1 | Commercial | Restaurant | Existing | Food Preparation | Natural Gas | Broiler | E7 | CCE | 0 | 0 | 0 | 0 | 0 | 0 | 0 | 0 | 0 | 0 | 0 | 0 | 0 | 0 | 0 | 0 | 0 | 0 | 0 | 0 | 0 | 0 | 0 | 0 | 0 | 0 | 0
F1_Commercial_Restaurant_Existing_Food Preparation_Natural Gas_Broiler_E8 | F1 | Commercial | Restaurant | Existing | Food Preparation | Natural Gas | Broiler | E8 | CCE | 0 | 0 | 0 | 0 | 0 | 0 | 0 | 0 | 0 | 0 | 0 | 0 | 0 | 0 | 0 | 0 | 0 | 0 | 0 | 0 | 0 | 0 | 0 | 0 | 0 | 0 | 0
F1_Commercial_Restaurant_Existing_Food Preparation_Natural Gas_Broiler_E9 | F1 | Commercial | Restaurant | Existing | Food Preparation | Natural Gas | Broiler | E9 | CCE | 0 | 0 | 0 | 0 | 0 | 0 | 0 | 0 | 0 | 0 | 0 | 0 | 0 | 0 | 0 | 0 | 0 | 0 | 0 | 0 | 0 | 0 | 0 | 0 | 0 | 0 | 0
F1_Commercial_Restaurant_Existing_Food Preparation_Natural Gas_Broiler_E10 | F1 | Commercial | Restaurant | Existing | Food Preparation | Natural Gas | Broiler | E10 | CCE | 0 | 0 | 0 | 0 | 0 | 0 | 0 | 0 | 0 | 0 | 0 | 0 | 0 | 0 | 0 | 0 | 0 | 0 | 0 | 0 | 0 | 0 | 0 | 0 | 0 | 0 | 0
F2_Commercial_Restaurant_Existing_Food Preparation_Natural Gas_Broiler_E1 | F2 | Commercial | Restaurant | Existing | Food Preparation | Natural Gas | Broiler | E1 | TRC BC Ratio | bar: 2021 to 2047
F2_Commercial_Restaurant_Existing_Food Preparation_Natural Gas_Broiler_E2 | F2 | Commercial | Restaurant | Existing | Food Preparation | Natural Gas | Broiler | E2 | TRC BC Ratio | 1.5469 | 1.5304 | 1.5144 | 1.4991 | 1.5029 | 1.5191 | 1.5427 | 1.5689 | 1.5942 | 1.6158 | 1.6334 | 1.6459 | 1.6531 | 1.6523 | 1.6433 | 1.6261 | 1.6009 | 1.5692 | 1.5313 | 1.4862 | 1.4333 | 1.3724 | 1.3184 | 1.2837 | 1.2691 | 1.2753 | 1.2816
F2_Commercial_Restaurant_Existing_Food Preparation_Natural Gas_Broiler_E3 | F2 | Commercial | Restaurant | Existing | Food Preparation | Natural Gas | Broiler | E3 | TRC BC Ratio | 0 | 0 | 0 | 0 | 0 | 0 | 0 | 0 | 0 | 0 | 0 | 0 | 0 | 0 | 0 | 0 | 0 | 0 | 0 | 0 | 0 | 0 | 0 | 0 | 0 | 0 | 0
F2_Commercial_Restaurant_Existing_Food Preparation_Natural Gas_Broiler_E4 | F2 | Commercial | Restaurant | Existing | Food Preparation | Natural Gas | Broiler | E4 | TRC BC Ratio | 0 | 0 | 0 | 0 | 0 | 0 | 0 | 0 | 0 | 0 | 0 | 0 | 0 | 0 | 0 | 0 | 0 | 0 | 0 | 0 | 0 | 0 | 0 | 0 | 0 | 0 | 0
F2_Commercial_Restaurant_Existing_Food Preparation_Natural Gas_Broiler_E5 | F2 | Commercial | Restaurant | Existing | Food Preparation | Natural Gas | Broiler | E5 | TRC BC Ratio | 0 | 0 | 0 | 0 | 0 | 0 | 0 | 0 | 0 | 0 | 0 | 0 | 0 | 0 | 0 | 0 | 0 | 0 | 0 | 0 | 0 | 0 | 0 | 0 | 0 | 0 | 0
F2_Commercial_Restaurant_Existing_Food Preparation_Natural Gas_Broiler_E6 | F2 | Commercial | Restaurant | Existing | Food Preparation | Natural Gas | Broiler | E6 | TRC BC Ratio | 0 | 0 | 0 | 0 | 0 | 0 | 0 | 0 | 0 | 0 | 0 | 0 | 0 | 0 | 0 | 0 | 0 | 0 | 0 | 0 | 0 | 0 | 0 | 0 | 0 | 0 | 0
F2_Commercial_Restaurant_Existing_Food Preparation_Natural Gas_Broiler_E7 | F2 | Commercial | Restaurant | Existing | Food Preparation | Natural Gas | Broiler | E7 | TRC BC Ratio | 0 | 0 | 0 | 0 | 0 | 0 | 0 | 0 | 0 | 0 | 0 | 0 | 0 | 0 | 0 | 0 | 0 | 0 | 0 | 0 | 0 | 0 | 0 | 0 | 0 | 0 | 0
F2_Commercial_Restaurant_Existing_Food Preparation_Natural Gas_Broiler_E8 | F2 | Commercial | Restaurant | Existing | Food Preparation | Natural Gas | Broiler | E8 | TRC BC Ratio | 0 | 0 | 0 | 0 | 0 | 0 | 0 | 0 | 0 | 0 | 0 | 0 | 0 | 0 | 0 | 0 | 0 | 0 | 0 | 0 | 0 | 0 | 0 | 0 | 0 | 0 | 0
F2_Commercial_Restaurant_Existing_Food Preparation_Natural Gas_Broiler_E9 | F2 | Commercial | Restaurant | Existing | Food Preparation | Natural Gas | Broiler | E9 | TRC BC Ratio | 0 | 0 | 0 | 0 | 0 | 0 | 0 | 0 | 0 | 0 | 0 | 0 | 0 | 0 | 0 | 0 | 0 | 0 | 0 | 0 | 0 | 0 | 0 | 0 | 0 | 0 | 0
F2_Commercial_Restaurant_Existing_Food Preparation_Natural Gas_Broiler_E10 | F2 | Commercial | Restaurant | Existing | Food Preparation | Natural Gas | Broiler | E10 | TRC BC Ratio | 0 | 0 | 0 | 0 | 0 | 0 | 0 | 0 | 0 | 0 | 0 | 0 | 0 | 0 | 0 | 0 | 0 | 0 | 0 | 0 | 0 | 0 | 0 | 0 | 0 | 0 | 0
F3_Commercial_Restaurant_Existing_Food Preparation_Natural Gas_Broiler_E1 | F3 | Commercial | Restaurant | Existing | Food Preparation | Natural Gas | Broiler | E1 | PACT BC Ratio | bar: 2021 to 2047
F3_Commercial_Restaurant_Existing_Food Preparation_Natural Gas_Broiler_E2 | F3 | Commercial | Restaurant | Existing | Food Preparation | Natural Gas | Broiler | E2 | PACT BC Ratio | 1.9504 | 1.9296 | 1.9094 | 1.8902 | 1.8949 | 1.9154 | 1.9451 | 1.9782 | 2.0101 | 2.0373 | 2.0595 | 2.0753 | 2.0843 | 2.0833 | 2.072 | 2.0503 | 2.0186 | 1.9785 | 1.9307 | 1.8739 | 1.8073 | 1.7304 | 1.6624 | 1.6186 | 1.6002 | 1.608 | 1.6159
F3_Commercial_Restaurant_Existing_Food Preparation_Natural Gas_Broiler_E3 | F3 | Commercial | Restaurant | Existing | Food Preparation | Natural Gas | Broiler | E3 | PACT BC Ratio | 0 | 0 | 0 | 0 | 0 | 0 | 0 | 0 | 0 | 0 | 0 | 0 | 0 | 0 | 0 | 0 | 0 | 0 | 0 | 0 | 0 | 0 | 0 | 0 | 0 | 0 | 0
F3_Commercial_Restaurant_Existing_Food Preparation_Natural Gas_Broiler_E4 | F3 | Commercial | Restaurant | Existing | Food Preparation | Natural Gas | Broiler | E4 | PACT BC Ratio | 0 | 0 | 0 | 0 | 0 | 0 | 0 | 0 | 0 | 0 | 0 | 0 | 0 | 0 | 0 | 0 | 0 | 0 | 0 | 0 | 0 | 0 | 0 | 0 | 0 | 0 | 0
F3_Commercial_Restaurant_Existing_Food Preparation_Natural Gas_Broiler_E5 | F3 | Commercial | Restaurant | Existing | Food Preparation | Natural Gas | Broiler | E5 | PACT BC Ratio | 0 | 0 | 0 | 0 | 0 | 0 | 0 | 0 | 0 | 0 | 0 | 0 | 0 | 0 | 0 | 0 | 0 | 0 | 0 | 0 | 0 | 0 | 0 | 0 | 0 | 0 | 0
F3_Commercial_Restaurant_Existing_Food Preparation_Natural Gas_Broiler_E6 | F3 | Commercial | Restaurant | Existing | Food Preparation | Natural Gas | Broiler | E6 | PACT BC Ratio | 0 | 0 | 0 | 0 | 0 | 0 | 0 | 0 | 0 | 0 | 0 | 0 | 0 | 0 | 0 | 0 | 0 | 0 | 0 | 0 | 0 | 0 | 0 | 0 | 0 | 0 | 0
F3_Commercial_Restaurant_Existing_Food Preparation_Natural Gas_Broiler_E7 | F3 | Commercial | Restaurant | Existing | Food Preparation | Natural Gas | Broiler | E7 | PACT BC Ratio | 0 | 0 | 0 | 0 | 0 | 0 | 0 | 0 | 0 | 0 | 0 | 0 | 0 | 0 | 0 | 0 | 0 | 0 | 0 | 0 | 0 | 0 | 0 | 0 | 0 | 0 | 0
F3_Commercial_Restaurant_Existing_Food Preparation_Natural Gas_Broiler_E8 | F3 | Commercial | Restaurant | Existing | Food Preparation | Natural Gas | Broiler | E8 | PACT BC Ratio | 0 | 0 | 0 | 0 | 0 | 0 | 0 | 0 | 0 | 0 | 0 | 0 | 0 | 0 | 0 | 0 | 0 | 0 | 0 | 0 | 0 | 0 | 0 | 0 | 0 | 0 | 0
F3_Commercial_Restaurant_Existing_Food Preparation_Natural Gas_Broiler_E9 | F3 | Commercial | Restaurant | Existing | Food Preparation | Natural Gas | Broiler | E9 | PACT BC Ratio | 0 | 0 | 0 | 0 | 0 | 0 | 0 | 0 | 0 | 0 | 0 | 0 | 0 | 0 | 0 | 0 | 0 | 0 | 0 | 0 | 0 | 0 | 0 | 0 | 0 | 0 | 0
F3_Commercial_Restaurant_Existing_Food Preparation_Natural Gas_Broiler_E10 | F3 | Commercial | Restaurant | Existing | Food Preparation | Natural Gas | Broiler | E10 | PACT BC Ratio | 0 | 0 | 0 | 0 | 0 | 0 | 0 | 0 | 0 | 0 | 0 | 0 | 0 | 0 | 0 | 0 | 0 | 0 | 0 | 0 | 0 | 0 | 0 | 0 | 0 | 0 | 0
F4_Commercial_Restaurant_Existing_Food Preparation_Natural Gas_Broiler_E1 | F4 | Commercial | Restaurant | Existing | Food Preparation | Natural Gas | Broiler | E1 | RVT BC Ratio | bar: 2021 to 2047
F4_Commercial_Restaurant_Existing_Food Preparation_Natural Gas_Broiler_E2 | F4 | Commercial | Restaurant | Existing | Food Preparation | Natural Gas | Broiler | E2 | RVT BC Ratio | 0.7 | 0.7 | 0.7 | 0.7 | 0.7 | 0.7 | 0.7 | 0.7 | 0.7 | 0.7 | 0.7 | 0.7 | 0.7 | 0.7 | 0.7 | 0.7 | 0.7 | 0.7 | 0.7 | 0.7 | 0.7 | 0.7 | 0.7 | 0.7 | 0.7 | 0.7 | 0.7
F4_Commercial_Restaurant_Existing_Food Preparation_Natural Gas_Broiler_E3 | F4 | Commercial | Restaurant | Existing | Food Preparation | Natural Gas | Broiler | E3 | RVT BC Ratio | 0 | 0 | 0 | 0 | 0 | 0 | 0 | 0 | 0 | 0 | 0 | 0 | 0 | 0 | 0 | 0 | 0 | 0 | 0 | 0 | 0 | 0 | 0 | 0 | 0 | 0 | 0
F4_Commercial_Restaurant_Existing_Food Preparation_Natural Gas_Broiler_E4 | F4 | Commercial | Restaurant | Existing | Food Preparation | Natural Gas | Broiler | E4 | RVT BC Ratio | 0 | 0 | 0 | 0 | 0 | 0 | 0 | 0 | 0 | 0 | 0 | 0 | 0 | 0 | 0 | 0 | 0 | 0 | 0 | 0 | 0 | 0 | 0 | 0 | 0 | 0 | 0
F4_Commercial_Restaurant_Existing_Food Preparation_Natural Gas_Broiler_E5 | F4 | Commercial | Restaurant | Existing | Food Preparation | Natural Gas | Broiler | E5 | RVT BC Ratio | 0 | 0 | 0 | 0 | 0 | 0 | 0 | 0 | 0 | 0 | 0 | 0 | 0 | 0 | 0 | 0 | 0 | 0 | 0 | 0 | 0 | 0 | 0 | 0 | 0 | 0 | 0
F4_Commercial_Restaurant_Existing_Food Preparation_Natural Gas_Broiler_E6 | F4 | Commercial | Restaurant | Existing | Food Preparation | Natural Gas | Broiler | E6 | RVT BC Ratio | 0 | 0 | 0 | 0 | 0 | 0 | 0 | 0 | 0 | 0 | 0 | 0 | 0 | 0 | 0 | 0 | 0 | 0 | 0 | 0 | 0 | 0 | 0 | 0 | 0 | 0 | 0
F4_Commercial_Restaurant_Existing_Food Preparation_Natural Gas_Broiler_E7 | F4 | Commercial | Restaurant | Existing | Food Preparation | Natural Gas | Broiler | E7 | RVT BC Ratio | 0 | 0 | 0 | 0 | 0 | 0 | 0 | 0 | 0 | 0 | 0 | 0 | 0 | 0 | 0 | 0 | 0 | 0 | 0 | 0 | 0 | 0 | 0 | 0 | 0 | 0 | 0
F4_Commercial_Restaurant_Existing_Food Preparation_Natural Gas_Broiler_E8 | F4 | Commercial | Restaurant | Existing | Food Preparation | Natural Gas | Broiler | E8 | RVT BC Ratio | 0 | 0 | 0 | 0 | 0 | 0 | 0 | 0 | 0 | 0 | 0 | 0 | 0 | 0 | 0 | 0 | 0 | 0 | 0 | 0 | 0 | 0 | 0 | 0 | 0 | 0 | 0
F4_Commercial_Restaurant_Existing_Food Preparation_Natural Gas_Broiler_E9 | F4 | Commercial | Restaurant | Existing | Food Preparation | Natural Gas | Broiler | E9 | RVT BC Ratio | 0 | 0 | 0 | 0 | 0 | 0 | 0 | 0 | 0 | 0 | 0 | 0 | 0 | 0 | 0 | 0 | 0 | 0 | 0 | 0 | 0 | 0 | 0 | 0 | 0 | 0 | 0
F4_Commercial_Restaurant_Existing_Food Preparation_Natural Gas_Broiler_E10 | F4 | Commercial | Restaurant | Existing | Food Preparation | Natural Gas | Broiler | E10 | RVT BC Ratio | 0 | 0 | 0 | 0 | 0 | 0 | 0 | 0 | 0 | 0 | 0 | 0 | 0 | 0 | 0 | 0 | 0 | 0 | 0 | 0 | 0 | 0 | 0 | 0 | 0 | 0 | 0
F5_Commercial_Restaurant_Existing_Food Preparation_Natural Gas_Broiler_E1 | F5 | Commercial | Restaurant | Existing | Food Preparation | Natural Gas | Broiler | E1 | RIM BC Ratio | bar: 2021 to 2047
F5_Commercial_Restaurant_Existing_Food Preparation_Natural Gas_Broiler_E2 | F5 | Commercial | Restaurant | Existing | Food Preparation | Natural Gas | Broiler | E2 | RIM BC Ratio | 1.9504 | 1.9296 | 1.9094 | 1.8902 | 1.8949 | 1.9154 | 1.9451 | 1.9782 | 2.0101 | 2.0373 | 2.0595 | 2.0753 | 2.0843 | 2.0833 | 2.072 | 2.0503 | 2.0186 | 1.9785 | 1.9307 | 1.8739 | 1.8073 | 1.7304 | 1.6624 | 1.6186 | 1.6002 | 1.608 | 1.6159
F5_Commercial_Restaurant_Existing_Food Preparation_Natural Gas_Broiler_E3 | F5 | Commercial | Restaurant | Existing | Food Preparation | Natural Gas | Broiler | E3 | RIM BC Ratio | 0 | 0 | 0 | 0 | 0 | 0 | 0 | 0 | 0 | 0 | 0 | 0 | 0 | 0 | 0 | 0 | 0 | 0 | 0 | 0 | 0 | 0 | 0 | 0 | 0 | 0 | 0
F5_Commercial_Restaurant_Existing_Food Preparation_Natural Gas_Broiler_E4 | F5 | Commercial | Restaurant | Existing | Food Preparation | Natural Gas | Broiler | E4 | RIM BC Ratio | 0 | 0 | 0 | 0 | 0 | 0 | 0 | 0 | 0 | 0 | 0 | 0 | 0 | 0 | 0 | 0 | 0 | 0 | 0 | 0 | 0 | 0 | 0 | 0 | 0 | 0 | 0
F5_Commercial_Restaurant_Existing_Food Preparation_Natural Gas_Broiler_E5 | F5 | Commercial | Restaurant | Existing | Food Preparation | Natural Gas | Broiler | E5 | RIM BC Ratio | 0 | 0 | 0 | 0 | 0 | 0 | 0 | 0 | 0 | 0 | 0 | 0 | 0 | 0 | 0 | 0 | 0 | 0 | 0 | 0 | 0 | 0 | 0 | 0 | 0 | 0 | 0
F5_Commercial_Restaurant_Existing_Food Preparation_Natural Gas_Broiler_E6 | F5 | Commercial | Restaurant | Existing | Food Preparation | Natural Gas | Broiler | E6 | RIM BC Ratio | 0 | 0 | 0 | 0 | 0 | 0 | 0 | 0 | 0 | 0 | 0 | 0 | 0 | 0 | 0 | 0 | 0 | 0 | 0 | 0 | 0 | 0 | 0 | 0 | 0 | 0 | 0
F5_Commercial_Restaurant_Existing_Food Preparation_Natural Gas_Broiler_E7 | F5 | Commercial | Restaurant | Existing | Food Preparation | Natural Gas | Broiler | E7 | RIM BC Ratio | 0 | 0 | 0 | 0 | 0 | 0 | 0 | 0 | 0 | 0 | 0 | 0 | 0 | 0 | 0 | 0 | 0 | 0 | 0 | 0 | 0 | 0 | 0 | 0 | 0 | 0 | 0
F5_Commercial_Restaurant_Existing_Food Preparation_Natural Gas_Broiler_E8 | F5 | Commercial | Restaurant | Existing | Food Preparation | Natural Gas | Broiler | E8 | RIM BC Ratio | 0 | 0 | 0 | 0 | 0 | 0 | 0 | 0 | 0 | 0 | 0 | 0 | 0 | 0 | 0 | 0 | 0 | 0 | 0 | 0 | 0 | 0 | 0 | 0 | 0 | 0 | 0
F5_Commercial_Restaurant_Existing_Food Preparation_Natural Gas_Broiler_E9 | F5 | Commercial | Restaurant | Existing | Food Preparation | Natural Gas | Broiler | E9 | RIM BC Ratio | 0 | 0 | 0 | 0 | 0 | 0 | 0 | 0 | 0 | 0 | 0 | 0 | 0 | 0 | 0 | 0 | 0 | 0 | 0 | 0 | 0 | 0 | 0 | 0 | 0 | 0 | 0
F5_Commercial_Restaurant_Existing_Food Preparation_Natural Gas_Broiler_E10 | F5 | Commercial | Restaurant | Existing | Food Preparation | Natural Gas | Broiler | E10 | RIM BC Ratio | 0 | 0 | 0 | 0 | 0 | 0 | 0 | 0 | 0 | 0 | 0 | 0 | 0 | 0 | 0 | 0 | 0 | 0 | 0 | 0 | 0 | 0 | 0 | 0 | 0 | 0 | 0
F0_Commercial_Restaurant_Existing_Food Preparation_Natural Gas_Griddle_E0 | F0 | Commercial | Restaurant | Existing | Food Preparation | Natural Gas | Griddle | E0 | Economic Unit | ENERGY STAR | ENERGY STAR | ENERGY STAR | ENERGY STAR | ENERGY STAR | ENERGY STAR | ENERGY STAR | ENERGY STAR | ENERGY STAR | ENERGY STAR | ENERGY STAR | ENERGY STAR | ENERGY STAR | ENERGY STAR | ENERGY STAR | ENERGY STAR | ENERGY STAR | ENERGY STAR | ENERGY STAR | ENERGY STAR | Standard | Standard | Standard | Standard | Standard | Standard | Standard
F1_Commercial_Restaurant_Existing_Food Preparation_Natural Gas_Griddle_E1 | F1 | Commercial | Restaurant | Existing | Food Preparation | Natural Gas | Griddle | E1 | CCE | 0 | 0 | 0 | 0 | 0 | 0 | 0 | 0 | 0 | 0 | 0 | 0 | 0 | 0 | 0 | 0 | 0 | 0 | 0 | 0 | 0 | 0 | 0 | 0 | 0 | 0 | 0
F1_Commercial_Restaurant_Existing_Food Preparation_Natural Gas_Griddle_E2 | F1 | Commercial | Restaurant | Existing | Food Preparation | Natural Gas | Griddle | E2 | CCE | 0.01311 | 0.01311 | 0.01311 | 0.01311 | 0.01311 | 0.01311 | 0.01311 | 0.01311 | 0.01311 | 0.01311 | 0.01311 | 0.01311 | 0.01311 | 0.01311 | 0.01311 | 0.01311 | 0.01311 | 0.01311 | 0.01311 | 0.01311 | 0.01311 | 0.01311 | 0.01311 | 0.01311 | 0.01311 | 0.01311 | 0.01311
F1_Commercial_Restaurant_Existing_Food Preparation_Natural Gas_Griddle_E3 | F1 | Commercial | Restaurant | Existing | Food Preparation | Natural Gas | Griddle | E3 | CCE | 0 | 0 | 0 | 0 | 0 | 0 | 0 | 0 | 0 | 0 | 0 | 0 | 0 | 0 | 0 | 0 | 0 | 0 | 0 | 0 | 0 | 0 | 0 | 0 | 0 | 0 | 0
F1_Commercial_Restaurant_Existing_Food Preparation_Natural Gas_Griddle_E4 | F1 | Commercial | Restaurant | Existing | Food Preparation | Natural Gas | Griddle | E4 | CCE | 0 | 0 | 0 | 0 | 0 | 0 | 0 | 0 | 0 | 0 | 0 | 0 | 0 | 0 | 0 | 0 | 0 | 0 | 0 | 0 | 0 | 0 | 0 | 0 | 0 | 0 | 0
F1_Commercial_Restaurant_Existing_Food Preparation_Natural Gas_Griddle_E5 | F1 | Commercial | Restaurant | Existing | Food Preparation | Natural Gas | Griddle | E5 | CCE | 0 | 0 | 0 | 0 | 0 | 0 | 0 | 0 | 0 | 0 | 0 | 0 | 0 | 0 | 0 | 0 | 0 | 0 | 0 | 0 | 0 | 0 | 0 | 0 | 0 | 0 | 0
F1_Commercial_Restaurant_Existing_Food Preparation_Natural Gas_Griddle_E6 | F1 | Commercial | Restaurant | Existing | Food Preparation | Natural Gas | Griddle | E6 | CCE | 0 | 0 | 0 | 0 | 0 | 0 | 0 | 0 | 0 | 0 | 0 | 0 | 0 | 0 | 0 | 0 | 0 | 0 | 0 | 0 | 0 | 0 | 0 | 0 | 0 | 0 | 0
F1_Commercial_Restaurant_Existing_Food Preparation_Natural Gas_Griddle_E7 | F1 | Commercial | Restaurant | Existing | Food Preparation | Natural Gas | Griddle | E7 | CCE | 0 | 0 | 0 | 0 | 0 | 0 | 0 | 0 | 0 | 0 | 0 | 0 | 0 | 0 | 0 | 0 | 0 | 0 | 0 | 0 | 0 | 0 | 0 | 0 | 0 | 0 | 0
F1_Commercial_Restaurant_Existing_Food Preparation_Natural Gas_Griddle_E8 | F1 | Commercial | Restaurant | Existing | Food Preparation | Natural Gas | Griddle | E8 | CCE | 0 | 0 | 0 | 0 | 0 | 0 | 0 | 0 | 0 | 0 | 0 | 0 | 0 | 0 | 0 | 0 | 0 | 0 | 0 | 0 | 0 | 0 | 0 | 0 | 0 | 0 | 0
F1_Commercial_Restaurant_Existing_Food Preparation_Natural Gas_Griddle_E9 | F1 | Commercial | Restaurant | Existing | Food Preparation | Natural Gas | Griddle | E9 | CCE | 0 | 0 | 0 | 0 | 0 | 0 | 0 | 0 | 0 | 0 | 0 | 0 | 0 | 0 | 0 | 0 | 0 | 0 | 0 | 0 | 0 | 0 | 0 | 0 | 0 | 0 | 0
F1_Commercial_Restaurant_Existing_Food Preparation_Natural Gas_Griddle_E10 | F1 | Commercial | Restaurant | Existing | Food Preparation | Natural Gas | Griddle | E10 | CCE | 0 | 0 | 0 | 0 | 0 | 0 | 0 | 0 | 0 | 0 | 0 | 0 | 0 | 0 | 0 | 0 | 0 | 0 | 0 | 0 | 0 | 0 | 0 | 0 | 0 | 0 | 0
F2_Commercial_Restaurant_Existing_Food Preparation_Natural Gas_Griddle_E1 | F2 | Commercial | Restaurant | Existing | Food Preparation | Natural Gas | Griddle | E1 | TRC BC Ratio | bar: 2021 to 2047
F2_Commercial_Restaurant_Existing_Food Preparation_Natural Gas_Griddle_E2 | F2 | Commercial | Restaurant | Existing | Food Preparation | Natural Gas | Griddle | E2 | TRC BC Ratio | 1.0411 | 1.0299 | 1.0192 | 1.0089 | 1.0114 | 1.0224 | 1.0382 | 1.0559 | 1.0729 | 1.0874 | 1.0993 | 1.1077 | 1.1125 | 1.112 | 1.106 | 1.0944 | 1.0774 | 1.0561 | 1.0305 | 1.0002 | 0.96464 | 0.92365 | 0.8873 | 0.86394 | 0.85412 | 0.85831 | 0.86251
F2_Commercial_Restaurant_Existing_Food Preparation_Natural Gas_Griddle_E3 | F2 | Commercial | Restaurant | Existing | Food Preparation | Natural Gas | Griddle | E3 | TRC BC Ratio | 0 | 0 | 0 | 0 | 0 | 0 | 0 | 0 | 0 | 0 | 0 | 0 | 0 | 0 | 0 | 0 | 0 | 0 | 0 | 0 | 0 | 0 | 0 | 0 | 0 | 0 | 0
F2_Commercial_Restaurant_Existing_Food Preparation_Natural Gas_Griddle_E4 | F2 | Commercial | Restaurant | Existing | Food Preparation | Natural Gas | Griddle | E4 | TRC BC Ratio | 0 | 0 | 0 | 0 | 0 | 0 | 0 | 0 | 0 | 0 | 0 | 0 | 0 | 0 | 0 | 0 | 0 | 0 | 0 | 0 | 0 | 0 | 0 | 0 | 0 | 0 | 0
F2_Commercial_Restaurant_Existing_Food Preparation_Natural Gas_Griddle_E5 | F2 | Commercial | Restaurant | Existing | Food Preparation | Natural Gas | Griddle | E5 | TRC BC Ratio | 0 | 0 | 0 | 0 | 0 | 0 | 0 | 0 | 0 | 0 | 0 | 0 | 0 | 0 | 0 | 0 | 0 | 0 | 0 | 0 | 0 | 0 | 0 | 0 | 0 | 0 | 0
F2_Commercial_Restaurant_Existing_Food Preparation_Natural Gas_Griddle_E6 | F2 | Commercial | Restaurant | Existing | Food Preparation | Natural Gas | Griddle | E6 | TRC BC Ratio | 0 | 0 | 0 | 0 | 0 | 0 | 0 | 0 | 0 | 0 | 0 | 0 | 0 | 0 | 0 | 0 | 0 | 0 | 0 | 0 | 0 | 0 | 0 | 0 | 0 | 0 | 0
F2_Commercial_Restaurant_Existing_Food Preparation_Natural Gas_Griddle_E7 | F2 | Commercial | Restaurant | Existing | Food Preparation | Natural Gas | Griddle | E7 | TRC BC Ratio | 0 | 0 | 0 | 0 | 0 | 0 | 0 | 0 | 0 | 0 | 0 | 0 | 0 | 0 | 0 | 0 | 0 | 0 | 0 | 0 | 0 | 0 | 0 | 0 | 0 | 0 | 0
F2_Commercial_Restaurant_Existing_Food Preparation_Natural Gas_Griddle_E8 | F2 | Commercial | Restaurant | Existing | Food Preparation | Natural Gas | Griddle | E8 | TRC BC Ratio | 0 | 0 | 0 | 0 | 0 | 0 | 0 | 0 | 0 | 0 | 0 | 0 | 0 | 0 | 0 | 0 | 0 | 0 | 0 | 0 | 0 | 0 | 0 | 0 | 0 | 0 | 0
F2_Commercial_Restaurant_Existing_Food Preparation_Natural Gas_Griddle_E9 | F2 | Commercial | Restaurant | Existing | Food Preparation | Natural Gas | Griddle | E9 | TRC BC Ratio | 0 | 0 | 0 | 0 | 0 | 0 | 0 | 0 | 0 | 0 | 0 | 0 | 0 | 0 | 0 | 0 | 0 | 0 | 0 | 0 | 0 | 0 | 0 | 0 | 0 | 0 | 0
F2_Commercial_Restaurant_Existing_Food Preparation_Natural Gas_Griddle_E10 | F2 | Commercial | Restaurant | Existing | Food Preparation | Natural Gas | Griddle | E10 | TRC BC Ratio | 0 | 0 | 0 | 0 | 0 | 0 | 0 | 0 | 0 | 0 | 0 | 0 | 0 | 0 | 0 | 0 | 0 | 0 | 0 | 0 | 0 | 0 | 0 | 0 | 0 | 0 | 0
F3_Commercial_Restaurant_Existing_Food Preparation_Natural Gas_Griddle_E1 | F3 | Commercial | Restaurant | Existing | Food Preparation | Natural Gas | Griddle | E1 | PACT BC Ratio | bar: 2021 to 2047
F3_Commercial_Restaurant_Existing_Food Preparation_Natural Gas_Griddle_E2 | F3 | Commercial | Restaurant | Existing | Food Preparation | Natural Gas | Griddle | E2 | PACT BC Ratio | 1.3698 | 1.3552 | 1.341 | 1.3275 | 1.3308 | 1.3452 | 1.3661 | 1.3893 | 1.4117 | 1.4308 | 1.4464 | 1.4575 | 1.4639 | 1.4631 | 1.4552 | 1.44 | 1.4177 | 1.3896 | 1.356 | 1.3161 | 1.2693 | 1.2153 | 1.1675 | 1.1368 | 1.1238 | 1.1294 | 1.1349
F3_Commercial_Restaurant_Existing_Food Preparation_Natural Gas_Griddle_E3 | F3 | Commercial | Restaurant | Existing | Food Preparation | Natural Gas | Griddle | E3 | PACT BC Ratio | 0 | 0 | 0 | 0 | 0 | 0 | 0 | 0 | 0 | 0 | 0 | 0 | 0 | 0 | 0 | 0 | 0 | 0 | 0 | 0 | 0 | 0 | 0 | 0 | 0 | 0 | 0
F3_Commercial_Restaurant_Existing_Food Preparation_Natural Gas_Griddle_E4 | F3 | Commercial | Restaurant | Existing | Food Preparation | Natural Gas | Griddle | E4 | PACT BC Ratio | 0 | 0 | 0 | 0 | 0 | 0 | 0 | 0 | 0 | 0 | 0 | 0 | 0 | 0 | 0 | 0 | 0 | 0 | 0 | 0 | 0 | 0 | 0 | 0 | 0 | 0 | 0
F3_Commercial_Restaurant_Existing_Food Preparation_Natural Gas_Griddle_E5 | F3 | Commercial | Restaurant | Existing | Food Preparation | Natural Gas | Griddle | E5 | PACT BC Ratio | 0 | 0 | 0 | 0 | 0 | 0 | 0 | 0 | 0 | 0 | 0 | 0 | 0 | 0 | 0 | 0 | 0 | 0 | 0 | 0 | 0 | 0 | 0 | 0 | 0 | 0 | 0
F3_Commercial_Restaurant_Existing_Food Preparation_Natural Gas_Griddle_E6 | F3 | Commercial | Restaurant | Existing | Food Preparation | Natural Gas | Griddle | E6 | PACT BC Ratio | 0 | 0 | 0 | 0 | 0 | 0 | 0 | 0 | 0 | 0 | 0 | 0 | 0 | 0 | 0 | 0 | 0 | 0 | 0 | 0 | 0 | 0 | 0 | 0 | 0 | 0 | 0
F3_Commercial_Restaurant_Existing_Food Preparation_Natural Gas_Griddle_E7 | F3 | Commercial | Restaurant | Existing | Food Preparation | Natural Gas | Griddle | E7 | PACT BC Ratio | 0 | 0 | 0 | 0 | 0 | 0 | 0 | 0 | 0 | 0 | 0 | 0 | 0 | 0 | 0 | 0 | 0 | 0 | 0 | 0 | 0 | 0 | 0 | 0 | 0 | 0 | 0
F3_Commercial_Restaurant_Existing_Food Preparation_Natural Gas_Griddle_E8 | F3 | Commercial | Restaurant | Existing | Food Preparation | Natural Gas | Griddle | E8 | PACT BC Ratio | 0 | 0 | 0 | 0 | 0 | 0 | 0 | 0 | 0 | 0 | 0 | 0 | 0 | 0 | 0 | 0 | 0 | 0 | 0 | 0 | 0 | 0 | 0 | 0 | 0 | 0 | 0
F3_Commercial_Restaurant_Existing_Food Preparation_Natural Gas_Griddle_E9 | F3 | Commercial | Restaurant | Existing | Food Preparation | Natural Gas | Griddle | E9 | PACT BC Ratio | 0 | 0 | 0 | 0 | 0 | 0 | 0 | 0 | 0 | 0 | 0 | 0 | 0 | 0 | 0 | 0 | 0 | 0 | 0 | 0 | 0 | 0 | 0 | 0 | 0 | 0 | 0
F3_Commercial_Restaurant_Existing_Food Preparation_Natural Gas_Griddle_E10 | F3 | Commercial | Restaurant | Existing | Food Preparation | Natural Gas | Griddle | E10 | PACT BC Ratio | 0 | 0 | 0 | 0 | 0 | 0 | 0 | 0 | 0 | 0 | 0 | 0 | 0 | 0 | 0 | 0 | 0 | 0 | 0 | 0 | 0 | 0 | 0 | 0 | 0 | 0 | 0
F4_Commercial_Restaurant_Existing_Food Preparation_Natural Gas_Griddle_E1 | F4 | Commercial | Restaurant | Existing | Food Preparation | Natural Gas | Griddle | E1 | RVT BC Ratio | bar: 2021 to 2047
F4_Commercial_Restaurant_Existing_Food Preparation_Natural Gas_Griddle_E2 | F4 | Commercial | Restaurant | Existing | Food Preparation | Natural Gas | Griddle | E2 | RVT BC Ratio | 0.7 | 0.7 | 0.7 | 0.7 | 0.7 | 0.7 | 0.7 | 0.7 | 0.7 | 0.7 | 0.7 | 0.7 | 0.7 | 0.7 | 0.7 | 0.7 | 0.7 | 0.7 | 0.7 | 0.7 | 0.7 | 0.7 | 0.7 | 0.7 | 0.7 | 0.7 | 0.7
F4_Commercial_Restaurant_Existing_Food Preparation_Natural Gas_Griddle_E3 | F4 | Commercial | Restaurant | Existing | Food Preparation | Natural Gas | Griddle | E3 | RVT BC Ratio | 0 | 0 | 0 | 0 | 0 | 0 | 0 | 0 | 0 | 0 | 0 | 0 | 0 | 0 | 0 | 0 | 0 | 0 | 0 | 0 | 0 | 0 | 0 | 0 | 0 | 0 | 0
F4_Commercial_Restaurant_Existing_Food Preparation_Natural Gas_Griddle_E4 | F4 | Commercial | Restaurant | Existing | Food Preparation | Natural Gas | Griddle | E4 | RVT BC Ratio | 0 | 0 | 0 | 0 | 0 | 0 | 0 | 0 | 0 | 0 | 0 | 0 | 0 | 0 | 0 | 0 | 0 | 0 | 0 | 0 | 0 | 0 | 0 | 0 | 0 | 0 | 0
F4_Commercial_Restaurant_Existing_Food Preparation_Natural Gas_Griddle_E5 | F4 | Commercial | Restaurant | Existing | Food Preparation | Natural Gas | Griddle | E5 | RVT BC Ratio | 0 | 0 | 0 | 0 | 0 | 0 | 0 | 0 | 0 | 0 | 0 | 0 | 0 | 0 | 0 | 0 | 0 | 0 | 0 | 0 | 0 | 0 | 0 | 0 | 0 | 0 | 0
F4_Commercial_Restaurant_Existing_Food Preparation_Natural Gas_Griddle_E6 | F4 | Commercial | Restaurant | Existing | Food Preparation | Natural Gas | Griddle | E6 | RVT BC Ratio | 0 | 0 | 0 | 0 | 0 | 0 | 0 | 0 | 0 | 0 | 0 | 0 | 0 | 0 | 0 | 0 | 0 | 0 | 0 | 0 | 0 | 0 | 0 | 0 | 0 | 0 | 0
F4_Commercial_Restaurant_Existing_Food Preparation_Natural Gas_Griddle_E7 | F4 | Commercial | Restaurant | Existing | Food Preparation | Natural Gas | Griddle | E7 | RVT BC Ratio | 0 | 0 | 0 | 0 | 0 | 0 | 0 | 0 | 0 | 0 | 0 | 0 | 0 | 0 | 0 | 0 | 0 | 0 | 0 | 0 | 0 | 0 | 0 | 0 | 0 | 0 | 0
F4_Commercial_Restaurant_Existing_Food Preparation_Natural Gas_Griddle_E8 | F4 | Commercial | Restaurant | Existing | Food Preparation | Natural Gas | Griddle | E8 | RVT BC Ratio | 0 | 0 | 0 | 0 | 0 | 0 | 0 | 0 | 0 | 0 | 0 | 0 | 0 | 0 | 0 | 0 | 0 | 0 | 0 | 0 | 0 | 0 | 0 | 0 | 0 | 0 | 0
F4_Commercial_Restaurant_Existing_Food Preparation_Natural Gas_Griddle_E9 | F4 | Commercial | Restaurant | Existing | Food Preparation | Natural Gas | Griddle | E9 | RVT BC Ratio | 0 | 0 | 0 | 0 | 0 | 0 | 0 | 0 | 0 | 0 | 0 | 0 | 0 | 0 | 0 | 0 | 0 | 0 | 0 | 0 | 0 | 0 | 0 | 0 | 0 | 0 | 0
F4_Commercial_Restaurant_Existing_Food Preparation_Natural Gas_Griddle_E10 | F4 | Commercial | Restaurant | Existing | Food Preparation | Natural Gas | Griddle | E10 | RVT BC Ratio | 0 | 0 | 0 | 0 | 0 | 0 | 0 | 0 | 0 | 0 | 0 | 0 | 0 | 0 | 0 | 0 | 0 | 0 | 0 | 0 | 0 | 0 | 0 | 0 | 0 | 0 | 0
F5_Commercial_Restaurant_Existing_Food Preparation_Natural Gas_Griddle_E1 | F5 | Commercial | Restaurant | Existing | Food Preparation | Natural Gas | Griddle | E1 | RIM BC Ratio | bar: 2021 to 2047
F5_Commercial_Restaurant_Existing_Food Preparation_Natural Gas_Griddle_E2 | F5 | Commercial | Restaurant | Existing | Food Preparation | Natural Gas | Griddle | E2 | RIM BC Ratio | 1.3698 | 1.3552 | 1.341 | 1.3275 | 1.3308 | 1.3452 | 1.3661 | 1.3893 | 1.4117 | 1.4308 | 1.4464 | 1.4575 | 1.4639 | 1.4631 | 1.4552 | 1.44 | 1.4177 | 1.3896 | 1.356 | 1.3161 | 1.2693 | 1.2153 | 1.1675 | 1.1368 | 1.1238 | 1.1294 | 1.1349
F5_Commercial_Restaurant_Existing_Food Preparation_Natural Gas_Griddle_E3 | F5 | Commercial | Restaurant | Existing | Food Preparation | Natural Gas | Griddle | E3 | RIM BC Ratio | 0 | 0 | 0 | 0 | 0 | 0 | 0 | 0 | 0 | 0 | 0 | 0 | 0 | 0 | 0 | 0 | 0 | 0 | 0 | 0 | 0 | 0 | 0 | 0 | 0 | 0 | 0
F5_Commercial_Restaurant_Existing_Food Preparation_Natural Gas_Griddle_E4 | F5 | Commercial | Restaurant | Existing | Food Preparation | Natural Gas | Griddle | E4 | RIM BC Ratio | 0 | 0 | 0 | 0 | 0 | 0 | 0 | 0 | 0 | 0 | 0 | 0 | 0 | 0 | 0 | 0 | 0 | 0 | 0 | 0 | 0 | 0 | 0 | 0 | 0 | 0 | 0
F5_Commercial_Restaurant_Existing_Food Preparation_Natural Gas_Griddle_E5 | F5 | Commercial | Restaurant | Existing | Food Preparation | Natural Gas | Griddle | E5 | RIM BC Ratio | 0 | 0 | 0 | 0 | 0 | 0 | 0 | 0 | 0 | 0 | 0 | 0 | 0 | 0 | 0 | 0 | 0 | 0 | 0 | 0 | 0 | 0 | 0 | 0 | 0 | 0 | 0
F5_Commercial_Restaurant_Existing_Food Preparation_Natural Gas_Griddle_E6 | F5 | Commercial | Restaurant | Existing | Food Preparation | Natural Gas | Griddle | E6 | RIM BC Ratio | 0 | 0 | 0 | 0 | 0 | 0 | 0 | 0 | 0 | 0 | 0 | 0 | 0 | 0 | 0 | 0 | 0 | 0 | 0 | 0 | 0 | 0 | 0 | 0 | 0 | 0 | 0
F5_Commercial_Restaurant_Existing_Food Preparation_Natural Gas_Griddle_E7 | F5 | Commercial | Restaurant | Existing | Food Preparation | Natural Gas | Griddle | E7 | RIM BC Ratio | 0 | 0 | 0 | 0 | 0 | 0 | 0 | 0 | 0 | 0 | 0 | 0 | 0 | 0 | 0 | 0 | 0 | 0 | 0 | 0 | 0 | 0 | 0 | 0 | 0 | 0 | 0
F5_Commercial_Restaurant_Existing_Food Preparation_Natural Gas_Griddle_E8 | F5 | Commercial | Restaurant | Existing | Food Preparation | Natural Gas | Griddle | E8 | RIM BC Ratio | 0 | 0 | 0 | 0 | 0 | 0 | 0 | 0 | 0 | 0 | 0 | 0 | 0 | 0 | 0 | 0 | 0 | 0 | 0 | 0 | 0 | 0 | 0 | 0 | 0 | 0 | 0
F5_Commercial_Restaurant_Existing_Food Preparation_Natural Gas_Griddle_E9 | F5 | Commercial | Restaurant | Existing | Food Preparation | Natural Gas | Griddle | E9 | RIM BC Ratio | 0 | 0 | 0 | 0 | 0 | 0 | 0 | 0 | 0 | 0 | 0 | 0 | 0 | 0 | 0 | 0 | 0 | 0 | 0 | 0 | 0 | 0 | 0 | 0 | 0 | 0 | 0
F5_Commercial_Restaurant_Existing_Food Preparation_Natural Gas_Griddle_E10 | F5 | Commercial | Restaurant | Existing | Food Preparation | Natural Gas | Griddle | E10 | RIM BC Ratio | 0 | 0 | 0 | 0 | 0 | 0 | 0 | 0 | 0 | 0 | 0 | 0 | 0 | 0 | 0 | 0 | 0 | 0 | 0 | 0 | 0 | 0 | 0 | 0 | 0 | 0 | 0
F0_Commercial_Restaurant_Existing_Food Preparation_Natural Gas_Range_E0 | F0 | Commercial | Restaurant | Existing | Food Preparation | Natural Gas | Range | E0 | Economic Unit | High Efficiency | High Efficiency | High Efficiency | High Efficiency | High Efficiency | High Efficiency | High Efficiency | High Efficiency | High Efficiency | High Efficiency | High Efficiency | High Efficiency | High Efficiency | High Efficiency | High Efficiency | High Efficiency | High Efficiency | High Efficiency | High Efficiency | High Efficiency | High Efficiency | High Efficiency | High Efficiency | High Efficiency | High Efficiency | High Efficiency | High Efficiency
F1_Commercial_Restaurant_Existing_Food Preparation_Natural Gas_Range_E1 | F1 | Commercial | Restaurant | Existing | Food Preparation | Natural Gas | Range | E1 | CCE | 0 | 0 | 0 | 0 | 0 | 0 | 0 | 0 | 0 | 0 | 0 | 0 | 0 | 0 | 0 | 0 | 0 | 0 | 0 | 0 | 0 | 0 | 0 | 0 | 0 | 0 | 0
F1_Commercial_Restaurant_Existing_Food Preparation_Natural Gas_Range_E2 | F1 | Commercial | Restaurant | Existing | Food Preparation | Natural Gas | Range | E2 | CCE | 1.2749e-07 | 1.2749e-07 | 1.2749e-07 | 1.2749e-07 | 1.2749e-07 | 1.2749e-07 | 1.2749e-07 | 1.2749e-07 | 1.2749e-07 | 1.2749e-07 | 1.2749e-07 | 1.2749e-07 | 1.2749e-07 | 1.2749e-07 | 1.2749e-07 | 1.2749e-07 | 1.2749e-07 | 1.2749e-07 | 1.2749e-07 | 1.2749e-07 | 1.2749e-07 | 1.2749e-07 | 1.2749e-07 | 1.2749e-07 | 1.2749e-07 | 1.2749e-07 | 1.2749e-07
F1_Commercial_Restaurant_Existing_Food Preparation_Natural Gas_Range_E3 | F1 | Commercial | Restaurant | Existing | Food Preparation | Natural Gas | Range | E3 | CCE | 0 | 0 | 0 | 0 | 0 | 0 | 0 | 0 | 0 | 0 | 0 | 0 | 0 | 0 | 0 | 0 | 0 | 0 | 0 | 0 | 0 | 0 | 0 | 0 | 0 | 0 | 0
F1_Commercial_Restaurant_Existing_Food Preparation_Natural Gas_Range_E4 | F1 | Commercial | Restaurant | Existing | Food Preparation | Natural Gas | Range | E4 | CCE | 0 | 0 | 0 | 0 | 0 | 0 | 0 | 0 | 0 | 0 | 0 | 0 | 0 | 0 | 0 | 0 | 0 | 0 | 0 | 0 | 0 | 0 | 0 | 0 | 0 | 0 | 0
F1_Commercial_Restaurant_Existing_Food Preparation_Natural Gas_Range_E5 | F1 | Commercial | Restaurant | Existing | Food Preparation | Natural Gas | Range | E5 | CCE | 0 | 0 | 0 | 0 | 0 | 0 | 0 | 0 | 0 | 0 | 0 | 0 | 0 | 0 | 0 | 0 | 0 | 0 | 0 | 0 | 0 | 0 | 0 | 0 | 0 | 0 | 0
F1_Commercial_Restaurant_Existing_Food Preparation_Natural Gas_Range_E6 | F1 | Commercial | Restaurant | Existing | Food Preparation | Natural Gas | Range | E6 | CCE | 0 | 0 | 0 | 0 | 0 | 0 | 0 | 0 | 0 | 0 | 0 | 0 | 0 | 0 | 0 | 0 | 0 | 0 | 0 | 0 | 0 | 0 | 0 | 0 | 0 | 0 | 0
F1_Commercial_Restaurant_Existing_Food Preparation_Natural Gas_Range_E7 | F1 | Commercial | Restaurant | Existing | Food Preparation | Natural Gas | Range | E7 | CCE | 0 | 0 | 0 | 0 | 0 | 0 | 0 | 0 | 0 | 0 | 0 | 0 | 0 | 0 | 0 | 0 | 0 | 0 | 0 | 0 | 0 | 0 | 0 | 0 | 0 | 0 | 0
F1_Commercial_Restaurant_Existing_Food Preparation_Natural Gas_Range_E8 | F1 | Commercial | Restaurant | Existing | Food Preparation | Natural Gas | Range | E8 | CCE | 0 | 0 | 0 | 0 | 0 | 0 | 0 | 0 | 0 | 0 | 0 | 0 | 0 | 0 | 0 | 0 | 0 | 0 | 0 | 0 | 0 | 0 | 0 | 0 | 0 | 0 | 0
F1_Commercial_Restaurant_Existing_Food Preparation_Natural Gas_Range_E9 | F1 | Commercial | Restaurant | Existing | Food Preparation | Natural Gas | Range | E9 | CCE | 0 | 0 | 0 | 0 | 0 | 0 | 0 | 0 | 0 | 0 | 0 | 0 | 0 | 0 | 0 | 0 | 0 | 0 | 0 | 0 | 0 | 0 | 0 | 0 | 0 | 0 | 0
F1_Commercial_Restaurant_Existing_Food Preparation_Natural Gas_Range_E10 | F1 | Commercial | Restaurant | Existing | Food Preparation | Natural Gas | Range | E10 | CCE | 0 | 0 | 0 | 0 | 0 | 0 | 0 | 0 | 0 | 0 | 0 | 0 | 0 | 0 | 0 | 0 | 0 | 0 | 0 | 0 | 0 | 0 | 0 | 0 | 0 | 0 | 0
F2_Commercial_Restaurant_Existing_Food Preparation_Natural Gas_Range_E1 | F2 | Commercial | Restaurant | Existing | Food Preparation | Natural Gas | Range | E1 | TRC BC Ratio | bar: 2021 to 2047
F2_Commercial_Restaurant_Existing_Food Preparation_Natural Gas_Range_E2 | F2 | Commercial | Restaurant | Existing | Food Preparation | Natural Gas | Range | E2 | TRC BC Ratio | 107783.7748 | 106228.1866 | 104711.2525 | 103240.7276 | 103254.6448 | 104233.7467 | 105821.2112 | 107744.3581 | 109820.4161 | 111943.5488 | 114043.9246 | 115902.5227 | 117321.4185 | 117924.3994 | 117645.627 | 116492.5653 | 114552.5979 | 112013.3613 | 108990.1291 | 105406.5736 | 101214.1852 | 96389.3927 | 92105.7121 | 89333.183 | 88135.3968 | 88567.4331 | 89001.5872
F2_Commercial_Restaurant_Existing_Food Preparation_Natural Gas_Range_E3 | F2 | Commercial | Restaurant | Existing | Food Preparation | Natural Gas | Range | E3 | TRC BC Ratio | 0 | 0 | 0 | 0 | 0 | 0 | 0 | 0 | 0 | 0 | 0 | 0 | 0 | 0 | 0 | 0 | 0 | 0 | 0 | 0 | 0 | 0 | 0 | 0 | 0 | 0 | 0
F2_Commercial_Restaurant_Existing_Food Preparation_Natural Gas_Range_E4 | F2 | Commercial | Restaurant | Existing | Food Preparation | Natural Gas | Range | E4 | TRC BC Ratio | 0 | 0 | 0 | 0 | 0 | 0 | 0 | 0 | 0 | 0 | 0 | 0 | 0 | 0 | 0 | 0 | 0 | 0 | 0 | 0 | 0 | 0 | 0 | 0 | 0 | 0 | 0
F2_Commercial_Restaurant_Existing_Food Preparation_Natural Gas_Range_E5 | F2 | Commercial | Restaurant | Existing | Food Preparation | Natural Gas | Range | E5 | TRC BC Ratio | 0 | 0 | 0 | 0 | 0 | 0 | 0 | 0 | 0 | 0 | 0 | 0 | 0 | 0 | 0 | 0 | 0 | 0 | 0 | 0 | 0 | 0 | 0 | 0 | 0 | 0 | 0
F2_Commercial_Restaurant_Existing_Food Preparation_Natural Gas_Range_E6 | F2 | Commercial | Restaurant | Existing | Food Preparation | Natural Gas | Range | E6 | TRC BC Ratio | 0 | 0 | 0 | 0 | 0 | 0 | 0 | 0 | 0 | 0 | 0 | 0 | 0 | 0 | 0 | 0 | 0 | 0 | 0 | 0 | 0 | 0 | 0 | 0 | 0 | 0 | 0
F2_Commercial_Restaurant_Existing_Food Preparation_Natural Gas_Range_E7 | F2 | Commercial | Restaurant | Existing | Food Preparation | Natural Gas | Range | E7 | TRC BC Ratio | 0 | 0 | 0 | 0 | 0 | 0 | 0 | 0 | 0 | 0 | 0 | 0 | 0 | 0 | 0 | 0 | 0 | 0 | 0 | 0 | 0 | 0 | 0 | 0 | 0 | 0 | 0
F2_Commercial_Restaurant_Existing_Food Preparation_Natural Gas_Range_E8 | F2 | Commercial | Restaurant | Existing | Food Preparation | Natural Gas | Range | E8 | TRC BC Ratio | 0 | 0 | 0 | 0 | 0 | 0 | 0 | 0 | 0 | 0 | 0 | 0 | 0 | 0 | 0 | 0 | 0 | 0 | 0 | 0 | 0 | 0 | 0 | 0 | 0 | 0 | 0
F2_Commercial_Restaurant_Existing_Food Preparation_Natural Gas_Range_E9 | F2 | Commercial | Restaurant | Existing | Food Preparation | Natural Gas | Range | E9 | TRC BC Ratio | 0 | 0 | 0 | 0 | 0 | 0 | 0 | 0 | 0 | 0 | 0 | 0 | 0 | 0 | 0 | 0 | 0 | 0 | 0 | 0 | 0 | 0 | 0 | 0 | 0 | 0 | 0
F2_Commercial_Restaurant_Existing_Food Preparation_Natural Gas_Range_E10 | F2 | Commercial | Restaurant | Existing | Food Preparation | Natural Gas | Range | E10 | TRC BC Ratio | 0 | 0 | 0 | 0 | 0 | 0 | 0 | 0 | 0 | 0 | 0 | 0 | 0 | 0 | 0 | 0 | 0 | 0 | 0 | 0 | 0 | 0 | 0 | 0 | 0 | 0 | 0
F3_Commercial_Restaurant_Existing_Food Preparation_Natural Gas_Range_E1 | F3 | Commercial | Restaurant | Existing | Food Preparation | Natural Gas | Range | E1 | PACT BC Ratio | bar: 2021 to 2047
F3_Commercial_Restaurant_Existing_Food Preparation_Natural Gas_Range_E2 | F3 | Commercial | Restaurant | Existing | Food Preparation | Natural Gas | Range | E2 | PACT BC Ratio | 135901.2813 | 133939.8874 | 132027.2315 | 130173.0913 | 130190.6391 | 131425.1589 | 133426.7446 | 135851.5819 | 138469.2203 | 141146.2137 | 143794.5137 | 146137.9634 | 147927.0059 | 148687.2861 | 148335.7906 | 146881.9302 | 144435.8843 | 141234.2382 | 137422.3367 | 132903.9406 | 127617.8857 | 121534.4516 | 116133.2892 | 112637.4916 | 111127.2395 | 111671.9809 | 112219.3925
F3_Commercial_Restaurant_Existing_Food Preparation_Natural Gas_Range_E3 | F3 | Commercial | Restaurant | Existing | Food Preparation | Natural Gas | Range | E3 | PACT BC Ratio | 0 | 0 | 0 | 0 | 0 | 0 | 0 | 0 | 0 | 0 | 0 | 0 | 0 | 0 | 0 | 0 | 0 | 0 | 0 | 0 | 0 | 0 | 0 | 0 | 0 | 0 | 0
F3_Commercial_Restaurant_Existing_Food Preparation_Natural Gas_Range_E4 | F3 | Commercial | Restaurant | Existing | Food Preparation | Natural Gas | Range | E4 | PACT BC Ratio | 0 | 0 | 0 | 0 | 0 | 0 | 0 | 0 | 0 | 0 | 0 | 0 | 0 | 0 | 0 | 0 | 0 | 0 | 0 | 0 | 0 | 0 | 0 | 0 | 0 | 0 | 0
F3_Commercial_Restaurant_Existing_Food Preparation_Natural Gas_Range_E5 | F3 | Commercial | Restaurant | Existing | Food Preparation | Natural Gas | Range | E5 | PACT BC Ratio | 0 | 0 | 0 | 0 | 0 | 0 | 0 | 0 | 0 | 0 | 0 | 0 | 0 | 0 | 0 | 0 | 0 | 0 | 0 | 0 | 0 | 0 | 0 | 0 | 0 | 0 | 0
F3_Commercial_Restaurant_Existing_Food Preparation_Natural Gas_Range_E6 | F3 | Commercial | Restaurant | Existing | Food Preparation | Natural Gas | Range | E6 | PACT BC Ratio | 0 | 0 | 0 | 0 | 0 | 0 | 0 | 0 | 0 | 0 | 0 | 0 | 0 | 0 | 0 | 0 | 0 | 0 | 0 | 0 | 0 | 0 | 0 | 0 | 0 | 0 | 0
F3_Commercial_Restaurant_Existing_Food Preparation_Natural Gas_Range_E7 | F3 | Commercial | Restaurant | Existing | Food Preparation | Natural Gas | Range | E7 | PACT BC Ratio | 0 | 0 | 0 | 0 | 0 | 0 | 0 | 0 | 0 | 0 | 0 | 0 | 0 | 0 | 0 | 0 | 0 | 0 | 0 | 0 | 0 | 0 | 0 | 0 | 0 | 0 | 0
F3_Commercial_Restaurant_Existing_Food Preparation_Natural Gas_Range_E8 | F3 | Commercial | Restaurant | Existing | Food Preparation | Natural Gas | Range | E8 | PACT BC Ratio | 0 | 0 | 0 | 0 | 0 | 0 | 0 | 0 | 0 | 0 | 0 | 0 | 0 | 0 | 0 | 0 | 0 | 0 | 0 | 0 | 0 | 0 | 0 | 0 | 0 | 0 | 0
F3_Commercial_Restaurant_Existing_Food Preparation_Natural Gas_Range_E9 | F3 | Commercial | Restaurant | Existing | Food Preparation | Natural Gas | Range | E9 | PACT BC Ratio | 0 | 0 | 0 | 0 | 0 | 0 | 0 | 0 | 0 | 0 | 0 | 0 | 0 | 0 | 0 | 0 | 0 | 0 | 0 | 0 | 0 | 0 | 0 | 0 | 0 | 0 | 0
F3_Commercial_Restaurant_Existing_Food Preparation_Natural Gas_Range_E10 | F3 | Commercial | Restaurant | Existing | Food Preparation | Natural Gas | Range | E10 | PACT BC Ratio | 0 | 0 | 0 | 0 | 0 | 0 | 0 | 0 | 0 | 0 | 0 | 0 | 0 | 0 | 0 | 0 | 0 | 0 | 0 | 0 | 0 | 0 | 0 | 0 | 0 | 0 | 0
F4_Commercial_Restaurant_Existing_Food Preparation_Natural Gas_Range_E1 | F4 | Commercial | Restaurant | Existing | Food Preparation | Natural Gas | Range | E1 | RVT BC Ratio | bar: 2021 to 2047
F4_Commercial_Restaurant_Existing_Food Preparation_Natural Gas_Range_E2 | F4 | Commercial | Restaurant | Existing | Food Preparation | Natural Gas | Range | E2 | RVT BC Ratio | 0.7 | 0.7 | 0.7 | 0.7 | 0.7 | 0.7 | 0.7 | 0.7 | 0.7 | 0.7 | 0.7 | 0.7 | 0.7 | 0.7 | 0.7 | 0.7 | 0.7 | 0.7 | 0.7 | 0.7 | 0.7 | 0.7 | 0.7 | 0.7 | 0.7 | 0.7 | 0.7
F4_Commercial_Restaurant_Existing_Food Preparation_Natural Gas_Range_E3 | F4 | Commercial | Restaurant | Existing | Food Preparation | Natural Gas | Range | E3 | RVT BC Ratio | 0 | 0 | 0 | 0 | 0 | 0 | 0 | 0 | 0 | 0 | 0 | 0 | 0 | 0 | 0 | 0 | 0 | 0 | 0 | 0 | 0 | 0 | 0 | 0 | 0 | 0 | 0
F4_Commercial_Restaurant_Existing_Food Preparation_Natural Gas_Range_E4 | F4 | Commercial | Restaurant | Existing | Food Preparation | Natural Gas | Range | E4 | RVT BC Ratio | 0 | 0 | 0 | 0 | 0 | 0 | 0 | 0 | 0 | 0 | 0 | 0 | 0 | 0 | 0 | 0 | 0 | 0 | 0 | 0 | 0 | 0 | 0 | 0 | 0 | 0 | 0
F4_Commercial_Restaurant_Existing_Food Preparation_Natural Gas_Range_E5 | F4 | Commercial | Restaurant | Existing | Food Preparation | Natural Gas | Range | E5 | RVT BC Ratio | 0 | 0 | 0 | 0 | 0 | 0 | 0 | 0 | 0 | 0 | 0 | 0 | 0 | 0 | 0 | 0 | 0 | 0 | 0 | 0 | 0 | 0 | 0 | 0 | 0 | 0 | 0
F4_Commercial_Restaurant_Existing_Food Preparation_Natural Gas_Range_E6 | F4 | Commercial | Restaurant | Existing | Food Preparation | Natural Gas | Range | E6 | RVT BC Ratio | 0 | 0 | 0 | 0 | 0 | 0 | 0 | 0 | 0 | 0 | 0 | 0 | 0 | 0 | 0 | 0 | 0 | 0 | 0 | 0 | 0 | 0 | 0 | 0 | 0 | 0 | 0
F4_Commercial_Restaurant_Existing_Food Preparation_Natural Gas_Range_E7 | F4 | Commercial | Restaurant | Existing | Food Preparation | Natural Gas | Range | E7 | RVT BC Ratio | 0 | 0 | 0 | 0 | 0 | 0 | 0 | 0 | 0 | 0 | 0 | 0 | 0 | 0 | 0 | 0 | 0 | 0 | 0 | 0 | 0 | 0 | 0 | 0 | 0 | 0 | 0
F4_Commercial_Restaurant_Existing_Food Preparation_Natural Gas_Range_E8 | F4 | Commercial | Restaurant | Existing | Food Preparation | Natural Gas | Range | E8 | RVT BC Ratio | 0 | 0 | 0 | 0 | 0 | 0 | 0 | 0 | 0 | 0 | 0 | 0 | 0 | 0 | 0 | 0 | 0 | 0 | 0 | 0 | 0 | 0 | 0 | 0 | 0 | 0 | 0
F4_Commercial_Restaurant_Existing_Food Preparation_Natural Gas_Range_E9 | F4 | Commercial | Restaurant | Existing | Food Preparation | Natural Gas | Range | E9 | RVT BC Ratio | 0 | 0 | 0 | 0 | 0 | 0 | 0 | 0 | 0 | 0 | 0 | 0 | 0 | 0 | 0 | 0 | 0 | 0 | 0 | 0 | 0 | 0 | 0 | 0 | 0 | 0 | 0
F4_Commercial_Restaurant_Existing_Food Preparation_Natural Gas_Range_E10 | F4 | Commercial | Restaurant | Existing | Food Preparation | Natural Gas | Range | E10 | RVT BC Ratio | 0 | 0 | 0 | 0 | 0 | 0 | 0 | 0 | 0 | 0 | 0 | 0 | 0 | 0 | 0 | 0 | 0 | 0 | 0 | 0 | 0 | 0 | 0 | 0 | 0 | 0 | 0
F5_Commercial_Restaurant_Existing_Food Preparation_Natural Gas_Range_E1 | F5 | Commercial | Restaurant | Existing | Food Preparation | Natural Gas | Range | E1 | RIM BC Ratio | bar: 2021 to 2047
F5_Commercial_Restaurant_Existing_Food Preparation_Natural Gas_Range_E2 | F5 | Commercial | Restaurant | Existing | Food Preparation | Natural Gas | Range | E2 | RIM BC Ratio | 135901.2813 | 133939.8874 | 132027.2315 | 130173.0913 | 130190.6391 | 131425.1589 | 133426.7446 | 135851.5819 | 138469.2203 | 141146.2137 | 143794.5137 | 146137.9634 | 147927.0059 | 148687.2861 | 148335.7906 | 146881.9302 | 144435.8843 | 141234.2382 | 137422.3367 | 132903.9406 | 127617.8857 | 121534.4516 | 116133.2892 | 112637.4916 | 111127.2395 | 111671.9809 | 112219.3925
F5_Commercial_Restaurant_Existing_Food Preparation_Natural Gas_Range_E3 | F5 | Commercial | Restaurant | Existing | Food Preparation | Natural Gas | Range | E3 | RIM BC Ratio | 0 | 0 | 0 | 0 | 0 | 0 | 0 | 0 | 0 | 0 | 0 | 0 | 0 | 0 | 0 | 0 | 0 | 0 | 0 | 0 | 0 | 0 | 0 | 0 | 0 | 0 | 0
F5_Commercial_Restaurant_Existing_Food Preparation_Natural Gas_Range_E4 | F5 | Commercial | Restaurant | Existing | Food Preparation | Natural Gas | Range | E4 | RIM BC Ratio | 0 | 0 | 0 | 0 | 0 | 0 | 0 | 0 | 0 | 0 | 0 | 0 | 0 | 0 | 0 | 0 | 0 | 0 | 0 | 0 | 0 | 0 | 0 | 0 | 0 | 0 | 0
F5_Commercial_Restaurant_Existing_Food Preparation_Natural Gas_Range_E5 | F5 | Commercial | Restaurant | Existing | Food Preparation | Natural Gas | Range | E5 | RIM BC Ratio | 0 | 0 | 0 | 0 | 0 | 0 | 0 | 0 | 0 | 0 | 0 | 0 | 0 | 0 | 0 | 0 | 0 | 0 | 0 | 0 | 0 | 0 | 0 | 0 | 0 | 0 | 0
F5_Commercial_Restaurant_Existing_Food Preparation_Natural Gas_Range_E6 | F5 | Commercial | Restaurant | Existing | Food Preparation | Natural Gas | Range | E6 | RIM BC Ratio | 0 | 0 | 0 | 0 | 0 | 0 | 0 | 0 | 0 | 0 | 0 | 0 | 0 | 0 | 0 | 0 | 0 | 0 | 0 | 0 | 0 | 0 | 0 | 0 | 0 | 0 | 0
F5_Commercial_Restaurant_Existing_Food Preparation_Natural Gas_Range_E7 | F5 | Commercial | Restaurant | Existing | Food Preparation | Natural Gas | Range | E7 | RIM BC Ratio | 0 | 0 | 0 | 0 | 0 | 0 | 0 | 0 | 0 | 0 | 0 | 0 | 0 | 0 | 0 | 0 | 0 | 0 | 0 | 0 | 0 | 0 | 0 | 0 | 0 | 0 | 0
F5_Commercial_Restaurant_Existing_Food Preparation_Natural Gas_Range_E8 | F5 | Commercial | Restaurant | Existing | Food Preparation | Natural Gas | Range | E8 | RIM BC Ratio | 0 | 0 | 0 | 0 | 0 | 0 | 0 | 0 | 0 | 0 | 0 | 0 | 0 | 0 | 0 | 0 | 0 | 0 | 0 | 0 | 0 | 0 | 0 | 0 | 0 | 0 | 0
F5_Commercial_Restaurant_Existing_Food Preparation_Natural Gas_Range_E9 | F5 | Commercial | Restaurant | Existing | Food Preparation | Natural Gas | Range | E9 | RIM BC Ratio | 0 | 0 | 0 | 0 | 0 | 0 | 0 | 0 | 0 | 0 | 0 | 0 | 0 | 0 | 0 | 0 | 0 | 0 | 0 | 0 | 0 | 0 | 0 | 0 | 0 | 0 | 0
F5_Commercial_Restaurant_Existing_Food Preparation_Natural Gas_Range_E10 | F5 | Commercial | Restaurant | Existing | Food Preparation | Natural Gas | Range | E10 | RIM BC Ratio | 0 | 0 | 0 | 0 | 0 | 0 | 0 | 0 | 0 | 0 | 0 | 0 | 0 | 0 | 0 | 0 | 0 | 0 | 0 | 0 | 0 | 0 | 0 | 0 | 0 | 0 | 0
F0_Commercial_Restaurant_Existing_Food Preparation_Natural Gas_Steamer_E0 | F0 | Commercial | Restaurant | Existing | Food Preparation | Natural Gas | Steamer | E0 | Economic Unit | ENERGY STAR | ENERGY STAR | ENERGY STAR | ENERGY STAR | ENERGY STAR | ENERGY STAR | ENERGY STAR | ENERGY STAR | ENERGY STAR | ENERGY STAR | ENERGY STAR | ENERGY STAR | ENERGY STAR | ENERGY STAR | ENERGY STAR | ENERGY STAR | ENERGY STAR | ENERGY STAR | ENERGY STAR | ENERGY STAR | ENERGY STAR | ENERGY STAR | ENERGY STAR | ENERGY STAR | ENERGY STAR | ENERGY STAR | ENERGY STAR
F1_Commercial_Restaurant_Existing_Food Preparation_Natural Gas_Steamer_E1 | F1 | Commercial | Restaurant | Existing | Food Preparation | Natural Gas | Steamer | E1 | CCE | 0 | 0 | 0 | 0 | 0 | 0 | 0 | 0 | 0 | 0 | 0 | 0 | 0 | 0 | 0 | 0 | 0 | 0 | 0 | 0 | 0 | 0 | 0 | 0 | 0 | 0 | 0
F1_Commercial_Restaurant_Existing_Food Preparation_Natural Gas_Steamer_E2 | F1 | Commercial | Restaurant | Existing | Food Preparation | Natural Gas | Steamer | E2 | CCE | -0.0080635 | 0 | 0 | 0 | 0 | 0 | 0 | 0 | 0 | 0 | 0 | 0 | 0 | 0 | 0 | 0 | 0 | 0 | 0 | 0 | 0 | 0 | 0 | 0 | 0 | 0 | 0
F1_Commercial_Restaurant_Existing_Food Preparation_Natural Gas_Steamer_E3 | F1 | Commercial | Restaurant | Existing | Food Preparation | Natural Gas | Steamer | E3 | CCE | 0 | 0 | 0 | 0 | 0 | 0 | 0 | 0 | 0 | 0 | 0 | 0 | 0 | 0 | 0 | 0 | 0 | 0 | 0 | 0 | 0 | 0 | 0 | 0 | 0 | 0 | 0
F1_Commercial_Restaurant_Existing_Food Preparation_Natural Gas_Steamer_E4 | F1 | Commercial | Restaurant | Existing | Food Preparation | Natural Gas | Steamer | E4 | CCE | 0 | 0 | 0 | 0 | 0 | 0 | 0 | 0 | 0 | 0 | 0 | 0 | 0 | 0 | 0 | 0 | 0 | 0 | 0 | 0 | 0 | 0 | 0 | 0 | 0 | 0 | 0
F1_Commercial_Restaurant_Existing_Food Preparation_Natural Gas_Steamer_E5 | F1 | Commercial | Restaurant | Existing | Food Preparation | Natural Gas | Steamer | E5 | CCE | 0 | 0 | 0 | 0 | 0 | 0 | 0 | 0 | 0 | 0 | 0 | 0 | 0 | 0 | 0 | 0 | 0 | 0 | 0 | 0 | 0 | 0 | 0 | 0 | 0 | 0 | 0
F1_Commercial_Restaurant_Existing_Food Preparation_Natural Gas_Steamer_E6 | F1 | Commercial | Restaurant | Existing | Food Preparation | Natural Gas | Steamer | E6 | CCE | 0 | 0 | 0 | 0 | 0 | 0 | 0 | 0 | 0 | 0 | 0 | 0 | 0 | 0 | 0 | 0 | 0 | 0 | 0 | 0 | 0 | 0 | 0 | 0 | 0 | 0 | 0
F1_Commercial_Restaurant_Existing_Food Preparation_Natural Gas_Steamer_E7 | F1 | Commercial | Restaurant | Existing | Food Preparation | Natural Gas | Steamer | E7 | CCE | 0 | 0 | 0 | 0 | 0 | 0 | 0 | 0 | 0 | 0 | 0 | 0 | 0 | 0 | 0 | 0 | 0 | 0 | 0 | 0 | 0 | 0 | 0 | 0 | 0 | 0 | 0
F1_Commercial_Restaurant_Existing_Food Preparation_Natural Gas_Steamer_E8 | F1 | Commercial | Restaurant | Existing | Food Preparation | Natural Gas | Steamer | E8 | CCE | 0 | 0 | 0 | 0 | 0 | 0 | 0 | 0 | 0 | 0 | 0 | 0 | 0 | 0 | 0 | 0 | 0 | 0 | 0 | 0 | 0 | 0 | 0 | 0 | 0 | 0 | 0
F1_Commercial_Restaurant_Existing_Food Preparation_Natural Gas_Steamer_E9 | F1 | Commercial | Restaurant | Existing | Food Preparation | Natural Gas | Steamer | E9 | CCE | 0 | 0 | 0 | 0 | 0 | 0 | 0 | 0 | 0 | 0 | 0 | 0 | 0 | 0 | 0 | 0 | 0 | 0 | 0 | 0 | 0 | 0 | 0 | 0 | 0 | 0 | 0
F1_Commercial_Restaurant_Existing_Food Preparation_Natural Gas_Steamer_E10 | F1 | Commercial | Restaurant | Existing | Food Preparation | Natural Gas | Steamer | E10 | CCE | 0 | 0 | 0 | 0 | 0 | 0 | 0 | 0 | 0 | 0 | 0 | 0 | 0 | 0 | 0 | 0 | 0 | 0 | 0 | 0 | 0 | 0 | 0 | 0 | 0 | 0 | 0
F2_Commercial_Restaurant_Existing_Food Preparation_Natural Gas_Steamer_E1 | F2 | Commercial | Restaurant | Existing | Food Preparation | Natural Gas | Steamer | E1 | TRC BC Ratio | 1 | 0 | 0 | 0 | 0 | 0 | 0 | 0 | 0 | 0 | 0 | 0 | 0 | 0 | 0 | 0 | 0 | 0 | 0 | 0 | 0 | 0 | 0 | 0 | 0 | 0 | 0
F2_Commercial_Restaurant_Existing_Food Preparation_Natural Gas_Steamer_E2 | F2 | Commercial | Restaurant | Existing | Food Preparation | Natural Gas | Steamer | E2 | TRC BC Ratio | bar: 2021 to 2047
F2_Commercial_Restaurant_Existing_Food Preparation_Natural Gas_Steamer_E3 | F2 | Commercial | Restaurant | Existing | Food Preparation | Natural Gas | Steamer | E3 | TRC BC Ratio | 0 | 0 | 0 | 0 | 0 | 0 | 0 | 0 | 0 | 0 | 0 | 0 | 0 | 0 | 0 | 0 | 0 | 0 | 0 | 0 | 0 | 0 | 0 | 0 | 0 | 0 | 0
F2_Commercial_Restaurant_Existing_Food Preparation_Natural Gas_Steamer_E4 | F2 | Commercial | Restaurant | Existing | Food Preparation | Natural Gas | Steamer | E4 | TRC BC Ratio | 0 | 0 | 0 | 0 | 0 | 0 | 0 | 0 | 0 | 0 | 0 | 0 | 0 | 0 | 0 | 0 | 0 | 0 | 0 | 0 | 0 | 0 | 0 | 0 | 0 | 0 | 0
F2_Commercial_Restaurant_Existing_Food Preparation_Natural Gas_Steamer_E5 | F2 | Commercial | Restaurant | Existing | Food Preparation | Natural Gas | Steamer | E5 | TRC BC Ratio | 0 | 0 | 0 | 0 | 0 | 0 | 0 | 0 | 0 | 0 | 0 | 0 | 0 | 0 | 0 | 0 | 0 | 0 | 0 | 0 | 0 | 0 | 0 | 0 | 0 | 0 | 0
F2_Commercial_Restaurant_Existing_Food Preparation_Natural Gas_Steamer_E6 | F2 | Commercial | Restaurant | Existing | Food Preparation | Natural Gas | Steamer | E6 | TRC BC Ratio | 0 | 0 | 0 | 0 | 0 | 0 | 0 | 0 | 0 | 0 | 0 | 0 | 0 | 0 | 0 | 0 | 0 | 0 | 0 | 0 | 0 | 0 | 0 | 0 | 0 | 0 | 0
F2_Commercial_Restaurant_Existing_Food Preparation_Natural Gas_Steamer_E7 | F2 | Commercial | Restaurant | Existing | Food Preparation | Natural Gas | Steamer | E7 | TRC BC Ratio | 0 | 0 | 0 | 0 | 0 | 0 | 0 | 0 | 0 | 0 | 0 | 0 | 0 | 0 | 0 | 0 | 0 | 0 | 0 | 0 | 0 | 0 | 0 | 0 | 0 | 0 | 0
F2_Commercial_Restaurant_Existing_Food Preparation_Natural Gas_Steamer_E8 | F2 | Commercial | Restaurant | Existing | Food Preparation | Natural Gas | Steamer | E8 | TRC BC Ratio | 0 | 0 | 0 | 0 | 0 | 0 | 0 | 0 | 0 | 0 | 0 | 0 | 0 | 0 | 0 | 0 | 0 | 0 | 0 | 0 | 0 | 0 | 0 | 0 | 0 | 0 | 0
F2_Commercial_Restaurant_Existing_Food Preparation_Natural Gas_Steamer_E9 | F2 | Commercial | Restaurant | Existing | Food Preparation | Natural Gas | Steamer | E9 | TRC BC Ratio | 0 | 0 | 0 | 0 | 0 | 0 | 0 | 0 | 0 | 0 | 0 | 0 | 0 | 0 | 0 | 0 | 0 | 0 | 0 | 0 | 0 | 0 | 0 | 0 | 0 | 0 | 0
F2_Commercial_Restaurant_Existing_Food Preparation_Natural Gas_Steamer_E10 | F2 | Commercial | Restaurant | Existing | Food Preparation | Natural Gas | Steamer | E10 | TRC BC Ratio | 0 | 0 | 0 | 0 | 0 | 0 | 0 | 0 | 0 | 0 | 0 | 0 | 0 | 0 | 0 | 0 | 0 | 0 | 0 | 0 | 0 | 0 | 0 | 0 | 0 | 0 | 0
F3_Commercial_Restaurant_Existing_Food Preparation_Natural Gas_Steamer_E1 | F3 | Commercial | Restaurant | Existing | Food Preparation | Natural Gas | Steamer | E1 | PACT BC Ratio | 1 | 0 | 0 | 0 | 0 | 0 | 0 | 0 | 0 | 0 | 0 | 0 | 0 | 0 | 0 | 0 | 0 | 0 | 0 | 0 | 0 | 0 | 0 | 0 | 0 | 0 | 0
F3_Commercial_Restaurant_Existing_Food Preparation_Natural Gas_Steamer_E2 | F3 | Commercial | Restaurant | Existing | Food Preparation | Natural Gas | Steamer | E2 | PACT BC Ratio | bar: 2021 to 2047
F3_Commercial_Restaurant_Existing_Food Preparation_Natural Gas_Steamer_E3 | F3 | Commercial | Restaurant | Existing | Food Preparation | Natural Gas | Steamer | E3 | PACT BC Ratio | 0 | 0 | 0 | 0 | 0 | 0 | 0 | 0 | 0 | 0 | 0 | 0 | 0 | 0 | 0 | 0 | 0 | 0 | 0 | 0 | 0 | 0 | 0 | 0 | 0 | 0 | 0
F3_Commercial_Restaurant_Existing_Food Preparation_Natural Gas_Steamer_E4 | F3 | Commercial | Restaurant | Existing | Food Preparation | Natural Gas | Steamer | E4 | PACT BC Ratio | 0 | 0 | 0 | 0 | 0 | 0 | 0 | 0 | 0 | 0 | 0 | 0 | 0 | 0 | 0 | 0 | 0 | 0 | 0 | 0 | 0 | 0 | 0 | 0 | 0 | 0 | 0
F3_Commercial_Restaurant_Existing_Food Preparation_Natural Gas_Steamer_E5 | F3 | Commercial | Restaurant | Existing | Food Preparation | Natural Gas | Steamer | E5 | PACT BC Ratio | 0 | 0 | 0 | 0 | 0 | 0 | 0 | 0 | 0 | 0 | 0 | 0 | 0 | 0 | 0 | 0 | 0 | 0 | 0 | 0 | 0 | 0 | 0 | 0 | 0 | 0 | 0
F3_Commercial_Restaurant_Existing_Food Preparation_Natural Gas_Steamer_E6 | F3 | Commercial | Restaurant | Existing | Food Preparation | Natural Gas | Steamer | E6 | PACT BC Ratio | 0 | 0 | 0 | 0 | 0 | 0 | 0 | 0 | 0 | 0 | 0 | 0 | 0 | 0 | 0 | 0 | 0 | 0 | 0 | 0 | 0 | 0 | 0 | 0 | 0 | 0 | 0
F3_Commercial_Restaurant_Existing_Food Preparation_Natural Gas_Steamer_E7 | F3 | Commercial | Restaurant | Existing | Food Preparation | Natural Gas | Steamer | E7 | PACT BC Ratio | 0 | 0 | 0 | 0 | 0 | 0 | 0 | 0 | 0 | 0 | 0 | 0 | 0 | 0 | 0 | 0 | 0 | 0 | 0 | 0 | 0 | 0 | 0 | 0 | 0 | 0 | 0
F3_Commercial_Restaurant_Existing_Food Preparation_Natural Gas_Steamer_E8 | F3 | Commercial | Restaurant | Existing | Food Preparation | Natural Gas | Steamer | E8 | PACT BC Ratio | 0 | 0 | 0 | 0 | 0 | 0 | 0 | 0 | 0 | 0 | 0 | 0 | 0 | 0 | 0 | 0 | 0 | 0 | 0 | 0 | 0 | 0 | 0 | 0 | 0 | 0 | 0
F3_Commercial_Restaurant_Existing_Food Preparation_Natural Gas_Steamer_E9 | F3 | Commercial | Restaurant | Existing | Food Preparation | Natural Gas | Steamer | E9 | PACT BC Ratio | 0 | 0 | 0 | 0 | 0 | 0 | 0 | 0 | 0 | 0 | 0 | 0 | 0 | 0 | 0 | 0 | 0 | 0 | 0 | 0 | 0 | 0 | 0 | 0 | 0 | 0 | 0
F3_Commercial_Restaurant_Existing_Food Preparation_Natural Gas_Steamer_E10 | F3 | Commercial | Restaurant | Existing | Food Preparation | Natural Gas | Steamer | E10 | PACT BC Ratio | 0 | 0 | 0 | 0 | 0 | 0 | 0 | 0 | 0 | 0 | 0 | 0 | 0 | 0 | 0 | 0 | 0 | 0 | 0 | 0 | 0 | 0 | 0 | 0 | 0 | 0 | 0
F4_Commercial_Restaurant_Existing_Food Preparation_Natural Gas_Steamer_E1 | F4 | Commercial | Restaurant | Existing | Food Preparation | Natural Gas | Steamer | E1 | RVT BC Ratio | 1 | 0 | 0 | 0 | 0 | 0 | 0 | 0 | 0 | 0 | 0 | 0 | 0 | 0 | 0 | 0 | 0 | 0 | 0 | 0 | 0 | 0 | 0 | 0 | 0 | 0 | 0
F4_Commercial_Restaurant_Existing_Food Preparation_Natural Gas_Steamer_E2 | F4 | Commercial | Restaurant | Existing | Food Preparation | Natural Gas | Steamer | E2 | RVT BC Ratio | bar: 2021 to 2047
F4_Commercial_Restaurant_Existing_Food Preparation_Natural Gas_Steamer_E3 | F4 | Commercial | Restaurant | Existing | Food Preparation | Natural Gas | Steamer | E3 | RVT BC Ratio | 0 | 0 | 0 | 0 | 0 | 0 | 0 | 0 | 0 | 0 | 0 | 0 | 0 | 0 | 0 | 0 | 0 | 0 | 0 | 0 | 0 | 0 | 0 | 0 | 0 | 0 | 0
F4_Commercial_Restaurant_Existing_Food Preparation_Natural Gas_Steamer_E4 | F4 | Commercial | Restaurant | Existing | Food Preparation | Natural Gas | Steamer | E4 | RVT BC Ratio | 0 | 0 | 0 | 0 | 0 | 0 | 0 | 0 | 0 | 0 | 0 | 0 | 0 | 0 | 0 | 0 | 0 | 0 | 0 | 0 | 0 | 0 | 0 | 0 | 0 | 0 | 0
F4_Commercial_Restaurant_Existing_Food Preparation_Natural Gas_Steamer_E5 | F4 | Commercial | Restaurant | Existing | Food Preparation | Natural Gas | Steamer | E5 | RVT BC Ratio | 0 | 0 | 0 | 0 | 0 | 0 | 0 | 0 | 0 | 0 | 0 | 0 | 0 | 0 | 0 | 0 | 0 | 0 | 0 | 0 | 0 | 0 | 0 | 0 | 0 | 0 | 0
F4_Commercial_Restaurant_Existing_Food Preparation_Natural Gas_Steamer_E6 | F4 | Commercial | Restaurant | Existing | Food Preparation | Natural Gas | Steamer | E6 | RVT BC Ratio | 0 | 0 | 0 | 0 | 0 | 0 | 0 | 0 | 0 | 0 | 0 | 0 | 0 | 0 | 0 | 0 | 0 | 0 | 0 | 0 | 0 | 0 | 0 | 0 | 0 | 0 | 0
F4_Commercial_Restaurant_Existing_Food Preparation_Natural Gas_Steamer_E7 | F4 | Commercial | Restaurant | Existing | Food Preparation | Natural Gas | Steamer | E7 | RVT BC Ratio | 0 | 0 | 0 | 0 | 0 | 0 | 0 | 0 | 0 | 0 | 0 | 0 | 0 | 0 | 0 | 0 | 0 | 0 | 0 | 0 | 0 | 0 | 0 | 0 | 0 | 0 | 0
F4_Commercial_Restaurant_Existing_Food Preparation_Natural Gas_Steamer_E8 | F4 | Commercial | Restaurant | Existing | Food Preparation | Natural Gas | Steamer | E8 | RVT BC Ratio | 0 | 0 | 0 | 0 | 0 | 0 | 0 | 0 | 0 | 0 | 0 | 0 | 0 | 0 | 0 | 0 | 0 | 0 | 0 | 0 | 0 | 0 | 0 | 0 | 0 | 0 | 0
F4_Commercial_Restaurant_Existing_Food Preparation_Natural Gas_Steamer_E9 | F4 | Commercial | Restaurant | Existing | Food Preparation | Natural Gas | Steamer | E9 | RVT BC Ratio | 0 | 0 | 0 | 0 | 0 | 0 | 0 | 0 | 0 | 0 | 0 | 0 | 0 | 0 | 0 | 0 | 0 | 0 | 0 | 0 | 0 | 0 | 0 | 0 | 0 | 0 | 0
F4_Commercial_Restaurant_Existing_Food Preparation_Natural Gas_Steamer_E10 | F4 | Commercial | Restaurant | Existing | Food Preparation | Natural Gas | Steamer | E10 | RVT BC Ratio | 0 | 0 | 0 | 0 | 0 | 0 | 0 | 0 | 0 | 0 | 0 | 0 | 0 | 0 | 0 | 0 | 0 | 0 | 0 | 0 | 0 | 0 | 0 | 0 | 0 | 0 | 0
F5_Commercial_Restaurant_Existing_Food Preparation_Natural Gas_Steamer_E1 | F5 | Commercial | Restaurant | Existing | Food Preparation | Natural Gas | Steamer | E1 | RIM BC Ratio | 1 | 0 | 0 | 0 | 0 | 0 | 0 | 0 | 0 | 0 | 0 | 0 | 0 | 0 | 0 | 0 | 0 | 0 | 0 | 0 | 0 | 0 | 0 | 0 | 0 | 0 | 0
F5_Commercial_Restaurant_Existing_Food Preparation_Natural Gas_Steamer_E2 | F5 | Commercial | Restaurant | Existing | Food Preparation | Natural Gas | Steamer | E2 | RIM BC Ratio | bar: 2021 to 2047
F5_Commercial_Restaurant_Existing_Food Preparation_Natural Gas_Steamer_E3 | F5 | Commercial | Restaurant | Existing | Food Preparation | Natural Gas | Steamer | E3 | RIM BC Ratio | 0 | 0 | 0 | 0 | 0 | 0 | 0 | 0 | 0 | 0 | 0 | 0 | 0 | 0 | 0 | 0 | 0 | 0 | 0 | 0 | 0 | 0 | 0 | 0 | 0 | 0 | 0
F5_Commercial_Restaurant_Existing_Food Preparation_Natural Gas_Steamer_E4 | F5 | Commercial | Restaurant | Existing | Food Preparation | Natural Gas | Steamer | E4 | RIM BC Ratio | 0 | 0 | 0 | 0 | 0 | 0 | 0 | 0 | 0 | 0 | 0 | 0 | 0 | 0 | 0 | 0 | 0 | 0 | 0 | 0 | 0 | 0 | 0 | 0 | 0 | 0 | 0
F5_Commercial_Restaurant_Existing_Food Preparation_Natural Gas_Steamer_E5 | F5 | Commercial | Restaurant | Existing | Food Preparation | Natural Gas | Steamer | E5 | RIM BC Ratio | 0 | 0 | 0 | 0 | 0 | 0 | 0 | 0 | 0 | 0 | 0 | 0 | 0 | 0 | 0 | 0 | 0 | 0 | 0 | 0 | 0 | 0 | 0 | 0 | 0 | 0 | 0
F5_Commercial_Restaurant_Existing_Food Preparation_Natural Gas_Steamer_E6 | F5 | Commercial | Restaurant | Existing | Food Preparation | Natural Gas | Steamer | E6 | RIM BC Ratio | 0 | 0 | 0 | 0 | 0 | 0 | 0 | 0 | 0 | 0 | 0 | 0 | 0 | 0 | 0 | 0 | 0 | 0 | 0 | 0 | 0 | 0 | 0 | 0 | 0 | 0 | 0
F5_Commercial_Restaurant_Existing_Food Preparation_Natural Gas_Steamer_E7 | F5 | Commercial | Restaurant | Existing | Food Preparation | Natural Gas | Steamer | E7 | RIM BC Ratio | 0 | 0 | 0 | 0 | 0 | 0 | 0 | 0 | 0 | 0 | 0 | 0 | 0 | 0 | 0 | 0 | 0 | 0 | 0 | 0 | 0 | 0 | 0 | 0 | 0 | 0 | 0
F5_Commercial_Restaurant_Existing_Food Preparation_Natural Gas_Steamer_E8 | F5 | Commercial | Restaurant | Existing | Food Preparation | Natural Gas | Steamer | E8 | RIM BC Ratio | 0 | 0 | 0 | 0 | 0 | 0 | 0 | 0 | 0 | 0 | 0 | 0 | 0 | 0 | 0 | 0 | 0 | 0 | 0 | 0 | 0 | 0 | 0 | 0 | 0 | 0 | 0
F5_Commercial_Restaurant_Existing_Food Preparation_Natural Gas_Steamer_E9 | F5 | Commercial | Restaurant | Existing | Food Preparation | Natural Gas | Steamer | E9 | RIM BC Ratio | 0 | 0 | 0 | 0 | 0 | 0 | 0 | 0 | 0 | 0 | 0 | 0 | 0 | 0 | 0 | 0 | 0 | 0 | 0 | 0 | 0 | 0 | 0 | 0 | 0 | 0 | 0
F5_Commercial_Restaurant_Existing_Food Preparation_Natural Gas_Steamer_E10 | F5 | Commercial | Restaurant | Existing | Food Preparation | Natural Gas | Steamer | E10 | RIM BC Ratio | 0 | 0 | 0 | 0 | 0 | 0 | 0 | 0 | 0 | 0 | 0 | 0 | 0 | 0 | 0 | 0 | 0 | 0 | 0 | 0 | 0 | 0 | 0 | 0 | 0 | 0 | 0
F0_Commercial_Restaurant_Existing_Food Preparation_Natural Gas_Commercial Food Prep Other_E0 | F0 | Commercial | Restaurant | Existing | Food Preparation | Natural Gas | Commercial Food Prep Other | E0 | Economic Unit | ENERGY STAR | ENERGY STAR | ENERGY STAR | ENERGY STAR | ENERGY STAR | ENERGY STAR | ENERGY STAR | ENERGY STAR | ENERGY STAR | ENERGY STAR | ENERGY STAR | ENERGY STAR | ENERGY STAR | ENERGY STAR | ENERGY STAR | ENERGY STAR | ENERGY STAR | ENERGY STAR | ENERGY STAR | ENERGY STAR | ENERGY STAR | ENERGY STAR | ENERGY STAR | ENERGY STAR | ENERGY STAR | ENERGY STAR | ENERGY STAR
F1_Commercial_Restaurant_Existing_Food Preparation_Natural Gas_Commercial Food Prep Other_E1 | F1 | Commercial | Restaurant | Existing | Food Preparation | Natural Gas | Commercial Food Prep Other | E1 | CCE | 0 | 0 | 0 | 0 | 0 | 0 | 0 | 0 | 0 | 0 | 0 | 0 | 0 | 0 | 0 | 0 | 0 | 0 | 0 | 0 | 0 | 0 | 0 | 0 | 0 | 0 | 0
F1_Commercial_Restaurant_Existing_Food Preparation_Natural Gas_Commercial Food Prep Other_E2 | F1 | Commercial | Restaurant | Existing | Food Preparation | Natural Gas | Commercial Food Prep Other | E2 | CCE | 0.0014297 | 0.0014297 | 0.0014297 | 0.0014297 | 0.0014297 | 0.0014297 | 0.0014297 | 0.0014297 | 0.0014297 | 0.0014297 | 0.0014297 | 0.0014297 | 0.0014297 | 0.0014297 | 0.0014297 | 0.0014297 | 0.0014297 | 0.0014297 | 0.0014297 | 0.0014297 | 0.0014297 | 0.0014297 | 0.0014297 | 0.0014297 | 0.0014297 | 0.0014297 | 0.0014297
F1_Commercial_Restaurant_Existing_Food Preparation_Natural Gas_Commercial Food Prep Other_E3 | F1 | Commercial | Restaurant | Existing | Food Preparation | Natural Gas | Commercial Food Prep Other | E3 | CCE | 0 | 0 | 0 | 0 | 0 | 0 | 0 | 0 | 0 | 0 | 0 | 0 | 0 | 0 | 0 | 0 | 0 | 0 | 0 | 0 | 0 | 0 | 0 | 0 | 0 | 0 | 0
F1_Commercial_Restaurant_Existing_Food Preparation_Natural Gas_Commercial Food Prep Other_E4 | F1 | Commercial | Restaurant | Existing | Food Preparation | Natural Gas | Commercial Food Prep Other | E4 | CCE | 0 | 0 | 0 | 0 | 0 | 0 | 0 | 0 | 0 | 0 | 0 | 0 | 0 | 0 | 0 | 0 | 0 | 0 | 0 | 0 | 0 | 0 | 0 | 0 | 0 | 0 | 0
F1_Commercial_Restaurant_Existing_Food Preparation_Natural Gas_Commercial Food Prep Other_E5 | F1 | Commercial | Restaurant | Existing | Food Preparation | Natural Gas | Commercial Food Prep Other | E5 | CCE | 0 | 0 | 0 | 0 | 0 | 0 | 0 | 0 | 0 | 0 | 0 | 0 | 0 | 0 | 0 | 0 | 0 | 0 | 0 | 0 | 0 | 0 | 0 | 0 | 0 | 0 | 0
F1_Commercial_Restaurant_Existing_Food Preparation_Natural Gas_Commercial Food Prep Other_E6 | F1 | Commercial | Restaurant | Existing | Food Preparation | Natural Gas | Commercial Food Prep Other | E6 | CCE | 0 | 0 | 0 | 0 | 0 | 0 | 0 | 0 | 0 | 0 | 0 | 0 | 0 | 0 | 0 | 0 | 0 | 0 | 0 | 0 | 0 | 0 | 0 | 0 | 0 | 0 | 0
F1_Commercial_Restaurant_Existing_Food Preparation_Natural Gas_Commercial Food Prep Other_E7 | F1 | Commercial | Restaurant | Existing | Food Preparation | Natural Gas | Commercial Food Prep Other | E7 | CCE | 0 | 0 | 0 | 0 | 0 | 0 | 0 | 0 | 0 | 0 | 0 | 0 | 0 | 0 | 0 | 0 | 0 | 0 | 0 | 0 | 0 | 0 | 0 | 0 | 0 | 0 | 0
F1_Commercial_Restaurant_Existing_Food Preparation_Natural Gas_Commercial Food Prep Other_E8 | F1 | Commercial | Restaurant | Existing | Food Preparation | Natural Gas | Commercial Food Prep Other | E8 | CCE | 0 | 0 | 0 | 0 | 0 | 0 | 0 | 0 | 0 | 0 | 0 | 0 | 0 | 0 | 0 | 0 | 0 | 0 | 0 | 0 | 0 | 0 | 0 | 0 | 0 | 0 | 0
F1_Commercial_Restaurant_Existing_Food Preparation_Natural Gas_Commercial Food Prep Other_E9 | F1 | Commercial | Restaurant | Existing | Food Preparation | Natural Gas | Commercial Food Prep Other | E9 | CCE | 0 | 0 | 0 | 0 | 0 | 0 | 0 | 0 | 0 | 0 | 0 | 0 | 0 | 0 | 0 | 0 | 0 | 0 | 0 | 0 | 0 | 0 | 0 | 0 | 0 | 0 | 0
F1_Commercial_Restaurant_Existing_Food Preparation_Natural Gas_Commercial Food Prep Other_E10 | F1 | Commercial | Restaurant | Existing | Food Preparation | Natural Gas | Commercial Food Prep Other | E10 | CCE | 0 | 0 | 0 | 0 | 0 | 0 | 0 | 0 | 0 | 0 | 0 | 0 | 0 | 0 | 0 | 0 | 0 | 0 | 0 | 0 | 0 | 0 | 0 | 0 | 0 | 0 | 0
F2_Commercial_Restaurant_Existing_Food Preparation_Natural Gas_Commercial Food Prep Other_E1 | F2 | Commercial | Restaurant | Existing | Food Preparation | Natural Gas | Commercial Food Prep Other | E1 | TRC BC Ratio | bar: 2021 to 2047
F2_Commercial_Restaurant_Existing_Food Preparation_Natural Gas_Commercial Food Prep Other_E2 | F2 | Commercial | Restaurant | Existing | Food Preparation | Natural Gas | Commercial Food Prep Other | E2 | TRC BC Ratio | 9.6116 | 9.4729 | 9.3376 | 9.2065 | 9.2077 | 9.295 | 9.4366 | 9.6081 | 9.7932 | 9.9825 | 10.1698 | 10.3356 | 10.4621 | 10.5159 | 10.491 | 10.3882 | 10.2152 | 9.9888 | 9.7192 | 9.3996 | 9.0257 | 8.5955 | 8.2135 | 7.9663 | 7.8594 | 7.898 | 7.9367
F2_Commercial_Restaurant_Existing_Food Preparation_Natural Gas_Commercial Food Prep Other_E3 | F2 | Commercial | Restaurant | Existing | Food Preparation | Natural Gas | Commercial Food Prep Other | E3 | TRC BC Ratio | 0 | 0 | 0 | 0 | 0 | 0 | 0 | 0 | 0 | 0 | 0 | 0 | 0 | 0 | 0 | 0 | 0 | 0 | 0 | 0 | 0 | 0 | 0 | 0 | 0 | 0 | 0
F2_Commercial_Restaurant_Existing_Food Preparation_Natural Gas_Commercial Food Prep Other_E4 | F2 | Commercial | Restaurant | Existing | Food Preparation | Natural Gas | Commercial Food Prep Other | E4 | TRC BC Ratio | 0 | 0 | 0 | 0 | 0 | 0 | 0 | 0 | 0 | 0 | 0 | 0 | 0 | 0 | 0 | 0 | 0 | 0 | 0 | 0 | 0 | 0 | 0 | 0 | 0 | 0 | 0
F2_Commercial_Restaurant_Existing_Food Preparation_Natural Gas_Commercial Food Prep Other_E5 | F2 | Commercial | Restaurant | Existing | Food Preparation | Natural Gas | Commercial Food Prep Other | E5 | TRC BC Ratio | 0 | 0 | 0 | 0 | 0 | 0 | 0 | 0 | 0 | 0 | 0 | 0 | 0 | 0 | 0 | 0 | 0 | 0 | 0 | 0 | 0 | 0 | 0 | 0 | 0 | 0 | 0
F2_Commercial_Restaurant_Existing_Food Preparation_Natural Gas_Commercial Food Prep Other_E6 | F2 | Commercial | Restaurant | Existing | Food Preparation | Natural Gas | Commercial Food Prep Other | E6 | TRC BC Ratio | 0 | 0 | 0 | 0 | 0 | 0 | 0 | 0 | 0 | 0 | 0 | 0 | 0 | 0 | 0 | 0 | 0 | 0 | 0 | 0 | 0 | 0 | 0 | 0 | 0 | 0 | 0
F2_Commercial_Restaurant_Existing_Food Preparation_Natural Gas_Commercial Food Prep Other_E7 | F2 | Commercial | Restaurant | Existing | Food Preparation | Natural Gas | Commercial Food Prep Other | E7 | TRC BC Ratio | 0 | 0 | 0 | 0 | 0 | 0 | 0 | 0 | 0 | 0 | 0 | 0 | 0 | 0 | 0 | 0 | 0 | 0 | 0 | 0 | 0 | 0 | 0 | 0 | 0 | 0 | 0
F2_Commercial_Restaurant_Existing_Food Preparation_Natural Gas_Commercial Food Prep Other_E8 | F2 | Commercial | Restaurant | Existing | Food Preparation | Natural Gas | Commercial Food Prep Other | E8 | TRC BC Ratio | 0 | 0 | 0 | 0 | 0 | 0 | 0 | 0 | 0 | 0 | 0 | 0 | 0 | 0 | 0 | 0 | 0 | 0 | 0 | 0 | 0 | 0 | 0 | 0 | 0 | 0 | 0
F2_Commercial_Restaurant_Existing_Food Preparation_Natural Gas_Commercial Food Prep Other_E9 | F2 | Commercial | Restaurant | Existing | Food Preparation | Natural Gas | Commercial Food Prep Other | E9 | TRC BC Ratio | 0 | 0 | 0 | 0 | 0 | 0 | 0 | 0 | 0 | 0 | 0 | 0 | 0 | 0 | 0 | 0 | 0 | 0 | 0 | 0 | 0 | 0 | 0 | 0 | 0 | 0 | 0
F2_Commercial_Restaurant_Existing_Food Preparation_Natural Gas_Commercial Food Prep Other_E10 | F2 | Commercial | Restaurant | Existing | Food Preparation | Natural Gas | Commercial Food Prep Other | E10 | TRC BC Ratio | 0 | 0 | 0 | 0 | 0 | 0 | 0 | 0 | 0 | 0 | 0 | 0 | 0 | 0 | 0 | 0 | 0 | 0 | 0 | 0 | 0 | 0 | 0 | 0 | 0 | 0 | 0
F3_Commercial_Restaurant_Existing_Food Preparation_Natural Gas_Commercial Food Prep Other_E1 | F3 | Commercial | Restaurant | Existing | Food Preparation | Natural Gas | Commercial Food Prep Other | E1 | PACT BC Ratio | bar: 2021 to 2047
F3_Commercial_Restaurant_Existing_Food Preparation_Natural Gas_Commercial Food Prep Other_E2 | F3 | Commercial | Restaurant | Existing | Food Preparation | Natural Gas | Commercial Food Prep Other | E2 | PACT BC Ratio | 12.119 | 11.9441 | 11.7735 | 11.6081 | 11.6097 | 11.7198 | 11.8983 | 12.1145 | 12.348 | 12.5867 | 12.8228 | 13.0318 | 13.1913 | 13.2591 | 13.2278 | 13.0982 | 12.88 | 12.5945 | 12.2546 | 11.8517 | 11.3803 | 10.8378 | 10.3562 | 10.0444 | 9.9097 | 9.9583 | 10.0071
F3_Commercial_Restaurant_Existing_Food Preparation_Natural Gas_Commercial Food Prep Other_E3 | F3 | Commercial | Restaurant | Existing | Food Preparation | Natural Gas | Commercial Food Prep Other | E3 | PACT BC Ratio | 0 | 0 | 0 | 0 | 0 | 0 | 0 | 0 | 0 | 0 | 0 | 0 | 0 | 0 | 0 | 0 | 0 | 0 | 0 | 0 | 0 | 0 | 0 | 0 | 0 | 0 | 0
F3_Commercial_Restaurant_Existing_Food Preparation_Natural Gas_Commercial Food Prep Other_E4 | F3 | Commercial | Restaurant | Existing | Food Preparation | Natural Gas | Commercial Food Prep Other | E4 | PACT BC Ratio | 0 | 0 | 0 | 0 | 0 | 0 | 0 | 0 | 0 | 0 | 0 | 0 | 0 | 0 | 0 | 0 | 0 | 0 | 0 | 0 | 0 | 0 | 0 | 0 | 0 | 0 | 0
F3_Commercial_Restaurant_Existing_Food Preparation_Natural Gas_Commercial Food Prep Other_E5 | F3 | Commercial | Restaurant | Existing | Food Preparation | Natural Gas | Commercial Food Prep Other | E5 | PACT BC Ratio | 0 | 0 | 0 | 0 | 0 | 0 | 0 | 0 | 0 | 0 | 0 | 0 | 0 | 0 | 0 | 0 | 0 | 0 | 0 | 0 | 0 | 0 | 0 | 0 | 0 | 0 | 0
F3_Commercial_Restaurant_Existing_Food Preparation_Natural Gas_Commercial Food Prep Other_E6 | F3 | Commercial | Restaurant | Existing | Food Preparation | Natural Gas | Commercial Food Prep Other | E6 | PACT BC Ratio | 0 | 0 | 0 | 0 | 0 | 0 | 0 | 0 | 0 | 0 | 0 | 0 | 0 | 0 | 0 | 0 | 0 | 0 | 0 | 0 | 0 | 0 | 0 | 0 | 0 | 0 | 0
F3_Commercial_Restaurant_Existing_Food Preparation_Natural Gas_Commercial Food Prep Other_E7 | F3 | Commercial | Restaurant | Existing | Food Preparation | Natural Gas | Commercial Food Prep Other | E7 | PACT BC Ratio | 0 | 0 | 0 | 0 | 0 | 0 | 0 | 0 | 0 | 0 | 0 | 0 | 0 | 0 | 0 | 0 | 0 | 0 | 0 | 0 | 0 | 0 | 0 | 0 | 0 | 0 | 0
F3_Commercial_Restaurant_Existing_Food Preparation_Natural Gas_Commercial Food Prep Other_E8 | F3 | Commercial | Restaurant | Existing | Food Preparation | Natural Gas | Commercial Food Prep Other | E8 | PACT BC Ratio | 0 | 0 | 0 | 0 | 0 | 0 | 0 | 0 | 0 | 0 | 0 | 0 | 0 | 0 | 0 | 0 | 0 | 0 | 0 | 0 | 0 | 0 | 0 | 0 | 0 | 0 | 0
F3_Commercial_Restaurant_Existing_Food Preparation_Natural Gas_Commercial Food Prep Other_E9 | F3 | Commercial | Restaurant | Existing | Food Preparation | Natural Gas | Commercial Food Prep Other | E9 | PACT BC Ratio | 0 | 0 | 0 | 0 | 0 | 0 | 0 | 0 | 0 | 0 | 0 | 0 | 0 | 0 | 0 | 0 | 0 | 0 | 0 | 0 | 0 | 0 | 0 | 0 | 0 | 0 | 0
F3_Commercial_Restaurant_Existing_Food Preparation_Natural Gas_Commercial Food Prep Other_E10 | F3 | Commercial | Restaurant | Existing | Food Preparation | Natural Gas | Commercial Food Prep Other | E10 | PACT BC Ratio | 0 | 0 | 0 | 0 | 0 | 0 | 0 | 0 | 0 | 0 | 0 | 0 | 0 | 0 | 0 | 0 | 0 | 0 | 0 | 0 | 0 | 0 | 0 | 0 | 0 | 0 | 0
F4_Commercial_Restaurant_Existing_Food Preparation_Natural Gas_Commercial Food Prep Other_E1 | F4 | Commercial | Restaurant | Existing | Food Preparation | Natural Gas | Commercial Food Prep Other | E1 | RVT BC Ratio | bar: 2021 to 2047
F4_Commercial_Restaurant_Existing_Food Preparation_Natural Gas_Commercial Food Prep Other_E2 | F4 | Commercial | Restaurant | Existing | Food Preparation | Natural Gas | Commercial Food Prep Other | E2 | RVT BC Ratio | 0.7 | 0.7 | 0.7 | 0.7 | 0.7 | 0.7 | 0.7 | 0.7 | 0.7 | 0.7 | 0.7 | 0.7 | 0.7 | 0.7 | 0.7 | 0.7 | 0.7 | 0.7 | 0.7 | 0.7 | 0.7 | 0.7 | 0.7 | 0.7 | 0.7 | 0.7 | 0.7
F4_Commercial_Restaurant_Existing_Food Preparation_Natural Gas_Commercial Food Prep Other_E3 | F4 | Commercial | Restaurant | Existing | Food Preparation | Natural Gas | Commercial Food Prep Other | E3 | RVT BC Ratio | 0 | 0 | 0 | 0 | 0 | 0 | 0 | 0 | 0 | 0 | 0 | 0 | 0 | 0 | 0 | 0 | 0 | 0 | 0 | 0 | 0 | 0 | 0 | 0 | 0 | 0 | 0
F4_Commercial_Restaurant_Existing_Food Preparation_Natural Gas_Commercial Food Prep Other_E4 | F4 | Commercial | Restaurant | Existing | Food Preparation | Natural Gas | Commercial Food Prep Other | E4 | RVT BC Ratio | 0 | 0 | 0 | 0 | 0 | 0 | 0 | 0 | 0 | 0 | 0 | 0 | 0 | 0 | 0 | 0 | 0 | 0 | 0 | 0 | 0 | 0 | 0 | 0 | 0 | 0 | 0
F4_Commercial_Restaurant_Existing_Food Preparation_Natural Gas_Commercial Food Prep Other_E5 | F4 | Commercial | Restaurant | Existing | Food Preparation | Natural Gas | Commercial Food Prep Other | E5 | RVT BC Ratio | 0 | 0 | 0 | 0 | 0 | 0 | 0 | 0 | 0 | 0 | 0 | 0 | 0 | 0 | 0 | 0 | 0 | 0 | 0 | 0 | 0 | 0 | 0 | 0 | 0 | 0 | 0
F4_Commercial_Restaurant_Existing_Food Preparation_Natural Gas_Commercial Food Prep Other_E6 | F4 | Commercial | Restaurant | Existing | Food Preparation | Natural Gas | Commercial Food Prep Other | E6 | RVT BC Ratio | 0 | 0 | 0 | 0 | 0 | 0 | 0 | 0 | 0 | 0 | 0 | 0 | 0 | 0 | 0 | 0 | 0 | 0 | 0 | 0 | 0 | 0 | 0 | 0 | 0 | 0 | 0
F4_Commercial_Restaurant_Existing_Food Preparation_Natural Gas_Commercial Food Prep Other_E7 | F4 | Commercial | Restaurant | Existing | Food Preparation | Natural Gas | Commercial Food Prep Other | E7 | RVT BC Ratio | 0 | 0 | 0 | 0 | 0 | 0 | 0 | 0 | 0 | 0 | 0 | 0 | 0 | 0 | 0 | 0 | 0 | 0 | 0 | 0 | 0 | 0 | 0 | 0 | 0 | 0 | 0
F4_Commercial_Restaurant_Existing_Food Preparation_Natural Gas_Commercial Food Prep Other_E8 | F4 | Commercial | Restaurant | Existing | Food Preparation | Natural Gas | Commercial Food Prep Other | E8 | RVT BC Ratio | 0 | 0 | 0 | 0 | 0 | 0 | 0 | 0 | 0 | 0 | 0 | 0 | 0 | 0 | 0 | 0 | 0 | 0 | 0 | 0 | 0 | 0 | 0 | 0 | 0 | 0 | 0
F4_Commercial_Restaurant_Existing_Food Preparation_Natural Gas_Commercial Food Prep Other_E9 | F4 | Commercial | Restaurant | Existing | Food Preparation | Natural Gas | Commercial Food Prep Other | E9 | RVT BC Ratio | 0 | 0 | 0 | 0 | 0 | 0 | 0 | 0 | 0 | 0 | 0 | 0 | 0 | 0 | 0 | 0 | 0 | 0 | 0 | 0 | 0 | 0 | 0 | 0 | 0 | 0 | 0
F4_Commercial_Restaurant_Existing_Food Preparation_Natural Gas_Commercial Food Prep Other_E10 | F4 | Commercial | Restaurant | Existing | Food Preparation | Natural Gas | Commercial Food Prep Other | E10 | RVT BC Ratio | 0 | 0 | 0 | 0 | 0 | 0 | 0 | 0 | 0 | 0 | 0 | 0 | 0 | 0 | 0 | 0 | 0 | 0 | 0 | 0 | 0 | 0 | 0 | 0 | 0 | 0 | 0
F5_Commercial_Restaurant_Existing_Food Preparation_Natural Gas_Commercial Food Prep Other_E1 | F5 | Commercial | Restaurant | Existing | Food Preparation | Natural Gas | Commercial Food Prep Other | E1 | RIM BC Ratio | bar: 2021 to 2047
F5_Commercial_Restaurant_Existing_Food Preparation_Natural Gas_Commercial Food Prep Other_E2 | F5 | Commercial | Restaurant | Existing | Food Preparation | Natural Gas | Commercial Food Prep Other | E2 | RIM BC Ratio | 12.119 | 11.9441 | 11.7735 | 11.6081 | 11.6097 | 11.7198 | 11.8983 | 12.1145 | 12.348 | 12.5867 | 12.8228 | 13.0318 | 13.1913 | 13.2591 | 13.2278 | 13.0982 | 12.88 | 12.5945 | 12.2546 | 11.8517 | 11.3803 | 10.8378 | 10.3562 | 10.0444 | 9.9097 | 9.9583 | 10.0071
F5_Commercial_Restaurant_Existing_Food Preparation_Natural Gas_Commercial Food Prep Other_E3 | F5 | Commercial | Restaurant | Existing | Food Preparation | Natural Gas | Commercial Food Prep Other | E3 | RIM BC Ratio | 0 | 0 | 0 | 0 | 0 | 0 | 0 | 0 | 0 | 0 | 0 | 0 | 0 | 0 | 0 | 0 | 0 | 0 | 0 | 0 | 0 | 0 | 0 | 0 | 0 | 0 | 0
F5_Commercial_Restaurant_Existing_Food Preparation_Natural Gas_Commercial Food Prep Other_E4 | F5 | Commercial | Restaurant | Existing | Food Preparation | Natural Gas | Commercial Food Prep Other | E4 | RIM BC Ratio | 0 | 0 | 0 | 0 | 0 | 0 | 0 | 0 | 0 | 0 | 0 | 0 | 0 | 0 | 0 | 0 | 0 | 0 | 0 | 0 | 0 | 0 | 0 | 0 | 0 | 0 | 0
F5_Commercial_Restaurant_Existing_Food Preparation_Natural Gas_Commercial Food Prep Other_E5 | F5 | Commercial | Restaurant | Existing | Food Preparation | Natural Gas | Commercial Food Prep Other | E5 | RIM BC Ratio | 0 | 0 | 0 | 0 | 0 | 0 | 0 | 0 | 0 | 0 | 0 | 0 | 0 | 0 | 0 | 0 | 0 | 0 | 0 | 0 | 0 | 0 | 0 | 0 | 0 | 0 | 0
F5_Commercial_Restaurant_Existing_Food Preparation_Natural Gas_Commercial Food Prep Other_E6 | F5 | Commercial | Restaurant | Existing | Food Preparation | Natural Gas | Commercial Food Prep Other | E6 | RIM BC Ratio | 0 | 0 | 0 | 0 | 0 | 0 | 0 | 0 | 0 | 0 | 0 | 0 | 0 | 0 | 0 | 0 | 0 | 0 | 0 | 0 | 0 | 0 | 0 | 0 | 0 | 0 | 0
F5_Commercial_Restaurant_Existing_Food Preparation_Natural Gas_Commercial Food Prep Other_E7 | F5 | Commercial | Restaurant | Existing | Food Preparation | Natural Gas | Commercial Food Prep Other | E7 | RIM BC Ratio | 0 | 0 | 0 | 0 | 0 | 0 | 0 | 0 | 0 | 0 | 0 | 0 | 0 | 0 | 0 | 0 | 0 | 0 | 0 | 0 | 0 | 0 | 0 | 0 | 0 | 0 | 0
F5_Commercial_Restaurant_Existing_Food Preparation_Natural Gas_Commercial Food Prep Other_E8 | F5 | Commercial | Restaurant | Existing | Food Preparation | Natural Gas | Commercial Food Prep Other | E8 | RIM BC Ratio | 0 | 0 | 0 | 0 | 0 | 0 | 0 | 0 | 0 | 0 | 0 | 0 | 0 | 0 | 0 | 0 | 0 | 0 | 0 | 0 | 0 | 0 | 0 | 0 | 0 | 0 | 0
F5_Commercial_Restaurant_Existing_Food Preparation_Natural Gas_Commercial Food Prep Other_E9 | F5 | Commercial | Restaurant | Existing | Food Preparation | Natural Gas | Commercial Food Prep Other | E9 | RIM BC Ratio | 0 | 0 | 0 | 0 | 0 | 0 | 0 | 0 | 0 | 0 | 0 | 0 | 0 | 0 | 0 | 0 | 0 | 0 | 0 | 0 | 0 | 0 | 0 | 0 | 0 | 0 | 0
F5_Commercial_Restaurant_Existing_Food Preparation_Natural Gas_Commercial Food Prep Other_E10 | F5 | Commercial | Restaurant | Existing | Food Preparation | Natural Gas | Commercial Food Prep Other | E10 | RIM BC Ratio | 0 | 0 | 0 | 0 | 0 | 0 | 0 | 0 | 0 | 0 | 0 | 0 | 0 | 0 | 0 | 0 | 0 | 0 | 0 | 0 | 0 | 0 | 0 | 0 | 0 | 0 | 0
F0_Commercial_Restaurant_Existing_Miscellaneous_Natural Gas_Pool Heater_E0 | F0 | Commercial | Restaurant | Existing | Miscellaneous | Natural Gas | Pool Heater | E0 | Economic Unit | Standard (EF .78) | Standard (EF .78) | Standard (EF .78) | Standard (EF .78) | Standard (EF .78) | Standard (EF .78) | Standard (EF .78) | Standard (EF .78) | Standard (EF .78) | Standard (EF .78) | Standard (EF .78) | Standard (EF .78) | Standard (EF .78) | Standard (EF .78) | Standard (EF .78) | Standard (EF .78) | Standard (EF .78) | Standard (EF .78) | Standard (EF .78) | Standard (EF .78) | Standard (EF .78) | Standard (EF .78) | Standard (EF .78) | Standard (EF .78) | Standard (EF .78) | Standard (EF .78) | Standard (EF .78)
F1_Commercial_Restaurant_Existing_Miscellaneous_Natural Gas_Pool Heater_E1 | F1 | Commercial | Restaurant | Existing | Miscellaneous | Natural Gas | Pool Heater | E1 | CCE | 0 | 0 | 0 | 0 | 0 | 0 | 0 | 0 | 0 | 0 | 0 | 0 | 0 | 0 | 0 | 0 | 0 | 0 | 0 | 0 | 0 | 0 | 0 | 0 | 0 | 0 | 0
F1_Commercial_Restaurant_Existing_Miscellaneous_Natural Gas_Pool Heater_E2 | F1 | Commercial | Restaurant | Existing | Miscellaneous | Natural Gas | Pool Heater | E2 | CCE | 0.01727 | 0.01727 | 0.01727 | 0.01727 | 0.01727 | 0.01727 | 0.01727 | 0.01727 | 0.01727 | 0.01727 | 0.01727 | 0.01727 | 0.01727 | 0.01727 | 0.01727 | 0.01727 | 0.01727 | 0.01727 | 0.01727 | 0.01727 | 0.01727 | 0.01727 | 0.01727 | 0.01727 | 0.01727 | 0.01727 | 0.01727
F1_Commercial_Restaurant_Existing_Miscellaneous_Natural Gas_Pool Heater_E3 | F1 | Commercial | Restaurant | Existing | Miscellaneous | Natural Gas | Pool Heater | E3 | CCE | 0 | 0 | 0 | 0 | 0 | 0 | 0 | 0 | 0 | 0 | 0 | 0 | 0 | 0 | 0 | 0 | 0 | 0 | 0 | 0 | 0 | 0 | 0 | 0 | 0 | 0 | 0
F1_Commercial_Restaurant_Existing_Miscellaneous_Natural Gas_Pool Heater_E4 | F1 | Commercial | Restaurant | Existing | Miscellaneous | Natural Gas | Pool Heater | E4 | CCE | 0 | 0 | 0 | 0 | 0 | 0 | 0 | 0 | 0 | 0 | 0 | 0 | 0 | 0 | 0 | 0 | 0 | 0 | 0 | 0 | 0 | 0 | 0 | 0 | 0 | 0 | 0
F1_Commercial_Restaurant_Existing_Miscellaneous_Natural Gas_Pool Heater_E5 | F1 | Commercial | Restaurant | Existing | Miscellaneous | Natural Gas | Pool Heater | E5 | CCE | 0 | 0 | 0 | 0 | 0 | 0 | 0 | 0 | 0 | 0 | 0 | 0 | 0 | 0 | 0 | 0 | 0 | 0 | 0 | 0 | 0 | 0 | 0 | 0 | 0 | 0 | 0
F1_Commercial_Restaurant_Existing_Miscellaneous_Natural Gas_Pool Heater_E6 | F1 | Commercial | Restaurant | Existing | Miscellaneous | Natural Gas | Pool Heater | E6 | CCE | 0 | 0 | 0 | 0 | 0 | 0 | 0 | 0 | 0 | 0 | 0 | 0 | 0 | 0 | 0 | 0 | 0 | 0 | 0 | 0 | 0 | 0 | 0 | 0 | 0 | 0 | 0
F1_Commercial_Restaurant_Existing_Miscellaneous_Natural Gas_Pool Heater_E7 | F1 | Commercial | Restaurant | Existing | Miscellaneous | Natural Gas | Pool Heater | E7 | CCE | 0 | 0 | 0 | 0 | 0 | 0 | 0 | 0 | 0 | 0 | 0 | 0 | 0 | 0 | 0 | 0 | 0 | 0 | 0 | 0 | 0 | 0 | 0 | 0 | 0 | 0 | 0
F1_Commercial_Restaurant_Existing_Miscellaneous_Natural Gas_Pool Heater_E8 | F1 | Commercial | Restaurant | Existing | Miscellaneous | Natural Gas | Pool Heater | E8 | CCE | 0 | 0 | 0 | 0 | 0 | 0 | 0 | 0 | 0 | 0 | 0 | 0 | 0 | 0 | 0 | 0 | 0 | 0 | 0 | 0 | 0 | 0 | 0 | 0 | 0 | 0 | 0
F1_Commercial_Restaurant_Existing_Miscellaneous_Natural Gas_Pool Heater_E9 | F1 | Commercial | Restaurant | Existing | Miscellaneous | Natural Gas | Pool Heater | E9 | CCE | 0 | 0 | 0 | 0 | 0 | 0 | 0 | 0 | 0 | 0 | 0 | 0 | 0 | 0 | 0 | 0 | 0 | 0 | 0 | 0 | 0 | 0 | 0 | 0 | 0 | 0 | 0
F1_Commercial_Restaurant_Existing_Miscellaneous_Natural Gas_Pool Heater_E10 | F1 | Commercial | Restaurant | Existing | Miscellaneous | Natural Gas | Pool Heater | E10 | CCE | 0 | 0 | 0 | 0 | 0 | 0 | 0 | 0 | 0 | 0 | 0 | 0 | 0 | 0 | 0 | 0 | 0 | 0 | 0 | 0 | 0 | 0 | 0 | 0 | 0 | 0 | 0
F2_Commercial_Restaurant_Existing_Miscellaneous_Natural Gas_Pool Heater_E1 | F2 | Commercial | Restaurant | Existing | Miscellaneous | Natural Gas | Pool Heater | E1 | TRC BC Ratio | bar: 2021 to 2047
F2_Commercial_Restaurant_Existing_Miscellaneous_Natural Gas_Pool Heater_E2 | F2 | Commercial | Restaurant | Existing | Miscellaneous | Natural Gas | Pool Heater | E2 | TRC BC Ratio | 0.81519 | 0.79395 | 0.77145 | 0.74865 | 0.74158 | 0.74479 | 0.75444 | 0.76754 | 0.78207 | 0.7969 | 0.8123 | 0.82818 | 0.84505 | 0.86169 | 0.87741 | 0.88939 | 0.89388 | 0.88772 | 0.8685 | 0.83583 | 0.79136 | 0.73728 | 0.68909 | 0.65735 | 0.64275 | 0.6459 | 0.64907
F2_Commercial_Restaurant_Existing_Miscellaneous_Natural Gas_Pool Heater_E3 | F2 | Commercial | Restaurant | Existing | Miscellaneous | Natural Gas | Pool Heater | E3 | TRC BC Ratio | 0 | 0 | 0 | 0 | 0 | 0 | 0 | 0 | 0 | 0 | 0 | 0 | 0 | 0 | 0 | 0 | 0 | 0 | 0 | 0 | 0 | 0 | 0 | 0 | 0 | 0 | 0
F2_Commercial_Restaurant_Existing_Miscellaneous_Natural Gas_Pool Heater_E4 | F2 | Commercial | Restaurant | Existing | Miscellaneous | Natural Gas | Pool Heater | E4 | TRC BC Ratio | 0 | 0 | 0 | 0 | 0 | 0 | 0 | 0 | 0 | 0 | 0 | 0 | 0 | 0 | 0 | 0 | 0 | 0 | 0 | 0 | 0 | 0 | 0 | 0 | 0 | 0 | 0
F2_Commercial_Restaurant_Existing_Miscellaneous_Natural Gas_Pool Heater_E5 | F2 | Commercial | Restaurant | Existing | Miscellaneous | Natural Gas | Pool Heater | E5 | TRC BC Ratio | 0 | 0 | 0 | 0 | 0 | 0 | 0 | 0 | 0 | 0 | 0 | 0 | 0 | 0 | 0 | 0 | 0 | 0 | 0 | 0 | 0 | 0 | 0 | 0 | 0 | 0 | 0
F2_Commercial_Restaurant_Existing_Miscellaneous_Natural Gas_Pool Heater_E6 | F2 | Commercial | Restaurant | Existing | Miscellaneous | Natural Gas | Pool Heater | E6 | TRC BC Ratio | 0 | 0 | 0 | 0 | 0 | 0 | 0 | 0 | 0 | 0 | 0 | 0 | 0 | 0 | 0 | 0 | 0 | 0 | 0 | 0 | 0 | 0 | 0 | 0 | 0 | 0 | 0
F2_Commercial_Restaurant_Existing_Miscellaneous_Natural Gas_Pool Heater_E7 | F2 | Commercial | Restaurant | Existing | Miscellaneous | Natural Gas | Pool Heater | E7 | TRC BC Ratio | 0 | 0 | 0 | 0 | 0 | 0 | 0 | 0 | 0 | 0 | 0 | 0 | 0 | 0 | 0 | 0 | 0 | 0 | 0 | 0 | 0 | 0 | 0 | 0 | 0 | 0 | 0
F2_Commercial_Restaurant_Existing_Miscellaneous_Natural Gas_Pool Heater_E8 | F2 | Commercial | Restaurant | Existing | Miscellaneous | Natural Gas | Pool Heater | E8 | TRC BC Ratio | 0 | 0 | 0 | 0 | 0 | 0 | 0 | 0 | 0 | 0 | 0 | 0 | 0 | 0 | 0 | 0 | 0 | 0 | 0 | 0 | 0 | 0 | 0 | 0 | 0 | 0 | 0
F2_Commercial_Restaurant_Existing_Miscellaneous_Natural Gas_Pool Heater_E9 | F2 | Commercial | Restaurant | Existing | Miscellaneous | Natural Gas | Pool Heater | E9 | TRC BC Ratio | 0 | 0 | 0 | 0 | 0 | 0 | 0 | 0 | 0 | 0 | 0 | 0 | 0 | 0 | 0 | 0 | 0 | 0 | 0 | 0 | 0 | 0 | 0 | 0 | 0 | 0 | 0
F2_Commercial_Restaurant_Existing_Miscellaneous_Natural Gas_Pool Heater_E10 | F2 | Commercial | Restaurant | Existing | Miscellaneous | Natural Gas | Pool Heater | E10 | TRC BC Ratio | 0 | 0 | 0 | 0 | 0 | 0 | 0 | 0 | 0 | 0 | 0 | 0 | 0 | 0 | 0 | 0 | 0 | 0 | 0 | 0 | 0 | 0 | 0 | 0 | 0 | 0 | 0
F3_Commercial_Restaurant_Existing_Miscellaneous_Natural Gas_Pool Heater_E1 | F3 | Commercial | Restaurant | Existing | Miscellaneous | Natural Gas | Pool Heater | E1 | PACT BC Ratio | bar: 2021 to 2047
F3_Commercial_Restaurant_Existing_Miscellaneous_Natural Gas_Pool Heater_E2 | F3 | Commercial | Restaurant | Existing | Miscellaneous | Natural Gas | Pool Heater | E2 | PACT BC Ratio | 1.0278 | 1.0011 | 0.9727 | 0.94395 | 0.93503 | 0.93908 | 0.95126 | 0.96777 | 0.98608 | 1.0048 | 1.0242 | 1.0442 | 1.0655 | 1.0865 | 1.1063 | 1.1214 | 1.1271 | 1.1193 | 1.0951 | 1.0539 | 0.99781 | 0.92962 | 0.86885 | 0.82883 | 0.81042 | 0.8144 | 0.81839
F3_Commercial_Restaurant_Existing_Miscellaneous_Natural Gas_Pool Heater_E3 | F3 | Commercial | Restaurant | Existing | Miscellaneous | Natural Gas | Pool Heater | E3 | PACT BC Ratio | 0 | 0 | 0 | 0 | 0 | 0 | 0 | 0 | 0 | 0 | 0 | 0 | 0 | 0 | 0 | 0 | 0 | 0 | 0 | 0 | 0 | 0 | 0 | 0 | 0 | 0 | 0
F3_Commercial_Restaurant_Existing_Miscellaneous_Natural Gas_Pool Heater_E4 | F3 | Commercial | Restaurant | Existing | Miscellaneous | Natural Gas | Pool Heater | E4 | PACT BC Ratio | 0 | 0 | 0 | 0 | 0 | 0 | 0 | 0 | 0 | 0 | 0 | 0 | 0 | 0 | 0 | 0 | 0 | 0 | 0 | 0 | 0 | 0 | 0 | 0 | 0 | 0 | 0
F3_Commercial_Restaurant_Existing_Miscellaneous_Natural Gas_Pool Heater_E5 | F3 | Commercial | Restaurant | Existing | Miscellaneous | Natural Gas | Pool Heater | E5 | PACT BC Ratio | 0 | 0 | 0 | 0 | 0 | 0 | 0 | 0 | 0 | 0 | 0 | 0 | 0 | 0 | 0 | 0 | 0 | 0 | 0 | 0 | 0 | 0 | 0 | 0 | 0 | 0 | 0
F3_Commercial_Restaurant_Existing_Miscellaneous_Natural Gas_Pool Heater_E6 | F3 | Commercial | Restaurant | Existing | Miscellaneous | Natural Gas | Pool Heater | E6 | PACT BC Ratio | 0 | 0 | 0 | 0 | 0 | 0 | 0 | 0 | 0 | 0 | 0 | 0 | 0 | 0 | 0 | 0 | 0 | 0 | 0 | 0 | 0 | 0 | 0 | 0 | 0 | 0 | 0
F3_Commercial_Restaurant_Existing_Miscellaneous_Natural Gas_Pool Heater_E7 | F3 | Commercial | Restaurant | Existing | Miscellaneous | Natural Gas | Pool Heater | E7 | PACT BC Ratio | 0 | 0 | 0 | 0 | 0 | 0 | 0 | 0 | 0 | 0 | 0 | 0 | 0 | 0 | 0 | 0 | 0 | 0 | 0 | 0 | 0 | 0 | 0 | 0 | 0 | 0 | 0
F3_Commercial_Restaurant_Existing_Miscellaneous_Natural Gas_Pool Heater_E8 | F3 | Commercial | Restaurant | Existing | Miscellaneous | Natural Gas | Pool Heater | E8 | PACT BC Ratio | 0 | 0 | 0 | 0 | 0 | 0 | 0 | 0 | 0 | 0 | 0 | 0 | 0 | 0 | 0 | 0 | 0 | 0 | 0 | 0 | 0 | 0 | 0 | 0 | 0 | 0 | 0
F3_Commercial_Restaurant_Existing_Miscellaneous_Natural Gas_Pool Heater_E9 | F3 | Commercial | Restaurant | Existing | Miscellaneous | Natural Gas | Pool Heater | E9 | PACT BC Ratio | 0 | 0 | 0 | 0 | 0 | 0 | 0 | 0 | 0 | 0 | 0 | 0 | 0 | 0 | 0 | 0 | 0 | 0 | 0 | 0 | 0 | 0 | 0 | 0 | 0 | 0 | 0
F3_Commercial_Restaurant_Existing_Miscellaneous_Natural Gas_Pool Heater_E10 | F3 | Commercial | Restaurant | Existing | Miscellaneous | Natural Gas | Pool Heater | E10 | PACT BC Ratio | 0 | 0 | 0 | 0 | 0 | 0 | 0 | 0 | 0 | 0 | 0 | 0 | 0 | 0 | 0 | 0 | 0 | 0 | 0 | 0 | 0 | 0 | 0 | 0 | 0 | 0 | 0
F4_Commercial_Restaurant_Existing_Miscellaneous_Natural Gas_Pool Heater_E1 | F4 | Commercial | Restaurant | Existing | Miscellaneous | Natural Gas | Pool Heater | E1 | RVT BC Ratio | bar: 2021 to 2047
F4_Commercial_Restaurant_Existing_Miscellaneous_Natural Gas_Pool Heater_E2 | F4 | Commercial | Restaurant | Existing | Miscellaneous | Natural Gas | Pool Heater | E2 | RVT BC Ratio | 0.7 | 0.7 | 0.7 | 0.7 | 0.7 | 0.7 | 0.7 | 0.7 | 0.7 | 0.7 | 0.7 | 0.7 | 0.7 | 0.7 | 0.7 | 0.7 | 0.7 | 0.7 | 0.7 | 0.7 | 0.7 | 0.7 | 0.7 | 0.7 | 0.7 | 0.7 | 0.7
F4_Commercial_Restaurant_Existing_Miscellaneous_Natural Gas_Pool Heater_E3 | F4 | Commercial | Restaurant | Existing | Miscellaneous | Natural Gas | Pool Heater | E3 | RVT BC Ratio | 0 | 0 | 0 | 0 | 0 | 0 | 0 | 0 | 0 | 0 | 0 | 0 | 0 | 0 | 0 | 0 | 0 | 0 | 0 | 0 | 0 | 0 | 0 | 0 | 0 | 0 | 0
F4_Commercial_Restaurant_Existing_Miscellaneous_Natural Gas_Pool Heater_E4 | F4 | Commercial | Restaurant | Existing | Miscellaneous | Natural Gas | Pool Heater | E4 | RVT BC Ratio | 0 | 0 | 0 | 0 | 0 | 0 | 0 | 0 | 0 | 0 | 0 | 0 | 0 | 0 | 0 | 0 | 0 | 0 | 0 | 0 | 0 | 0 | 0 | 0 | 0 | 0 | 0
F4_Commercial_Restaurant_Existing_Miscellaneous_Natural Gas_Pool Heater_E5 | F4 | Commercial | Restaurant | Existing | Miscellaneous | Natural Gas | Pool Heater | E5 | RVT BC Ratio | 0 | 0 | 0 | 0 | 0 | 0 | 0 | 0 | 0 | 0 | 0 | 0 | 0 | 0 | 0 | 0 | 0 | 0 | 0 | 0 | 0 | 0 | 0 | 0 | 0 | 0 | 0
F4_Commercial_Restaurant_Existing_Miscellaneous_Natural Gas_Pool Heater_E6 | F4 | Commercial | Restaurant | Existing | Miscellaneous | Natural Gas | Pool Heater | E6 | RVT BC Ratio | 0 | 0 | 0 | 0 | 0 | 0 | 0 | 0 | 0 | 0 | 0 | 0 | 0 | 0 | 0 | 0 | 0 | 0 | 0 | 0 | 0 | 0 | 0 | 0 | 0 | 0 | 0
F4_Commercial_Restaurant_Existing_Miscellaneous_Natural Gas_Pool Heater_E7 | F4 | Commercial | Restaurant | Existing | Miscellaneous | Natural Gas | Pool Heater | E7 | RVT BC Ratio | 0 | 0 | 0 | 0 | 0 | 0 | 0 | 0 | 0 | 0 | 0 | 0 | 0 | 0 | 0 | 0 | 0 | 0 | 0 | 0 | 0 | 0 | 0 | 0 | 0 | 0 | 0
F4_Commercial_Restaurant_Existing_Miscellaneous_Natural Gas_Pool Heater_E8 | F4 | Commercial | Restaurant | Existing | Miscellaneous | Natural Gas | Pool Heater | E8 | RVT BC Ratio | 0 | 0 | 0 | 0 | 0 | 0 | 0 | 0 | 0 | 0 | 0 | 0 | 0 | 0 | 0 | 0 | 0 | 0 | 0 | 0 | 0 | 0 | 0 | 0 | 0 | 0 | 0
F4_Commercial_Restaurant_Existing_Miscellaneous_Natural Gas_Pool Heater_E9 | F4 | Commercial | Restaurant | Existing | Miscellaneous | Natural Gas | Pool Heater | E9 | RVT BC Ratio | 0 | 0 | 0 | 0 | 0 | 0 | 0 | 0 | 0 | 0 | 0 | 0 | 0 | 0 | 0 | 0 | 0 | 0 | 0 | 0 | 0 | 0 | 0 | 0 | 0 | 0 | 0
F4_Commercial_Restaurant_Existing_Miscellaneous_Natural Gas_Pool Heater_E10 | F4 | Commercial | Restaurant | Existing | Miscellaneous | Natural Gas | Pool Heater | E10 | RVT BC Ratio | 0 | 0 | 0 | 0 | 0 | 0 | 0 | 0 | 0 | 0 | 0 | 0 | 0 | 0 | 0 | 0 | 0 | 0 | 0 | 0 | 0 | 0 | 0 | 0 | 0 | 0 | 0
F5_Commercial_Restaurant_Existing_Miscellaneous_Natural Gas_Pool Heater_E1 | F5 | Commercial | Restaurant | Existing | Miscellaneous | Natural Gas | Pool Heater | E1 | RIM BC Ratio | bar: 2021 to 2047
F5_Commercial_Restaurant_Existing_Miscellaneous_Natural Gas_Pool Heater_E2 | F5 | Commercial | Restaurant | Existing | Miscellaneous | Natural Gas | Pool Heater | E2 | RIM BC Ratio | 1.0278 | 1.0011 | 0.9727 | 0.94395 | 0.93503 | 0.93908 | 0.95126 | 0.96777 | 0.98608 | 1.0048 | 1.0242 | 1.0442 | 1.0655 | 1.0865 | 1.1063 | 1.1214 | 1.1271 | 1.1193 | 1.0951 | 1.0539 | 0.99781 | 0.92962 | 0.86885 | 0.82883 | 0.81042 | 0.8144 | 0.81839
F5_Commercial_Restaurant_Existing_Miscellaneous_Natural Gas_Pool Heater_E3 | F5 | Commercial | Restaurant | Existing | Miscellaneous | Natural Gas | Pool Heater | E3 | RIM BC Ratio | 0 | 0 | 0 | 0 | 0 | 0 | 0 | 0 | 0 | 0 | 0 | 0 | 0 | 0 | 0 | 0 | 0 | 0 | 0 | 0 | 0 | 0 | 0 | 0 | 0 | 0 | 0
F5_Commercial_Restaurant_Existing_Miscellaneous_Natural Gas_Pool Heater_E4 | F5 | Commercial | Restaurant | Existing | Miscellaneous | Natural Gas | Pool Heater | E4 | RIM BC Ratio | 0 | 0 | 0 | 0 | 0 | 0 | 0 | 0 | 0 | 0 | 0 | 0 | 0 | 0 | 0 | 0 | 0 | 0 | 0 | 0 | 0 | 0 | 0 | 0 | 0 | 0 | 0
F5_Commercial_Restaurant_Existing_Miscellaneous_Natural Gas_Pool Heater_E5 | F5 | Commercial | Restaurant | Existing | Miscellaneous | Natural Gas | Pool Heater | E5 | RIM BC Ratio | 0 | 0 | 0 | 0 | 0 | 0 | 0 | 0 | 0 | 0 | 0 | 0 | 0 | 0 | 0 | 0 | 0 | 0 | 0 | 0 | 0 | 0 | 0 | 0 | 0 | 0 | 0
F5_Commercial_Restaurant_Existing_Miscellaneous_Natural Gas_Pool Heater_E6 | F5 | Commercial | Restaurant | Existing | Miscellaneous | Natural Gas | Pool Heater | E6 | RIM BC Ratio | 0 | 0 | 0 | 0 | 0 | 0 | 0 | 0 | 0 | 0 | 0 | 0 | 0 | 0 | 0 | 0 | 0 | 0 | 0 | 0 | 0 | 0 | 0 | 0 | 0 | 0 | 0
F5_Commercial_Restaurant_Existing_Miscellaneous_Natural Gas_Pool Heater_E7 | F5 | Commercial | Restaurant | Existing | Miscellaneous | Natural Gas | Pool Heater | E7 | RIM BC Ratio | 0 | 0 | 0 | 0 | 0 | 0 | 0 | 0 | 0 | 0 | 0 | 0 | 0 | 0 | 0 | 0 | 0 | 0 | 0 | 0 | 0 | 0 | 0 | 0 | 0 | 0 | 0
F5_Commercial_Restaurant_Existing_Miscellaneous_Natural Gas_Pool Heater_E8 | F5 | Commercial | Restaurant | Existing | Miscellaneous | Natural Gas | Pool Heater | E8 | RIM BC Ratio | 0 | 0 | 0 | 0 | 0 | 0 | 0 | 0 | 0 | 0 | 0 | 0 | 0 | 0 | 0 | 0 | 0 | 0 | 0 | 0 | 0 | 0 | 0 | 0 | 0 | 0 | 0
F5_Commercial_Restaurant_Existing_Miscellaneous_Natural Gas_Pool Heater_E9 | F5 | Commercial | Restaurant | Existing | Miscellaneous | Natural Gas | Pool Heater | E9 | RIM BC Ratio | 0 | 0 | 0 | 0 | 0 | 0 | 0 | 0 | 0 | 0 | 0 | 0 | 0 | 0 | 0 | 0 | 0 | 0 | 0 | 0 | 0 | 0 | 0 | 0 | 0 | 0 | 0
F5_Commercial_Restaurant_Existing_Miscellaneous_Natural Gas_Pool Heater_E10 | F5 | Commercial | Restaurant | Existing | Miscellaneous | Natural Gas | Pool Heater | E10 | RIM BC Ratio | 0 | 0 | 0 | 0 | 0 | 0 | 0 | 0 | 0 | 0 | 0 | 0 | 0 | 0 | 0 | 0 | 0 | 0 | 0 | 0 | 0 | 0 | 0 | 0 | 0 | 0 | 0
F0_Commercial_Restaurant_Existing_Miscellaneous_Natural Gas_Miscellaneous_E0 | F0 | Commercial | Restaurant | Existing | Miscellaneous | Natural Gas | Miscellaneous | E0 | Economic Unit | Miscellaneous | Miscellaneous | Miscellaneous | Miscellaneous | Miscellaneous | Miscellaneous | Miscellaneous | Miscellaneous | Miscellaneous | Miscellaneous | Miscellaneous | Miscellaneous | Miscellaneous | Miscellaneous | Miscellaneous | Miscellaneous | Miscellaneous | Miscellaneous | Miscellaneous | Miscellaneous | Miscellaneous | Miscellaneous | Miscellaneous | Miscellaneous | Miscellaneous | Miscellaneous | Miscellaneous
F1_Commercial_Restaurant_Existing_Miscellaneous_Natural Gas_Miscellaneous_E1 | F1 | Commercial | Restaurant | Existing | Miscellaneous | Natural Gas | Miscellaneous | E1 | CCE | 0 | 0 | 0 | 0 | 0 | 0 | 0 | 0 | 0 | 0 | 0 | 0 | 0 | 0 | 0 | 0 | 0 | 0 | 0 | 0 | 0 | 0 | 0 | 0 | 0 | 0 | 0
F1_Commercial_Restaurant_Existing_Miscellaneous_Natural Gas_Miscellaneous_E2 | F1 | Commercial | Restaurant | Existing | Miscellaneous | Natural Gas | Miscellaneous | E2 | CCE | 0 | 0 | 0 | 0 | 0 | 0 | 0 | 0 | 0 | 0 | 0 | 0 | 0 | 0 | 0 | 0 | 0 | 0 | 0 | 0 | 0 | 0 | 0 | 0 | 0 | 0 | 0
F1_Commercial_Restaurant_Existing_Miscellaneous_Natural Gas_Miscellaneous_E3 | F1 | Commercial | Restaurant | Existing | Miscellaneous | Natural Gas | Miscellaneous | E3 | CCE | 0 | 0 | 0 | 0 | 0 | 0 | 0 | 0 | 0 | 0 | 0 | 0 | 0 | 0 | 0 | 0 | 0 | 0 | 0 | 0 | 0 | 0 | 0 | 0 | 0 | 0 | 0
F1_Commercial_Restaurant_Existing_Miscellaneous_Natural Gas_Miscellaneous_E4 | F1 | Commercial | Restaurant | Existing | Miscellaneous | Natural Gas | Miscellaneous | E4 | CCE | 0 | 0 | 0 | 0 | 0 | 0 | 0 | 0 | 0 | 0 | 0 | 0 | 0 | 0 | 0 | 0 | 0 | 0 | 0 | 0 | 0 | 0 | 0 | 0 | 0 | 0 | 0
F1_Commercial_Restaurant_Existing_Miscellaneous_Natural Gas_Miscellaneous_E5 | F1 | Commercial | Restaurant | Existing | Miscellaneous | Natural Gas | Miscellaneous | E5 | CCE | 0 | 0 | 0 | 0 | 0 | 0 | 0 | 0 | 0 | 0 | 0 | 0 | 0 | 0 | 0 | 0 | 0 | 0 | 0 | 0 | 0 | 0 | 0 | 0 | 0 | 0 | 0
F1_Commercial_Restaurant_Existing_Miscellaneous_Natural Gas_Miscellaneous_E6 | F1 | Commercial | Restaurant | Existing | Miscellaneous | Natural Gas | Miscellaneous | E6 | CCE | 0 | 0 | 0 | 0 | 0 | 0 | 0 | 0 | 0 | 0 | 0 | 0 | 0 | 0 | 0 | 0 | 0 | 0 | 0 | 0 | 0 | 0 | 0 | 0 | 0 | 0 | 0
F1_Commercial_Restaurant_Existing_Miscellaneous_Natural Gas_Miscellaneous_E7 | F1 | Commercial | Restaurant | Existing | Miscellaneous | Natural Gas | Miscellaneous | E7 | CCE | 0 | 0 | 0 | 0 | 0 | 0 | 0 | 0 | 0 | 0 | 0 | 0 | 0 | 0 | 0 | 0 | 0 | 0 | 0 | 0 | 0 | 0 | 0 | 0 | 0 | 0 | 0
F1_Commercial_Restaurant_Existing_Miscellaneous_Natural Gas_Miscellaneous_E8 | F1 | Commercial | Restaurant | Existing | Miscellaneous | Natural Gas | Miscellaneous | E8 | CCE | 0 | 0 | 0 | 0 | 0 | 0 | 0 | 0 | 0 | 0 | 0 | 0 | 0 | 0 | 0 | 0 | 0 | 0 | 0 | 0 | 0 | 0 | 0 | 0 | 0 | 0 | 0
F1_Commercial_Restaurant_Existing_Miscellaneous_Natural Gas_Miscellaneous_E9 | F1 | Commercial | Restaurant | Existing | Miscellaneous | Natural Gas | Miscellaneous | E9 | CCE | 0 | 0 | 0 | 0 | 0 | 0 | 0 | 0 | 0 | 0 | 0 | 0 | 0 | 0 | 0 | 0 | 0 | 0 | 0 | 0 | 0 | 0 | 0 | 0 | 0 | 0 | 0
F1_Commercial_Restaurant_Existing_Miscellaneous_Natural Gas_Miscellaneous_E10 | F1 | Commercial | Restaurant | Existing | Miscellaneous | Natural Gas | Miscellaneous | E10 | CCE | 0 | 0 | 0 | 0 | 0 | 0 | 0 | 0 | 0 | 0 | 0 | 0 | 0 | 0 | 0 | 0 | 0 | 0 | 0 | 0 | 0 | 0 | 0 | 0 | 0 | 0 | 0
F2_Commercial_Restaurant_Existing_Miscellaneous_Natural Gas_Miscellaneous_E1 | F2 | Commercial | Restaurant | Existing | Miscellaneous | Natural Gas | Miscellaneous | E1 | TRC BC Ratio | bar: 2021 to 2047
F2_Commercial_Restaurant_Existing_Miscellaneous_Natural Gas_Miscellaneous_E2 | F2 | Commercial | Restaurant | Existing | Miscellaneous | Natural Gas | Miscellaneous | E2 | TRC BC Ratio | 0 | 0 | 0 | 0 | 0 | 0 | 0 | 0 | 0 | 0 | 0 | 0 | 0 | 0 | 0 | 0 | 0 | 0 | 0 | 0 | 0 | 0 | 0 | 0 | 0 | 0 | 0
F2_Commercial_Restaurant_Existing_Miscellaneous_Natural Gas_Miscellaneous_E3 | F2 | Commercial | Restaurant | Existing | Miscellaneous | Natural Gas | Miscellaneous | E3 | TRC BC Ratio | 0 | 0 | 0 | 0 | 0 | 0 | 0 | 0 | 0 | 0 | 0 | 0 | 0 | 0 | 0 | 0 | 0 | 0 | 0 | 0 | 0 | 0 | 0 | 0 | 0 | 0 | 0
F2_Commercial_Restaurant_Existing_Miscellaneous_Natural Gas_Miscellaneous_E4 | F2 | Commercial | Restaurant | Existing | Miscellaneous | Natural Gas | Miscellaneous | E4 | TRC BC Ratio | 0 | 0 | 0 | 0 | 0 | 0 | 0 | 0 | 0 | 0 | 0 | 0 | 0 | 0 | 0 | 0 | 0 | 0 | 0 | 0 | 0 | 0 | 0 | 0 | 0 | 0 | 0
F2_Commercial_Restaurant_Existing_Miscellaneous_Natural Gas_Miscellaneous_E5 | F2 | Commercial | Restaurant | Existing | Miscellaneous | Natural Gas | Miscellaneous | E5 | TRC BC Ratio | 0 | 0 | 0 | 0 | 0 | 0 | 0 | 0 | 0 | 0 | 0 | 0 | 0 | 0 | 0 | 0 | 0 | 0 | 0 | 0 | 0 | 0 | 0 | 0 | 0 | 0 | 0
F2_Commercial_Restaurant_Existing_Miscellaneous_Natural Gas_Miscellaneous_E6 | F2 | Commercial | Restaurant | Existing | Miscellaneous | Natural Gas | Miscellaneous | E6 | TRC BC Ratio | 0 | 0 | 0 | 0 | 0 | 0 | 0 | 0 | 0 | 0 | 0 | 0 | 0 | 0 | 0 | 0 | 0 | 0 | 0 | 0 | 0 | 0 | 0 | 0 | 0 | 0 | 0
F2_Commercial_Restaurant_Existing_Miscellaneous_Natural Gas_Miscellaneous_E7 | F2 | Commercial | Restaurant | Existing | Miscellaneous | Natural Gas | Miscellaneous | E7 | TRC BC Ratio | 0 | 0 | 0 | 0 | 0 | 0 | 0 | 0 | 0 | 0 | 0 | 0 | 0 | 0 | 0 | 0 | 0 | 0 | 0 | 0 | 0 | 0 | 0 | 0 | 0 | 0 | 0
F2_Commercial_Restaurant_Existing_Miscellaneous_Natural Gas_Miscellaneous_E8 | F2 | Commercial | Restaurant | Existing | Miscellaneous | Natural Gas | Miscellaneous | E8 | TRC BC Ratio | 0 | 0 | 0 | 0 | 0 | 0 | 0 | 0 | 0 | 0 | 0 | 0 | 0 | 0 | 0 | 0 | 0 | 0 | 0 | 0 | 0 | 0 | 0 | 0 | 0 | 0 | 0
F2_Commercial_Restaurant_Existing_Miscellaneous_Natural Gas_Miscellaneous_E9 | F2 | Commercial | Restaurant | Existing | Miscellaneous | Natural Gas | Miscellaneous | E9 | TRC BC Ratio | 0 | 0 | 0 | 0 | 0 | 0 | 0 | 0 | 0 | 0 | 0 | 0 | 0 | 0 | 0 | 0 | 0 | 0 | 0 | 0 | 0 | 0 | 0 | 0 | 0 | 0 | 0
F2_Commercial_Restaurant_Existing_Miscellaneous_Natural Gas_Miscellaneous_E10 | F2 | Commercial | Restaurant | Existing | Miscellaneous | Natural Gas | Miscellaneous | E10 | TRC BC Ratio | 0 | 0 | 0 | 0 | 0 | 0 | 0 | 0 | 0 | 0 | 0 | 0 | 0 | 0 | 0 | 0 | 0 | 0 | 0 | 0 | 0 | 0 | 0 | 0 | 0 | 0 | 0
F3_Commercial_Restaurant_Existing_Miscellaneous_Natural Gas_Miscellaneous_E1 | F3 | Commercial | Restaurant | Existing | Miscellaneous | Natural Gas | Miscellaneous | E1 | PACT BC Ratio | bar: 2021 to 2047
F3_Commercial_Restaurant_Existing_Miscellaneous_Natural Gas_Miscellaneous_E2 | F3 | Commercial | Restaurant | Existing | Miscellaneous | Natural Gas | Miscellaneous | E2 | PACT BC Ratio | 0 | 0 | 0 | 0 | 0 | 0 | 0 | 0 | 0 | 0 | 0 | 0 | 0 | 0 | 0 | 0 | 0 | 0 | 0 | 0 | 0 | 0 | 0 | 0 | 0 | 0 | 0
F3_Commercial_Restaurant_Existing_Miscellaneous_Natural Gas_Miscellaneous_E3 | F3 | Commercial | Restaurant | Existing | Miscellaneous | Natural Gas | Miscellaneous | E3 | PACT BC Ratio | 0 | 0 | 0 | 0 | 0 | 0 | 0 | 0 | 0 | 0 | 0 | 0 | 0 | 0 | 0 | 0 | 0 | 0 | 0 | 0 | 0 | 0 | 0 | 0 | 0 | 0 | 0
F3_Commercial_Restaurant_Existing_Miscellaneous_Natural Gas_Miscellaneous_E4 | F3 | Commercial | Restaurant | Existing | Miscellaneous | Natural Gas | Miscellaneous | E4 | PACT BC Ratio | 0 | 0 | 0 | 0 | 0 | 0 | 0 | 0 | 0 | 0 | 0 | 0 | 0 | 0 | 0 | 0 | 0 | 0 | 0 | 0 | 0 | 0 | 0 | 0 | 0 | 0 | 0
F3_Commercial_Restaurant_Existing_Miscellaneous_Natural Gas_Miscellaneous_E5 | F3 | Commercial | Restaurant | Existing | Miscellaneous | Natural Gas | Miscellaneous | E5 | PACT BC Ratio | 0 | 0 | 0 | 0 | 0 | 0 | 0 | 0 | 0 | 0 | 0 | 0 | 0 | 0 | 0 | 0 | 0 | 0 | 0 | 0 | 0 | 0 | 0 | 0 | 0 | 0 | 0
F3_Commercial_Restaurant_Existing_Miscellaneous_Natural Gas_Miscellaneous_E6 | F3 | Commercial | Restaurant | Existing | Miscellaneous | Natural Gas | Miscellaneous | E6 | PACT BC Ratio | 0 | 0 | 0 | 0 | 0 | 0 | 0 | 0 | 0 | 0 | 0 | 0 | 0 | 0 | 0 | 0 | 0 | 0 | 0 | 0 | 0 | 0 | 0 | 0 | 0 | 0 | 0
F3_Commercial_Restaurant_Existing_Miscellaneous_Natural Gas_Miscellaneous_E7 | F3 | Commercial | Restaurant | Existing | Miscellaneous | Natural Gas | Miscellaneous | E7 | PACT BC Ratio | 0 | 0 | 0 | 0 | 0 | 0 | 0 | 0 | 0 | 0 | 0 | 0 | 0 | 0 | 0 | 0 | 0 | 0 | 0 | 0 | 0 | 0 | 0 | 0 | 0 | 0 | 0
F3_Commercial_Restaurant_Existing_Miscellaneous_Natural Gas_Miscellaneous_E8 | F3 | Commercial | Restaurant | Existing | Miscellaneous | Natural Gas | Miscellaneous | E8 | PACT BC Ratio | 0 | 0 | 0 | 0 | 0 | 0 | 0 | 0 | 0 | 0 | 0 | 0 | 0 | 0 | 0 | 0 | 0 | 0 | 0 | 0 | 0 | 0 | 0 | 0 | 0 | 0 | 0
F3_Commercial_Restaurant_Existing_Miscellaneous_Natural Gas_Miscellaneous_E9 | F3 | Commercial | Restaurant | Existing | Miscellaneous | Natural Gas | Miscellaneous | E9 | PACT BC Ratio | 0 | 0 | 0 | 0 | 0 | 0 | 0 | 0 | 0 | 0 | 0 | 0 | 0 | 0 | 0 | 0 | 0 | 0 | 0 | 0 | 0 | 0 | 0 | 0 | 0 | 0 | 0
F3_Commercial_Restaurant_Existing_Miscellaneous_Natural Gas_Miscellaneous_E10 | F3 | Commercial | Restaurant | Existing | Miscellaneous | Natural Gas | Miscellaneous | E10 | PACT BC Ratio | 0 | 0 | 0 | 0 | 0 | 0 | 0 | 0 | 0 | 0 | 0 | 0 | 0 | 0 | 0 | 0 | 0 | 0 | 0 | 0 | 0 | 0 | 0 | 0 | 0 | 0 | 0
F4_Commercial_Restaurant_Existing_Miscellaneous_Natural Gas_Miscellaneous_E1 | F4 | Commercial | Restaurant | Existing | Miscellaneous | Natural Gas | Miscellaneous | E1 | RVT BC Ratio | bar: 2021 to 2047
F4_Commercial_Restaurant_Existing_Miscellaneous_Natural Gas_Miscellaneous_E2 | F4 | Commercial | Restaurant | Existing | Miscellaneous | Natural Gas | Miscellaneous | E2 | RVT BC Ratio | 0 | 0 | 0 | 0 | 0 | 0 | 0 | 0 | 0 | 0 | 0 | 0 | 0 | 0 | 0 | 0 | 0 | 0 | 0 | 0 | 0 | 0 | 0 | 0 | 0 | 0 | 0
F4_Commercial_Restaurant_Existing_Miscellaneous_Natural Gas_Miscellaneous_E3 | F4 | Commercial | Restaurant | Existing | Miscellaneous | Natural Gas | Miscellaneous | E3 | RVT BC Ratio | 0 | 0 | 0 | 0 | 0 | 0 | 0 | 0 | 0 | 0 | 0 | 0 | 0 | 0 | 0 | 0 | 0 | 0 | 0 | 0 | 0 | 0 | 0 | 0 | 0 | 0 | 0
F4_Commercial_Restaurant_Existing_Miscellaneous_Natural Gas_Miscellaneous_E4 | F4 | Commercial | Restaurant | Existing | Miscellaneous | Natural Gas | Miscellaneous | E4 | RVT BC Ratio | 0 | 0 | 0 | 0 | 0 | 0 | 0 | 0 | 0 | 0 | 0 | 0 | 0 | 0 | 0 | 0 | 0 | 0 | 0 | 0 | 0 | 0 | 0 | 0 | 0 | 0 | 0
F4_Commercial_Restaurant_Existing_Miscellaneous_Natural Gas_Miscellaneous_E5 | F4 | Commercial | Restaurant | Existing | Miscellaneous | Natural Gas | Miscellaneous | E5 | RVT BC Ratio | 0 | 0 | 0 | 0 | 0 | 0 | 0 | 0 | 0 | 0 | 0 | 0 | 0 | 0 | 0 | 0 | 0 | 0 | 0 | 0 | 0 | 0 | 0 | 0 | 0 | 0 | 0
F4_Commercial_Restaurant_Existing_Miscellaneous_Natural Gas_Miscellaneous_E6 | F4 | Commercial | Restaurant | Existing | Miscellaneous | Natural Gas | Miscellaneous | E6 | RVT BC Ratio | 0 | 0 | 0 | 0 | 0 | 0 | 0 | 0 | 0 | 0 | 0 | 0 | 0 | 0 | 0 | 0 | 0 | 0 | 0 | 0 | 0 | 0 | 0 | 0 | 0 | 0 | 0
F4_Commercial_Restaurant_Existing_Miscellaneous_Natural Gas_Miscellaneous_E7 | F4 | Commercial | Restaurant | Existing | Miscellaneous | Natural Gas | Miscellaneous | E7 | RVT BC Ratio | 0 | 0 | 0 | 0 | 0 | 0 | 0 | 0 | 0 | 0 | 0 | 0 | 0 | 0 | 0 | 0 | 0 | 0 | 0 | 0 | 0 | 0 | 0 | 0 | 0 | 0 | 0
F4_Commercial_Restaurant_Existing_Miscellaneous_Natural Gas_Miscellaneous_E8 | F4 | Commercial | Restaurant | Existing | Miscellaneous | Natural Gas | Miscellaneous | E8 | RVT BC Ratio | 0 | 0 | 0 | 0 | 0 | 0 | 0 | 0 | 0 | 0 | 0 | 0 | 0 | 0 | 0 | 0 | 0 | 0 | 0 | 0 | 0 | 0 | 0 | 0 | 0 | 0 | 0
F4_Commercial_Restaurant_Existing_Miscellaneous_Natural Gas_Miscellaneous_E9 | F4 | Commercial | Restaurant | Existing | Miscellaneous | Natural Gas | Miscellaneous | E9 | RVT BC Ratio | 0 | 0 | 0 | 0 | 0 | 0 | 0 | 0 | 0 | 0 | 0 | 0 | 0 | 0 | 0 | 0 | 0 | 0 | 0 | 0 | 0 | 0 | 0 | 0 | 0 | 0 | 0
F4_Commercial_Restaurant_Existing_Miscellaneous_Natural Gas_Miscellaneous_E10 | F4 | Commercial | Restaurant | Existing | Miscellaneous | Natural Gas | Miscellaneous | E10 | RVT BC Ratio | 0 | 0 | 0 | 0 | 0 | 0 | 0 | 0 | 0 | 0 | 0 | 0 | 0 | 0 | 0 | 0 | 0 | 0 | 0 | 0 | 0 | 0 | 0 | 0 | 0 | 0 | 0
F5_Commercial_Restaurant_Existing_Miscellaneous_Natural Gas_Miscellaneous_E1 | F5 | Commercial | Restaurant | Existing | Miscellaneous | Natural Gas | Miscellaneous | E1 | RIM BC Ratio | bar: 2021 to 2047
F5_Commercial_Restaurant_Existing_Miscellaneous_Natural Gas_Miscellaneous_E2 | F5 | Commercial | Restaurant | Existing | Miscellaneous | Natural Gas | Miscellaneous | E2 | RIM BC Ratio | 0 | 0 | 0 | 0 | 0 | 0 | 0 | 0 | 0 | 0 | 0 | 0 | 0 | 0 | 0 | 0 | 0 | 0 | 0 | 0 | 0 | 0 | 0 | 0 | 0 | 0 | 0
F5_Commercial_Restaurant_Existing_Miscellaneous_Natural Gas_Miscellaneous_E3 | F5 | Commercial | Restaurant | Existing | Miscellaneous | Natural Gas | Miscellaneous | E3 | RIM BC Ratio | 0 | 0 | 0 | 0 | 0 | 0 | 0 | 0 | 0 | 0 | 0 | 0 | 0 | 0 | 0 | 0 | 0 | 0 | 0 | 0 | 0 | 0 | 0 | 0 | 0 | 0 | 0
F5_Commercial_Restaurant_Existing_Miscellaneous_Natural Gas_Miscellaneous_E4 | F5 | Commercial | Restaurant | Existing | Miscellaneous | Natural Gas | Miscellaneous | E4 | RIM BC Ratio | 0 | 0 | 0 | 0 | 0 | 0 | 0 | 0 | 0 | 0 | 0 | 0 | 0 | 0 | 0 | 0 | 0 | 0 | 0 | 0 | 0 | 0 | 0 | 0 | 0 | 0 | 0
F5_Commercial_Restaurant_Existing_Miscellaneous_Natural Gas_Miscellaneous_E5 | F5 | Commercial | Restaurant | Existing | Miscellaneous | Natural Gas | Miscellaneous | E5 | RIM BC Ratio | 0 | 0 | 0 | 0 | 0 | 0 | 0 | 0 | 0 | 0 | 0 | 0 | 0 | 0 | 0 | 0 | 0 | 0 | 0 | 0 | 0 | 0 | 0 | 0 | 0 | 0 | 0
F5_Commercial_Restaurant_Existing_Miscellaneous_Natural Gas_Miscellaneous_E6 | F5 | Commercial | Restaurant | Existing | Miscellaneous | Natural Gas | Miscellaneous | E6 | RIM BC Ratio | 0 | 0 | 0 | 0 | 0 | 0 | 0 | 0 | 0 | 0 | 0 | 0 | 0 | 0 | 0 | 0 | 0 | 0 | 0 | 0 | 0 | 0 | 0 | 0 | 0 | 0 | 0
F5_Commercial_Restaurant_Existing_Miscellaneous_Natural Gas_Miscellaneous_E7 | F5 | Commercial | Restaurant | Existing | Miscellaneous | Natural Gas | Miscellaneous | E7 | RIM BC Ratio | 0 | 0 | 0 | 0 | 0 | 0 | 0 | 0 | 0 | 0 | 0 | 0 | 0 | 0 | 0 | 0 | 0 | 0 | 0 | 0 | 0 | 0 | 0 | 0 | 0 | 0 | 0
F5_Commercial_Restaurant_Existing_Miscellaneous_Natural Gas_Miscellaneous_E8 | F5 | Commercial | Restaurant | Existing | Miscellaneous | Natural Gas | Miscellaneous | E8 | RIM BC Ratio | 0 | 0 | 0 | 0 | 0 | 0 | 0 | 0 | 0 | 0 | 0 | 0 | 0 | 0 | 0 | 0 | 0 | 0 | 0 | 0 | 0 | 0 | 0 | 0 | 0 | 0 | 0
F5_Commercial_Restaurant_Existing_Miscellaneous_Natural Gas_Miscellaneous_E9 | F5 | Commercial | Restaurant | Existing | Miscellaneous | Natural Gas | Miscellaneous | E9 | RIM BC Ratio | 0 | 0 | 0 | 0 | 0 | 0 | 0 | 0 | 0 | 0 | 0 | 0 | 0 | 0 | 0 | 0 | 0 | 0 | 0 | 0 | 0 | 0 | 0 | 0 | 0 | 0 | 0
F5_Commercial_Restaurant_Existing_Miscellaneous_Natural Gas_Miscellaneous_E10 | F5 | Commercial | Restaurant | Existing | Miscellaneous | Natural Gas | Miscellaneous | E10 | RIM BC Ratio | 0 | 0 | 0 | 0 | 0 | 0 | 0 | 0 | 0 | 0 | 0 | 0 | 0 | 0 | 0 | 0 | 0 | 0 | 0 | 0 | 0 | 0 | 0 | 0 | 0 | 0 | 0
F0_Commercial_Restaurant_New_Space Heating_Natural Gas_Furnace_E0 | F0 | Commercial | Restaurant | New | Space Heating | Natural Gas | Furnace | E0 | Economic Unit | AFUE 96% | AFUE 96% | AFUE 96% | AFUE 96% | AFUE 96% | AFUE 96% | AFUE 96% | AFUE 96% | AFUE 96% | AFUE 96% | AFUE 96% | AFUE 96% | AFUE 96% | AFUE 96% | AFUE 96% | AFUE 96% | AFUE 96% | AFUE 96% | AFUE 96% | AFUE 96% | AFUE 96% | AFUE 96% | AFUE 96% | AFUE 96% | AFUE 96% | AFUE 96% | AFUE 96%
F1_Commercial_Restaurant_New_Space Heating_Natural Gas_Furnace_E1 | F1 | Commercial | Restaurant | New | Space Heating | Natural Gas | Furnace | E1 | CCE | 0 | 0 | 0 | 0 | 0 | 0 | 0 | 0 | 0 | 0 | 0 | 0 | 0 | 0 | 0 | 0 | 0 | 0 | 0 | 0 | 0 | 0 | 0 | 0 | 0 | 0 | 0
F1_Commercial_Restaurant_New_Space Heating_Natural Gas_Furnace_E2 | F1 | Commercial | Restaurant | New | Space Heating | Natural Gas | Furnace | E2 | CCE | 0.0023349 | 0.0021704 | 0.0021788 | 0 | 0 | 0 | 0 | 0 | 0 | 0 | 0 | 0 | 0 | 0 | 0 | 0 | 0 | 0 | 0 | 0 | 0 | 0 | 0 | 0 | 0 | 0 | 0
F1_Commercial_Restaurant_New_Space Heating_Natural Gas_Furnace_E3 | F1 | Commercial | Restaurant | New | Space Heating | Natural Gas | Furnace | E3 | CCE | 0.0031132 | 0.0028938 | 0.0029051 | 0.0043576 | 0.0043576 | 0.0043576 | 0.0043576 | 0.0043576 | 0.0043576 | 0.0043576 | 0.0043576 | 0.0043576 | 0.0043576 | 0.0043576 | 0.0043576 | 0.0043576 | 0.0043576 | 0.0043576 | 0.0043576 | 0.0043576 | 0.0043576 | 0.0043576 | 0.0043576 | 0.0043576 | 0.0043576 | 0.0043576 | 0.0043576
F1_Commercial_Restaurant_New_Space Heating_Natural Gas_Furnace_E4 | F1 | Commercial | Restaurant | New | Space Heating | Natural Gas | Furnace | E4 | CCE | 0 | 0 | 0 | 0 | 0 | 0 | 0 | 0 | 0 | 0 | 0 | 0 | 0 | 0 | 0 | 0 | 0 | 0 | 0 | 0 | 0 | 0 | 0 | 0 | 0 | 0 | 0
F1_Commercial_Restaurant_New_Space Heating_Natural Gas_Furnace_E5 | F1 | Commercial | Restaurant | New | Space Heating | Natural Gas | Furnace | E5 | CCE | 0 | 0 | 0 | 0 | 0 | 0 | 0 | 0 | 0 | 0 | 0 | 0 | 0 | 0 | 0 | 0 | 0 | 0 | 0 | 0 | 0 | 0 | 0 | 0 | 0 | 0 | 0
F1_Commercial_Restaurant_New_Space Heating_Natural Gas_Furnace_E6 | F1 | Commercial | Restaurant | New | Space Heating | Natural Gas | Furnace | E6 | CCE | 0 | 0 | 0 | 0 | 0 | 0 | 0 | 0 | 0 | 0 | 0 | 0 | 0 | 0 | 0 | 0 | 0 | 0 | 0 | 0 | 0 | 0 | 0 | 0 | 0 | 0 | 0
F1_Commercial_Restaurant_New_Space Heating_Natural Gas_Furnace_E7 | F1 | Commercial | Restaurant | New | Space Heating | Natural Gas | Furnace | E7 | CCE | 0 | 0 | 0 | 0 | 0 | 0 | 0 | 0 | 0 | 0 | 0 | 0 | 0 | 0 | 0 | 0 | 0 | 0 | 0 | 0 | 0 | 0 | 0 | 0 | 0 | 0 | 0
F1_Commercial_Restaurant_New_Space Heating_Natural Gas_Furnace_E8 | F1 | Commercial | Restaurant | New | Space Heating | Natural Gas | Furnace | E8 | CCE | 0 | 0 | 0 | 0 | 0 | 0 | 0 | 0 | 0 | 0 | 0 | 0 | 0 | 0 | 0 | 0 | 0 | 0 | 0 | 0 | 0 | 0 | 0 | 0 | 0 | 0 | 0
F1_Commercial_Restaurant_New_Space Heating_Natural Gas_Furnace_E9 | F1 | Commercial | Restaurant | New | Space Heating | Natural Gas | Furnace | E9 | CCE | 0 | 0 | 0 | 0 | 0 | 0 | 0 | 0 | 0 | 0 | 0 | 0 | 0 | 0 | 0 | 0 | 0 | 0 | 0 | 0 | 0 | 0 | 0 | 0 | 0 | 0 | 0
F1_Commercial_Restaurant_New_Space Heating_Natural Gas_Furnace_E10 | F1 | Commercial | Restaurant | New | Space Heating | Natural Gas | Furnace | E10 | CCE | 0 | 0 | 0 | 0 | 0 | 0 | 0 | 0 | 0 | 0 | 0 | 0 | 0 | 0 | 0 | 0 | 0 | 0 | 0 | 0 | 0 | 0 | 0 | 0 | 0 | 0 | 0
F2_Commercial_Restaurant_New_Space Heating_Natural Gas_Furnace_E1 | F2 | Commercial | Restaurant | New | Space Heating | Natural Gas | Furnace | E1 | TRC BC Ratio | 1 | 1 | 1 | 0 | 0 | 0 | 0 | 0 | 0 | 0 | 0 | 0 | 0 | 0 | 0 | 0 | 0 | 0 | 0 | 0 | 0 | 0 | 0 | 0 | 0 | 0 | 0
F2_Commercial_Restaurant_New_Space Heating_Natural Gas_Furnace_E2 | F2 | Commercial | Restaurant | New | Space Heating | Natural Gas | Furnace | E2 | TRC BC Ratio | 6.6516 | 6.6125 | 6.5202 | 1 | 1 | 1 | 1 | 1 | 1 | 1 | 1 | 1 | 1 | 1 | 1 | 1 | 1 | 1 | 1 | 1 | 1 | 1 | 1 | 1 | 1 | 1 | 1
F2_Commercial_Restaurant_New_Space Heating_Natural Gas_Furnace_E3 | F2 | Commercial | Restaurant | New | Space Heating | Natural Gas | Furnace | E3 | TRC BC Ratio | 4.9887 | 4.9593 | 4.8902 | 3.2103 | 3.1965 | 3.1945 | 3.2008 | 3.2094 | 3.216 | 3.2193 | 3.219 | 3.2148 | 3.2055 | 3.1886 | 3.1643 | 3.1338 | 3.0946 | 3.0483 | 2.9931 | 2.9272 | 2.8488 | 2.7597 | 2.6861 | 2.6399 | 2.6225 | 2.6354 | 2.6483
F2_Commercial_Restaurant_New_Space Heating_Natural Gas_Furnace_E4 | F2 | Commercial | Restaurant | New | Space Heating | Natural Gas | Furnace | E4 | TRC BC Ratio | 0 | 0 | 0 | 0 | 0 | 0 | 0 | 0 | 0 | 0 | 0 | 0 | 0 | 0 | 0 | 0 | 0 | 0 | 0 | 0 | 0 | 0 | 0 | 0 | 0 | 0 | 0
F2_Commercial_Restaurant_New_Space Heating_Natural Gas_Furnace_E5 | F2 | Commercial | Restaurant | New | Space Heating | Natural Gas | Furnace | E5 | TRC BC Ratio | 0 | 0 | 0 | 0 | 0 | 0 | 0 | 0 | 0 | 0 | 0 | 0 | 0 | 0 | 0 | 0 | 0 | 0 | 0 | 0 | 0 | 0 | 0 | 0 | 0 | 0 | 0
F2_Commercial_Restaurant_New_Space Heating_Natural Gas_Furnace_E6 | F2 | Commercial | Restaurant | New | Space Heating | Natural Gas | Furnace | E6 | TRC BC Ratio | 0 | 0 | 0 | 0 | 0 | 0 | 0 | 0 | 0 | 0 | 0 | 0 | 0 | 0 | 0 | 0 | 0 | 0 | 0 | 0 | 0 | 0 | 0 | 0 | 0 | 0 | 0
F2_Commercial_Restaurant_New_Space Heating_Natural Gas_Furnace_E7 | F2 | Commercial | Restaurant | New | Space Heating | Natural Gas | Furnace | E7 | TRC BC Ratio | 0 | 0 | 0 | 0 | 0 | 0 | 0 | 0 | 0 | 0 | 0 | 0 | 0 | 0 | 0 | 0 | 0 | 0 | 0 | 0 | 0 | 0 | 0 | 0 | 0 | 0 | 0
F2_Commercial_Restaurant_New_Space Heating_Natural Gas_Furnace_E8 | F2 | Commercial | Restaurant | New | Space Heating | Natural Gas | Furnace | E8 | TRC BC Ratio | 0 | 0 | 0 | 0 | 0 | 0 | 0 | 0 | 0 | 0 | 0 | 0 | 0 | 0 | 0 | 0 | 0 | 0 | 0 | 0 | 0 | 0 | 0 | 0 | 0 | 0 | 0
F2_Commercial_Restaurant_New_Space Heating_Natural Gas_Furnace_E9 | F2 | Commercial | Restaurant | New | Space Heating | Natural Gas | Furnace | E9 | TRC BC Ratio | 0 | 0 | 0 | 0 | 0 | 0 | 0 | 0 | 0 | 0 | 0 | 0 | 0 | 0 | 0 | 0 | 0 | 0 | 0 | 0 | 0 | 0 | 0 | 0 | 0 | 0 | 0
F2_Commercial_Restaurant_New_Space Heating_Natural Gas_Furnace_E10 | F2 | Commercial | Restaurant | New | Space Heating | Natural Gas | Furnace | E10 | TRC BC Ratio | 0 | 0 | 0 | 0 | 0 | 0 | 0 | 0 | 0 | 0 | 0 | 0 | 0 | 0 | 0 | 0 | 0 | 0 | 0 | 0 | 0 | 0 | 0 | 0 | 0 | 0 | 0
F3_Commercial_Restaurant_New_Space Heating_Natural Gas_Furnace_E1 | F3 | Commercial | Restaurant | New | Space Heating | Natural Gas | Furnace | E1 | PACT BC Ratio | 1 | 1 | 1 | 0 | 0 | 0 | 0 | 0 | 0 | 0 | 0 | 0 | 0 | 0 | 0 | 0 | 0 | 0 | 0 | 0 | 0 | 0 | 0 | 0 | 0 | 0 | 0
F3_Commercial_Restaurant_New_Space Heating_Natural Gas_Furnace_E2 | F3 | Commercial | Restaurant | New | Space Heating | Natural Gas | Furnace | E2 | PACT BC Ratio | 8.7521 | 8.7006 | 8.5793 | 1 | 1 | 1 | 1 | 1 | 1 | 1 | 1 | 1 | 1 | 1 | 1 | 1 | 1 | 1 | 1 | 1 | 1 | 1 | 1 | 1 | 1 | 1 | 1
F3_Commercial_Restaurant_New_Space Heating_Natural Gas_Furnace_E3 | F3 | Commercial | Restaurant | New | Space Heating | Natural Gas | Furnace | E3 | PACT BC Ratio | 6.564 | 6.5255 | 6.4345 | 4.2241 | 4.206 | 4.2033 | 4.2116 | 4.2229 | 4.2316 | 4.2359 | 4.2355 | 4.2299 | 4.2177 | 4.1955 | 4.1635 | 4.1235 | 4.0718 | 4.0109 | 3.9382 | 3.8516 | 3.7484 | 3.6312 | 3.5344 | 3.4736 | 3.4507 | 3.4676 | 3.4846
F3_Commercial_Restaurant_New_Space Heating_Natural Gas_Furnace_E4 | F3 | Commercial | Restaurant | New | Space Heating | Natural Gas | Furnace | E4 | PACT BC Ratio | 0 | 0 | 0 | 0 | 0 | 0 | 0 | 0 | 0 | 0 | 0 | 0 | 0 | 0 | 0 | 0 | 0 | 0 | 0 | 0 | 0 | 0 | 0 | 0 | 0 | 0 | 0
F3_Commercial_Restaurant_New_Space Heating_Natural Gas_Furnace_E5 | F3 | Commercial | Restaurant | New | Space Heating | Natural Gas | Furnace | E5 | PACT BC Ratio | 0 | 0 | 0 | 0 | 0 | 0 | 0 | 0 | 0 | 0 | 0 | 0 | 0 | 0 | 0 | 0 | 0 | 0 | 0 | 0 | 0 | 0 | 0 | 0 | 0 | 0 | 0
F3_Commercial_Restaurant_New_Space Heating_Natural Gas_Furnace_E6 | F3 | Commercial | Restaurant | New | Space Heating | Natural Gas | Furnace | E6 | PACT BC Ratio | 0 | 0 | 0 | 0 | 0 | 0 | 0 | 0 | 0 | 0 | 0 | 0 | 0 | 0 | 0 | 0 | 0 | 0 | 0 | 0 | 0 | 0 | 0 | 0 | 0 | 0 | 0
F3_Commercial_Restaurant_New_Space Heating_Natural Gas_Furnace_E7 | F3 | Commercial | Restaurant | New | Space Heating | Natural Gas | Furnace | E7 | PACT BC Ratio | 0 | 0 | 0 | 0 | 0 | 0 | 0 | 0 | 0 | 0 | 0 | 0 | 0 | 0 | 0 | 0 | 0 | 0 | 0 | 0 | 0 | 0 | 0 | 0 | 0 | 0 | 0
F3_Commercial_Restaurant_New_Space Heating_Natural Gas_Furnace_E8 | F3 | Commercial | Restaurant | New | Space Heating | Natural Gas | Furnace | E8 | PACT BC Ratio | 0 | 0 | 0 | 0 | 0 | 0 | 0 | 0 | 0 | 0 | 0 | 0 | 0 | 0 | 0 | 0 | 0 | 0 | 0 | 0 | 0 | 0 | 0 | 0 | 0 | 0 | 0
F3_Commercial_Restaurant_New_Space Heating_Natural Gas_Furnace_E9 | F3 | Commercial | Restaurant | New | Space Heating | Natural Gas | Furnace | E9 | PACT BC Ratio | 0 | 0 | 0 | 0 | 0 | 0 | 0 | 0 | 0 | 0 | 0 | 0 | 0 | 0 | 0 | 0 | 0 | 0 | 0 | 0 | 0 | 0 | 0 | 0 | 0 | 0 | 0
F3_Commercial_Restaurant_New_Space Heating_Natural Gas_Furnace_E10 | F3 | Commercial | Restaurant | New | Space Heating | Natural Gas | Furnace | E10 | PACT BC Ratio | 0 | 0 | 0 | 0 | 0 | 0 | 0 | 0 | 0 | 0 | 0 | 0 | 0 | 0 | 0 | 0 | 0 | 0 | 0 | 0 | 0 | 0 | 0 | 0 | 0 | 0 | 0
F4_Commercial_Restaurant_New_Space Heating_Natural Gas_Furnace_E1 | F4 | Commercial | Restaurant | New | Space Heating | Natural Gas | Furnace | E1 | RVT BC Ratio | 1 | 1 | 1 | 0 | 0 | 0 | 0 | 0 | 0 | 0 | 0 | 0 | 0 | 0 | 0 | 0 | 0 | 0 | 0 | 0 | 0 | 0 | 0 | 0 | 0 | 0 | 0
F4_Commercial_Restaurant_New_Space Heating_Natural Gas_Furnace_E2 | F4 | Commercial | Restaurant | New | Space Heating | Natural Gas | Furnace | E2 | RVT BC Ratio | 0.7 | 0.7 | 0.7 | 1 | 1 | 1 | 1 | 1 | 1 | 1 | 1 | 1 | 1 | 1 | 1 | 1 | 1 | 1 | 1 | 1 | 1 | 1 | 1 | 1 | 1 | 1 | 1
F4_Commercial_Restaurant_New_Space Heating_Natural Gas_Furnace_E3 | F4 | Commercial | Restaurant | New | Space Heating | Natural Gas | Furnace | E3 | RVT BC Ratio | 0.7 | 0.7 | 0.7 | 0.7 | 0.7 | 0.7 | 0.7 | 0.7 | 0.7 | 0.7 | 0.7 | 0.7 | 0.7 | 0.7 | 0.7 | 0.7 | 0.7 | 0.7 | 0.7 | 0.7 | 0.7 | 0.7 | 0.7 | 0.7 | 0.7 | 0.7 | 0.7
F4_Commercial_Restaurant_New_Space Heating_Natural Gas_Furnace_E4 | F4 | Commercial | Restaurant | New | Space Heating | Natural Gas | Furnace | E4 | RVT BC Ratio | 0 | 0 | 0 | 0 | 0 | 0 | 0 | 0 | 0 | 0 | 0 | 0 | 0 | 0 | 0 | 0 | 0 | 0 | 0 | 0 | 0 | 0 | 0 | 0 | 0 | 0 | 0
F4_Commercial_Restaurant_New_Space Heating_Natural Gas_Furnace_E5 | F4 | Commercial | Restaurant | New | Space Heating | Natural Gas | Furnace | E5 | RVT BC Ratio | 0 | 0 | 0 | 0 | 0 | 0 | 0 | 0 | 0 | 0 | 0 | 0 | 0 | 0 | 0 | 0 | 0 | 0 | 0 | 0 | 0 | 0 | 0 | 0 | 0 | 0 | 0
F4_Commercial_Restaurant_New_Space Heating_Natural Gas_Furnace_E6 | F4 | Commercial | Restaurant | New | Space Heating | Natural Gas | Furnace | E6 | RVT BC Ratio | 0 | 0 | 0 | 0 | 0 | 0 | 0 | 0 | 0 | 0 | 0 | 0 | 0 | 0 | 0 | 0 | 0 | 0 | 0 | 0 | 0 | 0 | 0 | 0 | 0 | 0 | 0
F4_Commercial_Restaurant_New_Space Heating_Natural Gas_Furnace_E7 | F4 | Commercial | Restaurant | New | Space Heating | Natural Gas | Furnace | E7 | RVT BC Ratio | 0 | 0 | 0 | 0 | 0 | 0 | 0 | 0 | 0 | 0 | 0 | 0 | 0 | 0 | 0 | 0 | 0 | 0 | 0 | 0 | 0 | 0 | 0 | 0 | 0 | 0 | 0
F4_Commercial_Restaurant_New_Space Heating_Natural Gas_Furnace_E8 | F4 | Commercial | Restaurant | New | Space Heating | Natural Gas | Furnace | E8 | RVT BC Ratio | 0 | 0 | 0 | 0 | 0 | 0 | 0 | 0 | 0 | 0 | 0 | 0 | 0 | 0 | 0 | 0 | 0 | 0 | 0 | 0 | 0 | 0 | 0 | 0 | 0 | 0 | 0
F4_Commercial_Restaurant_New_Space Heating_Natural Gas_Furnace_E9 | F4 | Commercial | Restaurant | New | Space Heating | Natural Gas | Furnace | E9 | RVT BC Ratio | 0 | 0 | 0 | 0 | 0 | 0 | 0 | 0 | 0 | 0 | 0 | 0 | 0 | 0 | 0 | 0 | 0 | 0 | 0 | 0 | 0 | 0 | 0 | 0 | 0 | 0 | 0
F4_Commercial_Restaurant_New_Space Heating_Natural Gas_Furnace_E10 | F4 | Commercial | Restaurant | New | Space Heating | Natural Gas | Furnace | E10 | RVT BC Ratio | 0 | 0 | 0 | 0 | 0 | 0 | 0 | 0 | 0 | 0 | 0 | 0 | 0 | 0 | 0 | 0 | 0 | 0 | 0 | 0 | 0 | 0 | 0 | 0 | 0 | 0 | 0
F5_Commercial_Restaurant_New_Space Heating_Natural Gas_Furnace_E1 | F5 | Commercial | Restaurant | New | Space Heating | Natural Gas | Furnace | E1 | RIM BC Ratio | 1 | 1 | 1 | 0 | 0 | 0 | 0 | 0 | 0 | 0 | 0 | 0 | 0 | 0 | 0 | 0 | 0 | 0 | 0 | 0 | 0 | 0 | 0 | 0 | 0 | 0 | 0
F5_Commercial_Restaurant_New_Space Heating_Natural Gas_Furnace_E2 | F5 | Commercial | Restaurant | New | Space Heating | Natural Gas | Furnace | E2 | RIM BC Ratio | 8.7521 | 8.7006 | 8.5793 | 1 | 1 | 1 | 1 | 1 | 1 | 1 | 1 | 1 | 1 | 1 | 1 | 1 | 1 | 1 | 1 | 1 | 1 | 1 | 1 | 1 | 1 | 1 | 1
F5_Commercial_Restaurant_New_Space Heating_Natural Gas_Furnace_E3 | F5 | Commercial | Restaurant | New | Space Heating | Natural Gas | Furnace | E3 | RIM BC Ratio | 6.564 | 6.5255 | 6.4345 | 4.2241 | 4.206 | 4.2033 | 4.2116 | 4.2229 | 4.2316 | 4.2359 | 4.2355 | 4.2299 | 4.2177 | 4.1955 | 4.1635 | 4.1235 | 4.0718 | 4.0109 | 3.9382 | 3.8516 | 3.7484 | 3.6312 | 3.5344 | 3.4736 | 3.4507 | 3.4676 | 3.4846
F5_Commercial_Restaurant_New_Space Heating_Natural Gas_Furnace_E4 | F5 | Commercial | Restaurant | New | Space Heating | Natural Gas | Furnace | E4 | RIM BC Ratio | 0 | 0 | 0 | 0 | 0 | 0 | 0 | 0 | 0 | 0 | 0 | 0 | 0 | 0 | 0 | 0 | 0 | 0 | 0 | 0 | 0 | 0 | 0 | 0 | 0 | 0 | 0
F5_Commercial_Restaurant_New_Space Heating_Natural Gas_Furnace_E5 | F5 | Commercial | Restaurant | New | Space Heating | Natural Gas | Furnace | E5 | RIM BC Ratio | 0 | 0 | 0 | 0 | 0 | 0 | 0 | 0 | 0 | 0 | 0 | 0 | 0 | 0 | 0 | 0 | 0 | 0 | 0 | 0 | 0 | 0 | 0 | 0 | 0 | 0 | 0
F5_Commercial_Restaurant_New_Space Heating_Natural Gas_Furnace_E6 | F5 | Commercial | Restaurant | New | Space Heating | Natural Gas | Furnace | E6 | RIM BC Ratio | 0 | 0 | 0 | 0 | 0 | 0 | 0 | 0 | 0 | 0 | 0 | 0 | 0 | 0 | 0 | 0 | 0 | 0 | 0 | 0 | 0 | 0 | 0 | 0 | 0 | 0 | 0
F5_Commercial_Restaurant_New_Space Heating_Natural Gas_Furnace_E7 | F5 | Commercial | Restaurant | New | Space Heating | Natural Gas | Furnace | E7 | RIM BC Ratio | 0 | 0 | 0 | 0 | 0 | 0 | 0 | 0 | 0 | 0 | 0 | 0 | 0 | 0 | 0 | 0 | 0 | 0 | 0 | 0 | 0 | 0 | 0 | 0 | 0 | 0 | 0
F5_Commercial_Restaurant_New_Space Heating_Natural Gas_Furnace_E8 | F5 | Commercial | Restaurant | New | Space Heating | Natural Gas | Furnace | E8 | RIM BC Ratio | 0 | 0 | 0 | 0 | 0 | 0 | 0 | 0 | 0 | 0 | 0 | 0 | 0 | 0 | 0 | 0 | 0 | 0 | 0 | 0 | 0 | 0 | 0 | 0 | 0 | 0 | 0
F5_Commercial_Restaurant_New_Space Heating_Natural Gas_Furnace_E9 | F5 | Commercial | Restaurant | New | Space Heating | Natural Gas | Furnace | E9 | RIM BC Ratio | 0 | 0 | 0 | 0 | 0 | 0 | 0 | 0 | 0 | 0 | 0 | 0 | 0 | 0 | 0 | 0 | 0 | 0 | 0 | 0 | 0 | 0 | 0 | 0 | 0 | 0 | 0
F5_Commercial_Restaurant_New_Space Heating_Natural Gas_Furnace_E10 | F5 | Commercial | Restaurant | New | Space Heating | Natural Gas | Furnace | E10 | RIM BC Ratio | 0 | 0 | 0 | 0 | 0 | 0 | 0 | 0 | 0 | 0 | 0 | 0 | 0 | 0 | 0 | 0 | 0 | 0 | 0 | 0 | 0 | 0 | 0 | 0 | 0 | 0 | 0
F0_Commercial_Restaurant_New_Space Heating_Natural Gas_Boiler_E0 | F0 | Commercial | Restaurant | New | Space Heating | Natural Gas | Boiler | E0 | Economic Unit | AFUE 97% | AFUE 97% | AFUE 97% | AFUE 97% | AFUE 97% | AFUE 97% | AFUE 97% | AFUE 97% | AFUE 97% | AFUE 97% | AFUE 97% | AFUE 97% | AFUE 97% | AFUE 97% | AFUE 97% | AFUE 97% | AFUE 97% | AFUE 97% | AFUE 97% | AFUE 97% | AFUE 97% | AFUE 97% | AFUE 97% | AFUE 97% | AFUE 97% | AFUE 97% | AFUE 97%
F1_Commercial_Restaurant_New_Space Heating_Natural Gas_Boiler_E1 | F1 | Commercial | Restaurant | New | Space Heating | Natural Gas | Boiler | E1 | CCE | 0 | 0 | 0 | 0 | 0 | 0 | 0 | 0 | 0 | 0 | 0 | 0 | 0 | 0 | 0 | 0 | 0 | 0 | 0 | 0 | 0 | 0 | 0 | 0 | 0 | 0 | 0
F1_Commercial_Restaurant_New_Space Heating_Natural Gas_Boiler_E2 | F1 | Commercial | Restaurant | New | Space Heating | Natural Gas | Boiler | E2 | CCE | 0.0048671 | 0.0045241 | 0.0045417 | 0.0045417 | 0.0045417 | 0.0045417 | 0.0045417 | 0.0045417 | 0.0045417 | 0.0045417 | 0.0045417 | 0.0045417 | 0.0045417 | 0.0045417 | 0.0045417 | 0.0045417 | 0.0045417 | 0.0045417 | 0.0045417 | 0.0045417 | 0.0045417 | 0.0045417 | 0.0045417 | 0.0045417 | 0.0045417 | 0.0045417 | 0.0045417
F1_Commercial_Restaurant_New_Space Heating_Natural Gas_Boiler_E3 | F1 | Commercial | Restaurant | New | Space Heating | Natural Gas | Boiler | E3 | CCE | 0.0049144 | 0.0045681 | 0.0045859 | 0.0045859 | 0.0045859 | 0.0045859 | 0.0045859 | 0.0045859 | 0.0045859 | 0.0045859 | 0.0045859 | 0.0045859 | 0.0045859 | 0.0045859 | 0.0045859 | 0.0045859 | 0.0045859 | 0.0045859 | 0.0045859 | 0.0045859 | 0.0045859 | 0.0045859 | 0.0045859 | 0.0045859 | 0.0045859 | 0.0045859 | 0.0045859
F1_Commercial_Restaurant_New_Space Heating_Natural Gas_Boiler_E4 | F1 | Commercial | Restaurant | New | Space Heating | Natural Gas | Boiler | E4 | CCE | 0.020737 | 0.019276 | 0.019351 | 0.019351 | 0.019351 | 0.019351 | 0.019351 | 0.019351 | 0.019351 | 0.019351 | 0.019351 | 0.019351 | 0.019351 | 0.019351 | 0.019351 | 0.019351 | 0.019351 | 0.019351 | 0.019351 | 0.019351 | 0.019351 | 0.019351 | 0.019351 | 0.019351 | 0.019351 | 0.019351 | 0.019351
F1_Commercial_Restaurant_New_Space Heating_Natural Gas_Boiler_E5 | F1 | Commercial | Restaurant | New | Space Heating | Natural Gas | Boiler | E5 | CCE | 0 | 0 | 0 | 0 | 0 | 0 | 0 | 0 | 0 | 0 | 0 | 0 | 0 | 0 | 0 | 0 | 0 | 0 | 0 | 0 | 0 | 0 | 0 | 0 | 0 | 0 | 0
F1_Commercial_Restaurant_New_Space Heating_Natural Gas_Boiler_E6 | F1 | Commercial | Restaurant | New | Space Heating | Natural Gas | Boiler | E6 | CCE | 0 | 0 | 0 | 0 | 0 | 0 | 0 | 0 | 0 | 0 | 0 | 0 | 0 | 0 | 0 | 0 | 0 | 0 | 0 | 0 | 0 | 0 | 0 | 0 | 0 | 0 | 0
F1_Commercial_Restaurant_New_Space Heating_Natural Gas_Boiler_E7 | F1 | Commercial | Restaurant | New | Space Heating | Natural Gas | Boiler | E7 | CCE | 0 | 0 | 0 | 0 | 0 | 0 | 0 | 0 | 0 | 0 | 0 | 0 | 0 | 0 | 0 | 0 | 0 | 0 | 0 | 0 | 0 | 0 | 0 | 0 | 0 | 0 | 0
F1_Commercial_Restaurant_New_Space Heating_Natural Gas_Boiler_E8 | F1 | Commercial | Restaurant | New | Space Heating | Natural Gas | Boiler | E8 | CCE | 0 | 0 | 0 | 0 | 0 | 0 | 0 | 0 | 0 | 0 | 0 | 0 | 0 | 0 | 0 | 0 | 0 | 0 | 0 | 0 | 0 | 0 | 0 | 0 | 0 | 0 | 0
F1_Commercial_Restaurant_New_Space Heating_Natural Gas_Boiler_E9 | F1 | Commercial | Restaurant | New | Space Heating | Natural Gas | Boiler | E9 | CCE | 0 | 0 | 0 | 0 | 0 | 0 | 0 | 0 | 0 | 0 | 0 | 0 | 0 | 0 | 0 | 0 | 0 | 0 | 0 | 0 | 0 | 0 | 0 | 0 | 0 | 0 | 0
F1_Commercial_Restaurant_New_Space Heating_Natural Gas_Boiler_E10 | F1 | Commercial | Restaurant | New | Space Heating | Natural Gas | Boiler | E10 | CCE | 0 | 0 | 0 | 0 | 0 | 0 | 0 | 0 | 0 | 0 | 0 | 0 | 0 | 0 | 0 | 0 | 0 | 0 | 0 | 0 | 0 | 0 | 0 | 0 | 0 | 0 | 0
F2_Commercial_Restaurant_New_Space Heating_Natural Gas_Boiler_E1 | F2 | Commercial | Restaurant | New | Space Heating | Natural Gas | Boiler | E1 | TRC BC Ratio | bar: 2021 to 2047
F2_Commercial_Restaurant_New_Space Heating_Natural Gas_Boiler_E2 | F2 | Commercial | Restaurant | New | Space Heating | Natural Gas | Boiler | E2 | TRC BC Ratio | 3.1996 | 3.1777 | 3.1302 | 3.0787 | 3.0611 | 3.0558 | 3.0601 | 3.0678 | 3.0744 | 3.0779 | 3.0781 | 3.0746 | 3.0664 | 3.0512 | 3.0291 | 3.0013 | 2.9654 | 2.9229 | 2.8721 | 2.8115 | 2.7392 | 2.6571 | 2.5893 | 2.5469 | 2.5312 | 2.5436 | 2.5561
F2_Commercial_Restaurant_New_Space Heating_Natural Gas_Boiler_E3 | F2 | Commercial | Restaurant | New | Space Heating | Natural Gas | Boiler | E3 | TRC BC Ratio | 3.1688 | 3.1471 | 3.1 | 3.0491 | 3.0316 | 3.0264 | 3.0306 | 3.0383 | 3.0448 | 3.0482 | 3.0484 | 3.045 | 3.0369 | 3.0218 | 2.9999 | 2.9724 | 2.9368 | 2.8947 | 2.8445 | 2.7844 | 2.7129 | 2.6315 | 2.5643 | 2.5224 | 2.5068 | 2.5191 | 2.5315
F2_Commercial_Restaurant_New_Space Heating_Natural Gas_Boiler_E4 | F2 | Commercial | Restaurant | New | Space Heating | Natural Gas | Boiler | E4 | TRC BC Ratio | 0.76361 | 0.75699 | 0.74487 | 0.7308 | 0.72088 | 0.71258 | 0.70587 | 0.70005 | 0.6946 | 0.68944 | 0.68479 | 0.68089 | 0.67789 | 0.67527 | 0.67264 | 0.6697 | 0.66557 | 0.66049 | 0.65421 | 0.64649 | 0.63707 | 0.62622 | 0.61747 | 0.61244 | 0.61132 | 0.61432 | 0.61733
F2_Commercial_Restaurant_New_Space Heating_Natural Gas_Boiler_E5 | F2 | Commercial | Restaurant | New | Space Heating | Natural Gas | Boiler | E5 | TRC BC Ratio | 0 | 0 | 0 | 0 | 0 | 0 | 0 | 0 | 0 | 0 | 0 | 0 | 0 | 0 | 0 | 0 | 0 | 0 | 0 | 0 | 0 | 0 | 0 | 0 | 0 | 0 | 0
F2_Commercial_Restaurant_New_Space Heating_Natural Gas_Boiler_E6 | F2 | Commercial | Restaurant | New | Space Heating | Natural Gas | Boiler | E6 | TRC BC Ratio | 0 | 0 | 0 | 0 | 0 | 0 | 0 | 0 | 0 | 0 | 0 | 0 | 0 | 0 | 0 | 0 | 0 | 0 | 0 | 0 | 0 | 0 | 0 | 0 | 0 | 0 | 0
F2_Commercial_Restaurant_New_Space Heating_Natural Gas_Boiler_E7 | F2 | Commercial | Restaurant | New | Space Heating | Natural Gas | Boiler | E7 | TRC BC Ratio | 0 | 0 | 0 | 0 | 0 | 0 | 0 | 0 | 0 | 0 | 0 | 0 | 0 | 0 | 0 | 0 | 0 | 0 | 0 | 0 | 0 | 0 | 0 | 0 | 0 | 0 | 0
F2_Commercial_Restaurant_New_Space Heating_Natural Gas_Boiler_E8 | F2 | Commercial | Restaurant | New | Space Heating | Natural Gas | Boiler | E8 | TRC BC Ratio | 0 | 0 | 0 | 0 | 0 | 0 | 0 | 0 | 0 | 0 | 0 | 0 | 0 | 0 | 0 | 0 | 0 | 0 | 0 | 0 | 0 | 0 | 0 | 0 | 0 | 0 | 0
F2_Commercial_Restaurant_New_Space Heating_Natural Gas_Boiler_E9 | F2 | Commercial | Restaurant | New | Space Heating | Natural Gas | Boiler | E9 | TRC BC Ratio | 0 | 0 | 0 | 0 | 0 | 0 | 0 | 0 | 0 | 0 | 0 | 0 | 0 | 0 | 0 | 0 | 0 | 0 | 0 | 0 | 0 | 0 | 0 | 0 | 0 | 0 | 0
F2_Commercial_Restaurant_New_Space Heating_Natural Gas_Boiler_E10 | F2 | Commercial | Restaurant | New | Space Heating | Natural Gas | Boiler | E10 | TRC BC Ratio | 0 | 0 | 0 | 0 | 0 | 0 | 0 | 0 | 0 | 0 | 0 | 0 | 0 | 0 | 0 | 0 | 0 | 0 | 0 | 0 | 0 | 0 | 0 | 0 | 0 | 0 | 0
F3_Commercial_Restaurant_New_Space Heating_Natural Gas_Boiler_E1 | F3 | Commercial | Restaurant | New | Space Heating | Natural Gas | Boiler | E1 | PACT BC Ratio | bar: 2021 to 2047
F3_Commercial_Restaurant_New_Space Heating_Natural Gas_Boiler_E2 | F3 | Commercial | Restaurant | New | Space Heating | Natural Gas | Boiler | E2 | PACT BC Ratio | 4.21 | 4.1812 | 4.1187 | 4.0509 | 4.0278 | 4.0208 | 4.0265 | 4.0366 | 4.0453 | 4.0499 | 4.0501 | 4.0455 | 4.0347 | 4.0148 | 3.9857 | 3.9491 | 3.9018 | 3.8459 | 3.7791 | 3.6993 | 3.6043 | 3.4961 | 3.4069 | 3.3512 | 3.3306 | 3.3469 | 3.3633
F3_Commercial_Restaurant_New_Space Heating_Natural Gas_Boiler_E3 | F3 | Commercial | Restaurant | New | Space Heating | Natural Gas | Boiler | E3 | PACT BC Ratio | 4.1695 | 4.141 | 4.079 | 4.0119 | 3.989 | 3.9821 | 3.9877 | 3.9977 | 4.0063 | 4.0109 | 4.0111 | 4.0065 | 3.9959 | 3.9761 | 3.9473 | 3.9111 | 3.8643 | 3.8088 | 3.7427 | 3.6637 | 3.5695 | 3.4625 | 3.3741 | 3.3189 | 3.2985 | 3.3147 | 3.3309
F3_Commercial_Restaurant_New_Space Heating_Natural Gas_Boiler_E4 | F3 | Commercial | Restaurant | New | Space Heating | Natural Gas | Boiler | E4 | PACT BC Ratio | 1.0048 | 0.99604 | 0.98009 | 0.96158 | 0.94853 | 0.9376 | 0.92878 | 0.92112 | 0.91395 | 0.90716 | 0.90104 | 0.89591 | 0.89197 | 0.88852 | 0.88505 | 0.88119 | 0.87576 | 0.86907 | 0.86081 | 0.85065 | 0.83826 | 0.82397 | 0.81245 | 0.80584 | 0.80437 | 0.80831 | 0.81227
F3_Commercial_Restaurant_New_Space Heating_Natural Gas_Boiler_E5 | F3 | Commercial | Restaurant | New | Space Heating | Natural Gas | Boiler | E5 | PACT BC Ratio | 0 | 0 | 0 | 0 | 0 | 0 | 0 | 0 | 0 | 0 | 0 | 0 | 0 | 0 | 0 | 0 | 0 | 0 | 0 | 0 | 0 | 0 | 0 | 0 | 0 | 0 | 0
F3_Commercial_Restaurant_New_Space Heating_Natural Gas_Boiler_E6 | F3 | Commercial | Restaurant | New | Space Heating | Natural Gas | Boiler | E6 | PACT BC Ratio | 0 | 0 | 0 | 0 | 0 | 0 | 0 | 0 | 0 | 0 | 0 | 0 | 0 | 0 | 0 | 0 | 0 | 0 | 0 | 0 | 0 | 0 | 0 | 0 | 0 | 0 | 0
F3_Commercial_Restaurant_New_Space Heating_Natural Gas_Boiler_E7 | F3 | Commercial | Restaurant | New | Space Heating | Natural Gas | Boiler | E7 | PACT BC Ratio | 0 | 0 | 0 | 0 | 0 | 0 | 0 | 0 | 0 | 0 | 0 | 0 | 0 | 0 | 0 | 0 | 0 | 0 | 0 | 0 | 0 | 0 | 0 | 0 | 0 | 0 | 0
F3_Commercial_Restaurant_New_Space Heating_Natural Gas_Boiler_E8 | F3 | Commercial | Restaurant | New | Space Heating | Natural Gas | Boiler | E8 | PACT BC Ratio | 0 | 0 | 0 | 0 | 0 | 0 | 0 | 0 | 0 | 0 | 0 | 0 | 0 | 0 | 0 | 0 | 0 | 0 | 0 | 0 | 0 | 0 | 0 | 0 | 0 | 0 | 0
F3_Commercial_Restaurant_New_Space Heating_Natural Gas_Boiler_E9 | F3 | Commercial | Restaurant | New | Space Heating | Natural Gas | Boiler | E9 | PACT BC Ratio | 0 | 0 | 0 | 0 | 0 | 0 | 0 | 0 | 0 | 0 | 0 | 0 | 0 | 0 | 0 | 0 | 0 | 0 | 0 | 0 | 0 | 0 | 0 | 0 | 0 | 0 | 0
F3_Commercial_Restaurant_New_Space Heating_Natural Gas_Boiler_E10 | F3 | Commercial | Restaurant | New | Space Heating | Natural Gas | Boiler | E10 | PACT BC Ratio | 0 | 0 | 0 | 0 | 0 | 0 | 0 | 0 | 0 | 0 | 0 | 0 | 0 | 0 | 0 | 0 | 0 | 0 | 0 | 0 | 0 | 0 | 0 | 0 | 0 | 0 | 0
F4_Commercial_Restaurant_New_Space Heating_Natural Gas_Boiler_E1 | F4 | Commercial | Restaurant | New | Space Heating | Natural Gas | Boiler | E1 | RVT BC Ratio | bar: 2021 to 2047
F4_Commercial_Restaurant_New_Space Heating_Natural Gas_Boiler_E2 | F4 | Commercial | Restaurant | New | Space Heating | Natural Gas | Boiler | E2 | RVT BC Ratio | 0.7 | 0.7 | 0.7 | 0.7 | 0.7 | 0.7 | 0.7 | 0.7 | 0.7 | 0.7 | 0.7 | 0.7 | 0.7 | 0.7 | 0.7 | 0.7 | 0.7 | 0.7 | 0.7 | 0.7 | 0.7 | 0.7 | 0.7 | 0.7 | 0.7 | 0.7 | 0.7
F4_Commercial_Restaurant_New_Space Heating_Natural Gas_Boiler_E3 | F4 | Commercial | Restaurant | New | Space Heating | Natural Gas | Boiler | E3 | RVT BC Ratio | 0.7 | 0.7 | 0.7 | 0.7 | 0.7 | 0.7 | 0.7 | 0.7 | 0.7 | 0.7 | 0.7 | 0.7 | 0.7 | 0.7 | 0.7 | 0.7 | 0.7 | 0.7 | 0.7 | 0.7 | 0.7 | 0.7 | 0.7 | 0.7 | 0.7 | 0.7 | 0.7
F4_Commercial_Restaurant_New_Space Heating_Natural Gas_Boiler_E4 | F4 | Commercial | Restaurant | New | Space Heating | Natural Gas | Boiler | E4 | RVT BC Ratio | 0.7 | 0.7 | 0.7 | 0.7 | 0.7 | 0.7 | 0.7 | 0.7 | 0.7 | 0.7 | 0.7 | 0.7 | 0.7 | 0.7 | 0.7 | 0.7 | 0.7 | 0.7 | 0.7 | 0.7 | 0.7 | 0.7 | 0.7 | 0.7 | 0.7 | 0.7 | 0.7
F4_Commercial_Restaurant_New_Space Heating_Natural Gas_Boiler_E5 | F4 | Commercial | Restaurant | New | Space Heating | Natural Gas | Boiler | E5 | RVT BC Ratio | 0 | 0 | 0 | 0 | 0 | 0 | 0 | 0 | 0 | 0 | 0 | 0 | 0 | 0 | 0 | 0 | 0 | 0 | 0 | 0 | 0 | 0 | 0 | 0 | 0 | 0 | 0
F4_Commercial_Restaurant_New_Space Heating_Natural Gas_Boiler_E6 | F4 | Commercial | Restaurant | New | Space Heating | Natural Gas | Boiler | E6 | RVT BC Ratio | 0 | 0 | 0 | 0 | 0 | 0 | 0 | 0 | 0 | 0 | 0 | 0 | 0 | 0 | 0 | 0 | 0 | 0 | 0 | 0 | 0 | 0 | 0 | 0 | 0 | 0 | 0
F4_Commercial_Restaurant_New_Space Heating_Natural Gas_Boiler_E7 | F4 | Commercial | Restaurant | New | Space Heating | Natural Gas | Boiler | E7 | RVT BC Ratio | 0 | 0 | 0 | 0 | 0 | 0 | 0 | 0 | 0 | 0 | 0 | 0 | 0 | 0 | 0 | 0 | 0 | 0 | 0 | 0 | 0 | 0 | 0 | 0 | 0 | 0 | 0
F4_Commercial_Restaurant_New_Space Heating_Natural Gas_Boiler_E8 | F4 | Commercial | Restaurant | New | Space Heating | Natural Gas | Boiler | E8 | RVT BC Ratio | 0 | 0 | 0 | 0 | 0 | 0 | 0 | 0 | 0 | 0 | 0 | 0 | 0 | 0 | 0 | 0 | 0 | 0 | 0 | 0 | 0 | 0 | 0 | 0 | 0 | 0 | 0
F4_Commercial_Restaurant_New_Space Heating_Natural Gas_Boiler_E9 | F4 | Commercial | Restaurant | New | Space Heating | Natural Gas | Boiler | E9 | RVT BC Ratio | 0 | 0 | 0 | 0 | 0 | 0 | 0 | 0 | 0 | 0 | 0 | 0 | 0 | 0 | 0 | 0 | 0 | 0 | 0 | 0 | 0 | 0 | 0 | 0 | 0 | 0 | 0
F4_Commercial_Restaurant_New_Space Heating_Natural Gas_Boiler_E10 | F4 | Commercial | Restaurant | New | Space Heating | Natural Gas | Boiler | E10 | RVT BC Ratio | 0 | 0 | 0 | 0 | 0 | 0 | 0 | 0 | 0 | 0 | 0 | 0 | 0 | 0 | 0 | 0 | 0 | 0 | 0 | 0 | 0 | 0 | 0 | 0 | 0 | 0 | 0
F5_Commercial_Restaurant_New_Space Heating_Natural Gas_Boiler_E1 | F5 | Commercial | Restaurant | New | Space Heating | Natural Gas | Boiler | E1 | RIM BC Ratio | bar: 2021 to 2047
F5_Commercial_Restaurant_New_Space Heating_Natural Gas_Boiler_E2 | F5 | Commercial | Restaurant | New | Space Heating | Natural Gas | Boiler | E2 | RIM BC Ratio | 4.21 | 4.1812 | 4.1187 | 4.0509 | 4.0278 | 4.0208 | 4.0265 | 4.0366 | 4.0453 | 4.0499 | 4.0501 | 4.0455 | 4.0347 | 4.0148 | 3.9857 | 3.9491 | 3.9018 | 3.8459 | 3.7791 | 3.6993 | 3.6043 | 3.4961 | 3.4069 | 3.3512 | 3.3306 | 3.3469 | 3.3633
F5_Commercial_Restaurant_New_Space Heating_Natural Gas_Boiler_E3 | F5 | Commercial | Restaurant | New | Space Heating | Natural Gas | Boiler | E3 | RIM BC Ratio | 4.1695 | 4.141 | 4.079 | 4.0119 | 3.989 | 3.9821 | 3.9877 | 3.9977 | 4.0063 | 4.0109 | 4.0111 | 4.0065 | 3.9959 | 3.9761 | 3.9473 | 3.9111 | 3.8643 | 3.8088 | 3.7427 | 3.6637 | 3.5695 | 3.4625 | 3.3741 | 3.3189 | 3.2985 | 3.3147 | 3.3309
F5_Commercial_Restaurant_New_Space Heating_Natural Gas_Boiler_E4 | F5 | Commercial | Restaurant | New | Space Heating | Natural Gas | Boiler | E4 | RIM BC Ratio | 1.0048 | 0.99604 | 0.98009 | 0.96158 | 0.94853 | 0.9376 | 0.92878 | 0.92112 | 0.91395 | 0.90716 | 0.90104 | 0.89591 | 0.89197 | 0.88852 | 0.88505 | 0.88119 | 0.87576 | 0.86907 | 0.86081 | 0.85065 | 0.83826 | 0.82397 | 0.81245 | 0.80584 | 0.80437 | 0.80831 | 0.81227
F5_Commercial_Restaurant_New_Space Heating_Natural Gas_Boiler_E5 | F5 | Commercial | Restaurant | New | Space Heating | Natural Gas | Boiler | E5 | RIM BC Ratio | 0 | 0 | 0 | 0 | 0 | 0 | 0 | 0 | 0 | 0 | 0 | 0 | 0 | 0 | 0 | 0 | 0 | 0 | 0 | 0 | 0 | 0 | 0 | 0 | 0 | 0 | 0
F5_Commercial_Restaurant_New_Space Heating_Natural Gas_Boiler_E6 | F5 | Commercial | Restaurant | New | Space Heating | Natural Gas | Boiler | E6 | RIM BC Ratio | 0 | 0 | 0 | 0 | 0 | 0 | 0 | 0 | 0 | 0 | 0 | 0 | 0 | 0 | 0 | 0 | 0 | 0 | 0 | 0 | 0 | 0 | 0 | 0 | 0 | 0 | 0
F5_Commercial_Restaurant_New_Space Heating_Natural Gas_Boiler_E7 | F5 | Commercial | Restaurant | New | Space Heating | Natural Gas | Boiler | E7 | RIM BC Ratio | 0 | 0 | 0 | 0 | 0 | 0 | 0 | 0 | 0 | 0 | 0 | 0 | 0 | 0 | 0 | 0 | 0 | 0 | 0 | 0 | 0 | 0 | 0 | 0 | 0 | 0 | 0
F5_Commercial_Restaurant_New_Space Heating_Natural Gas_Boiler_E8 | F5 | Commercial | Restaurant | New | Space Heating | Natural Gas | Boiler | E8 | RIM BC Ratio | 0 | 0 | 0 | 0 | 0 | 0 | 0 | 0 | 0 | 0 | 0 | 0 | 0 | 0 | 0 | 0 | 0 | 0 | 0 | 0 | 0 | 0 | 0 | 0 | 0 | 0 | 0
F5_Commercial_Restaurant_New_Space Heating_Natural Gas_Boiler_E9 | F5 | Commercial | Restaurant | New | Space Heating | Natural Gas | Boiler | E9 | RIM BC Ratio | 0 | 0 | 0 | 0 | 0 | 0 | 0 | 0 | 0 | 0 | 0 | 0 | 0 | 0 | 0 | 0 | 0 | 0 | 0 | 0 | 0 | 0 | 0 | 0 | 0 | 0 | 0
F5_Commercial_Restaurant_New_Space Heating_Natural Gas_Boiler_E10 | F5 | Commercial | Restaurant | New | Space Heating | Natural Gas | Boiler | E10 | RIM BC Ratio | 0 | 0 | 0 | 0 | 0 | 0 | 0 | 0 | 0 | 0 | 0 | 0 | 0 | 0 | 0 | 0 | 0 | 0 | 0 | 0 | 0 | 0 | 0 | 0 | 0 | 0 | 0
F0_Commercial_Restaurant_New_Space Heating_Natural Gas_Unit Heater_E0 | F0 | Commercial | Restaurant | New | Space Heating | Natural Gas | Unit Heater | E0 | Economic Unit | Infrared Radiant | Infrared Radiant | Infrared Radiant | Infrared Radiant | Infrared Radiant | Infrared Radiant | Infrared Radiant | Infrared Radiant | Infrared Radiant | Infrared Radiant | Infrared Radiant | Infrared Radiant | Infrared Radiant | Infrared Radiant | Infrared Radiant | Infrared Radiant | Infrared Radiant | Infrared Radiant | Infrared Radiant | Infrared Radiant | Infrared Radiant | Infrared Radiant | Infrared Radiant | Infrared Radiant | Infrared Radiant | Infrared Radiant | Infrared Radiant
F1_Commercial_Restaurant_New_Space Heating_Natural Gas_Unit Heater_E1 | F1 | Commercial | Restaurant | New | Space Heating | Natural Gas | Unit Heater | E1 | CCE | 0 | 0 | 0 | 0 | 0 | 0 | 0 | 0 | 0 | 0 | 0 | 0 | 0 | 0 | 0 | 0 | 0 | 0 | 0 | 0 | 0 | 0 | 0 | 0 | 0 | 0 | 0
F1_Commercial_Restaurant_New_Space Heating_Natural Gas_Unit Heater_E2 | F1 | Commercial | Restaurant | New | Space Heating | Natural Gas | Unit Heater | E2 | CCE | 0.0010768 | 0.0010009 | 0.0010048 | 0.0010048 | 0.0010048 | 0.0010048 | 0.0010048 | 0.0010048 | 0.0010048 | 0.0010048 | 0.0010048 | 0.0010048 | 0.0010048 | 0.0010048 | 0.0010048 | 0.0010048 | 0.0010048 | 0.0010048 | 0.0010048 | 0.0010048 | 0.0010048 | 0.0010048 | 0.0010048 | 0.0010048 | 0.0010048 | 0.0010048 | 0.0010048
F1_Commercial_Restaurant_New_Space Heating_Natural Gas_Unit Heater_E3 | F1 | Commercial | Restaurant | New | Space Heating | Natural Gas | Unit Heater | E3 | CCE | 0.0016475 | 0.0015314 | 0.0015374 | 0.0015374 | 0.0015374 | 0.0015374 | 0.0015374 | 0.0015374 | 0.0015374 | 0.0015374 | 0.0015374 | 0.0015374 | 0.0015374 | 0.0015374 | 0.0015374 | 0.0015374 | 0.0015374 | 0.0015374 | 0.0015374 | 0.0015374 | 0.0015374 | 0.0015374 | 0.0015374 | 0.0015374 | 0.0015374 | 0.0015374 | 0.0015374
F1_Commercial_Restaurant_New_Space Heating_Natural Gas_Unit Heater_E4 | F1 | Commercial | Restaurant | New | Space Heating | Natural Gas | Unit Heater | E4 | CCE | 0 | 0 | 0 | 0 | 0 | 0 | 0 | 0 | 0 | 0 | 0 | 0 | 0 | 0 | 0 | 0 | 0 | 0 | 0 | 0 | 0 | 0 | 0 | 0 | 0 | 0 | 0
F1_Commercial_Restaurant_New_Space Heating_Natural Gas_Unit Heater_E5 | F1 | Commercial | Restaurant | New | Space Heating | Natural Gas | Unit Heater | E5 | CCE | 0 | 0 | 0 | 0 | 0 | 0 | 0 | 0 | 0 | 0 | 0 | 0 | 0 | 0 | 0 | 0 | 0 | 0 | 0 | 0 | 0 | 0 | 0 | 0 | 0 | 0 | 0
F1_Commercial_Restaurant_New_Space Heating_Natural Gas_Unit Heater_E6 | F1 | Commercial | Restaurant | New | Space Heating | Natural Gas | Unit Heater | E6 | CCE | 0 | 0 | 0 | 0 | 0 | 0 | 0 | 0 | 0 | 0 | 0 | 0 | 0 | 0 | 0 | 0 | 0 | 0 | 0 | 0 | 0 | 0 | 0 | 0 | 0 | 0 | 0
F1_Commercial_Restaurant_New_Space Heating_Natural Gas_Unit Heater_E7 | F1 | Commercial | Restaurant | New | Space Heating | Natural Gas | Unit Heater | E7 | CCE | 0 | 0 | 0 | 0 | 0 | 0 | 0 | 0 | 0 | 0 | 0 | 0 | 0 | 0 | 0 | 0 | 0 | 0 | 0 | 0 | 0 | 0 | 0 | 0 | 0 | 0 | 0
F1_Commercial_Restaurant_New_Space Heating_Natural Gas_Unit Heater_E8 | F1 | Commercial | Restaurant | New | Space Heating | Natural Gas | Unit Heater | E8 | CCE | 0 | 0 | 0 | 0 | 0 | 0 | 0 | 0 | 0 | 0 | 0 | 0 | 0 | 0 | 0 | 0 | 0 | 0 | 0 | 0 | 0 | 0 | 0 | 0 | 0 | 0 | 0
F1_Commercial_Restaurant_New_Space Heating_Natural Gas_Unit Heater_E9 | F1 | Commercial | Restaurant | New | Space Heating | Natural Gas | Unit Heater | E9 | CCE | 0 | 0 | 0 | 0 | 0 | 0 | 0 | 0 | 0 | 0 | 0 | 0 | 0 | 0 | 0 | 0 | 0 | 0 | 0 | 0 | 0 | 0 | 0 | 0 | 0 | 0 | 0
F1_Commercial_Restaurant_New_Space Heating_Natural Gas_Unit Heater_E10 | F1 | Commercial | Restaurant | New | Space Heating | Natural Gas | Unit Heater | E10 | CCE | 0 | 0 | 0 | 0 | 0 | 0 | 0 | 0 | 0 | 0 | 0 | 0 | 0 | 0 | 0 | 0 | 0 | 0 | 0 | 0 | 0 | 0 | 0 | 0 | 0 | 0 | 0
F2_Commercial_Restaurant_New_Space Heating_Natural Gas_Unit Heater_E1 | F2 | Commercial | Restaurant | New | Space Heating | Natural Gas | Unit Heater | E1 | TRC BC Ratio | bar: 2021 to 2047
F2_Commercial_Restaurant_New_Space Heating_Natural Gas_Unit Heater_E2 | F2 | Commercial | Restaurant | New | Space Heating | Natural Gas | Unit Heater | E2 | TRC BC Ratio | 14.4533 | 14.385 | 14.1956 | 13.9907 | 13.9542 | 13.9737 | 14.0292 | 14.0877 | 14.1283 | 14.1445 | 14.1396 | 14.1165 | 14.0699 | 13.9885 | 13.8726 | 13.7285 | 13.5436 | 13.326 | 13.0674 | 12.7596 | 12.3938 | 11.9788 | 11.6353 | 11.4182 | 11.334 | 11.3895 | 11.4454
F2_Commercial_Restaurant_New_Space Heating_Natural Gas_Unit Heater_E3 | F2 | Commercial | Restaurant | New | Space Heating | Natural Gas | Unit Heater | E3 | TRC BC Ratio | 10.3182 | 10.3189 | 10.2536 | 10.1157 | 9.8886 | 9.6065 | 9.2659 | 8.8706 | 8.4447 | 8.0252 | 7.6539 | 7.3791 | 7.2226 | 7.1736 | 7.2023 | 7.2741 | 7.353 | 7.4378 | 7.5299 | 7.6306 | 7.7416 | 7.8612 | 7.9688 | 8.0549 | 8.1185 | 8.1583 | 8.1983
F2_Commercial_Restaurant_New_Space Heating_Natural Gas_Unit Heater_E4 | F2 | Commercial | Restaurant | New | Space Heating | Natural Gas | Unit Heater | E4 | TRC BC Ratio | 0 | 0 | 0 | 0 | 0 | 0 | 0 | 0 | 0 | 0 | 0 | 0 | 0 | 0 | 0 | 0 | 0 | 0 | 0 | 0 | 0 | 0 | 0 | 0 | 0 | 0 | 0
F2_Commercial_Restaurant_New_Space Heating_Natural Gas_Unit Heater_E5 | F2 | Commercial | Restaurant | New | Space Heating | Natural Gas | Unit Heater | E5 | TRC BC Ratio | 0 | 0 | 0 | 0 | 0 | 0 | 0 | 0 | 0 | 0 | 0 | 0 | 0 | 0 | 0 | 0 | 0 | 0 | 0 | 0 | 0 | 0 | 0 | 0 | 0 | 0 | 0
F2_Commercial_Restaurant_New_Space Heating_Natural Gas_Unit Heater_E6 | F2 | Commercial | Restaurant | New | Space Heating | Natural Gas | Unit Heater | E6 | TRC BC Ratio | 0 | 0 | 0 | 0 | 0 | 0 | 0 | 0 | 0 | 0 | 0 | 0 | 0 | 0 | 0 | 0 | 0 | 0 | 0 | 0 | 0 | 0 | 0 | 0 | 0 | 0 | 0
F2_Commercial_Restaurant_New_Space Heating_Natural Gas_Unit Heater_E7 | F2 | Commercial | Restaurant | New | Space Heating | Natural Gas | Unit Heater | E7 | TRC BC Ratio | 0 | 0 | 0 | 0 | 0 | 0 | 0 | 0 | 0 | 0 | 0 | 0 | 0 | 0 | 0 | 0 | 0 | 0 | 0 | 0 | 0 | 0 | 0 | 0 | 0 | 0 | 0
F2_Commercial_Restaurant_New_Space Heating_Natural Gas_Unit Heater_E8 | F2 | Commercial | Restaurant | New | Space Heating | Natural Gas | Unit Heater | E8 | TRC BC Ratio | 0 | 0 | 0 | 0 | 0 | 0 | 0 | 0 | 0 | 0 | 0 | 0 | 0 | 0 | 0 | 0 | 0 | 0 | 0 | 0 | 0 | 0 | 0 | 0 | 0 | 0 | 0
F2_Commercial_Restaurant_New_Space Heating_Natural Gas_Unit Heater_E9 | F2 | Commercial | Restaurant | New | Space Heating | Natural Gas | Unit Heater | E9 | TRC BC Ratio | 0 | 0 | 0 | 0 | 0 | 0 | 0 | 0 | 0 | 0 | 0 | 0 | 0 | 0 | 0 | 0 | 0 | 0 | 0 | 0 | 0 | 0 | 0 | 0 | 0 | 0 | 0
F2_Commercial_Restaurant_New_Space Heating_Natural Gas_Unit Heater_E10 | F2 | Commercial | Restaurant | New | Space Heating | Natural Gas | Unit Heater | E10 | TRC BC Ratio | 0 | 0 | 0 | 0 | 0 | 0 | 0 | 0 | 0 | 0 | 0 | 0 | 0 | 0 | 0 | 0 | 0 | 0 | 0 | 0 | 0 | 0 | 0 | 0 | 0 | 0 | 0
F3_Commercial_Restaurant_New_Space Heating_Natural Gas_Unit Heater_E1 | F3 | Commercial | Restaurant | New | Space Heating | Natural Gas | Unit Heater | E1 | PACT BC Ratio | bar: 2021 to 2047
F3_Commercial_Restaurant_New_Space Heating_Natural Gas_Unit Heater_E2 | F3 | Commercial | Restaurant | New | Space Heating | Natural Gas | Unit Heater | E2 | PACT BC Ratio | 19.0175 | 18.9276 | 18.6784 | 18.4089 | 18.3609 | 18.3864 | 18.4595 | 18.5364 | 18.5899 | 18.6112 | 18.6047 | 18.5743 | 18.5131 | 18.4059 | 18.2534 | 18.0638 | 17.8205 | 17.5342 | 17.194 | 16.7889 | 16.3077 | 15.7615 | 15.3096 | 15.0239 | 14.9131 | 14.9862 | 15.0597
F3_Commercial_Restaurant_New_Space Heating_Natural Gas_Unit Heater_E3 | F3 | Commercial | Restaurant | New | Space Heating | Natural Gas | Unit Heater | E3 | PACT BC Ratio | 13.5765 | 13.5775 | 13.4916 | 13.3101 | 13.0113 | 12.6401 | 12.192 | 11.6718 | 11.1114 | 10.5595 | 10.0709 | 9.7093 | 9.5034 | 9.439 | 9.4768 | 9.5711 | 9.675 | 9.7866 | 9.9077 | 10.0403 | 10.1863 | 10.3437 | 10.4853 | 10.5986 | 10.6822 | 10.7346 | 10.7872
F3_Commercial_Restaurant_New_Space Heating_Natural Gas_Unit Heater_E4 | F3 | Commercial | Restaurant | New | Space Heating | Natural Gas | Unit Heater | E4 | PACT BC Ratio | 0 | 0 | 0 | 0 | 0 | 0 | 0 | 0 | 0 | 0 | 0 | 0 | 0 | 0 | 0 | 0 | 0 | 0 | 0 | 0 | 0 | 0 | 0 | 0 | 0 | 0 | 0
F3_Commercial_Restaurant_New_Space Heating_Natural Gas_Unit Heater_E5 | F3 | Commercial | Restaurant | New | Space Heating | Natural Gas | Unit Heater | E5 | PACT BC Ratio | 0 | 0 | 0 | 0 | 0 | 0 | 0 | 0 | 0 | 0 | 0 | 0 | 0 | 0 | 0 | 0 | 0 | 0 | 0 | 0 | 0 | 0 | 0 | 0 | 0 | 0 | 0
F3_Commercial_Restaurant_New_Space Heating_Natural Gas_Unit Heater_E6 | F3 | Commercial | Restaurant | New | Space Heating | Natural Gas | Unit Heater | E6 | PACT BC Ratio | 0 | 0 | 0 | 0 | 0 | 0 | 0 | 0 | 0 | 0 | 0 | 0 | 0 | 0 | 0 | 0 | 0 | 0 | 0 | 0 | 0 | 0 | 0 | 0 | 0 | 0 | 0
F3_Commercial_Restaurant_New_Space Heating_Natural Gas_Unit Heater_E7 | F3 | Commercial | Restaurant | New | Space Heating | Natural Gas | Unit Heater | E7 | PACT BC Ratio | 0 | 0 | 0 | 0 | 0 | 0 | 0 | 0 | 0 | 0 | 0 | 0 | 0 | 0 | 0 | 0 | 0 | 0 | 0 | 0 | 0 | 0 | 0 | 0 | 0 | 0 | 0
F3_Commercial_Restaurant_New_Space Heating_Natural Gas_Unit Heater_E8 | F3 | Commercial | Restaurant | New | Space Heating | Natural Gas | Unit Heater | E8 | PACT BC Ratio | 0 | 0 | 0 | 0 | 0 | 0 | 0 | 0 | 0 | 0 | 0 | 0 | 0 | 0 | 0 | 0 | 0 | 0 | 0 | 0 | 0 | 0 | 0 | 0 | 0 | 0 | 0
F3_Commercial_Restaurant_New_Space Heating_Natural Gas_Unit Heater_E9 | F3 | Commercial | Restaurant | New | Space Heating | Natural Gas | Unit Heater | E9 | PACT BC Ratio | 0 | 0 | 0 | 0 | 0 | 0 | 0 | 0 | 0 | 0 | 0 | 0 | 0 | 0 | 0 | 0 | 0 | 0 | 0 | 0 | 0 | 0 | 0 | 0 | 0 | 0 | 0
F3_Commercial_Restaurant_New_Space Heating_Natural Gas_Unit Heater_E10 | F3 | Commercial | Restaurant | New | Space Heating | Natural Gas | Unit Heater | E10 | PACT BC Ratio | 0 | 0 | 0 | 0 | 0 | 0 | 0 | 0 | 0 | 0 | 0 | 0 | 0 | 0 | 0 | 0 | 0 | 0 | 0 | 0 | 0 | 0 | 0 | 0 | 0 | 0 | 0
F4_Commercial_Restaurant_New_Space Heating_Natural Gas_Unit Heater_E1 | F4 | Commercial | Restaurant | New | Space Heating | Natural Gas | Unit Heater | E1 | RVT BC Ratio | bar: 2021 to 2047
F4_Commercial_Restaurant_New_Space Heating_Natural Gas_Unit Heater_E2 | F4 | Commercial | Restaurant | New | Space Heating | Natural Gas | Unit Heater | E2 | RVT BC Ratio | 0.7 | 0.7 | 0.7 | 0.7 | 0.7 | 0.7 | 0.7 | 0.7 | 0.7 | 0.7 | 0.7 | 0.7 | 0.7 | 0.7 | 0.7 | 0.7 | 0.7 | 0.7 | 0.7 | 0.7 | 0.7 | 0.7 | 0.7 | 0.7 | 0.7 | 0.7 | 0.7
F4_Commercial_Restaurant_New_Space Heating_Natural Gas_Unit Heater_E3 | F4 | Commercial | Restaurant | New | Space Heating | Natural Gas | Unit Heater | E3 | RVT BC Ratio | 0.7 | 0.7 | 0.7 | 0.7 | 0.7 | 0.7 | 0.7 | 0.7 | 0.7 | 0.7 | 0.7 | 0.7 | 0.7 | 0.7 | 0.7 | 0.7 | 0.7 | 0.7 | 0.7 | 0.7 | 0.7 | 0.7 | 0.7 | 0.7 | 0.7 | 0.7 | 0.7
F4_Commercial_Restaurant_New_Space Heating_Natural Gas_Unit Heater_E4 | F4 | Commercial | Restaurant | New | Space Heating | Natural Gas | Unit Heater | E4 | RVT BC Ratio | 0 | 0 | 0 | 0 | 0 | 0 | 0 | 0 | 0 | 0 | 0 | 0 | 0 | 0 | 0 | 0 | 0 | 0 | 0 | 0 | 0 | 0 | 0 | 0 | 0 | 0 | 0
F4_Commercial_Restaurant_New_Space Heating_Natural Gas_Unit Heater_E5 | F4 | Commercial | Restaurant | New | Space Heating | Natural Gas | Unit Heater | E5 | RVT BC Ratio | 0 | 0 | 0 | 0 | 0 | 0 | 0 | 0 | 0 | 0 | 0 | 0 | 0 | 0 | 0 | 0 | 0 | 0 | 0 | 0 | 0 | 0 | 0 | 0 | 0 | 0 | 0
F4_Commercial_Restaurant_New_Space Heating_Natural Gas_Unit Heater_E6 | F4 | Commercial | Restaurant | New | Space Heating | Natural Gas | Unit Heater | E6 | RVT BC Ratio | 0 | 0 | 0 | 0 | 0 | 0 | 0 | 0 | 0 | 0 | 0 | 0 | 0 | 0 | 0 | 0 | 0 | 0 | 0 | 0 | 0 | 0 | 0 | 0 | 0 | 0 | 0
F4_Commercial_Restaurant_New_Space Heating_Natural Gas_Unit Heater_E7 | F4 | Commercial | Restaurant | New | Space Heating | Natural Gas | Unit Heater | E7 | RVT BC Ratio | 0 | 0 | 0 | 0 | 0 | 0 | 0 | 0 | 0 | 0 | 0 | 0 | 0 | 0 | 0 | 0 | 0 | 0 | 0 | 0 | 0 | 0 | 0 | 0 | 0 | 0 | 0
F4_Commercial_Restaurant_New_Space Heating_Natural Gas_Unit Heater_E8 | F4 | Commercial | Restaurant | New | Space Heating | Natural Gas | Unit Heater | E8 | RVT BC Ratio | 0 | 0 | 0 | 0 | 0 | 0 | 0 | 0 | 0 | 0 | 0 | 0 | 0 | 0 | 0 | 0 | 0 | 0 | 0 | 0 | 0 | 0 | 0 | 0 | 0 | 0 | 0
F4_Commercial_Restaurant_New_Space Heating_Natural Gas_Unit Heater_E9 | F4 | Commercial | Restaurant | New | Space Heating | Natural Gas | Unit Heater | E9 | RVT BC Ratio | 0 | 0 | 0 | 0 | 0 | 0 | 0 | 0 | 0 | 0 | 0 | 0 | 0 | 0 | 0 | 0 | 0 | 0 | 0 | 0 | 0 | 0 | 0 | 0 | 0 | 0 | 0
F4_Commercial_Restaurant_New_Space Heating_Natural Gas_Unit Heater_E10 | F4 | Commercial | Restaurant | New | Space Heating | Natural Gas | Unit Heater | E10 | RVT BC Ratio | 0 | 0 | 0 | 0 | 0 | 0 | 0 | 0 | 0 | 0 | 0 | 0 | 0 | 0 | 0 | 0 | 0 | 0 | 0 | 0 | 0 | 0 | 0 | 0 | 0 | 0 | 0
F5_Commercial_Restaurant_New_Space Heating_Natural Gas_Unit Heater_E1 | F5 | Commercial | Restaurant | New | Space Heating | Natural Gas | Unit Heater | E1 | RIM BC Ratio | bar: 2021 to 2047
F5_Commercial_Restaurant_New_Space Heating_Natural Gas_Unit Heater_E2 | F5 | Commercial | Restaurant | New | Space Heating | Natural Gas | Unit Heater | E2 | RIM BC Ratio | 19.0175 | 18.9276 | 18.6784 | 18.4089 | 18.3609 | 18.3864 | 18.4595 | 18.5364 | 18.5899 | 18.6112 | 18.6047 | 18.5743 | 18.5131 | 18.4059 | 18.2534 | 18.0638 | 17.8205 | 17.5342 | 17.194 | 16.7889 | 16.3077 | 15.7615 | 15.3096 | 15.0239 | 14.9131 | 14.9862 | 15.0597
F5_Commercial_Restaurant_New_Space Heating_Natural Gas_Unit Heater_E3 | F5 | Commercial | Restaurant | New | Space Heating | Natural Gas | Unit Heater | E3 | RIM BC Ratio | 13.5765 | 13.5775 | 13.4916 | 13.3101 | 13.0113 | 12.6401 | 12.192 | 11.6718 | 11.1114 | 10.5595 | 10.0709 | 9.7093 | 9.5034 | 9.439 | 9.4768 | 9.5711 | 9.675 | 9.7866 | 9.9077 | 10.0403 | 10.1863 | 10.3437 | 10.4853 | 10.5986 | 10.6822 | 10.7346 | 10.7872
F5_Commercial_Restaurant_New_Space Heating_Natural Gas_Unit Heater_E4 | F5 | Commercial | Restaurant | New | Space Heating | Natural Gas | Unit Heater | E4 | RIM BC Ratio | 0 | 0 | 0 | 0 | 0 | 0 | 0 | 0 | 0 | 0 | 0 | 0 | 0 | 0 | 0 | 0 | 0 | 0 | 0 | 0 | 0 | 0 | 0 | 0 | 0 | 0 | 0
F5_Commercial_Restaurant_New_Space Heating_Natural Gas_Unit Heater_E5 | F5 | Commercial | Restaurant | New | Space Heating | Natural Gas | Unit Heater | E5 | RIM BC Ratio | 0 | 0 | 0 | 0 | 0 | 0 | 0 | 0 | 0 | 0 | 0 | 0 | 0 | 0 | 0 | 0 | 0 | 0 | 0 | 0 | 0 | 0 | 0 | 0 | 0 | 0 | 0
F5_Commercial_Restaurant_New_Space Heating_Natural Gas_Unit Heater_E6 | F5 | Commercial | Restaurant | New | Space Heating | Natural Gas | Unit Heater | E6 | RIM BC Ratio | 0 | 0 | 0 | 0 | 0 | 0 | 0 | 0 | 0 | 0 | 0 | 0 | 0 | 0 | 0 | 0 | 0 | 0 | 0 | 0 | 0 | 0 | 0 | 0 | 0 | 0 | 0
F5_Commercial_Restaurant_New_Space Heating_Natural Gas_Unit Heater_E7 | F5 | Commercial | Restaurant | New | Space Heating | Natural Gas | Unit Heater | E7 | RIM BC Ratio | 0 | 0 | 0 | 0 | 0 | 0 | 0 | 0 | 0 | 0 | 0 | 0 | 0 | 0 | 0 | 0 | 0 | 0 | 0 | 0 | 0 | 0 | 0 | 0 | 0 | 0 | 0
F5_Commercial_Restaurant_New_Space Heating_Natural Gas_Unit Heater_E8 | F5 | Commercial | Restaurant | New | Space Heating | Natural Gas | Unit Heater | E8 | RIM BC Ratio | 0 | 0 | 0 | 0 | 0 | 0 | 0 | 0 | 0 | 0 | 0 | 0 | 0 | 0 | 0 | 0 | 0 | 0 | 0 | 0 | 0 | 0 | 0 | 0 | 0 | 0 | 0
F5_Commercial_Restaurant_New_Space Heating_Natural Gas_Unit Heater_E9 | F5 | Commercial | Restaurant | New | Space Heating | Natural Gas | Unit Heater | E9 | RIM BC Ratio | 0 | 0 | 0 | 0 | 0 | 0 | 0 | 0 | 0 | 0 | 0 | 0 | 0 | 0 | 0 | 0 | 0 | 0 | 0 | 0 | 0 | 0 | 0 | 0 | 0 | 0 | 0
F5_Commercial_Restaurant_New_Space Heating_Natural Gas_Unit Heater_E10 | F5 | Commercial | Restaurant | New | Space Heating | Natural Gas | Unit Heater | E10 | RIM BC Ratio | 0 | 0 | 0 | 0 | 0 | 0 | 0 | 0 | 0 | 0 | 0 | 0 | 0 | 0 | 0 | 0 | 0 | 0 | 0 | 0 | 0 | 0 | 0 | 0 | 0 | 0 | 0
F0_Commercial_Restaurant_New_Water Heating_Natural Gas_Water Heater_E0 | F0 | Commercial | Restaurant | New | Water Heating | Natural Gas | Water Heater | E0 | Economic Unit | Tankless | Tankless | Tankless | Tankless | Tankless | Tankless | Tankless | Tankless | Tankless | Tankless | Tankless | Tankless | Tankless | Tankless | Tankless | Tankless | Tankless | Tankless | Tankless | Tankless | Tankless | Tankless | Tankless | Tankless | Tankless | Tankless | Tankless
F1_Commercial_Restaurant_New_Water Heating_Natural Gas_Water Heater_E1 | F1 | Commercial | Restaurant | New | Water Heating | Natural Gas | Water Heater | E1 | CCE | 0 | 0 | 0 | 0 | 0 | 0 | 0 | 0 | 0 | 0 | 0 | 0 | 0 | 0 | 0 | 0 | 0 | 0 | 0 | 0 | 0 | 0 | 0 | 0 | 0 | 0 | 0
F1_Commercial_Restaurant_New_Water Heating_Natural Gas_Water Heater_E2 | F1 | Commercial | Restaurant | New | Water Heating | Natural Gas | Water Heater | E2 | CCE | 0.0026027 | 0.0026027 | 0.0026027 | 0.0026027 | 0.0026027 | 0.0026027 | 0.0026027 | 0.0026027 | 0.0026027 | 0.0026027 | 0.0026027 | 0.0026027 | 0.0026027 | 0.0026027 | 0.0026027 | 0.0026027 | 0.0026027 | 0.0026027 | 0.0026027 | 0.0026027 | 0.0026027 | 0.0026027 | 0.0026027 | 0.0026027 | 0.0026027 | 0.0026027 | 0.0026027
F1_Commercial_Restaurant_New_Water Heating_Natural Gas_Water Heater_E3 | F1 | Commercial | Restaurant | New | Water Heating | Natural Gas | Water Heater | E3 | CCE | -0.0020548 | -0.0020548 | -0.0020548 | -0.0020548 | -0.0020548 | -0.0020548 | -0.0020548 | -0.0020548 | -0.0020548 | -0.0020548 | -0.0020548 | -0.0020548 | -0.0020548 | -0.0020548 | -0.0020548 | -0.0020548 | -0.0020548 | -0.0020548 | -0.0020548 | -0.0020548 | -0.0020548 | -0.0020548 | -0.0020548 | -0.0020548 | -0.0020548 | -0.0020548 | -0.0020548
F1_Commercial_Restaurant_New_Water Heating_Natural Gas_Water Heater_E4 | F1 | Commercial | Restaurant | New | Water Heating | Natural Gas | Water Heater | E4 | CCE | 0 | 0 | 0.027312 | 0.027312 | 0.027312 | 0.027312 | 0.027312 | 0.027312 | 0.027312 | 0.027312 | 0.027312 | 0.027312 | 0.027312 | 0.027312 | 0.027312 | 0.027312 | 0.027312 | 0.027312 | 0.027312 | 0.027312 | 0.027312 | 0.027312 | 0.027312 | 0.027312 | 0.027312 | 0.027312 | 0.027312
F1_Commercial_Restaurant_New_Water Heating_Natural Gas_Water Heater_E5 | F1 | Commercial | Restaurant | New | Water Heating | Natural Gas | Water Heater | E5 | CCE | 0 | 0 | 0 | 0 | 0 | 0 | 0 | 0 | 0 | 0 | 0 | 0 | 0 | 0 | 0 | 0 | 0 | 0 | 0 | 0 | 0 | 0 | 0 | 0 | 0 | 0 | 0
F1_Commercial_Restaurant_New_Water Heating_Natural Gas_Water Heater_E6 | F1 | Commercial | Restaurant | New | Water Heating | Natural Gas | Water Heater | E6 | CCE | 0 | 0 | 0 | 0 | 0 | 0 | 0 | 0 | 0 | 0 | 0 | 0 | 0 | 0 | 0 | 0 | 0 | 0 | 0 | 0 | 0 | 0 | 0 | 0 | 0 | 0 | 0
F1_Commercial_Restaurant_New_Water Heating_Natural Gas_Water Heater_E7 | F1 | Commercial | Restaurant | New | Water Heating | Natural Gas | Water Heater | E7 | CCE | 0 | 0 | 0 | 0 | 0 | 0 | 0 | 0 | 0 | 0 | 0 | 0 | 0 | 0 | 0 | 0 | 0 | 0 | 0 | 0 | 0 | 0 | 0 | 0 | 0 | 0 | 0
F1_Commercial_Restaurant_New_Water Heating_Natural Gas_Water Heater_E8 | F1 | Commercial | Restaurant | New | Water Heating | Natural Gas | Water Heater | E8 | CCE | 0 | 0 | 0 | 0 | 0 | 0 | 0 | 0 | 0 | 0 | 0 | 0 | 0 | 0 | 0 | 0 | 0 | 0 | 0 | 0 | 0 | 0 | 0 | 0 | 0 | 0 | 0
F1_Commercial_Restaurant_New_Water Heating_Natural Gas_Water Heater_E9 | F1 | Commercial | Restaurant | New | Water Heating | Natural Gas | Water Heater | E9 | CCE | 0 | 0 | 0 | 0 | 0 | 0 | 0 | 0 | 0 | 0 | 0 | 0 | 0 | 0 | 0 | 0 | 0 | 0 | 0 | 0 | 0 | 0 | 0 | 0 | 0 | 0 | 0
F1_Commercial_Restaurant_New_Water Heating_Natural Gas_Water Heater_E10 | F1 | Commercial | Restaurant | New | Water Heating | Natural Gas | Water Heater | E10 | CCE | 0 | 0 | 0 | 0 | 0 | 0 | 0 | 0 | 0 | 0 | 0 | 0 | 0 | 0 | 0 | 0 | 0 | 0 | 0 | 0 | 0 | 0 | 0 | 0 | 0 | 0 | 0
F2_Commercial_Restaurant_New_Water Heating_Natural Gas_Water Heater_E1 | F2 | Commercial | Restaurant | New | Water Heating | Natural Gas | Water Heater | E1 | TRC BC Ratio | bar: 2021 to 2047
F2_Commercial_Restaurant_New_Water Heating_Natural Gas_Water Heater_E2 | F2 | Commercial | Restaurant | New | Water Heating | Natural Gas | Water Heater | E2 | TRC BC Ratio | 5.2799 | 5.2037 | 5.1294 | 5.0573 | 5.058 | 5.106 | 5.1837 | 5.278 | 5.3797 | 5.4837 | 5.5865 | 5.6776 | 5.7471 | 5.7766 | 5.763 | 5.7065 | 5.6115 | 5.4871 | 5.339 | 5.1634 | 4.9581 | 4.7217 | 4.5119 | 4.3761 | 4.3174 | 4.3386 | 4.3598
F2_Commercial_Restaurant_New_Water Heating_Natural Gas_Water Heater_E3 | F2 | Commercial | Restaurant | New | Water Heating | Natural Gas | Water Heater | E3 | TRC BC Ratio | bar: 2021 to 2047
F2_Commercial_Restaurant_New_Water Heating_Natural Gas_Water Heater_E4 | F2 | Commercial | Restaurant | New | Water Heating | Natural Gas | Water Heater | E4 | TRC BC Ratio | 0 | 0 | 0.46668 | 0.44639 | 0.43826 | 0.43799 | 0.44354 | 0.45493 | 0.47312 | 0.49993 | 0.53429 | 0.57206 | 0.60887 | 0.63669 | 0.65104 | 0.6505 | 0.63645 | 0.61374 | 0.587 | 0.55558 | 0.51908 | 0.4773 | 0.44003 | 0.41533 | 0.40374 | 0.40572 | 0.40771
F2_Commercial_Restaurant_New_Water Heating_Natural Gas_Water Heater_E5 | F2 | Commercial | Restaurant | New | Water Heating | Natural Gas | Water Heater | E5 | TRC BC Ratio | 0 | 0 | 0 | 0 | 0 | 0 | 0 | 0 | 0 | 0 | 0 | 0 | 0 | 0 | 0 | 0 | 0 | 0 | 0 | 0 | 0 | 0 | 0 | 0 | 0 | 0 | 0
F2_Commercial_Restaurant_New_Water Heating_Natural Gas_Water Heater_E6 | F2 | Commercial | Restaurant | New | Water Heating | Natural Gas | Water Heater | E6 | TRC BC Ratio | 0 | 0 | 0 | 0 | 0 | 0 | 0 | 0 | 0 | 0 | 0 | 0 | 0 | 0 | 0 | 0 | 0 | 0 | 0 | 0 | 0 | 0 | 0 | 0 | 0 | 0 | 0
F2_Commercial_Restaurant_New_Water Heating_Natural Gas_Water Heater_E7 | F2 | Commercial | Restaurant | New | Water Heating | Natural Gas | Water Heater | E7 | TRC BC Ratio | 0 | 0 | 0 | 0 | 0 | 0 | 0 | 0 | 0 | 0 | 0 | 0 | 0 | 0 | 0 | 0 | 0 | 0 | 0 | 0 | 0 | 0 | 0 | 0 | 0 | 0 | 0
F2_Commercial_Restaurant_New_Water Heating_Natural Gas_Water Heater_E8 | F2 | Commercial | Restaurant | New | Water Heating | Natural Gas | Water Heater | E8 | TRC BC Ratio | 0 | 0 | 0 | 0 | 0 | 0 | 0 | 0 | 0 | 0 | 0 | 0 | 0 | 0 | 0 | 0 | 0 | 0 | 0 | 0 | 0 | 0 | 0 | 0 | 0 | 0 | 0
F2_Commercial_Restaurant_New_Water Heating_Natural Gas_Water Heater_E9 | F2 | Commercial | Restaurant | New | Water Heating | Natural Gas | Water Heater | E9 | TRC BC Ratio | 0 | 0 | 0 | 0 | 0 | 0 | 0 | 0 | 0 | 0 | 0 | 0 | 0 | 0 | 0 | 0 | 0 | 0 | 0 | 0 | 0 | 0 | 0 | 0 | 0 | 0 | 0
F2_Commercial_Restaurant_New_Water Heating_Natural Gas_Water Heater_E10 | F2 | Commercial | Restaurant | New | Water Heating | Natural Gas | Water Heater | E10 | TRC BC Ratio | 0 | 0 | 0 | 0 | 0 | 0 | 0 | 0 | 0 | 0 | 0 | 0 | 0 | 0 | 0 | 0 | 0 | 0 | 0 | 0 | 0 | 0 | 0 | 0 | 0 | 0 | 0
F3_Commercial_Restaurant_New_Water Heating_Natural Gas_Water Heater_E1 | F3 | Commercial | Restaurant | New | Water Heating | Natural Gas | Water Heater | E1 | PACT BC Ratio | bar: 2021 to 2047
F3_Commercial_Restaurant_New_Water Heating_Natural Gas_Water Heater_E2 | F3 | Commercial | Restaurant | New | Water Heating | Natural Gas | Water Heater | E2 | PACT BC Ratio | 6.6572 | 6.5612 | 6.4675 | 6.3766 | 6.3775 | 6.438 | 6.536 | 6.6548 | 6.783 | 6.9142 | 7.0439 | 7.1587 | 7.2463 | 7.2836 | 7.2664 | 7.1951 | 7.0753 | 6.9185 | 6.7318 | 6.5104 | 6.2515 | 5.9535 | 5.6889 | 5.5176 | 5.4437 | 5.4704 | 5.4972
F3_Commercial_Restaurant_New_Water Heating_Natural Gas_Water Heater_E3 | F3 | Commercial | Restaurant | New | Water Heating | Natural Gas | Water Heater | E3 | PACT BC Ratio | bar: 2021 to 2047
F3_Commercial_Restaurant_New_Water Heating_Natural Gas_Water Heater_E4 | F3 | Commercial | Restaurant | New | Water Heating | Natural Gas | Water Heater | E4 | PACT BC Ratio | 0 | 0 | 0.58842 | 0.56284 | 0.55259 | 0.55224 | 0.55925 | 0.57361 | 0.59654 | 0.63035 | 0.67367 | 0.72129 | 0.7677 | 0.80278 | 0.82088 | 0.8202 | 0.80248 | 0.77385 | 0.74012 | 0.70051 | 0.65449 | 0.60182 | 0.55482 | 0.52368 | 0.50907 | 0.51156 | 0.51407
F3_Commercial_Restaurant_New_Water Heating_Natural Gas_Water Heater_E5 | F3 | Commercial | Restaurant | New | Water Heating | Natural Gas | Water Heater | E5 | PACT BC Ratio | 0 | 0 | 0 | 0 | 0 | 0 | 0 | 0 | 0 | 0 | 0 | 0 | 0 | 0 | 0 | 0 | 0 | 0 | 0 | 0 | 0 | 0 | 0 | 0 | 0 | 0 | 0
F3_Commercial_Restaurant_New_Water Heating_Natural Gas_Water Heater_E6 | F3 | Commercial | Restaurant | New | Water Heating | Natural Gas | Water Heater | E6 | PACT BC Ratio | 0 | 0 | 0 | 0 | 0 | 0 | 0 | 0 | 0 | 0 | 0 | 0 | 0 | 0 | 0 | 0 | 0 | 0 | 0 | 0 | 0 | 0 | 0 | 0 | 0 | 0 | 0
F3_Commercial_Restaurant_New_Water Heating_Natural Gas_Water Heater_E7 | F3 | Commercial | Restaurant | New | Water Heating | Natural Gas | Water Heater | E7 | PACT BC Ratio | 0 | 0 | 0 | 0 | 0 | 0 | 0 | 0 | 0 | 0 | 0 | 0 | 0 | 0 | 0 | 0 | 0 | 0 | 0 | 0 | 0 | 0 | 0 | 0 | 0 | 0 | 0
F3_Commercial_Restaurant_New_Water Heating_Natural Gas_Water Heater_E8 | F3 | Commercial | Restaurant | New | Water Heating | Natural Gas | Water Heater | E8 | PACT BC Ratio | 0 | 0 | 0 | 0 | 0 | 0 | 0 | 0 | 0 | 0 | 0 | 0 | 0 | 0 | 0 | 0 | 0 | 0 | 0 | 0 | 0 | 0 | 0 | 0 | 0 | 0 | 0
F3_Commercial_Restaurant_New_Water Heating_Natural Gas_Water Heater_E9 | F3 | Commercial | Restaurant | New | Water Heating | Natural Gas | Water Heater | E9 | PACT BC Ratio | 0 | 0 | 0 | 0 | 0 | 0 | 0 | 0 | 0 | 0 | 0 | 0 | 0 | 0 | 0 | 0 | 0 | 0 | 0 | 0 | 0 | 0 | 0 | 0 | 0 | 0 | 0
F3_Commercial_Restaurant_New_Water Heating_Natural Gas_Water Heater_E10 | F3 | Commercial | Restaurant | New | Water Heating | Natural Gas | Water Heater | E10 | PACT BC Ratio | 0 | 0 | 0 | 0 | 0 | 0 | 0 | 0 | 0 | 0 | 0 | 0 | 0 | 0 | 0 | 0 | 0 | 0 | 0 | 0 | 0 | 0 | 0 | 0 | 0 | 0 | 0
F4_Commercial_Restaurant_New_Water Heating_Natural Gas_Water Heater_E1 | F4 | Commercial | Restaurant | New | Water Heating | Natural Gas | Water Heater | E1 | RVT BC Ratio | bar: 2021 to 2047
F4_Commercial_Restaurant_New_Water Heating_Natural Gas_Water Heater_E2 | F4 | Commercial | Restaurant | New | Water Heating | Natural Gas | Water Heater | E2 | RVT BC Ratio | 0.7 | 0.7 | 0.7 | 0.7 | 0.7 | 0.7 | 0.7 | 0.7 | 0.7 | 0.7 | 0.7 | 0.7 | 0.7 | 0.7 | 0.7 | 0.7 | 0.7 | 0.7 | 0.7 | 0.7 | 0.7 | 0.7 | 0.7 | 0.7 | 0.7 | 0.7 | 0.7
F4_Commercial_Restaurant_New_Water Heating_Natural Gas_Water Heater_E3 | F4 | Commercial | Restaurant | New | Water Heating | Natural Gas | Water Heater | E3 | RVT BC Ratio | bar: 2021 to 2047
F4_Commercial_Restaurant_New_Water Heating_Natural Gas_Water Heater_E4 | F4 | Commercial | Restaurant | New | Water Heating | Natural Gas | Water Heater | E4 | RVT BC Ratio | 0 | 0 | 0.7 | 0.7 | 0.7 | 0.7 | 0.7 | 0.7 | 0.7 | 0.7 | 0.7 | 0.7 | 0.7 | 0.7 | 0.7 | 0.7 | 0.7 | 0.7 | 0.7 | 0.7 | 0.7 | 0.7 | 0.7 | 0.7 | 0.7 | 0.7 | 0.7
F4_Commercial_Restaurant_New_Water Heating_Natural Gas_Water Heater_E5 | F4 | Commercial | Restaurant | New | Water Heating | Natural Gas | Water Heater | E5 | RVT BC Ratio | 0 | 0 | 0 | 0 | 0 | 0 | 0 | 0 | 0 | 0 | 0 | 0 | 0 | 0 | 0 | 0 | 0 | 0 | 0 | 0 | 0 | 0 | 0 | 0 | 0 | 0 | 0
F4_Commercial_Restaurant_New_Water Heating_Natural Gas_Water Heater_E6 | F4 | Commercial | Restaurant | New | Water Heating | Natural Gas | Water Heater | E6 | RVT BC Ratio | 0 | 0 | 0 | 0 | 0 | 0 | 0 | 0 | 0 | 0 | 0 | 0 | 0 | 0 | 0 | 0 | 0 | 0 | 0 | 0 | 0 | 0 | 0 | 0 | 0 | 0 | 0
F4_Commercial_Restaurant_New_Water Heating_Natural Gas_Water Heater_E7 | F4 | Commercial | Restaurant | New | Water Heating | Natural Gas | Water Heater | E7 | RVT BC Ratio | 0 | 0 | 0 | 0 | 0 | 0 | 0 | 0 | 0 | 0 | 0 | 0 | 0 | 0 | 0 | 0 | 0 | 0 | 0 | 0 | 0 | 0 | 0 | 0 | 0 | 0 | 0
F4_Commercial_Restaurant_New_Water Heating_Natural Gas_Water Heater_E8 | F4 | Commercial | Restaurant | New | Water Heating | Natural Gas | Water Heater | E8 | RVT BC Ratio | 0 | 0 | 0 | 0 | 0 | 0 | 0 | 0 | 0 | 0 | 0 | 0 | 0 | 0 | 0 | 0 | 0 | 0 | 0 | 0 | 0 | 0 | 0 | 0 | 0 | 0 | 0
F4_Commercial_Restaurant_New_Water Heating_Natural Gas_Water Heater_E9 | F4 | Commercial | Restaurant | New | Water Heating | Natural Gas | Water Heater | E9 | RVT BC Ratio | 0 | 0 | 0 | 0 | 0 | 0 | 0 | 0 | 0 | 0 | 0 | 0 | 0 | 0 | 0 | 0 | 0 | 0 | 0 | 0 | 0 | 0 | 0 | 0 | 0 | 0 | 0
F4_Commercial_Restaurant_New_Water Heating_Natural Gas_Water Heater_E10 | F4 | Commercial | Restaurant | New | Water Heating | Natural Gas | Water Heater | E10 | RVT BC Ratio | 0 | 0 | 0 | 0 | 0 | 0 | 0 | 0 | 0 | 0 | 0 | 0 | 0 | 0 | 0 | 0 | 0 | 0 | 0 | 0 | 0 | 0 | 0 | 0 | 0 | 0 | 0
F5_Commercial_Restaurant_New_Water Heating_Natural Gas_Water Heater_E1 | F5 | Commercial | Restaurant | New | Water Heating | Natural Gas | Water Heater | E1 | RIM BC Ratio | bar: 2021 to 2047
F5_Commercial_Restaurant_New_Water Heating_Natural Gas_Water Heater_E2 | F5 | Commercial | Restaurant | New | Water Heating | Natural Gas | Water Heater | E2 | RIM BC Ratio | 6.6572 | 6.5612 | 6.4675 | 6.3766 | 6.3775 | 6.438 | 6.536 | 6.6548 | 6.783 | 6.9142 | 7.0439 | 7.1587 | 7.2463 | 7.2836 | 7.2664 | 7.1951 | 7.0753 | 6.9185 | 6.7318 | 6.5104 | 6.2515 | 5.9535 | 5.6889 | 5.5176 | 5.4437 | 5.4704 | 5.4972
F5_Commercial_Restaurant_New_Water Heating_Natural Gas_Water Heater_E3 | F5 | Commercial | Restaurant | New | Water Heating | Natural Gas | Water Heater | E3 | RIM BC Ratio | bar: 2021 to 2047
F5_Commercial_Restaurant_New_Water Heating_Natural Gas_Water Heater_E4 | F5 | Commercial | Restaurant | New | Water Heating | Natural Gas | Water Heater | E4 | RIM BC Ratio | 0 | 0 | 0.58842 | 0.56284 | 0.55259 | 0.55224 | 0.55925 | 0.57361 | 0.59654 | 0.63035 | 0.67367 | 0.72129 | 0.7677 | 0.80278 | 0.82088 | 0.8202 | 0.80248 | 0.77385 | 0.74012 | 0.70051 | 0.65449 | 0.60182 | 0.55482 | 0.52368 | 0.50907 | 0.51156 | 0.51407
F5_Commercial_Restaurant_New_Water Heating_Natural Gas_Water Heater_E5 | F5 | Commercial | Restaurant | New | Water Heating | Natural Gas | Water Heater | E5 | RIM BC Ratio | 0 | 0 | 0 | 0 | 0 | 0 | 0 | 0 | 0 | 0 | 0 | 0 | 0 | 0 | 0 | 0 | 0 | 0 | 0 | 0 | 0 | 0 | 0 | 0 | 0 | 0 | 0
F5_Commercial_Restaurant_New_Water Heating_Natural Gas_Water Heater_E6 | F5 | Commercial | Restaurant | New | Water Heating | Natural Gas | Water Heater | E6 | RIM BC Ratio | 0 | 0 | 0 | 0 | 0 | 0 | 0 | 0 | 0 | 0 | 0 | 0 | 0 | 0 | 0 | 0 | 0 | 0 | 0 | 0 | 0 | 0 | 0 | 0 | 0 | 0 | 0
F5_Commercial_Restaurant_New_Water Heating_Natural Gas_Water Heater_E7 | F5 | Commercial | Restaurant | New | Water Heating | Natural Gas | Water Heater | E7 | RIM BC Ratio | 0 | 0 | 0 | 0 | 0 | 0 | 0 | 0 | 0 | 0 | 0 | 0 | 0 | 0 | 0 | 0 | 0 | 0 | 0 | 0 | 0 | 0 | 0 | 0 | 0 | 0 | 0
F5_Commercial_Restaurant_New_Water Heating_Natural Gas_Water Heater_E8 | F5 | Commercial | Restaurant | New | Water Heating | Natural Gas | Water Heater | E8 | RIM BC Ratio | 0 | 0 | 0 | 0 | 0 | 0 | 0 | 0 | 0 | 0 | 0 | 0 | 0 | 0 | 0 | 0 | 0 | 0 | 0 | 0 | 0 | 0 | 0 | 0 | 0 | 0 | 0
F5_Commercial_Restaurant_New_Water Heating_Natural Gas_Water Heater_E9 | F5 | Commercial | Restaurant | New | Water Heating | Natural Gas | Water Heater | E9 | RIM BC Ratio | 0 | 0 | 0 | 0 | 0 | 0 | 0 | 0 | 0 | 0 | 0 | 0 | 0 | 0 | 0 | 0 | 0 | 0 | 0 | 0 | 0 | 0 | 0 | 0 | 0 | 0 | 0
F5_Commercial_Restaurant_New_Water Heating_Natural Gas_Water Heater_E10 | F5 | Commercial | Restaurant | New | Water Heating | Natural Gas | Water Heater | E10 | RIM BC Ratio | 0 | 0 | 0 | 0 | 0 | 0 | 0 | 0 | 0 | 0 | 0 | 0 | 0 | 0 | 0 | 0 | 0 | 0 | 0 | 0 | 0 | 0 | 0 | 0 | 0 | 0 | 0
F0_Commercial_Restaurant_New_Food Preparation_Natural Gas_Oven_E0 | F0 | Commercial | Restaurant | New | Food Preparation | Natural Gas | Oven | E0 | Economic Unit | ENERGY STAR (>42% Baking Efficiency) | ENERGY STAR (>42% Baking Efficiency) | ENERGY STAR (>42% Baking Efficiency) | ENERGY STAR (>42% Baking Efficiency) | ENERGY STAR (>42% Baking Efficiency) | ENERGY STAR (>42% Baking Efficiency) | ENERGY STAR (>42% Baking Efficiency) | ENERGY STAR (>42% Baking Efficiency) | ENERGY STAR (>42% Baking Efficiency) | ENERGY STAR (>42% Baking Efficiency) | ENERGY STAR (>42% Baking Efficiency) | ENERGY STAR (>42% Baking Efficiency) | ENERGY STAR (>42% Baking Efficiency) | ENERGY STAR (>42% Baking Efficiency) | ENERGY STAR (>42% Baking Efficiency) | ENERGY STAR (>42% Baking Efficiency) | ENERGY STAR (>42% Baking Efficiency) | ENERGY STAR (>42% Baking Efficiency) | ENERGY STAR (>42% Baking Efficiency) | ENERGY STAR (>42% Baking Efficiency) | ENERGY STAR (>42% Baking Efficiency) | ENERGY STAR (>42% Baking Efficiency) | ENERGY STAR (>42% Baking Efficiency) | ENERGY STAR (>42% Baking Efficiency) | ENERGY STAR (>42% Baking Efficiency) | ENERGY STAR (>42% Baking Efficiency) | ENERGY STAR (>42% Baking Efficiency)
F1_Commercial_Restaurant_New_Food Preparation_Natural Gas_Oven_E1 | F1 | Commercial | Restaurant | New | Food Preparation | Natural Gas | Oven | E1 | CCE | 0 | 0 | 0 | 0 | 0 | 0 | 0 | 0 | 0 | 0 | 0 | 0 | 0 | 0 | 0 | 0 | 0 | 0 | 0 | 0 | 0 | 0 | 0 | 0 | 0 | 0 | 0
F1_Commercial_Restaurant_New_Food Preparation_Natural Gas_Oven_E2 | F1 | Commercial | Restaurant | New | Food Preparation | Natural Gas | Oven | E2 | CCE | 0.0064069 | 0.0064069 | 0.0064069 | 0.0064069 | 0.0064069 | 0.0064069 | 0.0064069 | 0.0064069 | 0.0064069 | 0.0064069 | 0.0064069 | 0.0064069 | 0.0064069 | 0.0064069 | 0.0064069 | 0.0064069 | 0.0064069 | 0.0064069 | 0.0064069 | 0.0064069 | 0.0064069 | 0.0064069 | 0.0064069 | 0.0064069 | 0.0064069 | 0.0064069 | 0.0064069
F1_Commercial_Restaurant_New_Food Preparation_Natural Gas_Oven_E3 | F1 | Commercial | Restaurant | New | Food Preparation | Natural Gas | Oven | E3 | CCE | 0 | 0 | 0 | 0 | 0 | 0 | 0 | 0 | 0 | 0 | 0 | 0 | 0 | 0 | 0 | 0 | 0 | 0 | 0 | 0 | 0 | 0 | 0 | 0 | 0 | 0 | 0
F1_Commercial_Restaurant_New_Food Preparation_Natural Gas_Oven_E4 | F1 | Commercial | Restaurant | New | Food Preparation | Natural Gas | Oven | E4 | CCE | 0 | 0 | 0 | 0 | 0 | 0 | 0 | 0 | 0 | 0 | 0 | 0 | 0 | 0 | 0 | 0 | 0 | 0 | 0 | 0 | 0 | 0 | 0 | 0 | 0 | 0 | 0
F1_Commercial_Restaurant_New_Food Preparation_Natural Gas_Oven_E5 | F1 | Commercial | Restaurant | New | Food Preparation | Natural Gas | Oven | E5 | CCE | 0 | 0 | 0 | 0 | 0 | 0 | 0 | 0 | 0 | 0 | 0 | 0 | 0 | 0 | 0 | 0 | 0 | 0 | 0 | 0 | 0 | 0 | 0 | 0 | 0 | 0 | 0
F1_Commercial_Restaurant_New_Food Preparation_Natural Gas_Oven_E6 | F1 | Commercial | Restaurant | New | Food Preparation | Natural Gas | Oven | E6 | CCE | 0 | 0 | 0 | 0 | 0 | 0 | 0 | 0 | 0 | 0 | 0 | 0 | 0 | 0 | 0 | 0 | 0 | 0 | 0 | 0 | 0 | 0 | 0 | 0 | 0 | 0 | 0
F1_Commercial_Restaurant_New_Food Preparation_Natural Gas_Oven_E7 | F1 | Commercial | Restaurant | New | Food Preparation | Natural Gas | Oven | E7 | CCE | 0 | 0 | 0 | 0 | 0 | 0 | 0 | 0 | 0 | 0 | 0 | 0 | 0 | 0 | 0 | 0 | 0 | 0 | 0 | 0 | 0 | 0 | 0 | 0 | 0 | 0 | 0
F1_Commercial_Restaurant_New_Food Preparation_Natural Gas_Oven_E8 | F1 | Commercial | Restaurant | New | Food Preparation | Natural Gas | Oven | E8 | CCE | 0 | 0 | 0 | 0 | 0 | 0 | 0 | 0 | 0 | 0 | 0 | 0 | 0 | 0 | 0 | 0 | 0 | 0 | 0 | 0 | 0 | 0 | 0 | 0 | 0 | 0 | 0
F1_Commercial_Restaurant_New_Food Preparation_Natural Gas_Oven_E9 | F1 | Commercial | Restaurant | New | Food Preparation | Natural Gas | Oven | E9 | CCE | 0 | 0 | 0 | 0 | 0 | 0 | 0 | 0 | 0 | 0 | 0 | 0 | 0 | 0 | 0 | 0 | 0 | 0 | 0 | 0 | 0 | 0 | 0 | 0 | 0 | 0 | 0
F1_Commercial_Restaurant_New_Food Preparation_Natural Gas_Oven_E10 | F1 | Commercial | Restaurant | New | Food Preparation | Natural Gas | Oven | E10 | CCE | 0 | 0 | 0 | 0 | 0 | 0 | 0 | 0 | 0 | 0 | 0 | 0 | 0 | 0 | 0 | 0 | 0 | 0 | 0 | 0 | 0 | 0 | 0 | 0 | 0 | 0 | 0
F2_Commercial_Restaurant_New_Food Preparation_Natural Gas_Oven_E1 | F2 | Commercial | Restaurant | New | Food Preparation | Natural Gas | Oven | E1 | TRC BC Ratio | bar: 2021 to 2047
F2_Commercial_Restaurant_New_Food Preparation_Natural Gas_Oven_E2 | F2 | Commercial | Restaurant | New | Food Preparation | Natural Gas | Oven | E2 | TRC BC Ratio | 2.1435 | 2.1209 | 2.0991 | 2.0784 | 2.0838 | 2.1062 | 2.1397 | 2.1792 | 2.22 | 2.2569 | 2.287 | 2.3059 | 2.3122 | 2.3039 | 2.2841 | 2.2551 | 2.2186 | 2.175 | 2.1228 | 2.0608 | 1.9881 | 1.9043 | 1.83 | 1.7822 | 1.7622 | 1.7709 | 1.7795
F2_Commercial_Restaurant_New_Food Preparation_Natural Gas_Oven_E3 | F2 | Commercial | Restaurant | New | Food Preparation | Natural Gas | Oven | E3 | TRC BC Ratio | 0 | 0 | 0 | 0 | 0 | 0 | 0 | 0 | 0 | 0 | 0 | 0 | 0 | 0 | 0 | 0 | 0 | 0 | 0 | 0 | 0 | 0 | 0 | 0 | 0 | 0 | 0
F2_Commercial_Restaurant_New_Food Preparation_Natural Gas_Oven_E4 | F2 | Commercial | Restaurant | New | Food Preparation | Natural Gas | Oven | E4 | TRC BC Ratio | 0 | 0 | 0 | 0 | 0 | 0 | 0 | 0 | 0 | 0 | 0 | 0 | 0 | 0 | 0 | 0 | 0 | 0 | 0 | 0 | 0 | 0 | 0 | 0 | 0 | 0 | 0
F2_Commercial_Restaurant_New_Food Preparation_Natural Gas_Oven_E5 | F2 | Commercial | Restaurant | New | Food Preparation | Natural Gas | Oven | E5 | TRC BC Ratio | 0 | 0 | 0 | 0 | 0 | 0 | 0 | 0 | 0 | 0 | 0 | 0 | 0 | 0 | 0 | 0 | 0 | 0 | 0 | 0 | 0 | 0 | 0 | 0 | 0 | 0 | 0
F2_Commercial_Restaurant_New_Food Preparation_Natural Gas_Oven_E6 | F2 | Commercial | Restaurant | New | Food Preparation | Natural Gas | Oven | E6 | TRC BC Ratio | 0 | 0 | 0 | 0 | 0 | 0 | 0 | 0 | 0 | 0 | 0 | 0 | 0 | 0 | 0 | 0 | 0 | 0 | 0 | 0 | 0 | 0 | 0 | 0 | 0 | 0 | 0
F2_Commercial_Restaurant_New_Food Preparation_Natural Gas_Oven_E7 | F2 | Commercial | Restaurant | New | Food Preparation | Natural Gas | Oven | E7 | TRC BC Ratio | 0 | 0 | 0 | 0 | 0 | 0 | 0 | 0 | 0 | 0 | 0 | 0 | 0 | 0 | 0 | 0 | 0 | 0 | 0 | 0 | 0 | 0 | 0 | 0 | 0 | 0 | 0
F2_Commercial_Restaurant_New_Food Preparation_Natural Gas_Oven_E8 | F2 | Commercial | Restaurant | New | Food Preparation | Natural Gas | Oven | E8 | TRC BC Ratio | 0 | 0 | 0 | 0 | 0 | 0 | 0 | 0 | 0 | 0 | 0 | 0 | 0 | 0 | 0 | 0 | 0 | 0 | 0 | 0 | 0 | 0 | 0 | 0 | 0 | 0 | 0
F2_Commercial_Restaurant_New_Food Preparation_Natural Gas_Oven_E9 | F2 | Commercial | Restaurant | New | Food Preparation | Natural Gas | Oven | E9 | TRC BC Ratio | 0 | 0 | 0 | 0 | 0 | 0 | 0 | 0 | 0 | 0 | 0 | 0 | 0 | 0 | 0 | 0 | 0 | 0 | 0 | 0 | 0 | 0 | 0 | 0 | 0 | 0 | 0
F2_Commercial_Restaurant_New_Food Preparation_Natural Gas_Oven_E10 | F2 | Commercial | Restaurant | New | Food Preparation | Natural Gas | Oven | E10 | TRC BC Ratio | 0 | 0 | 0 | 0 | 0 | 0 | 0 | 0 | 0 | 0 | 0 | 0 | 0 | 0 | 0 | 0 | 0 | 0 | 0 | 0 | 0 | 0 | 0 | 0 | 0 | 0 | 0
F3_Commercial_Restaurant_New_Food Preparation_Natural Gas_Oven_E1 | F3 | Commercial | Restaurant | New | Food Preparation | Natural Gas | Oven | E1 | PACT BC Ratio | bar: 2021 to 2047
F3_Commercial_Restaurant_New_Food Preparation_Natural Gas_Oven_E2 | F3 | Commercial | Restaurant | New | Food Preparation | Natural Gas | Oven | E2 | PACT BC Ratio | 2.8204 | 2.7906 | 2.762 | 2.7347 | 2.7418 | 2.7714 | 2.8154 | 2.8674 | 2.9211 | 2.9697 | 3.0092 | 3.0341 | 3.0424 | 3.0315 | 3.0054 | 2.9673 | 2.9193 | 2.8618 | 2.7932 | 2.7116 | 2.6159 | 2.5056 | 2.4079 | 2.3451 | 2.3187 | 2.3301 | 2.3415
F3_Commercial_Restaurant_New_Food Preparation_Natural Gas_Oven_E3 | F3 | Commercial | Restaurant | New | Food Preparation | Natural Gas | Oven | E3 | PACT BC Ratio | 0 | 0 | 0 | 0 | 0 | 0 | 0 | 0 | 0 | 0 | 0 | 0 | 0 | 0 | 0 | 0 | 0 | 0 | 0 | 0 | 0 | 0 | 0 | 0 | 0 | 0 | 0
F3_Commercial_Restaurant_New_Food Preparation_Natural Gas_Oven_E4 | F3 | Commercial | Restaurant | New | Food Preparation | Natural Gas | Oven | E4 | PACT BC Ratio | 0 | 0 | 0 | 0 | 0 | 0 | 0 | 0 | 0 | 0 | 0 | 0 | 0 | 0 | 0 | 0 | 0 | 0 | 0 | 0 | 0 | 0 | 0 | 0 | 0 | 0 | 0
F3_Commercial_Restaurant_New_Food Preparation_Natural Gas_Oven_E5 | F3 | Commercial | Restaurant | New | Food Preparation | Natural Gas | Oven | E5 | PACT BC Ratio | 0 | 0 | 0 | 0 | 0 | 0 | 0 | 0 | 0 | 0 | 0 | 0 | 0 | 0 | 0 | 0 | 0 | 0 | 0 | 0 | 0 | 0 | 0 | 0 | 0 | 0 | 0
F3_Commercial_Restaurant_New_Food Preparation_Natural Gas_Oven_E6 | F3 | Commercial | Restaurant | New | Food Preparation | Natural Gas | Oven | E6 | PACT BC Ratio | 0 | 0 | 0 | 0 | 0 | 0 | 0 | 0 | 0 | 0 | 0 | 0 | 0 | 0 | 0 | 0 | 0 | 0 | 0 | 0 | 0 | 0 | 0 | 0 | 0 | 0 | 0
F3_Commercial_Restaurant_New_Food Preparation_Natural Gas_Oven_E7 | F3 | Commercial | Restaurant | New | Food Preparation | Natural Gas | Oven | E7 | PACT BC Ratio | 0 | 0 | 0 | 0 | 0 | 0 | 0 | 0 | 0 | 0 | 0 | 0 | 0 | 0 | 0 | 0 | 0 | 0 | 0 | 0 | 0 | 0 | 0 | 0 | 0 | 0 | 0
F3_Commercial_Restaurant_New_Food Preparation_Natural Gas_Oven_E8 | F3 | Commercial | Restaurant | New | Food Preparation | Natural Gas | Oven | E8 | PACT BC Ratio | 0 | 0 | 0 | 0 | 0 | 0 | 0 | 0 | 0 | 0 | 0 | 0 | 0 | 0 | 0 | 0 | 0 | 0 | 0 | 0 | 0 | 0 | 0 | 0 | 0 | 0 | 0
F3_Commercial_Restaurant_New_Food Preparation_Natural Gas_Oven_E9 | F3 | Commercial | Restaurant | New | Food Preparation | Natural Gas | Oven | E9 | PACT BC Ratio | 0 | 0 | 0 | 0 | 0 | 0 | 0 | 0 | 0 | 0 | 0 | 0 | 0 | 0 | 0 | 0 | 0 | 0 | 0 | 0 | 0 | 0 | 0 | 0 | 0 | 0 | 0
F3_Commercial_Restaurant_New_Food Preparation_Natural Gas_Oven_E10 | F3 | Commercial | Restaurant | New | Food Preparation | Natural Gas | Oven | E10 | PACT BC Ratio | 0 | 0 | 0 | 0 | 0 | 0 | 0 | 0 | 0 | 0 | 0 | 0 | 0 | 0 | 0 | 0 | 0 | 0 | 0 | 0 | 0 | 0 | 0 | 0 | 0 | 0 | 0
F4_Commercial_Restaurant_New_Food Preparation_Natural Gas_Oven_E1 | F4 | Commercial | Restaurant | New | Food Preparation | Natural Gas | Oven | E1 | RVT BC Ratio | bar: 2021 to 2047
F4_Commercial_Restaurant_New_Food Preparation_Natural Gas_Oven_E2 | F4 | Commercial | Restaurant | New | Food Preparation | Natural Gas | Oven | E2 | RVT BC Ratio | 0.7 | 0.7 | 0.7 | 0.7 | 0.7 | 0.7 | 0.7 | 0.7 | 0.7 | 0.7 | 0.7 | 0.7 | 0.7 | 0.7 | 0.7 | 0.7 | 0.7 | 0.7 | 0.7 | 0.7 | 0.7 | 0.7 | 0.7 | 0.7 | 0.7 | 0.7 | 0.7
F4_Commercial_Restaurant_New_Food Preparation_Natural Gas_Oven_E3 | F4 | Commercial | Restaurant | New | Food Preparation | Natural Gas | Oven | E3 | RVT BC Ratio | 0 | 0 | 0 | 0 | 0 | 0 | 0 | 0 | 0 | 0 | 0 | 0 | 0 | 0 | 0 | 0 | 0 | 0 | 0 | 0 | 0 | 0 | 0 | 0 | 0 | 0 | 0
F4_Commercial_Restaurant_New_Food Preparation_Natural Gas_Oven_E4 | F4 | Commercial | Restaurant | New | Food Preparation | Natural Gas | Oven | E4 | RVT BC Ratio | 0 | 0 | 0 | 0 | 0 | 0 | 0 | 0 | 0 | 0 | 0 | 0 | 0 | 0 | 0 | 0 | 0 | 0 | 0 | 0 | 0 | 0 | 0 | 0 | 0 | 0 | 0
F4_Commercial_Restaurant_New_Food Preparation_Natural Gas_Oven_E5 | F4 | Commercial | Restaurant | New | Food Preparation | Natural Gas | Oven | E5 | RVT BC Ratio | 0 | 0 | 0 | 0 | 0 | 0 | 0 | 0 | 0 | 0 | 0 | 0 | 0 | 0 | 0 | 0 | 0 | 0 | 0 | 0 | 0 | 0 | 0 | 0 | 0 | 0 | 0
F4_Commercial_Restaurant_New_Food Preparation_Natural Gas_Oven_E6 | F4 | Commercial | Restaurant | New | Food Preparation | Natural Gas | Oven | E6 | RVT BC Ratio | 0 | 0 | 0 | 0 | 0 | 0 | 0 | 0 | 0 | 0 | 0 | 0 | 0 | 0 | 0 | 0 | 0 | 0 | 0 | 0 | 0 | 0 | 0 | 0 | 0 | 0 | 0
F4_Commercial_Restaurant_New_Food Preparation_Natural Gas_Oven_E7 | F4 | Commercial | Restaurant | New | Food Preparation | Natural Gas | Oven | E7 | RVT BC Ratio | 0 | 0 | 0 | 0 | 0 | 0 | 0 | 0 | 0 | 0 | 0 | 0 | 0 | 0 | 0 | 0 | 0 | 0 | 0 | 0 | 0 | 0 | 0 | 0 | 0 | 0 | 0
F4_Commercial_Restaurant_New_Food Preparation_Natural Gas_Oven_E8 | F4 | Commercial | Restaurant | New | Food Preparation | Natural Gas | Oven | E8 | RVT BC Ratio | 0 | 0 | 0 | 0 | 0 | 0 | 0 | 0 | 0 | 0 | 0 | 0 | 0 | 0 | 0 | 0 | 0 | 0 | 0 | 0 | 0 | 0 | 0 | 0 | 0 | 0 | 0
F4_Commercial_Restaurant_New_Food Preparation_Natural Gas_Oven_E9 | F4 | Commercial | Restaurant | New | Food Preparation | Natural Gas | Oven | E9 | RVT BC Ratio | 0 | 0 | 0 | 0 | 0 | 0 | 0 | 0 | 0 | 0 | 0 | 0 | 0 | 0 | 0 | 0 | 0 | 0 | 0 | 0 | 0 | 0 | 0 | 0 | 0 | 0 | 0
F4_Commercial_Restaurant_New_Food Preparation_Natural Gas_Oven_E10 | F4 | Commercial | Restaurant | New | Food Preparation | Natural Gas | Oven | E10 | RVT BC Ratio | 0 | 0 | 0 | 0 | 0 | 0 | 0 | 0 | 0 | 0 | 0 | 0 | 0 | 0 | 0 | 0 | 0 | 0 | 0 | 0 | 0 | 0 | 0 | 0 | 0 | 0 | 0
F5_Commercial_Restaurant_New_Food Preparation_Natural Gas_Oven_E1 | F5 | Commercial | Restaurant | New | Food Preparation | Natural Gas | Oven | E1 | RIM BC Ratio | bar: 2021 to 2047
F5_Commercial_Restaurant_New_Food Preparation_Natural Gas_Oven_E2 | F5 | Commercial | Restaurant | New | Food Preparation | Natural Gas | Oven | E2 | RIM BC Ratio | 2.8204 | 2.7906 | 2.762 | 2.7347 | 2.7418 | 2.7714 | 2.8154 | 2.8674 | 2.9211 | 2.9697 | 3.0092 | 3.0341 | 3.0424 | 3.0315 | 3.0054 | 2.9673 | 2.9193 | 2.8618 | 2.7932 | 2.7116 | 2.6159 | 2.5056 | 2.4079 | 2.3451 | 2.3187 | 2.3301 | 2.3415
F5_Commercial_Restaurant_New_Food Preparation_Natural Gas_Oven_E3 | F5 | Commercial | Restaurant | New | Food Preparation | Natural Gas | Oven | E3 | RIM BC Ratio | 0 | 0 | 0 | 0 | 0 | 0 | 0 | 0 | 0 | 0 | 0 | 0 | 0 | 0 | 0 | 0 | 0 | 0 | 0 | 0 | 0 | 0 | 0 | 0 | 0 | 0 | 0
F5_Commercial_Restaurant_New_Food Preparation_Natural Gas_Oven_E4 | F5 | Commercial | Restaurant | New | Food Preparation | Natural Gas | Oven | E4 | RIM BC Ratio | 0 | 0 | 0 | 0 | 0 | 0 | 0 | 0 | 0 | 0 | 0 | 0 | 0 | 0 | 0 | 0 | 0 | 0 | 0 | 0 | 0 | 0 | 0 | 0 | 0 | 0 | 0
F5_Commercial_Restaurant_New_Food Preparation_Natural Gas_Oven_E5 | F5 | Commercial | Restaurant | New | Food Preparation | Natural Gas | Oven | E5 | RIM BC Ratio | 0 | 0 | 0 | 0 | 0 | 0 | 0 | 0 | 0 | 0 | 0 | 0 | 0 | 0 | 0 | 0 | 0 | 0 | 0 | 0 | 0 | 0 | 0 | 0 | 0 | 0 | 0
F5_Commercial_Restaurant_New_Food Preparation_Natural Gas_Oven_E6 | F5 | Commercial | Restaurant | New | Food Preparation | Natural Gas | Oven | E6 | RIM BC Ratio | 0 | 0 | 0 | 0 | 0 | 0 | 0 | 0 | 0 | 0 | 0 | 0 | 0 | 0 | 0 | 0 | 0 | 0 | 0 | 0 | 0 | 0 | 0 | 0 | 0 | 0 | 0
F5_Commercial_Restaurant_New_Food Preparation_Natural Gas_Oven_E7 | F5 | Commercial | Restaurant | New | Food Preparation | Natural Gas | Oven | E7 | RIM BC Ratio | 0 | 0 | 0 | 0 | 0 | 0 | 0 | 0 | 0 | 0 | 0 | 0 | 0 | 0 | 0 | 0 | 0 | 0 | 0 | 0 | 0 | 0 | 0 | 0 | 0 | 0 | 0
F5_Commercial_Restaurant_New_Food Preparation_Natural Gas_Oven_E8 | F5 | Commercial | Restaurant | New | Food Preparation | Natural Gas | Oven | E8 | RIM BC Ratio | 0 | 0 | 0 | 0 | 0 | 0 | 0 | 0 | 0 | 0 | 0 | 0 | 0 | 0 | 0 | 0 | 0 | 0 | 0 | 0 | 0 | 0 | 0 | 0 | 0 | 0 | 0
F5_Commercial_Restaurant_New_Food Preparation_Natural Gas_Oven_E9 | F5 | Commercial | Restaurant | New | Food Preparation | Natural Gas | Oven | E9 | RIM BC Ratio | 0 | 0 | 0 | 0 | 0 | 0 | 0 | 0 | 0 | 0 | 0 | 0 | 0 | 0 | 0 | 0 | 0 | 0 | 0 | 0 | 0 | 0 | 0 | 0 | 0 | 0 | 0
F5_Commercial_Restaurant_New_Food Preparation_Natural Gas_Oven_E10 | F5 | Commercial | Restaurant | New | Food Preparation | Natural Gas | Oven | E10 | RIM BC Ratio | 0 | 0 | 0 | 0 | 0 | 0 | 0 | 0 | 0 | 0 | 0 | 0 | 0 | 0 | 0 | 0 | 0 | 0 | 0 | 0 | 0 | 0 | 0 | 0 | 0 | 0 | 0
F0_Commercial_Restaurant_New_Food Preparation_Natural Gas_Conveyor Oven_E0 | F0 | Commercial | Restaurant | New | Food Preparation | Natural Gas | Conveyor Oven | E0 | Economic Unit | Efficient (>42% Baking Efficiency) | Efficient (>42% Baking Efficiency) | Efficient (>42% Baking Efficiency) | Efficient (>42% Baking Efficiency) | Efficient (>42% Baking Efficiency) | Efficient (>42% Baking Efficiency) | Efficient (>42% Baking Efficiency) | Efficient (>42% Baking Efficiency) | Efficient (>42% Baking Efficiency) | Efficient (>42% Baking Efficiency) | Efficient (>42% Baking Efficiency) | Efficient (>42% Baking Efficiency) | Efficient (>42% Baking Efficiency) | Efficient (>42% Baking Efficiency) | Efficient (>42% Baking Efficiency) | Efficient (>42% Baking Efficiency) | Efficient (>42% Baking Efficiency) | Efficient (>42% Baking Efficiency) | Efficient (>42% Baking Efficiency) | Efficient (>42% Baking Efficiency) | Efficient (>42% Baking Efficiency) | Efficient (>42% Baking Efficiency) | Efficient (>42% Baking Efficiency) | Efficient (>42% Baking Efficiency) | Efficient (>42% Baking Efficiency) | Efficient (>42% Baking Efficiency) | Efficient (>42% Baking Efficiency)
F1_Commercial_Restaurant_New_Food Preparation_Natural Gas_Conveyor Oven_E1 | F1 | Commercial | Restaurant | New | Food Preparation | Natural Gas | Conveyor Oven | E1 | CCE | 0 | 0 | 0 | 0 | 0 | 0 | 0 | 0 | 0 | 0 | 0 | 0 | 0 | 0 | 0 | 0 | 0 | 0 | 0 | 0 | 0 | 0 | 0 | 0 | 0 | 0 | 0
F1_Commercial_Restaurant_New_Food Preparation_Natural Gas_Conveyor Oven_E2 | F1 | Commercial | Restaurant | New | Food Preparation | Natural Gas | Conveyor Oven | E2 | CCE | 0.0044579 | 0.0044579 | 0.0044579 | 0.0044579 | 0.0044579 | 0.0044579 | 0.0044579 | 0.0044579 | 0.0044579 | 0.0044579 | 0.0044579 | 0.0044579 | 0.0044579 | 0.0044579 | 0.0044579 | 0.0044579 | 0.0044579 | 0.0044579 | 0.0044579 | 0.0044579 | 0.0044579 | 0.0044579 | 0.0044579 | 0.0044579 | 0.0044579 | 0.0044579 | 0.0044579
F1_Commercial_Restaurant_New_Food Preparation_Natural Gas_Conveyor Oven_E3 | F1 | Commercial | Restaurant | New | Food Preparation | Natural Gas | Conveyor Oven | E3 | CCE | 0 | 0 | 0 | 0 | 0 | 0 | 0 | 0 | 0 | 0 | 0 | 0 | 0 | 0 | 0 | 0 | 0 | 0 | 0 | 0 | 0 | 0 | 0 | 0 | 0 | 0 | 0
F1_Commercial_Restaurant_New_Food Preparation_Natural Gas_Conveyor Oven_E4 | F1 | Commercial | Restaurant | New | Food Preparation | Natural Gas | Conveyor Oven | E4 | CCE | 0 | 0 | 0 | 0 | 0 | 0 | 0 | 0 | 0 | 0 | 0 | 0 | 0 | 0 | 0 | 0 | 0 | 0 | 0 | 0 | 0 | 0 | 0 | 0 | 0 | 0 | 0
F1_Commercial_Restaurant_New_Food Preparation_Natural Gas_Conveyor Oven_E5 | F1 | Commercial | Restaurant | New | Food Preparation | Natural Gas | Conveyor Oven | E5 | CCE | 0 | 0 | 0 | 0 | 0 | 0 | 0 | 0 | 0 | 0 | 0 | 0 | 0 | 0 | 0 | 0 | 0 | 0 | 0 | 0 | 0 | 0 | 0 | 0 | 0 | 0 | 0
F1_Commercial_Restaurant_New_Food Preparation_Natural Gas_Conveyor Oven_E6 | F1 | Commercial | Restaurant | New | Food Preparation | Natural Gas | Conveyor Oven | E6 | CCE | 0 | 0 | 0 | 0 | 0 | 0 | 0 | 0 | 0 | 0 | 0 | 0 | 0 | 0 | 0 | 0 | 0 | 0 | 0 | 0 | 0 | 0 | 0 | 0 | 0 | 0 | 0
F1_Commercial_Restaurant_New_Food Preparation_Natural Gas_Conveyor Oven_E7 | F1 | Commercial | Restaurant | New | Food Preparation | Natural Gas | Conveyor Oven | E7 | CCE | 0 | 0 | 0 | 0 | 0 | 0 | 0 | 0 | 0 | 0 | 0 | 0 | 0 | 0 | 0 | 0 | 0 | 0 | 0 | 0 | 0 | 0 | 0 | 0 | 0 | 0 | 0
F1_Commercial_Restaurant_New_Food Preparation_Natural Gas_Conveyor Oven_E8 | F1 | Commercial | Restaurant | New | Food Preparation | Natural Gas | Conveyor Oven | E8 | CCE | 0 | 0 | 0 | 0 | 0 | 0 | 0 | 0 | 0 | 0 | 0 | 0 | 0 | 0 | 0 | 0 | 0 | 0 | 0 | 0 | 0 | 0 | 0 | 0 | 0 | 0 | 0
F1_Commercial_Restaurant_New_Food Preparation_Natural Gas_Conveyor Oven_E9 | F1 | Commercial | Restaurant | New | Food Preparation | Natural Gas | Conveyor Oven | E9 | CCE | 0 | 0 | 0 | 0 | 0 | 0 | 0 | 0 | 0 | 0 | 0 | 0 | 0 | 0 | 0 | 0 | 0 | 0 | 0 | 0 | 0 | 0 | 0 | 0 | 0 | 0 | 0
F1_Commercial_Restaurant_New_Food Preparation_Natural Gas_Conveyor Oven_E10 | F1 | Commercial | Restaurant | New | Food Preparation | Natural Gas | Conveyor Oven | E10 | CCE | 0 | 0 | 0 | 0 | 0 | 0 | 0 | 0 | 0 | 0 | 0 | 0 | 0 | 0 | 0 | 0 | 0 | 0 | 0 | 0 | 0 | 0 | 0 | 0 | 0 | 0 | 0
F2_Commercial_Restaurant_New_Food Preparation_Natural Gas_Conveyor Oven_E1 | F2 | Commercial | Restaurant | New | Food Preparation | Natural Gas | Conveyor Oven | E1 | TRC BC Ratio | bar: 2021 to 2047
F2_Commercial_Restaurant_New_Food Preparation_Natural Gas_Conveyor Oven_E2 | F2 | Commercial | Restaurant | New | Food Preparation | Natural Gas | Conveyor Oven | E2 | TRC BC Ratio | 3.1168 | 3.1026 | 3.0898 | 3.0771 | 3.0914 | 3.1189 | 3.1492 | 3.1746 | 3.1913 | 3.1987 | 3.1992 | 3.1946 | 3.185 | 3.1677 | 3.1435 | 3.1119 | 3.0717 | 3.0231 | 2.9646 | 2.8946 | 2.8121 | 2.7166 | 2.6323 | 2.579 | 2.558 | 2.5706 | 2.5832
F2_Commercial_Restaurant_New_Food Preparation_Natural Gas_Conveyor Oven_E3 | F2 | Commercial | Restaurant | New | Food Preparation | Natural Gas | Conveyor Oven | E3 | TRC BC Ratio | 0 | 0 | 0 | 0 | 0 | 0 | 0 | 0 | 0 | 0 | 0 | 0 | 0 | 0 | 0 | 0 | 0 | 0 | 0 | 0 | 0 | 0 | 0 | 0 | 0 | 0 | 0
F2_Commercial_Restaurant_New_Food Preparation_Natural Gas_Conveyor Oven_E4 | F2 | Commercial | Restaurant | New | Food Preparation | Natural Gas | Conveyor Oven | E4 | TRC BC Ratio | 0 | 0 | 0 | 0 | 0 | 0 | 0 | 0 | 0 | 0 | 0 | 0 | 0 | 0 | 0 | 0 | 0 | 0 | 0 | 0 | 0 | 0 | 0 | 0 | 0 | 0 | 0
F2_Commercial_Restaurant_New_Food Preparation_Natural Gas_Conveyor Oven_E5 | F2 | Commercial | Restaurant | New | Food Preparation | Natural Gas | Conveyor Oven | E5 | TRC BC Ratio | 0 | 0 | 0 | 0 | 0 | 0 | 0 | 0 | 0 | 0 | 0 | 0 | 0 | 0 | 0 | 0 | 0 | 0 | 0 | 0 | 0 | 0 | 0 | 0 | 0 | 0 | 0
F2_Commercial_Restaurant_New_Food Preparation_Natural Gas_Conveyor Oven_E6 | F2 | Commercial | Restaurant | New | Food Preparation | Natural Gas | Conveyor Oven | E6 | TRC BC Ratio | 0 | 0 | 0 | 0 | 0 | 0 | 0 | 0 | 0 | 0 | 0 | 0 | 0 | 0 | 0 | 0 | 0 | 0 | 0 | 0 | 0 | 0 | 0 | 0 | 0 | 0 | 0
F2_Commercial_Restaurant_New_Food Preparation_Natural Gas_Conveyor Oven_E7 | F2 | Commercial | Restaurant | New | Food Preparation | Natural Gas | Conveyor Oven | E7 | TRC BC Ratio | 0 | 0 | 0 | 0 | 0 | 0 | 0 | 0 | 0 | 0 | 0 | 0 | 0 | 0 | 0 | 0 | 0 | 0 | 0 | 0 | 0 | 0 | 0 | 0 | 0 | 0 | 0
F2_Commercial_Restaurant_New_Food Preparation_Natural Gas_Conveyor Oven_E8 | F2 | Commercial | Restaurant | New | Food Preparation | Natural Gas | Conveyor Oven | E8 | TRC BC Ratio | 0 | 0 | 0 | 0 | 0 | 0 | 0 | 0 | 0 | 0 | 0 | 0 | 0 | 0 | 0 | 0 | 0 | 0 | 0 | 0 | 0 | 0 | 0 | 0 | 0 | 0 | 0
F2_Commercial_Restaurant_New_Food Preparation_Natural Gas_Conveyor Oven_E9 | F2 | Commercial | Restaurant | New | Food Preparation | Natural Gas | Conveyor Oven | E9 | TRC BC Ratio | 0 | 0 | 0 | 0 | 0 | 0 | 0 | 0 | 0 | 0 | 0 | 0 | 0 | 0 | 0 | 0 | 0 | 0 | 0 | 0 | 0 | 0 | 0 | 0 | 0 | 0 | 0
F2_Commercial_Restaurant_New_Food Preparation_Natural Gas_Conveyor Oven_E10 | F2 | Commercial | Restaurant | New | Food Preparation | Natural Gas | Conveyor Oven | E10 | TRC BC Ratio | 0 | 0 | 0 | 0 | 0 | 0 | 0 | 0 | 0 | 0 | 0 | 0 | 0 | 0 | 0 | 0 | 0 | 0 | 0 | 0 | 0 | 0 | 0 | 0 | 0 | 0 | 0
F3_Commercial_Restaurant_New_Food Preparation_Natural Gas_Conveyor Oven_E1 | F3 | Commercial | Restaurant | New | Food Preparation | Natural Gas | Conveyor Oven | E1 | PACT BC Ratio | bar: 2021 to 2047
F3_Commercial_Restaurant_New_Food Preparation_Natural Gas_Conveyor Oven_E2 | F3 | Commercial | Restaurant | New | Food Preparation | Natural Gas | Conveyor Oven | E2 | PACT BC Ratio | 4.1011 | 4.0824 | 4.0655 | 4.0488 | 4.0676 | 4.1039 | 4.1436 | 4.1771 | 4.1991 | 4.2088 | 4.2095 | 4.2034 | 4.1908 | 4.168 | 4.1362 | 4.0947 | 4.0417 | 3.9778 | 3.9008 | 3.8086 | 3.7001 | 3.5745 | 3.4635 | 3.3934 | 3.3658 | 3.3823 | 3.3989
F3_Commercial_Restaurant_New_Food Preparation_Natural Gas_Conveyor Oven_E3 | F3 | Commercial | Restaurant | New | Food Preparation | Natural Gas | Conveyor Oven | E3 | PACT BC Ratio | 0 | 0 | 0 | 0 | 0 | 0 | 0 | 0 | 0 | 0 | 0 | 0 | 0 | 0 | 0 | 0 | 0 | 0 | 0 | 0 | 0 | 0 | 0 | 0 | 0 | 0 | 0
F3_Commercial_Restaurant_New_Food Preparation_Natural Gas_Conveyor Oven_E4 | F3 | Commercial | Restaurant | New | Food Preparation | Natural Gas | Conveyor Oven | E4 | PACT BC Ratio | 0 | 0 | 0 | 0 | 0 | 0 | 0 | 0 | 0 | 0 | 0 | 0 | 0 | 0 | 0 | 0 | 0 | 0 | 0 | 0 | 0 | 0 | 0 | 0 | 0 | 0 | 0
F3_Commercial_Restaurant_New_Food Preparation_Natural Gas_Conveyor Oven_E5 | F3 | Commercial | Restaurant | New | Food Preparation | Natural Gas | Conveyor Oven | E5 | PACT BC Ratio | 0 | 0 | 0 | 0 | 0 | 0 | 0 | 0 | 0 | 0 | 0 | 0 | 0 | 0 | 0 | 0 | 0 | 0 | 0 | 0 | 0 | 0 | 0 | 0 | 0 | 0 | 0
F3_Commercial_Restaurant_New_Food Preparation_Natural Gas_Conveyor Oven_E6 | F3 | Commercial | Restaurant | New | Food Preparation | Natural Gas | Conveyor Oven | E6 | PACT BC Ratio | 0 | 0 | 0 | 0 | 0 | 0 | 0 | 0 | 0 | 0 | 0 | 0 | 0 | 0 | 0 | 0 | 0 | 0 | 0 | 0 | 0 | 0 | 0 | 0 | 0 | 0 | 0
F3_Commercial_Restaurant_New_Food Preparation_Natural Gas_Conveyor Oven_E7 | F3 | Commercial | Restaurant | New | Food Preparation | Natural Gas | Conveyor Oven | E7 | PACT BC Ratio | 0 | 0 | 0 | 0 | 0 | 0 | 0 | 0 | 0 | 0 | 0 | 0 | 0 | 0 | 0 | 0 | 0 | 0 | 0 | 0 | 0 | 0 | 0 | 0 | 0 | 0 | 0
F3_Commercial_Restaurant_New_Food Preparation_Natural Gas_Conveyor Oven_E8 | F3 | Commercial | Restaurant | New | Food Preparation | Natural Gas | Conveyor Oven | E8 | PACT BC Ratio | 0 | 0 | 0 | 0 | 0 | 0 | 0 | 0 | 0 | 0 | 0 | 0 | 0 | 0 | 0 | 0 | 0 | 0 | 0 | 0 | 0 | 0 | 0 | 0 | 0 | 0 | 0
F3_Commercial_Restaurant_New_Food Preparation_Natural Gas_Conveyor Oven_E9 | F3 | Commercial | Restaurant | New | Food Preparation | Natural Gas | Conveyor Oven | E9 | PACT BC Ratio | 0 | 0 | 0 | 0 | 0 | 0 | 0 | 0 | 0 | 0 | 0 | 0 | 0 | 0 | 0 | 0 | 0 | 0 | 0 | 0 | 0 | 0 | 0 | 0 | 0 | 0 | 0
F3_Commercial_Restaurant_New_Food Preparation_Natural Gas_Conveyor Oven_E10 | F3 | Commercial | Restaurant | New | Food Preparation | Natural Gas | Conveyor Oven | E10 | PACT BC Ratio | 0 | 0 | 0 | 0 | 0 | 0 | 0 | 0 | 0 | 0 | 0 | 0 | 0 | 0 | 0 | 0 | 0 | 0 | 0 | 0 | 0 | 0 | 0 | 0 | 0 | 0 | 0
F4_Commercial_Restaurant_New_Food Preparation_Natural Gas_Conveyor Oven_E1 | F4 | Commercial | Restaurant | New | Food Preparation | Natural Gas | Conveyor Oven | E1 | RVT BC Ratio | bar: 2021 to 2047
F4_Commercial_Restaurant_New_Food Preparation_Natural Gas_Conveyor Oven_E2 | F4 | Commercial | Restaurant | New | Food Preparation | Natural Gas | Conveyor Oven | E2 | RVT BC Ratio | 0.7 | 0.7 | 0.7 | 0.7 | 0.7 | 0.7 | 0.7 | 0.7 | 0.7 | 0.7 | 0.7 | 0.7 | 0.7 | 0.7 | 0.7 | 0.7 | 0.7 | 0.7 | 0.7 | 0.7 | 0.7 | 0.7 | 0.7 | 0.7 | 0.7 | 0.7 | 0.7
F4_Commercial_Restaurant_New_Food Preparation_Natural Gas_Conveyor Oven_E3 | F4 | Commercial | Restaurant | New | Food Preparation | Natural Gas | Conveyor Oven | E3 | RVT BC Ratio | 0 | 0 | 0 | 0 | 0 | 0 | 0 | 0 | 0 | 0 | 0 | 0 | 0 | 0 | 0 | 0 | 0 | 0 | 0 | 0 | 0 | 0 | 0 | 0 | 0 | 0 | 0
F4_Commercial_Restaurant_New_Food Preparation_Natural Gas_Conveyor Oven_E4 | F4 | Commercial | Restaurant | New | Food Preparation | Natural Gas | Conveyor Oven | E4 | RVT BC Ratio | 0 | 0 | 0 | 0 | 0 | 0 | 0 | 0 | 0 | 0 | 0 | 0 | 0 | 0 | 0 | 0 | 0 | 0 | 0 | 0 | 0 | 0 | 0 | 0 | 0 | 0 | 0
F4_Commercial_Restaurant_New_Food Preparation_Natural Gas_Conveyor Oven_E5 | F4 | Commercial | Restaurant | New | Food Preparation | Natural Gas | Conveyor Oven | E5 | RVT BC Ratio | 0 | 0 | 0 | 0 | 0 | 0 | 0 | 0 | 0 | 0 | 0 | 0 | 0 | 0 | 0 | 0 | 0 | 0 | 0 | 0 | 0 | 0 | 0 | 0 | 0 | 0 | 0
F4_Commercial_Restaurant_New_Food Preparation_Natural Gas_Conveyor Oven_E6 | F4 | Commercial | Restaurant | New | Food Preparation | Natural Gas | Conveyor Oven | E6 | RVT BC Ratio | 0 | 0 | 0 | 0 | 0 | 0 | 0 | 0 | 0 | 0 | 0 | 0 | 0 | 0 | 0 | 0 | 0 | 0 | 0 | 0 | 0 | 0 | 0 | 0 | 0 | 0 | 0
F4_Commercial_Restaurant_New_Food Preparation_Natural Gas_Conveyor Oven_E7 | F4 | Commercial | Restaurant | New | Food Preparation | Natural Gas | Conveyor Oven | E7 | RVT BC Ratio | 0 | 0 | 0 | 0 | 0 | 0 | 0 | 0 | 0 | 0 | 0 | 0 | 0 | 0 | 0 | 0 | 0 | 0 | 0 | 0 | 0 | 0 | 0 | 0 | 0 | 0 | 0
F4_Commercial_Restaurant_New_Food Preparation_Natural Gas_Conveyor Oven_E8 | F4 | Commercial | Restaurant | New | Food Preparation | Natural Gas | Conveyor Oven | E8 | RVT BC Ratio | 0 | 0 | 0 | 0 | 0 | 0 | 0 | 0 | 0 | 0 | 0 | 0 | 0 | 0 | 0 | 0 | 0 | 0 | 0 | 0 | 0 | 0 | 0 | 0 | 0 | 0 | 0
F4_Commercial_Restaurant_New_Food Preparation_Natural Gas_Conveyor Oven_E9 | F4 | Commercial | Restaurant | New | Food Preparation | Natural Gas | Conveyor Oven | E9 | RVT BC Ratio | 0 | 0 | 0 | 0 | 0 | 0 | 0 | 0 | 0 | 0 | 0 | 0 | 0 | 0 | 0 | 0 | 0 | 0 | 0 | 0 | 0 | 0 | 0 | 0 | 0 | 0 | 0
F4_Commercial_Restaurant_New_Food Preparation_Natural Gas_Conveyor Oven_E10 | F4 | Commercial | Restaurant | New | Food Preparation | Natural Gas | Conveyor Oven | E10 | RVT BC Ratio | 0 | 0 | 0 | 0 | 0 | 0 | 0 | 0 | 0 | 0 | 0 | 0 | 0 | 0 | 0 | 0 | 0 | 0 | 0 | 0 | 0 | 0 | 0 | 0 | 0 | 0 | 0
F5_Commercial_Restaurant_New_Food Preparation_Natural Gas_Conveyor Oven_E1 | F5 | Commercial | Restaurant | New | Food Preparation | Natural Gas | Conveyor Oven | E1 | RIM BC Ratio | bar: 2021 to 2047
F5_Commercial_Restaurant_New_Food Preparation_Natural Gas_Conveyor Oven_E2 | F5 | Commercial | Restaurant | New | Food Preparation | Natural Gas | Conveyor Oven | E2 | RIM BC Ratio | 4.1011 | 4.0824 | 4.0655 | 4.0488 | 4.0676 | 4.1039 | 4.1436 | 4.1771 | 4.1991 | 4.2088 | 4.2095 | 4.2034 | 4.1908 | 4.168 | 4.1362 | 4.0947 | 4.0417 | 3.9778 | 3.9008 | 3.8086 | 3.7001 | 3.5745 | 3.4635 | 3.3934 | 3.3658 | 3.3823 | 3.3989
F5_Commercial_Restaurant_New_Food Preparation_Natural Gas_Conveyor Oven_E3 | F5 | Commercial | Restaurant | New | Food Preparation | Natural Gas | Conveyor Oven | E3 | RIM BC Ratio | 0 | 0 | 0 | 0 | 0 | 0 | 0 | 0 | 0 | 0 | 0 | 0 | 0 | 0 | 0 | 0 | 0 | 0 | 0 | 0 | 0 | 0 | 0 | 0 | 0 | 0 | 0
F5_Commercial_Restaurant_New_Food Preparation_Natural Gas_Conveyor Oven_E4 | F5 | Commercial | Restaurant | New | Food Preparation | Natural Gas | Conveyor Oven | E4 | RIM BC Ratio | 0 | 0 | 0 | 0 | 0 | 0 | 0 | 0 | 0 | 0 | 0 | 0 | 0 | 0 | 0 | 0 | 0 | 0 | 0 | 0 | 0 | 0 | 0 | 0 | 0 | 0 | 0
F5_Commercial_Restaurant_New_Food Preparation_Natural Gas_Conveyor Oven_E5 | F5 | Commercial | Restaurant | New | Food Preparation | Natural Gas | Conveyor Oven | E5 | RIM BC Ratio | 0 | 0 | 0 | 0 | 0 | 0 | 0 | 0 | 0 | 0 | 0 | 0 | 0 | 0 | 0 | 0 | 0 | 0 | 0 | 0 | 0 | 0 | 0 | 0 | 0 | 0 | 0
F5_Commercial_Restaurant_New_Food Preparation_Natural Gas_Conveyor Oven_E6 | F5 | Commercial | Restaurant | New | Food Preparation | Natural Gas | Conveyor Oven | E6 | RIM BC Ratio | 0 | 0 | 0 | 0 | 0 | 0 | 0 | 0 | 0 | 0 | 0 | 0 | 0 | 0 | 0 | 0 | 0 | 0 | 0 | 0 | 0 | 0 | 0 | 0 | 0 | 0 | 0
F5_Commercial_Restaurant_New_Food Preparation_Natural Gas_Conveyor Oven_E7 | F5 | Commercial | Restaurant | New | Food Preparation | Natural Gas | Conveyor Oven | E7 | RIM BC Ratio | 0 | 0 | 0 | 0 | 0 | 0 | 0 | 0 | 0 | 0 | 0 | 0 | 0 | 0 | 0 | 0 | 0 | 0 | 0 | 0 | 0 | 0 | 0 | 0 | 0 | 0 | 0
F5_Commercial_Restaurant_New_Food Preparation_Natural Gas_Conveyor Oven_E8 | F5 | Commercial | Restaurant | New | Food Preparation | Natural Gas | Conveyor Oven | E8 | RIM BC Ratio | 0 | 0 | 0 | 0 | 0 | 0 | 0 | 0 | 0 | 0 | 0 | 0 | 0 | 0 | 0 | 0 | 0 | 0 | 0 | 0 | 0 | 0 | 0 | 0 | 0 | 0 | 0
F5_Commercial_Restaurant_New_Food Preparation_Natural Gas_Conveyor Oven_E9 | F5 | Commercial | Restaurant | New | Food Preparation | Natural Gas | Conveyor Oven | E9 | RIM BC Ratio | 0 | 0 | 0 | 0 | 0 | 0 | 0 | 0 | 0 | 0 | 0 | 0 | 0 | 0 | 0 | 0 | 0 | 0 | 0 | 0 | 0 | 0 | 0 | 0 | 0 | 0 | 0
F5_Commercial_Restaurant_New_Food Preparation_Natural Gas_Conveyor Oven_E10 | F5 | Commercial | Restaurant | New | Food Preparation | Natural Gas | Conveyor Oven | E10 | RIM BC Ratio | 0 | 0 | 0 | 0 | 0 | 0 | 0 | 0 | 0 | 0 | 0 | 0 | 0 | 0 | 0 | 0 | 0 | 0 | 0 | 0 | 0 | 0 | 0 | 0 | 0 | 0 | 0
F0_Commercial_Restaurant_New_Food Preparation_Natural Gas_Double Rack Oven_E0 | F0 | Commercial | Restaurant | New | Food Preparation | Natural Gas | Double Rack Oven | E0 | Economic Unit | FTSC Qualified (>50% Cooking Efficiency) | FTSC Qualified (>50% Cooking Efficiency) | FTSC Qualified (>50% Cooking Efficiency) | FTSC Qualified (>50% Cooking Efficiency) | FTSC Qualified (>50% Cooking Efficiency) | FTSC Qualified (>50% Cooking Efficiency) | FTSC Qualified (>50% Cooking Efficiency) | FTSC Qualified (>50% Cooking Efficiency) | FTSC Qualified (>50% Cooking Efficiency) | FTSC Qualified (>50% Cooking Efficiency) | FTSC Qualified (>50% Cooking Efficiency) | FTSC Qualified (>50% Cooking Efficiency) | FTSC Qualified (>50% Cooking Efficiency) | FTSC Qualified (>50% Cooking Efficiency) | FTSC Qualified (>50% Cooking Efficiency) | FTSC Qualified (>50% Cooking Efficiency) | FTSC Qualified (>50% Cooking Efficiency) | FTSC Qualified (>50% Cooking Efficiency) | FTSC Qualified (>50% Cooking Efficiency) | FTSC Qualified (>50% Cooking Efficiency) | FTSC Qualified (>50% Cooking Efficiency) | FTSC Qualified (>50% Cooking Efficiency) | FTSC Qualified (>50% Cooking Efficiency) | FTSC Qualified (>50% Cooking Efficiency) | FTSC Qualified (>50% Cooking Efficiency) | FTSC Qualified (>50% Cooking Efficiency) | FTSC Qualified (>50% Cooking Efficiency)
F1_Commercial_Restaurant_New_Food Preparation_Natural Gas_Double Rack Oven_E1 | F1 | Commercial | Restaurant | New | Food Preparation | Natural Gas | Double Rack Oven | E1 | CCE | 0 | 0 | 0 | 0 | 0 | 0 | 0 | 0 | 0 | 0 | 0 | 0 | 0 | 0 | 0 | 0 | 0 | 0 | 0 | 0 | 0 | 0 | 0 | 0 | 0 | 0 | 0
F1_Commercial_Restaurant_New_Food Preparation_Natural Gas_Double Rack Oven_E2 | F1 | Commercial | Restaurant | New | Food Preparation | Natural Gas | Double Rack Oven | E2 | CCE | 0.00516 | 0.00516 | 0.00516 | 0.00516 | 0.00516 | 0.00516 | 0.00516 | 0.00516 | 0.00516 | 0.00516 | 0.00516 | 0.00516 | 0.00516 | 0.00516 | 0.00516 | 0.00516 | 0.00516 | 0.00516 | 0.00516 | 0.00516 | 0.00516 | 0.00516 | 0.00516 | 0.00516 | 0.00516 | 0.00516 | 0.00516
F1_Commercial_Restaurant_New_Food Preparation_Natural Gas_Double Rack Oven_E3 | F1 | Commercial | Restaurant | New | Food Preparation | Natural Gas | Double Rack Oven | E3 | CCE | 0 | 0 | 0 | 0 | 0 | 0 | 0 | 0 | 0 | 0 | 0 | 0 | 0 | 0 | 0 | 0 | 0 | 0 | 0 | 0 | 0 | 0 | 0 | 0 | 0 | 0 | 0
F1_Commercial_Restaurant_New_Food Preparation_Natural Gas_Double Rack Oven_E4 | F1 | Commercial | Restaurant | New | Food Preparation | Natural Gas | Double Rack Oven | E4 | CCE | 0 | 0 | 0 | 0 | 0 | 0 | 0 | 0 | 0 | 0 | 0 | 0 | 0 | 0 | 0 | 0 | 0 | 0 | 0 | 0 | 0 | 0 | 0 | 0 | 0 | 0 | 0
F1_Commercial_Restaurant_New_Food Preparation_Natural Gas_Double Rack Oven_E5 | F1 | Commercial | Restaurant | New | Food Preparation | Natural Gas | Double Rack Oven | E5 | CCE | 0 | 0 | 0 | 0 | 0 | 0 | 0 | 0 | 0 | 0 | 0 | 0 | 0 | 0 | 0 | 0 | 0 | 0 | 0 | 0 | 0 | 0 | 0 | 0 | 0 | 0 | 0
F1_Commercial_Restaurant_New_Food Preparation_Natural Gas_Double Rack Oven_E6 | F1 | Commercial | Restaurant | New | Food Preparation | Natural Gas | Double Rack Oven | E6 | CCE | 0 | 0 | 0 | 0 | 0 | 0 | 0 | 0 | 0 | 0 | 0 | 0 | 0 | 0 | 0 | 0 | 0 | 0 | 0 | 0 | 0 | 0 | 0 | 0 | 0 | 0 | 0
F1_Commercial_Restaurant_New_Food Preparation_Natural Gas_Double Rack Oven_E7 | F1 | Commercial | Restaurant | New | Food Preparation | Natural Gas | Double Rack Oven | E7 | CCE | 0 | 0 | 0 | 0 | 0 | 0 | 0 | 0 | 0 | 0 | 0 | 0 | 0 | 0 | 0 | 0 | 0 | 0 | 0 | 0 | 0 | 0 | 0 | 0 | 0 | 0 | 0
F1_Commercial_Restaurant_New_Food Preparation_Natural Gas_Double Rack Oven_E8 | F1 | Commercial | Restaurant | New | Food Preparation | Natural Gas | Double Rack Oven | E8 | CCE | 0 | 0 | 0 | 0 | 0 | 0 | 0 | 0 | 0 | 0 | 0 | 0 | 0 | 0 | 0 | 0 | 0 | 0 | 0 | 0 | 0 | 0 | 0 | 0 | 0 | 0 | 0
F1_Commercial_Restaurant_New_Food Preparation_Natural Gas_Double Rack Oven_E9 | F1 | Commercial | Restaurant | New | Food Preparation | Natural Gas | Double Rack Oven | E9 | CCE | 0 | 0 | 0 | 0 | 0 | 0 | 0 | 0 | 0 | 0 | 0 | 0 | 0 | 0 | 0 | 0 | 0 | 0 | 0 | 0 | 0 | 0 | 0 | 0 | 0 | 0 | 0
F1_Commercial_Restaurant_New_Food Preparation_Natural Gas_Double Rack Oven_E10 | F1 | Commercial | Restaurant | New | Food Preparation | Natural Gas | Double Rack Oven | E10 | CCE | 0 | 0 | 0 | 0 | 0 | 0 | 0 | 0 | 0 | 0 | 0 | 0 | 0 | 0 | 0 | 0 | 0 | 0 | 0 | 0 | 0 | 0 | 0 | 0 | 0 | 0 | 0
F2_Commercial_Restaurant_New_Food Preparation_Natural Gas_Double Rack Oven_E1 | F2 | Commercial | Restaurant | New | Food Preparation | Natural Gas | Double Rack Oven | E1 | TRC BC Ratio | bar: 2021 to 2047
F2_Commercial_Restaurant_New_Food Preparation_Natural Gas_Double Rack Oven_E2 | F2 | Commercial | Restaurant | New | Food Preparation | Natural Gas | Double Rack Oven | E2 | TRC BC Ratio | 2.6451 | 2.6168 | 2.5895 | 2.5634 | 2.5698 | 2.5976 | 2.6379 | 2.6828 | 2.726 | 2.7629 | 2.793 | 2.8145 | 2.8267 | 2.8253 | 2.81 | 2.7806 | 2.7375 | 2.6832 | 2.6184 | 2.5413 | 2.451 | 2.3468 | 2.2544 | 2.1951 | 2.1701 | 2.1808 | 2.1915
F2_Commercial_Restaurant_New_Food Preparation_Natural Gas_Double Rack Oven_E3 | F2 | Commercial | Restaurant | New | Food Preparation | Natural Gas | Double Rack Oven | E3 | TRC BC Ratio | 0 | 0 | 0 | 0 | 0 | 0 | 0 | 0 | 0 | 0 | 0 | 0 | 0 | 0 | 0 | 0 | 0 | 0 | 0 | 0 | 0 | 0 | 0 | 0 | 0 | 0 | 0
F2_Commercial_Restaurant_New_Food Preparation_Natural Gas_Double Rack Oven_E4 | F2 | Commercial | Restaurant | New | Food Preparation | Natural Gas | Double Rack Oven | E4 | TRC BC Ratio | 0 | 0 | 0 | 0 | 0 | 0 | 0 | 0 | 0 | 0 | 0 | 0 | 0 | 0 | 0 | 0 | 0 | 0 | 0 | 0 | 0 | 0 | 0 | 0 | 0 | 0 | 0
F2_Commercial_Restaurant_New_Food Preparation_Natural Gas_Double Rack Oven_E5 | F2 | Commercial | Restaurant | New | Food Preparation | Natural Gas | Double Rack Oven | E5 | TRC BC Ratio | 0 | 0 | 0 | 0 | 0 | 0 | 0 | 0 | 0 | 0 | 0 | 0 | 0 | 0 | 0 | 0 | 0 | 0 | 0 | 0 | 0 | 0 | 0 | 0 | 0 | 0 | 0
F2_Commercial_Restaurant_New_Food Preparation_Natural Gas_Double Rack Oven_E6 | F2 | Commercial | Restaurant | New | Food Preparation | Natural Gas | Double Rack Oven | E6 | TRC BC Ratio | 0 | 0 | 0 | 0 | 0 | 0 | 0 | 0 | 0 | 0 | 0 | 0 | 0 | 0 | 0 | 0 | 0 | 0 | 0 | 0 | 0 | 0 | 0 | 0 | 0 | 0 | 0
F2_Commercial_Restaurant_New_Food Preparation_Natural Gas_Double Rack Oven_E7 | F2 | Commercial | Restaurant | New | Food Preparation | Natural Gas | Double Rack Oven | E7 | TRC BC Ratio | 0 | 0 | 0 | 0 | 0 | 0 | 0 | 0 | 0 | 0 | 0 | 0 | 0 | 0 | 0 | 0 | 0 | 0 | 0 | 0 | 0 | 0 | 0 | 0 | 0 | 0 | 0
F2_Commercial_Restaurant_New_Food Preparation_Natural Gas_Double Rack Oven_E8 | F2 | Commercial | Restaurant | New | Food Preparation | Natural Gas | Double Rack Oven | E8 | TRC BC Ratio | 0 | 0 | 0 | 0 | 0 | 0 | 0 | 0 | 0 | 0 | 0 | 0 | 0 | 0 | 0 | 0 | 0 | 0 | 0 | 0 | 0 | 0 | 0 | 0 | 0 | 0 | 0
F2_Commercial_Restaurant_New_Food Preparation_Natural Gas_Double Rack Oven_E9 | F2 | Commercial | Restaurant | New | Food Preparation | Natural Gas | Double Rack Oven | E9 | TRC BC Ratio | 0 | 0 | 0 | 0 | 0 | 0 | 0 | 0 | 0 | 0 | 0 | 0 | 0 | 0 | 0 | 0 | 0 | 0 | 0 | 0 | 0 | 0 | 0 | 0 | 0 | 0 | 0
F2_Commercial_Restaurant_New_Food Preparation_Natural Gas_Double Rack Oven_E10 | F2 | Commercial | Restaurant | New | Food Preparation | Natural Gas | Double Rack Oven | E10 | TRC BC Ratio | 0 | 0 | 0 | 0 | 0 | 0 | 0 | 0 | 0 | 0 | 0 | 0 | 0 | 0 | 0 | 0 | 0 | 0 | 0 | 0 | 0 | 0 | 0 | 0 | 0 | 0 | 0
F3_Commercial_Restaurant_New_Food Preparation_Natural Gas_Double Rack Oven_E1 | F3 | Commercial | Restaurant | New | Food Preparation | Natural Gas | Double Rack Oven | E1 | PACT BC Ratio | bar: 2021 to 2047
F3_Commercial_Restaurant_New_Food Preparation_Natural Gas_Double Rack Oven_E2 | F3 | Commercial | Restaurant | New | Food Preparation | Natural Gas | Double Rack Oven | E2 | PACT BC Ratio | 3.4804 | 3.4432 | 3.4073 | 3.3729 | 3.3814 | 3.4179 | 3.4709 | 3.53 | 3.5869 | 3.6354 | 3.675 | 3.7033 | 3.7193 | 3.7175 | 3.6974 | 3.6587 | 3.602 | 3.5306 | 3.4453 | 3.3438 | 3.2249 | 3.0879 | 2.9664 | 2.8883 | 2.8554 | 2.8694 | 2.8835
F3_Commercial_Restaurant_New_Food Preparation_Natural Gas_Double Rack Oven_E3 | F3 | Commercial | Restaurant | New | Food Preparation | Natural Gas | Double Rack Oven | E3 | PACT BC Ratio | 0 | 0 | 0 | 0 | 0 | 0 | 0 | 0 | 0 | 0 | 0 | 0 | 0 | 0 | 0 | 0 | 0 | 0 | 0 | 0 | 0 | 0 | 0 | 0 | 0 | 0 | 0
F3_Commercial_Restaurant_New_Food Preparation_Natural Gas_Double Rack Oven_E4 | F3 | Commercial | Restaurant | New | Food Preparation | Natural Gas | Double Rack Oven | E4 | PACT BC Ratio | 0 | 0 | 0 | 0 | 0 | 0 | 0 | 0 | 0 | 0 | 0 | 0 | 0 | 0 | 0 | 0 | 0 | 0 | 0 | 0 | 0 | 0 | 0 | 0 | 0 | 0 | 0
F3_Commercial_Restaurant_New_Food Preparation_Natural Gas_Double Rack Oven_E5 | F3 | Commercial | Restaurant | New | Food Preparation | Natural Gas | Double Rack Oven | E5 | PACT BC Ratio | 0 | 0 | 0 | 0 | 0 | 0 | 0 | 0 | 0 | 0 | 0 | 0 | 0 | 0 | 0 | 0 | 0 | 0 | 0 | 0 | 0 | 0 | 0 | 0 | 0 | 0 | 0
F3_Commercial_Restaurant_New_Food Preparation_Natural Gas_Double Rack Oven_E6 | F3 | Commercial | Restaurant | New | Food Preparation | Natural Gas | Double Rack Oven | E6 | PACT BC Ratio | 0 | 0 | 0 | 0 | 0 | 0 | 0 | 0 | 0 | 0 | 0 | 0 | 0 | 0 | 0 | 0 | 0 | 0 | 0 | 0 | 0 | 0 | 0 | 0 | 0 | 0 | 0
F3_Commercial_Restaurant_New_Food Preparation_Natural Gas_Double Rack Oven_E7 | F3 | Commercial | Restaurant | New | Food Preparation | Natural Gas | Double Rack Oven | E7 | PACT BC Ratio | 0 | 0 | 0 | 0 | 0 | 0 | 0 | 0 | 0 | 0 | 0 | 0 | 0 | 0 | 0 | 0 | 0 | 0 | 0 | 0 | 0 | 0 | 0 | 0 | 0 | 0 | 0
F3_Commercial_Restaurant_New_Food Preparation_Natural Gas_Double Rack Oven_E8 | F3 | Commercial | Restaurant | New | Food Preparation | Natural Gas | Double Rack Oven | E8 | PACT BC Ratio | 0 | 0 | 0 | 0 | 0 | 0 | 0 | 0 | 0 | 0 | 0 | 0 | 0 | 0 | 0 | 0 | 0 | 0 | 0 | 0 | 0 | 0 | 0 | 0 | 0 | 0 | 0
F3_Commercial_Restaurant_New_Food Preparation_Natural Gas_Double Rack Oven_E9 | F3 | Commercial | Restaurant | New | Food Preparation | Natural Gas | Double Rack Oven | E9 | PACT BC Ratio | 0 | 0 | 0 | 0 | 0 | 0 | 0 | 0 | 0 | 0 | 0 | 0 | 0 | 0 | 0 | 0 | 0 | 0 | 0 | 0 | 0 | 0 | 0 | 0 | 0 | 0 | 0
F3_Commercial_Restaurant_New_Food Preparation_Natural Gas_Double Rack Oven_E10 | F3 | Commercial | Restaurant | New | Food Preparation | Natural Gas | Double Rack Oven | E10 | PACT BC Ratio | 0 | 0 | 0 | 0 | 0 | 0 | 0 | 0 | 0 | 0 | 0 | 0 | 0 | 0 | 0 | 0 | 0 | 0 | 0 | 0 | 0 | 0 | 0 | 0 | 0 | 0 | 0
F4_Commercial_Restaurant_New_Food Preparation_Natural Gas_Double Rack Oven_E1 | F4 | Commercial | Restaurant | New | Food Preparation | Natural Gas | Double Rack Oven | E1 | RVT BC Ratio | bar: 2021 to 2047
F4_Commercial_Restaurant_New_Food Preparation_Natural Gas_Double Rack Oven_E2 | F4 | Commercial | Restaurant | New | Food Preparation | Natural Gas | Double Rack Oven | E2 | RVT BC Ratio | 0.7 | 0.7 | 0.7 | 0.7 | 0.7 | 0.7 | 0.7 | 0.7 | 0.7 | 0.7 | 0.7 | 0.7 | 0.7 | 0.7 | 0.7 | 0.7 | 0.7 | 0.7 | 0.7 | 0.7 | 0.7 | 0.7 | 0.7 | 0.7 | 0.7 | 0.7 | 0.7
F4_Commercial_Restaurant_New_Food Preparation_Natural Gas_Double Rack Oven_E3 | F4 | Commercial | Restaurant | New | Food Preparation | Natural Gas | Double Rack Oven | E3 | RVT BC Ratio | 0 | 0 | 0 | 0 | 0 | 0 | 0 | 0 | 0 | 0 | 0 | 0 | 0 | 0 | 0 | 0 | 0 | 0 | 0 | 0 | 0 | 0 | 0 | 0 | 0 | 0 | 0
F4_Commercial_Restaurant_New_Food Preparation_Natural Gas_Double Rack Oven_E4 | F4 | Commercial | Restaurant | New | Food Preparation | Natural Gas | Double Rack Oven | E4 | RVT BC Ratio | 0 | 0 | 0 | 0 | 0 | 0 | 0 | 0 | 0 | 0 | 0 | 0 | 0 | 0 | 0 | 0 | 0 | 0 | 0 | 0 | 0 | 0 | 0 | 0 | 0 | 0 | 0
F4_Commercial_Restaurant_New_Food Preparation_Natural Gas_Double Rack Oven_E5 | F4 | Commercial | Restaurant | New | Food Preparation | Natural Gas | Double Rack Oven | E5 | RVT BC Ratio | 0 | 0 | 0 | 0 | 0 | 0 | 0 | 0 | 0 | 0 | 0 | 0 | 0 | 0 | 0 | 0 | 0 | 0 | 0 | 0 | 0 | 0 | 0 | 0 | 0 | 0 | 0
F4_Commercial_Restaurant_New_Food Preparation_Natural Gas_Double Rack Oven_E6 | F4 | Commercial | Restaurant | New | Food Preparation | Natural Gas | Double Rack Oven | E6 | RVT BC Ratio | 0 | 0 | 0 | 0 | 0 | 0 | 0 | 0 | 0 | 0 | 0 | 0 | 0 | 0 | 0 | 0 | 0 | 0 | 0 | 0 | 0 | 0 | 0 | 0 | 0 | 0 | 0
F4_Commercial_Restaurant_New_Food Preparation_Natural Gas_Double Rack Oven_E7 | F4 | Commercial | Restaurant | New | Food Preparation | Natural Gas | Double Rack Oven | E7 | RVT BC Ratio | 0 | 0 | 0 | 0 | 0 | 0 | 0 | 0 | 0 | 0 | 0 | 0 | 0 | 0 | 0 | 0 | 0 | 0 | 0 | 0 | 0 | 0 | 0 | 0 | 0 | 0 | 0
F4_Commercial_Restaurant_New_Food Preparation_Natural Gas_Double Rack Oven_E8 | F4 | Commercial | Restaurant | New | Food Preparation | Natural Gas | Double Rack Oven | E8 | RVT BC Ratio | 0 | 0 | 0 | 0 | 0 | 0 | 0 | 0 | 0 | 0 | 0 | 0 | 0 | 0 | 0 | 0 | 0 | 0 | 0 | 0 | 0 | 0 | 0 | 0 | 0 | 0 | 0
F4_Commercial_Restaurant_New_Food Preparation_Natural Gas_Double Rack Oven_E9 | F4 | Commercial | Restaurant | New | Food Preparation | Natural Gas | Double Rack Oven | E9 | RVT BC Ratio | 0 | 0 | 0 | 0 | 0 | 0 | 0 | 0 | 0 | 0 | 0 | 0 | 0 | 0 | 0 | 0 | 0 | 0 | 0 | 0 | 0 | 0 | 0 | 0 | 0 | 0 | 0
F4_Commercial_Restaurant_New_Food Preparation_Natural Gas_Double Rack Oven_E10 | F4 | Commercial | Restaurant | New | Food Preparation | Natural Gas | Double Rack Oven | E10 | RVT BC Ratio | 0 | 0 | 0 | 0 | 0 | 0 | 0 | 0 | 0 | 0 | 0 | 0 | 0 | 0 | 0 | 0 | 0 | 0 | 0 | 0 | 0 | 0 | 0 | 0 | 0 | 0 | 0
F5_Commercial_Restaurant_New_Food Preparation_Natural Gas_Double Rack Oven_E1 | F5 | Commercial | Restaurant | New | Food Preparation | Natural Gas | Double Rack Oven | E1 | RIM BC Ratio | bar: 2021 to 2047
F5_Commercial_Restaurant_New_Food Preparation_Natural Gas_Double Rack Oven_E2 | F5 | Commercial | Restaurant | New | Food Preparation | Natural Gas | Double Rack Oven | E2 | RIM BC Ratio | 3.4804 | 3.4432 | 3.4073 | 3.3729 | 3.3814 | 3.4179 | 3.4709 | 3.53 | 3.5869 | 3.6354 | 3.675 | 3.7033 | 3.7193 | 3.7175 | 3.6974 | 3.6587 | 3.602 | 3.5306 | 3.4453 | 3.3438 | 3.2249 | 3.0879 | 2.9664 | 2.8883 | 2.8554 | 2.8694 | 2.8835
F5_Commercial_Restaurant_New_Food Preparation_Natural Gas_Double Rack Oven_E3 | F5 | Commercial | Restaurant | New | Food Preparation | Natural Gas | Double Rack Oven | E3 | RIM BC Ratio | 0 | 0 | 0 | 0 | 0 | 0 | 0 | 0 | 0 | 0 | 0 | 0 | 0 | 0 | 0 | 0 | 0 | 0 | 0 | 0 | 0 | 0 | 0 | 0 | 0 | 0 | 0
F5_Commercial_Restaurant_New_Food Preparation_Natural Gas_Double Rack Oven_E4 | F5 | Commercial | Restaurant | New | Food Preparation | Natural Gas | Double Rack Oven | E4 | RIM BC Ratio | 0 | 0 | 0 | 0 | 0 | 0 | 0 | 0 | 0 | 0 | 0 | 0 | 0 | 0 | 0 | 0 | 0 | 0 | 0 | 0 | 0 | 0 | 0 | 0 | 0 | 0 | 0
F5_Commercial_Restaurant_New_Food Preparation_Natural Gas_Double Rack Oven_E5 | F5 | Commercial | Restaurant | New | Food Preparation | Natural Gas | Double Rack Oven | E5 | RIM BC Ratio | 0 | 0 | 0 | 0 | 0 | 0 | 0 | 0 | 0 | 0 | 0 | 0 | 0 | 0 | 0 | 0 | 0 | 0 | 0 | 0 | 0 | 0 | 0 | 0 | 0 | 0 | 0
F5_Commercial_Restaurant_New_Food Preparation_Natural Gas_Double Rack Oven_E6 | F5 | Commercial | Restaurant | New | Food Preparation | Natural Gas | Double Rack Oven | E6 | RIM BC Ratio | 0 | 0 | 0 | 0 | 0 | 0 | 0 | 0 | 0 | 0 | 0 | 0 | 0 | 0 | 0 | 0 | 0 | 0 | 0 | 0 | 0 | 0 | 0 | 0 | 0 | 0 | 0
F5_Commercial_Restaurant_New_Food Preparation_Natural Gas_Double Rack Oven_E7 | F5 | Commercial | Restaurant | New | Food Preparation | Natural Gas | Double Rack Oven | E7 | RIM BC Ratio | 0 | 0 | 0 | 0 | 0 | 0 | 0 | 0 | 0 | 0 | 0 | 0 | 0 | 0 | 0 | 0 | 0 | 0 | 0 | 0 | 0 | 0 | 0 | 0 | 0 | 0 | 0
F5_Commercial_Restaurant_New_Food Preparation_Natural Gas_Double Rack Oven_E8 | F5 | Commercial | Restaurant | New | Food Preparation | Natural Gas | Double Rack Oven | E8 | RIM BC Ratio | 0 | 0 | 0 | 0 | 0 | 0 | 0 | 0 | 0 | 0 | 0 | 0 | 0 | 0 | 0 | 0 | 0 | 0 | 0 | 0 | 0 | 0 | 0 | 0 | 0 | 0 | 0
F5_Commercial_Restaurant_New_Food Preparation_Natural Gas_Double Rack Oven_E9 | F5 | Commercial | Restaurant | New | Food Preparation | Natural Gas | Double Rack Oven | E9 | RIM BC Ratio | 0 | 0 | 0 | 0 | 0 | 0 | 0 | 0 | 0 | 0 | 0 | 0 | 0 | 0 | 0 | 0 | 0 | 0 | 0 | 0 | 0 | 0 | 0 | 0 | 0 | 0 | 0
F5_Commercial_Restaurant_New_Food Preparation_Natural Gas_Double Rack Oven_E10 | F5 | Commercial | Restaurant | New | Food Preparation | Natural Gas | Double Rack Oven | E10 | RIM BC Ratio | 0 | 0 | 0 | 0 | 0 | 0 | 0 | 0 | 0 | 0 | 0 | 0 | 0 | 0 | 0 | 0 | 0 | 0 | 0 | 0 | 0 | 0 | 0 | 0 | 0 | 0 | 0
F0_Commercial_Restaurant_New_Food Preparation_Natural Gas_Fryer_E0 | F0 | Commercial | Restaurant | New | Food Preparation | Natural Gas | Fryer | E0 | Economic Unit | ENERGY STAR | ENERGY STAR | ENERGY STAR | ENERGY STAR | ENERGY STAR | ENERGY STAR | ENERGY STAR | ENERGY STAR | ENERGY STAR | ENERGY STAR | ENERGY STAR | ENERGY STAR | ENERGY STAR | ENERGY STAR | ENERGY STAR | ENERGY STAR | ENERGY STAR | ENERGY STAR | ENERGY STAR | ENERGY STAR | ENERGY STAR | ENERGY STAR | ENERGY STAR | ENERGY STAR | ENERGY STAR | ENERGY STAR | ENERGY STAR
F1_Commercial_Restaurant_New_Food Preparation_Natural Gas_Fryer_E1 | F1 | Commercial | Restaurant | New | Food Preparation | Natural Gas | Fryer | E1 | CCE | 0 | 0 | 0 | 0 | 0 | 0 | 0 | 0 | 0 | 0 | 0 | 0 | 0 | 0 | 0 | 0 | 0 | 0 | 0 | 0 | 0 | 0 | 0 | 0 | 0 | 0 | 0
F1_Commercial_Restaurant_New_Food Preparation_Natural Gas_Fryer_E2 | F1 | Commercial | Restaurant | New | Food Preparation | Natural Gas | Fryer | E2 | CCE | 0.0045119 | 0 | 0 | 0 | 0 | 0 | 0 | 0 | 0 | 0 | 0 | 0 | 0 | 0 | 0 | 0 | 0 | 0 | 0 | 0 | 0 | 0 | 0 | 0 | 0 | 0 | 0
F1_Commercial_Restaurant_New_Food Preparation_Natural Gas_Fryer_E3 | F1 | Commercial | Restaurant | New | Food Preparation | Natural Gas | Fryer | E3 | CCE | 0 | 0 | 0 | 0 | 0 | 0 | 0 | 0 | 0 | 0 | 0 | 0 | 0 | 0 | 0 | 0 | 0 | 0 | 0 | 0 | 0 | 0 | 0 | 0 | 0 | 0 | 0
F1_Commercial_Restaurant_New_Food Preparation_Natural Gas_Fryer_E4 | F1 | Commercial | Restaurant | New | Food Preparation | Natural Gas | Fryer | E4 | CCE | 0 | 0 | 0 | 0 | 0 | 0 | 0 | 0 | 0 | 0 | 0 | 0 | 0 | 0 | 0 | 0 | 0 | 0 | 0 | 0 | 0 | 0 | 0 | 0 | 0 | 0 | 0
F1_Commercial_Restaurant_New_Food Preparation_Natural Gas_Fryer_E5 | F1 | Commercial | Restaurant | New | Food Preparation | Natural Gas | Fryer | E5 | CCE | 0 | 0 | 0 | 0 | 0 | 0 | 0 | 0 | 0 | 0 | 0 | 0 | 0 | 0 | 0 | 0 | 0 | 0 | 0 | 0 | 0 | 0 | 0 | 0 | 0 | 0 | 0
F1_Commercial_Restaurant_New_Food Preparation_Natural Gas_Fryer_E6 | F1 | Commercial | Restaurant | New | Food Preparation | Natural Gas | Fryer | E6 | CCE | 0 | 0 | 0 | 0 | 0 | 0 | 0 | 0 | 0 | 0 | 0 | 0 | 0 | 0 | 0 | 0 | 0 | 0 | 0 | 0 | 0 | 0 | 0 | 0 | 0 | 0 | 0
F1_Commercial_Restaurant_New_Food Preparation_Natural Gas_Fryer_E7 | F1 | Commercial | Restaurant | New | Food Preparation | Natural Gas | Fryer | E7 | CCE | 0 | 0 | 0 | 0 | 0 | 0 | 0 | 0 | 0 | 0 | 0 | 0 | 0 | 0 | 0 | 0 | 0 | 0 | 0 | 0 | 0 | 0 | 0 | 0 | 0 | 0 | 0
F1_Commercial_Restaurant_New_Food Preparation_Natural Gas_Fryer_E8 | F1 | Commercial | Restaurant | New | Food Preparation | Natural Gas | Fryer | E8 | CCE | 0 | 0 | 0 | 0 | 0 | 0 | 0 | 0 | 0 | 0 | 0 | 0 | 0 | 0 | 0 | 0 | 0 | 0 | 0 | 0 | 0 | 0 | 0 | 0 | 0 | 0 | 0
F1_Commercial_Restaurant_New_Food Preparation_Natural Gas_Fryer_E9 | F1 | Commercial | Restaurant | New | Food Preparation | Natural Gas | Fryer | E9 | CCE | 0 | 0 | 0 | 0 | 0 | 0 | 0 | 0 | 0 | 0 | 0 | 0 | 0 | 0 | 0 | 0 | 0 | 0 | 0 | 0 | 0 | 0 | 0 | 0 | 0 | 0 | 0
F1_Commercial_Restaurant_New_Food Preparation_Natural Gas_Fryer_E10 | F1 | Commercial | Restaurant | New | Food Preparation | Natural Gas | Fryer | E10 | CCE | 0 | 0 | 0 | 0 | 0 | 0 | 0 | 0 | 0 | 0 | 0 | 0 | 0 | 0 | 0 | 0 | 0 | 0 | 0 | 0 | 0 | 0 | 0 | 0 | 0 | 0 | 0
F2_Commercial_Restaurant_New_Food Preparation_Natural Gas_Fryer_E1 | F2 | Commercial | Restaurant | New | Food Preparation | Natural Gas | Fryer | E1 | TRC BC Ratio | 1 | 0 | 0 | 0 | 0 | 0 | 0 | 0 | 0 | 0 | 0 | 0 | 0 | 0 | 0 | 0 | 0 | 0 | 0 | 0 | 0 | 0 | 0 | 0 | 0 | 0 | 0
F2_Commercial_Restaurant_New_Food Preparation_Natural Gas_Fryer_E2 | F2 | Commercial | Restaurant | New | Food Preparation | Natural Gas | Fryer | E2 | TRC BC Ratio | 3.0535 | 1 | 1 | 1 | 1 | 1 | 1 | 1 | 1 | 1 | 1 | 1 | 1 | 1 | 1 | 1 | 1 | 1 | 1 | 1 | 1 | 1 | 1 | 1 | 1 | 1 | 1
F2_Commercial_Restaurant_New_Food Preparation_Natural Gas_Fryer_E3 | F2 | Commercial | Restaurant | New | Food Preparation | Natural Gas | Fryer | E3 | TRC BC Ratio | 0 | 0 | 0 | 0 | 0 | 0 | 0 | 0 | 0 | 0 | 0 | 0 | 0 | 0 | 0 | 0 | 0 | 0 | 0 | 0 | 0 | 0 | 0 | 0 | 0 | 0 | 0
F2_Commercial_Restaurant_New_Food Preparation_Natural Gas_Fryer_E4 | F2 | Commercial | Restaurant | New | Food Preparation | Natural Gas | Fryer | E4 | TRC BC Ratio | 0 | 0 | 0 | 0 | 0 | 0 | 0 | 0 | 0 | 0 | 0 | 0 | 0 | 0 | 0 | 0 | 0 | 0 | 0 | 0 | 0 | 0 | 0 | 0 | 0 | 0 | 0
F2_Commercial_Restaurant_New_Food Preparation_Natural Gas_Fryer_E5 | F2 | Commercial | Restaurant | New | Food Preparation | Natural Gas | Fryer | E5 | TRC BC Ratio | 0 | 0 | 0 | 0 | 0 | 0 | 0 | 0 | 0 | 0 | 0 | 0 | 0 | 0 | 0 | 0 | 0 | 0 | 0 | 0 | 0 | 0 | 0 | 0 | 0 | 0 | 0
F2_Commercial_Restaurant_New_Food Preparation_Natural Gas_Fryer_E6 | F2 | Commercial | Restaurant | New | Food Preparation | Natural Gas | Fryer | E6 | TRC BC Ratio | 0 | 0 | 0 | 0 | 0 | 0 | 0 | 0 | 0 | 0 | 0 | 0 | 0 | 0 | 0 | 0 | 0 | 0 | 0 | 0 | 0 | 0 | 0 | 0 | 0 | 0 | 0
F2_Commercial_Restaurant_New_Food Preparation_Natural Gas_Fryer_E7 | F2 | Commercial | Restaurant | New | Food Preparation | Natural Gas | Fryer | E7 | TRC BC Ratio | 0 | 0 | 0 | 0 | 0 | 0 | 0 | 0 | 0 | 0 | 0 | 0 | 0 | 0 | 0 | 0 | 0 | 0 | 0 | 0 | 0 | 0 | 0 | 0 | 0 | 0 | 0
F2_Commercial_Restaurant_New_Food Preparation_Natural Gas_Fryer_E8 | F2 | Commercial | Restaurant | New | Food Preparation | Natural Gas | Fryer | E8 | TRC BC Ratio | 0 | 0 | 0 | 0 | 0 | 0 | 0 | 0 | 0 | 0 | 0 | 0 | 0 | 0 | 0 | 0 | 0 | 0 | 0 | 0 | 0 | 0 | 0 | 0 | 0 | 0 | 0
F2_Commercial_Restaurant_New_Food Preparation_Natural Gas_Fryer_E9 | F2 | Commercial | Restaurant | New | Food Preparation | Natural Gas | Fryer | E9 | TRC BC Ratio | 0 | 0 | 0 | 0 | 0 | 0 | 0 | 0 | 0 | 0 | 0 | 0 | 0 | 0 | 0 | 0 | 0 | 0 | 0 | 0 | 0 | 0 | 0 | 0 | 0 | 0 | 0
F2_Commercial_Restaurant_New_Food Preparation_Natural Gas_Fryer_E10 | F2 | Commercial | Restaurant | New | Food Preparation | Natural Gas | Fryer | E10 | TRC BC Ratio | 0 | 0 | 0 | 0 | 0 | 0 | 0 | 0 | 0 | 0 | 0 | 0 | 0 | 0 | 0 | 0 | 0 | 0 | 0 | 0 | 0 | 0 | 0 | 0 | 0 | 0 | 0
F3_Commercial_Restaurant_New_Food Preparation_Natural Gas_Fryer_E1 | F3 | Commercial | Restaurant | New | Food Preparation | Natural Gas | Fryer | E1 | PACT BC Ratio | 1 | 0 | 0 | 0 | 0 | 0 | 0 | 0 | 0 | 0 | 0 | 0 | 0 | 0 | 0 | 0 | 0 | 0 | 0 | 0 | 0 | 0 | 0 | 0 | 0 | 0 | 0
F3_Commercial_Restaurant_New_Food Preparation_Natural Gas_Fryer_E2 | F3 | Commercial | Restaurant | New | Food Preparation | Natural Gas | Fryer | E2 | PACT BC Ratio | 4.0178 | 1 | 1 | 1 | 1 | 1 | 1 | 1 | 1 | 1 | 1 | 1 | 1 | 1 | 1 | 1 | 1 | 1 | 1 | 1 | 1 | 1 | 1 | 1 | 1 | 1 | 1
F3_Commercial_Restaurant_New_Food Preparation_Natural Gas_Fryer_E3 | F3 | Commercial | Restaurant | New | Food Preparation | Natural Gas | Fryer | E3 | PACT BC Ratio | 0 | 0 | 0 | 0 | 0 | 0 | 0 | 0 | 0 | 0 | 0 | 0 | 0 | 0 | 0 | 0 | 0 | 0 | 0 | 0 | 0 | 0 | 0 | 0 | 0 | 0 | 0
F3_Commercial_Restaurant_New_Food Preparation_Natural Gas_Fryer_E4 | F3 | Commercial | Restaurant | New | Food Preparation | Natural Gas | Fryer | E4 | PACT BC Ratio | 0 | 0 | 0 | 0 | 0 | 0 | 0 | 0 | 0 | 0 | 0 | 0 | 0 | 0 | 0 | 0 | 0 | 0 | 0 | 0 | 0 | 0 | 0 | 0 | 0 | 0 | 0
F3_Commercial_Restaurant_New_Food Preparation_Natural Gas_Fryer_E5 | F3 | Commercial | Restaurant | New | Food Preparation | Natural Gas | Fryer | E5 | PACT BC Ratio | 0 | 0 | 0 | 0 | 0 | 0 | 0 | 0 | 0 | 0 | 0 | 0 | 0 | 0 | 0 | 0 | 0 | 0 | 0 | 0 | 0 | 0 | 0 | 0 | 0 | 0 | 0
F3_Commercial_Restaurant_New_Food Preparation_Natural Gas_Fryer_E6 | F3 | Commercial | Restaurant | New | Food Preparation | Natural Gas | Fryer | E6 | PACT BC Ratio | 0 | 0 | 0 | 0 | 0 | 0 | 0 | 0 | 0 | 0 | 0 | 0 | 0 | 0 | 0 | 0 | 0 | 0 | 0 | 0 | 0 | 0 | 0 | 0 | 0 | 0 | 0
F3_Commercial_Restaurant_New_Food Preparation_Natural Gas_Fryer_E7 | F3 | Commercial | Restaurant | New | Food Preparation | Natural Gas | Fryer | E7 | PACT BC Ratio | 0 | 0 | 0 | 0 | 0 | 0 | 0 | 0 | 0 | 0 | 0 | 0 | 0 | 0 | 0 | 0 | 0 | 0 | 0 | 0 | 0 | 0 | 0 | 0 | 0 | 0 | 0
F3_Commercial_Restaurant_New_Food Preparation_Natural Gas_Fryer_E8 | F3 | Commercial | Restaurant | New | Food Preparation | Natural Gas | Fryer | E8 | PACT BC Ratio | 0 | 0 | 0 | 0 | 0 | 0 | 0 | 0 | 0 | 0 | 0 | 0 | 0 | 0 | 0 | 0 | 0 | 0 | 0 | 0 | 0 | 0 | 0 | 0 | 0 | 0 | 0
F3_Commercial_Restaurant_New_Food Preparation_Natural Gas_Fryer_E9 | F3 | Commercial | Restaurant | New | Food Preparation | Natural Gas | Fryer | E9 | PACT BC Ratio | 0 | 0 | 0 | 0 | 0 | 0 | 0 | 0 | 0 | 0 | 0 | 0 | 0 | 0 | 0 | 0 | 0 | 0 | 0 | 0 | 0 | 0 | 0 | 0 | 0 | 0 | 0
F3_Commercial_Restaurant_New_Food Preparation_Natural Gas_Fryer_E10 | F3 | Commercial | Restaurant | New | Food Preparation | Natural Gas | Fryer | E10 | PACT BC Ratio | 0 | 0 | 0 | 0 | 0 | 0 | 0 | 0 | 0 | 0 | 0 | 0 | 0 | 0 | 0 | 0 | 0 | 0 | 0 | 0 | 0 | 0 | 0 | 0 | 0 | 0 | 0
F4_Commercial_Restaurant_New_Food Preparation_Natural Gas_Fryer_E1 | F4 | Commercial | Restaurant | New | Food Preparation | Natural Gas | Fryer | E1 | RVT BC Ratio | 1 | 0 | 0 | 0 | 0 | 0 | 0 | 0 | 0 | 0 | 0 | 0 | 0 | 0 | 0 | 0 | 0 | 0 | 0 | 0 | 0 | 0 | 0 | 0 | 0 | 0 | 0
F4_Commercial_Restaurant_New_Food Preparation_Natural Gas_Fryer_E2 | F4 | Commercial | Restaurant | New | Food Preparation | Natural Gas | Fryer | E2 | RVT BC Ratio | 0.7 | 1 | 1 | 1 | 1 | 1 | 1 | 1 | 1 | 1 | 1 | 1 | 1 | 1 | 1 | 1 | 1 | 1 | 1 | 1 | 1 | 1 | 1 | 1 | 1 | 1 | 1
F4_Commercial_Restaurant_New_Food Preparation_Natural Gas_Fryer_E3 | F4 | Commercial | Restaurant | New | Food Preparation | Natural Gas | Fryer | E3 | RVT BC Ratio | 0 | 0 | 0 | 0 | 0 | 0 | 0 | 0 | 0 | 0 | 0 | 0 | 0 | 0 | 0 | 0 | 0 | 0 | 0 | 0 | 0 | 0 | 0 | 0 | 0 | 0 | 0
F4_Commercial_Restaurant_New_Food Preparation_Natural Gas_Fryer_E4 | F4 | Commercial | Restaurant | New | Food Preparation | Natural Gas | Fryer | E4 | RVT BC Ratio | 0 | 0 | 0 | 0 | 0 | 0 | 0 | 0 | 0 | 0 | 0 | 0 | 0 | 0 | 0 | 0 | 0 | 0 | 0 | 0 | 0 | 0 | 0 | 0 | 0 | 0 | 0
F4_Commercial_Restaurant_New_Food Preparation_Natural Gas_Fryer_E5 | F4 | Commercial | Restaurant | New | Food Preparation | Natural Gas | Fryer | E5 | RVT BC Ratio | 0 | 0 | 0 | 0 | 0 | 0 | 0 | 0 | 0 | 0 | 0 | 0 | 0 | 0 | 0 | 0 | 0 | 0 | 0 | 0 | 0 | 0 | 0 | 0 | 0 | 0 | 0
F4_Commercial_Restaurant_New_Food Preparation_Natural Gas_Fryer_E6 | F4 | Commercial | Restaurant | New | Food Preparation | Natural Gas | Fryer | E6 | RVT BC Ratio | 0 | 0 | 0 | 0 | 0 | 0 | 0 | 0 | 0 | 0 | 0 | 0 | 0 | 0 | 0 | 0 | 0 | 0 | 0 | 0 | 0 | 0 | 0 | 0 | 0 | 0 | 0
F4_Commercial_Restaurant_New_Food Preparation_Natural Gas_Fryer_E7 | F4 | Commercial | Restaurant | New | Food Preparation | Natural Gas | Fryer | E7 | RVT BC Ratio | 0 | 0 | 0 | 0 | 0 | 0 | 0 | 0 | 0 | 0 | 0 | 0 | 0 | 0 | 0 | 0 | 0 | 0 | 0 | 0 | 0 | 0 | 0 | 0 | 0 | 0 | 0
F4_Commercial_Restaurant_New_Food Preparation_Natural Gas_Fryer_E8 | F4 | Commercial | Restaurant | New | Food Preparation | Natural Gas | Fryer | E8 | RVT BC Ratio | 0 | 0 | 0 | 0 | 0 | 0 | 0 | 0 | 0 | 0 | 0 | 0 | 0 | 0 | 0 | 0 | 0 | 0 | 0 | 0 | 0 | 0 | 0 | 0 | 0 | 0 | 0
F4_Commercial_Restaurant_New_Food Preparation_Natural Gas_Fryer_E9 | F4 | Commercial | Restaurant | New | Food Preparation | Natural Gas | Fryer | E9 | RVT BC Ratio | 0 | 0 | 0 | 0 | 0 | 0 | 0 | 0 | 0 | 0 | 0 | 0 | 0 | 0 | 0 | 0 | 0 | 0 | 0 | 0 | 0 | 0 | 0 | 0 | 0 | 0 | 0
F4_Commercial_Restaurant_New_Food Preparation_Natural Gas_Fryer_E10 | F4 | Commercial | Restaurant | New | Food Preparation | Natural Gas | Fryer | E10 | RVT BC Ratio | 0 | 0 | 0 | 0 | 0 | 0 | 0 | 0 | 0 | 0 | 0 | 0 | 0 | 0 | 0 | 0 | 0 | 0 | 0 | 0 | 0 | 0 | 0 | 0 | 0 | 0 | 0
F5_Commercial_Restaurant_New_Food Preparation_Natural Gas_Fryer_E1 | F5 | Commercial | Restaurant | New | Food Preparation | Natural Gas | Fryer | E1 | RIM BC Ratio | 1 | 0 | 0 | 0 | 0 | 0 | 0 | 0 | 0 | 0 | 0 | 0 | 0 | 0 | 0 | 0 | 0 | 0 | 0 | 0 | 0 | 0 | 0 | 0 | 0 | 0 | 0
F5_Commercial_Restaurant_New_Food Preparation_Natural Gas_Fryer_E2 | F5 | Commercial | Restaurant | New | Food Preparation | Natural Gas | Fryer | E2 | RIM BC Ratio | 4.0178 | 1 | 1 | 1 | 1 | 1 | 1 | 1 | 1 | 1 | 1 | 1 | 1 | 1 | 1 | 1 | 1 | 1 | 1 | 1 | 1 | 1 | 1 | 1 | 1 | 1 | 1
F5_Commercial_Restaurant_New_Food Preparation_Natural Gas_Fryer_E3 | F5 | Commercial | Restaurant | New | Food Preparation | Natural Gas | Fryer | E3 | RIM BC Ratio | 0 | 0 | 0 | 0 | 0 | 0 | 0 | 0 | 0 | 0 | 0 | 0 | 0 | 0 | 0 | 0 | 0 | 0 | 0 | 0 | 0 | 0 | 0 | 0 | 0 | 0 | 0
F5_Commercial_Restaurant_New_Food Preparation_Natural Gas_Fryer_E4 | F5 | Commercial | Restaurant | New | Food Preparation | Natural Gas | Fryer | E4 | RIM BC Ratio | 0 | 0 | 0 | 0 | 0 | 0 | 0 | 0 | 0 | 0 | 0 | 0 | 0 | 0 | 0 | 0 | 0 | 0 | 0 | 0 | 0 | 0 | 0 | 0 | 0 | 0 | 0
F5_Commercial_Restaurant_New_Food Preparation_Natural Gas_Fryer_E5 | F5 | Commercial | Restaurant | New | Food Preparation | Natural Gas | Fryer | E5 | RIM BC Ratio | 0 | 0 | 0 | 0 | 0 | 0 | 0 | 0 | 0 | 0 | 0 | 0 | 0 | 0 | 0 | 0 | 0 | 0 | 0 | 0 | 0 | 0 | 0 | 0 | 0 | 0 | 0
F5_Commercial_Restaurant_New_Food Preparation_Natural Gas_Fryer_E6 | F5 | Commercial | Restaurant | New | Food Preparation | Natural Gas | Fryer | E6 | RIM BC Ratio | 0 | 0 | 0 | 0 | 0 | 0 | 0 | 0 | 0 | 0 | 0 | 0 | 0 | 0 | 0 | 0 | 0 | 0 | 0 | 0 | 0 | 0 | 0 | 0 | 0 | 0 | 0
F5_Commercial_Restaurant_New_Food Preparation_Natural Gas_Fryer_E7 | F5 | Commercial | Restaurant | New | Food Preparation | Natural Gas | Fryer | E7 | RIM BC Ratio | 0 | 0 | 0 | 0 | 0 | 0 | 0 | 0 | 0 | 0 | 0 | 0 | 0 | 0 | 0 | 0 | 0 | 0 | 0 | 0 | 0 | 0 | 0 | 0 | 0 | 0 | 0
F5_Commercial_Restaurant_New_Food Preparation_Natural Gas_Fryer_E8 | F5 | Commercial | Restaurant | New | Food Preparation | Natural Gas | Fryer | E8 | RIM BC Ratio | 0 | 0 | 0 | 0 | 0 | 0 | 0 | 0 | 0 | 0 | 0 | 0 | 0 | 0 | 0 | 0 | 0 | 0 | 0 | 0 | 0 | 0 | 0 | 0 | 0 | 0 | 0
F5_Commercial_Restaurant_New_Food Preparation_Natural Gas_Fryer_E9 | F5 | Commercial | Restaurant | New | Food Preparation | Natural Gas | Fryer | E9 | RIM BC Ratio | 0 | 0 | 0 | 0 | 0 | 0 | 0 | 0 | 0 | 0 | 0 | 0 | 0 | 0 | 0 | 0 | 0 | 0 | 0 | 0 | 0 | 0 | 0 | 0 | 0 | 0 | 0
F5_Commercial_Restaurant_New_Food Preparation_Natural Gas_Fryer_E10 | F5 | Commercial | Restaurant | New | Food Preparation | Natural Gas | Fryer | E10 | RIM BC Ratio | 0 | 0 | 0 | 0 | 0 | 0 | 0 | 0 | 0 | 0 | 0 | 0 | 0 | 0 | 0 | 0 | 0 | 0 | 0 | 0 | 0 | 0 | 0 | 0 | 0 | 0 | 0
F0_Commercial_Restaurant_New_Food Preparation_Natural Gas_Broiler_E0 | F0 | Commercial | Restaurant | New | Food Preparation | Natural Gas | Broiler | E0 | Economic Unit | Infrared Burners | Infrared Burners | Infrared Burners | Infrared Burners | Infrared Burners | Infrared Burners | Infrared Burners | Infrared Burners | Infrared Burners | Infrared Burners | Infrared Burners | Infrared Burners | Infrared Burners | Infrared Burners | Infrared Burners | Infrared Burners | Infrared Burners | Infrared Burners | Infrared Burners | Infrared Burners | Infrared Burners | Infrared Burners | Infrared Burners | Infrared Burners | Infrared Burners | Infrared Burners | Infrared Burners
F1_Commercial_Restaurant_New_Food Preparation_Natural Gas_Broiler_E1 | F1 | Commercial | Restaurant | New | Food Preparation | Natural Gas | Broiler | E1 | CCE | 0 | 0 | 0 | 0 | 0 | 0 | 0 | 0 | 0 | 0 | 0 | 0 | 0 | 0 | 0 | 0 | 0 | 0 | 0 | 0 | 0 | 0 | 0 | 0 | 0 | 0 | 0
F1_Commercial_Restaurant_New_Food Preparation_Natural Gas_Broiler_E2 | F1 | Commercial | Restaurant | New | Food Preparation | Natural Gas | Broiler | E2 | CCE | 0.0088234 | 0.0088234 | 0.0088234 | 0.0088234 | 0.0088234 | 0.0088234 | 0.0088234 | 0.0088234 | 0.0088234 | 0.0088234 | 0.0088234 | 0.0088234 | 0.0088234 | 0.0088234 | 0.0088234 | 0.0088234 | 0.0088234 | 0.0088234 | 0.0088234 | 0.0088234 | 0.0088234 | 0.0088234 | 0.0088234 | 0.0088234 | 0.0088234 | 0.0088234 | 0.0088234
F1_Commercial_Restaurant_New_Food Preparation_Natural Gas_Broiler_E3 | F1 | Commercial | Restaurant | New | Food Preparation | Natural Gas | Broiler | E3 | CCE | 0 | 0 | 0 | 0 | 0 | 0 | 0 | 0 | 0 | 0 | 0 | 0 | 0 | 0 | 0 | 0 | 0 | 0 | 0 | 0 | 0 | 0 | 0 | 0 | 0 | 0 | 0
F1_Commercial_Restaurant_New_Food Preparation_Natural Gas_Broiler_E4 | F1 | Commercial | Restaurant | New | Food Preparation | Natural Gas | Broiler | E4 | CCE | 0 | 0 | 0 | 0 | 0 | 0 | 0 | 0 | 0 | 0 | 0 | 0 | 0 | 0 | 0 | 0 | 0 | 0 | 0 | 0 | 0 | 0 | 0 | 0 | 0 | 0 | 0
F1_Commercial_Restaurant_New_Food Preparation_Natural Gas_Broiler_E5 | F1 | Commercial | Restaurant | New | Food Preparation | Natural Gas | Broiler | E5 | CCE | 0 | 0 | 0 | 0 | 0 | 0 | 0 | 0 | 0 | 0 | 0 | 0 | 0 | 0 | 0 | 0 | 0 | 0 | 0 | 0 | 0 | 0 | 0 | 0 | 0 | 0 | 0
F1_Commercial_Restaurant_New_Food Preparation_Natural Gas_Broiler_E6 | F1 | Commercial | Restaurant | New | Food Preparation | Natural Gas | Broiler | E6 | CCE | 0 | 0 | 0 | 0 | 0 | 0 | 0 | 0 | 0 | 0 | 0 | 0 | 0 | 0 | 0 | 0 | 0 | 0 | 0 | 0 | 0 | 0 | 0 | 0 | 0 | 0 | 0
F1_Commercial_Restaurant_New_Food Preparation_Natural Gas_Broiler_E7 | F1 | Commercial | Restaurant | New | Food Preparation | Natural Gas | Broiler | E7 | CCE | 0 | 0 | 0 | 0 | 0 | 0 | 0 | 0 | 0 | 0 | 0 | 0 | 0 | 0 | 0 | 0 | 0 | 0 | 0 | 0 | 0 | 0 | 0 | 0 | 0 | 0 | 0
F1_Commercial_Restaurant_New_Food Preparation_Natural Gas_Broiler_E8 | F1 | Commercial | Restaurant | New | Food Preparation | Natural Gas | Broiler | E8 | CCE | 0 | 0 | 0 | 0 | 0 | 0 | 0 | 0 | 0 | 0 | 0 | 0 | 0 | 0 | 0 | 0 | 0 | 0 | 0 | 0 | 0 | 0 | 0 | 0 | 0 | 0 | 0
F1_Commercial_Restaurant_New_Food Preparation_Natural Gas_Broiler_E9 | F1 | Commercial | Restaurant | New | Food Preparation | Natural Gas | Broiler | E9 | CCE | 0 | 0 | 0 | 0 | 0 | 0 | 0 | 0 | 0 | 0 | 0 | 0 | 0 | 0 | 0 | 0 | 0 | 0 | 0 | 0 | 0 | 0 | 0 | 0 | 0 | 0 | 0
F1_Commercial_Restaurant_New_Food Preparation_Natural Gas_Broiler_E10 | F1 | Commercial | Restaurant | New | Food Preparation | Natural Gas | Broiler | E10 | CCE | 0 | 0 | 0 | 0 | 0 | 0 | 0 | 0 | 0 | 0 | 0 | 0 | 0 | 0 | 0 | 0 | 0 | 0 | 0 | 0 | 0 | 0 | 0 | 0 | 0 | 0 | 0
F2_Commercial_Restaurant_New_Food Preparation_Natural Gas_Broiler_E1 | F2 | Commercial | Restaurant | New | Food Preparation | Natural Gas | Broiler | E1 | TRC BC Ratio | bar: 2021 to 2047
F2_Commercial_Restaurant_New_Food Preparation_Natural Gas_Broiler_E2 | F2 | Commercial | Restaurant | New | Food Preparation | Natural Gas | Broiler | E2 | TRC BC Ratio | 1.5469 | 1.5304 | 1.5144 | 1.4991 | 1.5029 | 1.5191 | 1.5427 | 1.5689 | 1.5942 | 1.6158 | 1.6334 | 1.6459 | 1.6531 | 1.6523 | 1.6433 | 1.6261 | 1.6009 | 1.5692 | 1.5313 | 1.4862 | 1.4333 | 1.3724 | 1.3184 | 1.2837 | 1.2691 | 1.2753 | 1.2816
F2_Commercial_Restaurant_New_Food Preparation_Natural Gas_Broiler_E3 | F2 | Commercial | Restaurant | New | Food Preparation | Natural Gas | Broiler | E3 | TRC BC Ratio | 0 | 0 | 0 | 0 | 0 | 0 | 0 | 0 | 0 | 0 | 0 | 0 | 0 | 0 | 0 | 0 | 0 | 0 | 0 | 0 | 0 | 0 | 0 | 0 | 0 | 0 | 0
F2_Commercial_Restaurant_New_Food Preparation_Natural Gas_Broiler_E4 | F2 | Commercial | Restaurant | New | Food Preparation | Natural Gas | Broiler | E4 | TRC BC Ratio | 0 | 0 | 0 | 0 | 0 | 0 | 0 | 0 | 0 | 0 | 0 | 0 | 0 | 0 | 0 | 0 | 0 | 0 | 0 | 0 | 0 | 0 | 0 | 0 | 0 | 0 | 0
F2_Commercial_Restaurant_New_Food Preparation_Natural Gas_Broiler_E5 | F2 | Commercial | Restaurant | New | Food Preparation | Natural Gas | Broiler | E5 | TRC BC Ratio | 0 | 0 | 0 | 0 | 0 | 0 | 0 | 0 | 0 | 0 | 0 | 0 | 0 | 0 | 0 | 0 | 0 | 0 | 0 | 0 | 0 | 0 | 0 | 0 | 0 | 0 | 0
F2_Commercial_Restaurant_New_Food Preparation_Natural Gas_Broiler_E6 | F2 | Commercial | Restaurant | New | Food Preparation | Natural Gas | Broiler | E6 | TRC BC Ratio | 0 | 0 | 0 | 0 | 0 | 0 | 0 | 0 | 0 | 0 | 0 | 0 | 0 | 0 | 0 | 0 | 0 | 0 | 0 | 0 | 0 | 0 | 0 | 0 | 0 | 0 | 0
F2_Commercial_Restaurant_New_Food Preparation_Natural Gas_Broiler_E7 | F2 | Commercial | Restaurant | New | Food Preparation | Natural Gas | Broiler | E7 | TRC BC Ratio | 0 | 0 | 0 | 0 | 0 | 0 | 0 | 0 | 0 | 0 | 0 | 0 | 0 | 0 | 0 | 0 | 0 | 0 | 0 | 0 | 0 | 0 | 0 | 0 | 0 | 0 | 0
F2_Commercial_Restaurant_New_Food Preparation_Natural Gas_Broiler_E8 | F2 | Commercial | Restaurant | New | Food Preparation | Natural Gas | Broiler | E8 | TRC BC Ratio | 0 | 0 | 0 | 0 | 0 | 0 | 0 | 0 | 0 | 0 | 0 | 0 | 0 | 0 | 0 | 0 | 0 | 0 | 0 | 0 | 0 | 0 | 0 | 0 | 0 | 0 | 0
F2_Commercial_Restaurant_New_Food Preparation_Natural Gas_Broiler_E9 | F2 | Commercial | Restaurant | New | Food Preparation | Natural Gas | Broiler | E9 | TRC BC Ratio | 0 | 0 | 0 | 0 | 0 | 0 | 0 | 0 | 0 | 0 | 0 | 0 | 0 | 0 | 0 | 0 | 0 | 0 | 0 | 0 | 0 | 0 | 0 | 0 | 0 | 0 | 0
F2_Commercial_Restaurant_New_Food Preparation_Natural Gas_Broiler_E10 | F2 | Commercial | Restaurant | New | Food Preparation | Natural Gas | Broiler | E10 | TRC BC Ratio | 0 | 0 | 0 | 0 | 0 | 0 | 0 | 0 | 0 | 0 | 0 | 0 | 0 | 0 | 0 | 0 | 0 | 0 | 0 | 0 | 0 | 0 | 0 | 0 | 0 | 0 | 0
F3_Commercial_Restaurant_New_Food Preparation_Natural Gas_Broiler_E1 | F3 | Commercial | Restaurant | New | Food Preparation | Natural Gas | Broiler | E1 | PACT BC Ratio | bar: 2021 to 2047
F3_Commercial_Restaurant_New_Food Preparation_Natural Gas_Broiler_E2 | F3 | Commercial | Restaurant | New | Food Preparation | Natural Gas | Broiler | E2 | PACT BC Ratio | 1.9504 | 1.9296 | 1.9094 | 1.8902 | 1.8949 | 1.9154 | 1.9451 | 1.9782 | 2.0101 | 2.0373 | 2.0595 | 2.0753 | 2.0843 | 2.0833 | 2.072 | 2.0503 | 2.0186 | 1.9785 | 1.9307 | 1.8739 | 1.8073 | 1.7304 | 1.6624 | 1.6186 | 1.6002 | 1.608 | 1.6159
F3_Commercial_Restaurant_New_Food Preparation_Natural Gas_Broiler_E3 | F3 | Commercial | Restaurant | New | Food Preparation | Natural Gas | Broiler | E3 | PACT BC Ratio | 0 | 0 | 0 | 0 | 0 | 0 | 0 | 0 | 0 | 0 | 0 | 0 | 0 | 0 | 0 | 0 | 0 | 0 | 0 | 0 | 0 | 0 | 0 | 0 | 0 | 0 | 0
F3_Commercial_Restaurant_New_Food Preparation_Natural Gas_Broiler_E4 | F3 | Commercial | Restaurant | New | Food Preparation | Natural Gas | Broiler | E4 | PACT BC Ratio | 0 | 0 | 0 | 0 | 0 | 0 | 0 | 0 | 0 | 0 | 0 | 0 | 0 | 0 | 0 | 0 | 0 | 0 | 0 | 0 | 0 | 0 | 0 | 0 | 0 | 0 | 0
F3_Commercial_Restaurant_New_Food Preparation_Natural Gas_Broiler_E5 | F3 | Commercial | Restaurant | New | Food Preparation | Natural Gas | Broiler | E5 | PACT BC Ratio | 0 | 0 | 0 | 0 | 0 | 0 | 0 | 0 | 0 | 0 | 0 | 0 | 0 | 0 | 0 | 0 | 0 | 0 | 0 | 0 | 0 | 0 | 0 | 0 | 0 | 0 | 0
F3_Commercial_Restaurant_New_Food Preparation_Natural Gas_Broiler_E6 | F3 | Commercial | Restaurant | New | Food Preparation | Natural Gas | Broiler | E6 | PACT BC Ratio | 0 | 0 | 0 | 0 | 0 | 0 | 0 | 0 | 0 | 0 | 0 | 0 | 0 | 0 | 0 | 0 | 0 | 0 | 0 | 0 | 0 | 0 | 0 | 0 | 0 | 0 | 0
F3_Commercial_Restaurant_New_Food Preparation_Natural Gas_Broiler_E7 | F3 | Commercial | Restaurant | New | Food Preparation | Natural Gas | Broiler | E7 | PACT BC Ratio | 0 | 0 | 0 | 0 | 0 | 0 | 0 | 0 | 0 | 0 | 0 | 0 | 0 | 0 | 0 | 0 | 0 | 0 | 0 | 0 | 0 | 0 | 0 | 0 | 0 | 0 | 0
F3_Commercial_Restaurant_New_Food Preparation_Natural Gas_Broiler_E8 | F3 | Commercial | Restaurant | New | Food Preparation | Natural Gas | Broiler | E8 | PACT BC Ratio | 0 | 0 | 0 | 0 | 0 | 0 | 0 | 0 | 0 | 0 | 0 | 0 | 0 | 0 | 0 | 0 | 0 | 0 | 0 | 0 | 0 | 0 | 0 | 0 | 0 | 0 | 0
F3_Commercial_Restaurant_New_Food Preparation_Natural Gas_Broiler_E9 | F3 | Commercial | Restaurant | New | Food Preparation | Natural Gas | Broiler | E9 | PACT BC Ratio | 0 | 0 | 0 | 0 | 0 | 0 | 0 | 0 | 0 | 0 | 0 | 0 | 0 | 0 | 0 | 0 | 0 | 0 | 0 | 0 | 0 | 0 | 0 | 0 | 0 | 0 | 0
F3_Commercial_Restaurant_New_Food Preparation_Natural Gas_Broiler_E10 | F3 | Commercial | Restaurant | New | Food Preparation | Natural Gas | Broiler | E10 | PACT BC Ratio | 0 | 0 | 0 | 0 | 0 | 0 | 0 | 0 | 0 | 0 | 0 | 0 | 0 | 0 | 0 | 0 | 0 | 0 | 0 | 0 | 0 | 0 | 0 | 0 | 0 | 0 | 0
F4_Commercial_Restaurant_New_Food Preparation_Natural Gas_Broiler_E1 | F4 | Commercial | Restaurant | New | Food Preparation | Natural Gas | Broiler | E1 | RVT BC Ratio | bar: 2021 to 2047
F4_Commercial_Restaurant_New_Food Preparation_Natural Gas_Broiler_E2 | F4 | Commercial | Restaurant | New | Food Preparation | Natural Gas | Broiler | E2 | RVT BC Ratio | 0.7 | 0.7 | 0.7 | 0.7 | 0.7 | 0.7 | 0.7 | 0.7 | 0.7 | 0.7 | 0.7 | 0.7 | 0.7 | 0.7 | 0.7 | 0.7 | 0.7 | 0.7 | 0.7 | 0.7 | 0.7 | 0.7 | 0.7 | 0.7 | 0.7 | 0.7 | 0.7
F4_Commercial_Restaurant_New_Food Preparation_Natural Gas_Broiler_E3 | F4 | Commercial | Restaurant | New | Food Preparation | Natural Gas | Broiler | E3 | RVT BC Ratio | 0 | 0 | 0 | 0 | 0 | 0 | 0 | 0 | 0 | 0 | 0 | 0 | 0 | 0 | 0 | 0 | 0 | 0 | 0 | 0 | 0 | 0 | 0 | 0 | 0 | 0 | 0
F4_Commercial_Restaurant_New_Food Preparation_Natural Gas_Broiler_E4 | F4 | Commercial | Restaurant | New | Food Preparation | Natural Gas | Broiler | E4 | RVT BC Ratio | 0 | 0 | 0 | 0 | 0 | 0 | 0 | 0 | 0 | 0 | 0 | 0 | 0 | 0 | 0 | 0 | 0 | 0 | 0 | 0 | 0 | 0 | 0 | 0 | 0 | 0 | 0
F4_Commercial_Restaurant_New_Food Preparation_Natural Gas_Broiler_E5 | F4 | Commercial | Restaurant | New | Food Preparation | Natural Gas | Broiler | E5 | RVT BC Ratio | 0 | 0 | 0 | 0 | 0 | 0 | 0 | 0 | 0 | 0 | 0 | 0 | 0 | 0 | 0 | 0 | 0 | 0 | 0 | 0 | 0 | 0 | 0 | 0 | 0 | 0 | 0
F4_Commercial_Restaurant_New_Food Preparation_Natural Gas_Broiler_E6 | F4 | Commercial | Restaurant | New | Food Preparation | Natural Gas | Broiler | E6 | RVT BC Ratio | 0 | 0 | 0 | 0 | 0 | 0 | 0 | 0 | 0 | 0 | 0 | 0 | 0 | 0 | 0 | 0 | 0 | 0 | 0 | 0 | 0 | 0 | 0 | 0 | 0 | 0 | 0
F4_Commercial_Restaurant_New_Food Preparation_Natural Gas_Broiler_E7 | F4 | Commercial | Restaurant | New | Food Preparation | Natural Gas | Broiler | E7 | RVT BC Ratio | 0 | 0 | 0 | 0 | 0 | 0 | 0 | 0 | 0 | 0 | 0 | 0 | 0 | 0 | 0 | 0 | 0 | 0 | 0 | 0 | 0 | 0 | 0 | 0 | 0 | 0 | 0
F4_Commercial_Restaurant_New_Food Preparation_Natural Gas_Broiler_E8 | F4 | Commercial | Restaurant | New | Food Preparation | Natural Gas | Broiler | E8 | RVT BC Ratio | 0 | 0 | 0 | 0 | 0 | 0 | 0 | 0 | 0 | 0 | 0 | 0 | 0 | 0 | 0 | 0 | 0 | 0 | 0 | 0 | 0 | 0 | 0 | 0 | 0 | 0 | 0
F4_Commercial_Restaurant_New_Food Preparation_Natural Gas_Broiler_E9 | F4 | Commercial | Restaurant | New | Food Preparation | Natural Gas | Broiler | E9 | RVT BC Ratio | 0 | 0 | 0 | 0 | 0 | 0 | 0 | 0 | 0 | 0 | 0 | 0 | 0 | 0 | 0 | 0 | 0 | 0 | 0 | 0 | 0 | 0 | 0 | 0 | 0 | 0 | 0
F4_Commercial_Restaurant_New_Food Preparation_Natural Gas_Broiler_E10 | F4 | Commercial | Restaurant | New | Food Preparation | Natural Gas | Broiler | E10 | RVT BC Ratio | 0 | 0 | 0 | 0 | 0 | 0 | 0 | 0 | 0 | 0 | 0 | 0 | 0 | 0 | 0 | 0 | 0 | 0 | 0 | 0 | 0 | 0 | 0 | 0 | 0 | 0 | 0
F5_Commercial_Restaurant_New_Food Preparation_Natural Gas_Broiler_E1 | F5 | Commercial | Restaurant | New | Food Preparation | Natural Gas | Broiler | E1 | RIM BC Ratio | bar: 2021 to 2047
F5_Commercial_Restaurant_New_Food Preparation_Natural Gas_Broiler_E2 | F5 | Commercial | Restaurant | New | Food Preparation | Natural Gas | Broiler | E2 | RIM BC Ratio | 1.9504 | 1.9296 | 1.9094 | 1.8902 | 1.8949 | 1.9154 | 1.9451 | 1.9782 | 2.0101 | 2.0373 | 2.0595 | 2.0753 | 2.0843 | 2.0833 | 2.072 | 2.0503 | 2.0186 | 1.9785 | 1.9307 | 1.8739 | 1.8073 | 1.7304 | 1.6624 | 1.6186 | 1.6002 | 1.608 | 1.6159
F5_Commercial_Restaurant_New_Food Preparation_Natural Gas_Broiler_E3 | F5 | Commercial | Restaurant | New | Food Preparation | Natural Gas | Broiler | E3 | RIM BC Ratio | 0 | 0 | 0 | 0 | 0 | 0 | 0 | 0 | 0 | 0 | 0 | 0 | 0 | 0 | 0 | 0 | 0 | 0 | 0 | 0 | 0 | 0 | 0 | 0 | 0 | 0 | 0
F5_Commercial_Restaurant_New_Food Preparation_Natural Gas_Broiler_E4 | F5 | Commercial | Restaurant | New | Food Preparation | Natural Gas | Broiler | E4 | RIM BC Ratio | 0 | 0 | 0 | 0 | 0 | 0 | 0 | 0 | 0 | 0 | 0 | 0 | 0 | 0 | 0 | 0 | 0 | 0 | 0 | 0 | 0 | 0 | 0 | 0 | 0 | 0 | 0
F5_Commercial_Restaurant_New_Food Preparation_Natural Gas_Broiler_E5 | F5 | Commercial | Restaurant | New | Food Preparation | Natural Gas | Broiler | E5 | RIM BC Ratio | 0 | 0 | 0 | 0 | 0 | 0 | 0 | 0 | 0 | 0 | 0 | 0 | 0 | 0 | 0 | 0 | 0 | 0 | 0 | 0 | 0 | 0 | 0 | 0 | 0 | 0 | 0
F5_Commercial_Restaurant_New_Food Preparation_Natural Gas_Broiler_E6 | F5 | Commercial | Restaurant | New | Food Preparation | Natural Gas | Broiler | E6 | RIM BC Ratio | 0 | 0 | 0 | 0 | 0 | 0 | 0 | 0 | 0 | 0 | 0 | 0 | 0 | 0 | 0 | 0 | 0 | 0 | 0 | 0 | 0 | 0 | 0 | 0 | 0 | 0 | 0
F5_Commercial_Restaurant_New_Food Preparation_Natural Gas_Broiler_E7 | F5 | Commercial | Restaurant | New | Food Preparation | Natural Gas | Broiler | E7 | RIM BC Ratio | 0 | 0 | 0 | 0 | 0 | 0 | 0 | 0 | 0 | 0 | 0 | 0 | 0 | 0 | 0 | 0 | 0 | 0 | 0 | 0 | 0 | 0 | 0 | 0 | 0 | 0 | 0
F5_Commercial_Restaurant_New_Food Preparation_Natural Gas_Broiler_E8 | F5 | Commercial | Restaurant | New | Food Preparation | Natural Gas | Broiler | E8 | RIM BC Ratio | 0 | 0 | 0 | 0 | 0 | 0 | 0 | 0 | 0 | 0 | 0 | 0 | 0 | 0 | 0 | 0 | 0 | 0 | 0 | 0 | 0 | 0 | 0 | 0 | 0 | 0 | 0
F5_Commercial_Restaurant_New_Food Preparation_Natural Gas_Broiler_E9 | F5 | Commercial | Restaurant | New | Food Preparation | Natural Gas | Broiler | E9 | RIM BC Ratio | 0 | 0 | 0 | 0 | 0 | 0 | 0 | 0 | 0 | 0 | 0 | 0 | 0 | 0 | 0 | 0 | 0 | 0 | 0 | 0 | 0 | 0 | 0 | 0 | 0 | 0 | 0
F5_Commercial_Restaurant_New_Food Preparation_Natural Gas_Broiler_E10 | F5 | Commercial | Restaurant | New | Food Preparation | Natural Gas | Broiler | E10 | RIM BC Ratio | 0 | 0 | 0 | 0 | 0 | 0 | 0 | 0 | 0 | 0 | 0 | 0 | 0 | 0 | 0 | 0 | 0 | 0 | 0 | 0 | 0 | 0 | 0 | 0 | 0 | 0 | 0
F0_Commercial_Restaurant_New_Food Preparation_Natural Gas_Griddle_E0 | F0 | Commercial | Restaurant | New | Food Preparation | Natural Gas | Griddle | E0 | Economic Unit | ENERGY STAR | ENERGY STAR | ENERGY STAR | ENERGY STAR | ENERGY STAR | ENERGY STAR | ENERGY STAR | ENERGY STAR | ENERGY STAR | ENERGY STAR | ENERGY STAR | ENERGY STAR | ENERGY STAR | ENERGY STAR | ENERGY STAR | ENERGY STAR | ENERGY STAR | ENERGY STAR | ENERGY STAR | ENERGY STAR | Standard | Standard | Standard | Standard | Standard | Standard | Standard
F1_Commercial_Restaurant_New_Food Preparation_Natural Gas_Griddle_E1 | F1 | Commercial | Restaurant | New | Food Preparation | Natural Gas | Griddle | E1 | CCE | 0 | 0 | 0 | 0 | 0 | 0 | 0 | 0 | 0 | 0 | 0 | 0 | 0 | 0 | 0 | 0 | 0 | 0 | 0 | 0 | 0 | 0 | 0 | 0 | 0 | 0 | 0
F1_Commercial_Restaurant_New_Food Preparation_Natural Gas_Griddle_E2 | F1 | Commercial | Restaurant | New | Food Preparation | Natural Gas | Griddle | E2 | CCE | 0.01311 | 0.01311 | 0.01311 | 0.01311 | 0.01311 | 0.01311 | 0.01311 | 0.01311 | 0.01311 | 0.01311 | 0.01311 | 0.01311 | 0.01311 | 0.01311 | 0.01311 | 0.01311 | 0.01311 | 0.01311 | 0.01311 | 0.01311 | 0.01311 | 0.01311 | 0.01311 | 0.01311 | 0.01311 | 0.01311 | 0.01311
F1_Commercial_Restaurant_New_Food Preparation_Natural Gas_Griddle_E3 | F1 | Commercial | Restaurant | New | Food Preparation | Natural Gas | Griddle | E3 | CCE | 0 | 0 | 0 | 0 | 0 | 0 | 0 | 0 | 0 | 0 | 0 | 0 | 0 | 0 | 0 | 0 | 0 | 0 | 0 | 0 | 0 | 0 | 0 | 0 | 0 | 0 | 0
F1_Commercial_Restaurant_New_Food Preparation_Natural Gas_Griddle_E4 | F1 | Commercial | Restaurant | New | Food Preparation | Natural Gas | Griddle | E4 | CCE | 0 | 0 | 0 | 0 | 0 | 0 | 0 | 0 | 0 | 0 | 0 | 0 | 0 | 0 | 0 | 0 | 0 | 0 | 0 | 0 | 0 | 0 | 0 | 0 | 0 | 0 | 0
F1_Commercial_Restaurant_New_Food Preparation_Natural Gas_Griddle_E5 | F1 | Commercial | Restaurant | New | Food Preparation | Natural Gas | Griddle | E5 | CCE | 0 | 0 | 0 | 0 | 0 | 0 | 0 | 0 | 0 | 0 | 0 | 0 | 0 | 0 | 0 | 0 | 0 | 0 | 0 | 0 | 0 | 0 | 0 | 0 | 0 | 0 | 0
F1_Commercial_Restaurant_New_Food Preparation_Natural Gas_Griddle_E6 | F1 | Commercial | Restaurant | New | Food Preparation | Natural Gas | Griddle | E6 | CCE | 0 | 0 | 0 | 0 | 0 | 0 | 0 | 0 | 0 | 0 | 0 | 0 | 0 | 0 | 0 | 0 | 0 | 0 | 0 | 0 | 0 | 0 | 0 | 0 | 0 | 0 | 0
F1_Commercial_Restaurant_New_Food Preparation_Natural Gas_Griddle_E7 | F1 | Commercial | Restaurant | New | Food Preparation | Natural Gas | Griddle | E7 | CCE | 0 | 0 | 0 | 0 | 0 | 0 | 0 | 0 | 0 | 0 | 0 | 0 | 0 | 0 | 0 | 0 | 0 | 0 | 0 | 0 | 0 | 0 | 0 | 0 | 0 | 0 | 0
F1_Commercial_Restaurant_New_Food Preparation_Natural Gas_Griddle_E8 | F1 | Commercial | Restaurant | New | Food Preparation | Natural Gas | Griddle | E8 | CCE | 0 | 0 | 0 | 0 | 0 | 0 | 0 | 0 | 0 | 0 | 0 | 0 | 0 | 0 | 0 | 0 | 0 | 0 | 0 | 0 | 0 | 0 | 0 | 0 | 0 | 0 | 0
F1_Commercial_Restaurant_New_Food Preparation_Natural Gas_Griddle_E9 | F1 | Commercial | Restaurant | New | Food Preparation | Natural Gas | Griddle | E9 | CCE | 0 | 0 | 0 | 0 | 0 | 0 | 0 | 0 | 0 | 0 | 0 | 0 | 0 | 0 | 0 | 0 | 0 | 0 | 0 | 0 | 0 | 0 | 0 | 0 | 0 | 0 | 0
F1_Commercial_Restaurant_New_Food Preparation_Natural Gas_Griddle_E10 | F1 | Commercial | Restaurant | New | Food Preparation | Natural Gas | Griddle | E10 | CCE | 0 | 0 | 0 | 0 | 0 | 0 | 0 | 0 | 0 | 0 | 0 | 0 | 0 | 0 | 0 | 0 | 0 | 0 | 0 | 0 | 0 | 0 | 0 | 0 | 0 | 0 | 0
F2_Commercial_Restaurant_New_Food Preparation_Natural Gas_Griddle_E1 | F2 | Commercial | Restaurant | New | Food Preparation | Natural Gas | Griddle | E1 | TRC BC Ratio | bar: 2021 to 2047
F2_Commercial_Restaurant_New_Food Preparation_Natural Gas_Griddle_E2 | F2 | Commercial | Restaurant | New | Food Preparation | Natural Gas | Griddle | E2 | TRC BC Ratio | 1.0411 | 1.0299 | 1.0192 | 1.0089 | 1.0114 | 1.0224 | 1.0382 | 1.0559 | 1.0729 | 1.0874 | 1.0993 | 1.1077 | 1.1125 | 1.112 | 1.106 | 1.0944 | 1.0774 | 1.0561 | 1.0305 | 1.0002 | 0.96464 | 0.92365 | 0.8873 | 0.86394 | 0.85412 | 0.85831 | 0.86251
F2_Commercial_Restaurant_New_Food Preparation_Natural Gas_Griddle_E3 | F2 | Commercial | Restaurant | New | Food Preparation | Natural Gas | Griddle | E3 | TRC BC Ratio | 0 | 0 | 0 | 0 | 0 | 0 | 0 | 0 | 0 | 0 | 0 | 0 | 0 | 0 | 0 | 0 | 0 | 0 | 0 | 0 | 0 | 0 | 0 | 0 | 0 | 0 | 0
F2_Commercial_Restaurant_New_Food Preparation_Natural Gas_Griddle_E4 | F2 | Commercial | Restaurant | New | Food Preparation | Natural Gas | Griddle | E4 | TRC BC Ratio | 0 | 0 | 0 | 0 | 0 | 0 | 0 | 0 | 0 | 0 | 0 | 0 | 0 | 0 | 0 | 0 | 0 | 0 | 0 | 0 | 0 | 0 | 0 | 0 | 0 | 0 | 0
F2_Commercial_Restaurant_New_Food Preparation_Natural Gas_Griddle_E5 | F2 | Commercial | Restaurant | New | Food Preparation | Natural Gas | Griddle | E5 | TRC BC Ratio | 0 | 0 | 0 | 0 | 0 | 0 | 0 | 0 | 0 | 0 | 0 | 0 | 0 | 0 | 0 | 0 | 0 | 0 | 0 | 0 | 0 | 0 | 0 | 0 | 0 | 0 | 0
F2_Commercial_Restaurant_New_Food Preparation_Natural Gas_Griddle_E6 | F2 | Commercial | Restaurant | New | Food Preparation | Natural Gas | Griddle | E6 | TRC BC Ratio | 0 | 0 | 0 | 0 | 0 | 0 | 0 | 0 | 0 | 0 | 0 | 0 | 0 | 0 | 0 | 0 | 0 | 0 | 0 | 0 | 0 | 0 | 0 | 0 | 0 | 0 | 0
F2_Commercial_Restaurant_New_Food Preparation_Natural Gas_Griddle_E7 | F2 | Commercial | Restaurant | New | Food Preparation | Natural Gas | Griddle | E7 | TRC BC Ratio | 0 | 0 | 0 | 0 | 0 | 0 | 0 | 0 | 0 | 0 | 0 | 0 | 0 | 0 | 0 | 0 | 0 | 0 | 0 | 0 | 0 | 0 | 0 | 0 | 0 | 0 | 0
F2_Commercial_Restaurant_New_Food Preparation_Natural Gas_Griddle_E8 | F2 | Commercial | Restaurant | New | Food Preparation | Natural Gas | Griddle | E8 | TRC BC Ratio | 0 | 0 | 0 | 0 | 0 | 0 | 0 | 0 | 0 | 0 | 0 | 0 | 0 | 0 | 0 | 0 | 0 | 0 | 0 | 0 | 0 | 0 | 0 | 0 | 0 | 0 | 0
F2_Commercial_Restaurant_New_Food Preparation_Natural Gas_Griddle_E9 | F2 | Commercial | Restaurant | New | Food Preparation | Natural Gas | Griddle | E9 | TRC BC Ratio | 0 | 0 | 0 | 0 | 0 | 0 | 0 | 0 | 0 | 0 | 0 | 0 | 0 | 0 | 0 | 0 | 0 | 0 | 0 | 0 | 0 | 0 | 0 | 0 | 0 | 0 | 0
F2_Commercial_Restaurant_New_Food Preparation_Natural Gas_Griddle_E10 | F2 | Commercial | Restaurant | New | Food Preparation | Natural Gas | Griddle | E10 | TRC BC Ratio | 0 | 0 | 0 | 0 | 0 | 0 | 0 | 0 | 0 | 0 | 0 | 0 | 0 | 0 | 0 | 0 | 0 | 0 | 0 | 0 | 0 | 0 | 0 | 0 | 0 | 0 | 0
F3_Commercial_Restaurant_New_Food Preparation_Natural Gas_Griddle_E1 | F3 | Commercial | Restaurant | New | Food Preparation | Natural Gas | Griddle | E1 | PACT BC Ratio | bar: 2021 to 2047
F3_Commercial_Restaurant_New_Food Preparation_Natural Gas_Griddle_E2 | F3 | Commercial | Restaurant | New | Food Preparation | Natural Gas | Griddle | E2 | PACT BC Ratio | 1.3698 | 1.3552 | 1.341 | 1.3275 | 1.3308 | 1.3452 | 1.3661 | 1.3893 | 1.4117 | 1.4308 | 1.4464 | 1.4575 | 1.4639 | 1.4631 | 1.4552 | 1.44 | 1.4177 | 1.3896 | 1.356 | 1.3161 | 1.2693 | 1.2153 | 1.1675 | 1.1368 | 1.1238 | 1.1294 | 1.1349
F3_Commercial_Restaurant_New_Food Preparation_Natural Gas_Griddle_E3 | F3 | Commercial | Restaurant | New | Food Preparation | Natural Gas | Griddle | E3 | PACT BC Ratio | 0 | 0 | 0 | 0 | 0 | 0 | 0 | 0 | 0 | 0 | 0 | 0 | 0 | 0 | 0 | 0 | 0 | 0 | 0 | 0 | 0 | 0 | 0 | 0 | 0 | 0 | 0
F3_Commercial_Restaurant_New_Food Preparation_Natural Gas_Griddle_E4 | F3 | Commercial | Restaurant | New | Food Preparation | Natural Gas | Griddle | E4 | PACT BC Ratio | 0 | 0 | 0 | 0 | 0 | 0 | 0 | 0 | 0 | 0 | 0 | 0 | 0 | 0 | 0 | 0 | 0 | 0 | 0 | 0 | 0 | 0 | 0 | 0 | 0 | 0 | 0
F3_Commercial_Restaurant_New_Food Preparation_Natural Gas_Griddle_E5 | F3 | Commercial | Restaurant | New | Food Preparation | Natural Gas | Griddle | E5 | PACT BC Ratio | 0 | 0 | 0 | 0 | 0 | 0 | 0 | 0 | 0 | 0 | 0 | 0 | 0 | 0 | 0 | 0 | 0 | 0 | 0 | 0 | 0 | 0 | 0 | 0 | 0 | 0 | 0
F3_Commercial_Restaurant_New_Food Preparation_Natural Gas_Griddle_E6 | F3 | Commercial | Restaurant | New | Food Preparation | Natural Gas | Griddle | E6 | PACT BC Ratio | 0 | 0 | 0 | 0 | 0 | 0 | 0 | 0 | 0 | 0 | 0 | 0 | 0 | 0 | 0 | 0 | 0 | 0 | 0 | 0 | 0 | 0 | 0 | 0 | 0 | 0 | 0
F3_Commercial_Restaurant_New_Food Preparation_Natural Gas_Griddle_E7 | F3 | Commercial | Restaurant | New | Food Preparation | Natural Gas | Griddle | E7 | PACT BC Ratio | 0 | 0 | 0 | 0 | 0 | 0 | 0 | 0 | 0 | 0 | 0 | 0 | 0 | 0 | 0 | 0 | 0 | 0 | 0 | 0 | 0 | 0 | 0 | 0 | 0 | 0 | 0
F3_Commercial_Restaurant_New_Food Preparation_Natural Gas_Griddle_E8 | F3 | Commercial | Restaurant | New | Food Preparation | Natural Gas | Griddle | E8 | PACT BC Ratio | 0 | 0 | 0 | 0 | 0 | 0 | 0 | 0 | 0 | 0 | 0 | 0 | 0 | 0 | 0 | 0 | 0 | 0 | 0 | 0 | 0 | 0 | 0 | 0 | 0 | 0 | 0
F3_Commercial_Restaurant_New_Food Preparation_Natural Gas_Griddle_E9 | F3 | Commercial | Restaurant | New | Food Preparation | Natural Gas | Griddle | E9 | PACT BC Ratio | 0 | 0 | 0 | 0 | 0 | 0 | 0 | 0 | 0 | 0 | 0 | 0 | 0 | 0 | 0 | 0 | 0 | 0 | 0 | 0 | 0 | 0 | 0 | 0 | 0 | 0 | 0
F3_Commercial_Restaurant_New_Food Preparation_Natural Gas_Griddle_E10 | F3 | Commercial | Restaurant | New | Food Preparation | Natural Gas | Griddle | E10 | PACT BC Ratio | 0 | 0 | 0 | 0 | 0 | 0 | 0 | 0 | 0 | 0 | 0 | 0 | 0 | 0 | 0 | 0 | 0 | 0 | 0 | 0 | 0 | 0 | 0 | 0 | 0 | 0 | 0
F4_Commercial_Restaurant_New_Food Preparation_Natural Gas_Griddle_E1 | F4 | Commercial | Restaurant | New | Food Preparation | Natural Gas | Griddle | E1 | RVT BC Ratio | bar: 2021 to 2047
F4_Commercial_Restaurant_New_Food Preparation_Natural Gas_Griddle_E2 | F4 | Commercial | Restaurant | New | Food Preparation | Natural Gas | Griddle | E2 | RVT BC Ratio | 0.7 | 0.7 | 0.7 | 0.7 | 0.7 | 0.7 | 0.7 | 0.7 | 0.7 | 0.7 | 0.7 | 0.7 | 0.7 | 0.7 | 0.7 | 0.7 | 0.7 | 0.7 | 0.7 | 0.7 | 0.7 | 0.7 | 0.7 | 0.7 | 0.7 | 0.7 | 0.7
F4_Commercial_Restaurant_New_Food Preparation_Natural Gas_Griddle_E3 | F4 | Commercial | Restaurant | New | Food Preparation | Natural Gas | Griddle | E3 | RVT BC Ratio | 0 | 0 | 0 | 0 | 0 | 0 | 0 | 0 | 0 | 0 | 0 | 0 | 0 | 0 | 0 | 0 | 0 | 0 | 0 | 0 | 0 | 0 | 0 | 0 | 0 | 0 | 0
F4_Commercial_Restaurant_New_Food Preparation_Natural Gas_Griddle_E4 | F4 | Commercial | Restaurant | New | Food Preparation | Natural Gas | Griddle | E4 | RVT BC Ratio | 0 | 0 | 0 | 0 | 0 | 0 | 0 | 0 | 0 | 0 | 0 | 0 | 0 | 0 | 0 | 0 | 0 | 0 | 0 | 0 | 0 | 0 | 0 | 0 | 0 | 0 | 0
F4_Commercial_Restaurant_New_Food Preparation_Natural Gas_Griddle_E5 | F4 | Commercial | Restaurant | New | Food Preparation | Natural Gas | Griddle | E5 | RVT BC Ratio | 0 | 0 | 0 | 0 | 0 | 0 | 0 | 0 | 0 | 0 | 0 | 0 | 0 | 0 | 0 | 0 | 0 | 0 | 0 | 0 | 0 | 0 | 0 | 0 | 0 | 0 | 0
F4_Commercial_Restaurant_New_Food Preparation_Natural Gas_Griddle_E6 | F4 | Commercial | Restaurant | New | Food Preparation | Natural Gas | Griddle | E6 | RVT BC Ratio | 0 | 0 | 0 | 0 | 0 | 0 | 0 | 0 | 0 | 0 | 0 | 0 | 0 | 0 | 0 | 0 | 0 | 0 | 0 | 0 | 0 | 0 | 0 | 0 | 0 | 0 | 0
F4_Commercial_Restaurant_New_Food Preparation_Natural Gas_Griddle_E7 | F4 | Commercial | Restaurant | New | Food Preparation | Natural Gas | Griddle | E7 | RVT BC Ratio | 0 | 0 | 0 | 0 | 0 | 0 | 0 | 0 | 0 | 0 | 0 | 0 | 0 | 0 | 0 | 0 | 0 | 0 | 0 | 0 | 0 | 0 | 0 | 0 | 0 | 0 | 0
F4_Commercial_Restaurant_New_Food Preparation_Natural Gas_Griddle_E8 | F4 | Commercial | Restaurant | New | Food Preparation | Natural Gas | Griddle | E8 | RVT BC Ratio | 0 | 0 | 0 | 0 | 0 | 0 | 0 | 0 | 0 | 0 | 0 | 0 | 0 | 0 | 0 | 0 | 0 | 0 | 0 | 0 | 0 | 0 | 0 | 0 | 0 | 0 | 0
F4_Commercial_Restaurant_New_Food Preparation_Natural Gas_Griddle_E9 | F4 | Commercial | Restaurant | New | Food Preparation | Natural Gas | Griddle | E9 | RVT BC Ratio | 0 | 0 | 0 | 0 | 0 | 0 | 0 | 0 | 0 | 0 | 0 | 0 | 0 | 0 | 0 | 0 | 0 | 0 | 0 | 0 | 0 | 0 | 0 | 0 | 0 | 0 | 0
F4_Commercial_Restaurant_New_Food Preparation_Natural Gas_Griddle_E10 | F4 | Commercial | Restaurant | New | Food Preparation | Natural Gas | Griddle | E10 | RVT BC Ratio | 0 | 0 | 0 | 0 | 0 | 0 | 0 | 0 | 0 | 0 | 0 | 0 | 0 | 0 | 0 | 0 | 0 | 0 | 0 | 0 | 0 | 0 | 0 | 0 | 0 | 0 | 0
F5_Commercial_Restaurant_New_Food Preparation_Natural Gas_Griddle_E1 | F5 | Commercial | Restaurant | New | Food Preparation | Natural Gas | Griddle | E1 | RIM BC Ratio | bar: 2021 to 2047
F5_Commercial_Restaurant_New_Food Preparation_Natural Gas_Griddle_E2 | F5 | Commercial | Restaurant | New | Food Preparation | Natural Gas | Griddle | E2 | RIM BC Ratio | 1.3698 | 1.3552 | 1.341 | 1.3275 | 1.3308 | 1.3452 | 1.3661 | 1.3893 | 1.4117 | 1.4308 | 1.4464 | 1.4575 | 1.4639 | 1.4631 | 1.4552 | 1.44 | 1.4177 | 1.3896 | 1.356 | 1.3161 | 1.2693 | 1.2153 | 1.1675 | 1.1368 | 1.1238 | 1.1294 | 1.1349
F5_Commercial_Restaurant_New_Food Preparation_Natural Gas_Griddle_E3 | F5 | Commercial | Restaurant | New | Food Preparation | Natural Gas | Griddle | E3 | RIM BC Ratio | 0 | 0 | 0 | 0 | 0 | 0 | 0 | 0 | 0 | 0 | 0 | 0 | 0 | 0 | 0 | 0 | 0 | 0 | 0 | 0 | 0 | 0 | 0 | 0 | 0 | 0 | 0
F5_Commercial_Restaurant_New_Food Preparation_Natural Gas_Griddle_E4 | F5 | Commercial | Restaurant | New | Food Preparation | Natural Gas | Griddle | E4 | RIM BC Ratio | 0 | 0 | 0 | 0 | 0 | 0 | 0 | 0 | 0 | 0 | 0 | 0 | 0 | 0 | 0 | 0 | 0 | 0 | 0 | 0 | 0 | 0 | 0 | 0 | 0 | 0 | 0
F5_Commercial_Restaurant_New_Food Preparation_Natural Gas_Griddle_E5 | F5 | Commercial | Restaurant | New | Food Preparation | Natural Gas | Griddle | E5 | RIM BC Ratio | 0 | 0 | 0 | 0 | 0 | 0 | 0 | 0 | 0 | 0 | 0 | 0 | 0 | 0 | 0 | 0 | 0 | 0 | 0 | 0 | 0 | 0 | 0 | 0 | 0 | 0 | 0
F5_Commercial_Restaurant_New_Food Preparation_Natural Gas_Griddle_E6 | F5 | Commercial | Restaurant | New | Food Preparation | Natural Gas | Griddle | E6 | RIM BC Ratio | 0 | 0 | 0 | 0 | 0 | 0 | 0 | 0 | 0 | 0 | 0 | 0 | 0 | 0 | 0 | 0 | 0 | 0 | 0 | 0 | 0 | 0 | 0 | 0 | 0 | 0 | 0
F5_Commercial_Restaurant_New_Food Preparation_Natural Gas_Griddle_E7 | F5 | Commercial | Restaurant | New | Food Preparation | Natural Gas | Griddle | E7 | RIM BC Ratio | 0 | 0 | 0 | 0 | 0 | 0 | 0 | 0 | 0 | 0 | 0 | 0 | 0 | 0 | 0 | 0 | 0 | 0 | 0 | 0 | 0 | 0 | 0 | 0 | 0 | 0 | 0
F5_Commercial_Restaurant_New_Food Preparation_Natural Gas_Griddle_E8 | F5 | Commercial | Restaurant | New | Food Preparation | Natural Gas | Griddle | E8 | RIM BC Ratio | 0 | 0 | 0 | 0 | 0 | 0 | 0 | 0 | 0 | 0 | 0 | 0 | 0 | 0 | 0 | 0 | 0 | 0 | 0 | 0 | 0 | 0 | 0 | 0 | 0 | 0 | 0
F5_Commercial_Restaurant_New_Food Preparation_Natural Gas_Griddle_E9 | F5 | Commercial | Restaurant | New | Food Preparation | Natural Gas | Griddle | E9 | RIM BC Ratio | 0 | 0 | 0 | 0 | 0 | 0 | 0 | 0 | 0 | 0 | 0 | 0 | 0 | 0 | 0 | 0 | 0 | 0 | 0 | 0 | 0 | 0 | 0 | 0 | 0 | 0 | 0
F5_Commercial_Restaurant_New_Food Preparation_Natural Gas_Griddle_E10 | F5 | Commercial | Restaurant | New | Food Preparation | Natural Gas | Griddle | E10 | RIM BC Ratio | 0 | 0 | 0 | 0 | 0 | 0 | 0 | 0 | 0 | 0 | 0 | 0 | 0 | 0 | 0 | 0 | 0 | 0 | 0 | 0 | 0 | 0 | 0 | 0 | 0 | 0 | 0
F0_Commercial_Restaurant_New_Food Preparation_Natural Gas_Range_E0 | F0 | Commercial | Restaurant | New | Food Preparation | Natural Gas | Range | E0 | Economic Unit | High Efficiency | High Efficiency | High Efficiency | High Efficiency | High Efficiency | High Efficiency | High Efficiency | High Efficiency | High Efficiency | High Efficiency | High Efficiency | High Efficiency | High Efficiency | High Efficiency | High Efficiency | High Efficiency | High Efficiency | High Efficiency | High Efficiency | High Efficiency | High Efficiency | High Efficiency | High Efficiency | High Efficiency | High Efficiency | High Efficiency | High Efficiency
F1_Commercial_Restaurant_New_Food Preparation_Natural Gas_Range_E1 | F1 | Commercial | Restaurant | New | Food Preparation | Natural Gas | Range | E1 | CCE | 0 | 0 | 0 | 0 | 0 | 0 | 0 | 0 | 0 | 0 | 0 | 0 | 0 | 0 | 0 | 0 | 0 | 0 | 0 | 0 | 0 | 0 | 0 | 0 | 0 | 0 | 0
F1_Commercial_Restaurant_New_Food Preparation_Natural Gas_Range_E2 | F1 | Commercial | Restaurant | New | Food Preparation | Natural Gas | Range | E2 | CCE | 1.2749e-07 | 1.2749e-07 | 1.2749e-07 | 1.2749e-07 | 1.2749e-07 | 1.2749e-07 | 1.2749e-07 | 1.2749e-07 | 1.2749e-07 | 1.2749e-07 | 1.2749e-07 | 1.2749e-07 | 1.2749e-07 | 1.2749e-07 | 1.2749e-07 | 1.2749e-07 | 1.2749e-07 | 1.2749e-07 | 1.2749e-07 | 1.2749e-07 | 1.2749e-07 | 1.2749e-07 | 1.2749e-07 | 1.2749e-07 | 1.2749e-07 | 1.2749e-07 | 1.2749e-07
F1_Commercial_Restaurant_New_Food Preparation_Natural Gas_Range_E3 | F1 | Commercial | Restaurant | New | Food Preparation | Natural Gas | Range | E3 | CCE | 0 | 0 | 0 | 0 | 0 | 0 | 0 | 0 | 0 | 0 | 0 | 0 | 0 | 0 | 0 | 0 | 0 | 0 | 0 | 0 | 0 | 0 | 0 | 0 | 0 | 0 | 0
F1_Commercial_Restaurant_New_Food Preparation_Natural Gas_Range_E4 | F1 | Commercial | Restaurant | New | Food Preparation | Natural Gas | Range | E4 | CCE | 0 | 0 | 0 | 0 | 0 | 0 | 0 | 0 | 0 | 0 | 0 | 0 | 0 | 0 | 0 | 0 | 0 | 0 | 0 | 0 | 0 | 0 | 0 | 0 | 0 | 0 | 0
F1_Commercial_Restaurant_New_Food Preparation_Natural Gas_Range_E5 | F1 | Commercial | Restaurant | New | Food Preparation | Natural Gas | Range | E5 | CCE | 0 | 0 | 0 | 0 | 0 | 0 | 0 | 0 | 0 | 0 | 0 | 0 | 0 | 0 | 0 | 0 | 0 | 0 | 0 | 0 | 0 | 0 | 0 | 0 | 0 | 0 | 0
F1_Commercial_Restaurant_New_Food Preparation_Natural Gas_Range_E6 | F1 | Commercial | Restaurant | New | Food Preparation | Natural Gas | Range | E6 | CCE | 0 | 0 | 0 | 0 | 0 | 0 | 0 | 0 | 0 | 0 | 0 | 0 | 0 | 0 | 0 | 0 | 0 | 0 | 0 | 0 | 0 | 0 | 0 | 0 | 0 | 0 | 0
F1_Commercial_Restaurant_New_Food Preparation_Natural Gas_Range_E7 | F1 | Commercial | Restaurant | New | Food Preparation | Natural Gas | Range | E7 | CCE | 0 | 0 | 0 | 0 | 0 | 0 | 0 | 0 | 0 | 0 | 0 | 0 | 0 | 0 | 0 | 0 | 0 | 0 | 0 | 0 | 0 | 0 | 0 | 0 | 0 | 0 | 0
F1_Commercial_Restaurant_New_Food Preparation_Natural Gas_Range_E8 | F1 | Commercial | Restaurant | New | Food Preparation | Natural Gas | Range | E8 | CCE | 0 | 0 | 0 | 0 | 0 | 0 | 0 | 0 | 0 | 0 | 0 | 0 | 0 | 0 | 0 | 0 | 0 | 0 | 0 | 0 | 0 | 0 | 0 | 0 | 0 | 0 | 0
F1_Commercial_Restaurant_New_Food Preparation_Natural Gas_Range_E9 | F1 | Commercial | Restaurant | New | Food Preparation | Natural Gas | Range | E9 | CCE | 0 | 0 | 0 | 0 | 0 | 0 | 0 | 0 | 0 | 0 | 0 | 0 | 0 | 0 | 0 | 0 | 0 | 0 | 0 | 0 | 0 | 0 | 0 | 0 | 0 | 0 | 0
F1_Commercial_Restaurant_New_Food Preparation_Natural Gas_Range_E10 | F1 | Commercial | Restaurant | New | Food Preparation | Natural Gas | Range | E10 | CCE | 0 | 0 | 0 | 0 | 0 | 0 | 0 | 0 | 0 | 0 | 0 | 0 | 0 | 0 | 0 | 0 | 0 | 0 | 0 | 0 | 0 | 0 | 0 | 0 | 0 | 0 | 0
F2_Commercial_Restaurant_New_Food Preparation_Natural Gas_Range_E1 | F2 | Commercial | Restaurant | New | Food Preparation | Natural Gas | Range | E1 | TRC BC Ratio | bar: 2021 to 2047
F2_Commercial_Restaurant_New_Food Preparation_Natural Gas_Range_E2 | F2 | Commercial | Restaurant | New | Food Preparation | Natural Gas | Range | E2 | TRC BC Ratio | 107783.7748 | 106228.1866 | 104711.2525 | 103240.7276 | 103254.6448 | 104233.7467 | 105821.2112 | 107744.3581 | 109820.4161 | 111943.5488 | 114043.9246 | 115902.5227 | 117321.4185 | 117924.3994 | 117645.627 | 116492.5653 | 114552.5979 | 112013.3613 | 108990.1291 | 105406.5736 | 101214.1852 | 96389.3927 | 92105.7121 | 89333.183 | 88135.3968 | 88567.4331 | 89001.5872
F2_Commercial_Restaurant_New_Food Preparation_Natural Gas_Range_E3 | F2 | Commercial | Restaurant | New | Food Preparation | Natural Gas | Range | E3 | TRC BC Ratio | 0 | 0 | 0 | 0 | 0 | 0 | 0 | 0 | 0 | 0 | 0 | 0 | 0 | 0 | 0 | 0 | 0 | 0 | 0 | 0 | 0 | 0 | 0 | 0 | 0 | 0 | 0
F2_Commercial_Restaurant_New_Food Preparation_Natural Gas_Range_E4 | F2 | Commercial | Restaurant | New | Food Preparation | Natural Gas | Range | E4 | TRC BC Ratio | 0 | 0 | 0 | 0 | 0 | 0 | 0 | 0 | 0 | 0 | 0 | 0 | 0 | 0 | 0 | 0 | 0 | 0 | 0 | 0 | 0 | 0 | 0 | 0 | 0 | 0 | 0
F2_Commercial_Restaurant_New_Food Preparation_Natural Gas_Range_E5 | F2 | Commercial | Restaurant | New | Food Preparation | Natural Gas | Range | E5 | TRC BC Ratio | 0 | 0 | 0 | 0 | 0 | 0 | 0 | 0 | 0 | 0 | 0 | 0 | 0 | 0 | 0 | 0 | 0 | 0 | 0 | 0 | 0 | 0 | 0 | 0 | 0 | 0 | 0
F2_Commercial_Restaurant_New_Food Preparation_Natural Gas_Range_E6 | F2 | Commercial | Restaurant | New | Food Preparation | Natural Gas | Range | E6 | TRC BC Ratio | 0 | 0 | 0 | 0 | 0 | 0 | 0 | 0 | 0 | 0 | 0 | 0 | 0 | 0 | 0 | 0 | 0 | 0 | 0 | 0 | 0 | 0 | 0 | 0 | 0 | 0 | 0
F2_Commercial_Restaurant_New_Food Preparation_Natural Gas_Range_E7 | F2 | Commercial | Restaurant | New | Food Preparation | Natural Gas | Range | E7 | TRC BC Ratio | 0 | 0 | 0 | 0 | 0 | 0 | 0 | 0 | 0 | 0 | 0 | 0 | 0 | 0 | 0 | 0 | 0 | 0 | 0 | 0 | 0 | 0 | 0 | 0 | 0 | 0 | 0
F2_Commercial_Restaurant_New_Food Preparation_Natural Gas_Range_E8 | F2 | Commercial | Restaurant | New | Food Preparation | Natural Gas | Range | E8 | TRC BC Ratio | 0 | 0 | 0 | 0 | 0 | 0 | 0 | 0 | 0 | 0 | 0 | 0 | 0 | 0 | 0 | 0 | 0 | 0 | 0 | 0 | 0 | 0 | 0 | 0 | 0 | 0 | 0
F2_Commercial_Restaurant_New_Food Preparation_Natural Gas_Range_E9 | F2 | Commercial | Restaurant | New | Food Preparation | Natural Gas | Range | E9 | TRC BC Ratio | 0 | 0 | 0 | 0 | 0 | 0 | 0 | 0 | 0 | 0 | 0 | 0 | 0 | 0 | 0 | 0 | 0 | 0 | 0 | 0 | 0 | 0 | 0 | 0 | 0 | 0 | 0
F2_Commercial_Restaurant_New_Food Preparation_Natural Gas_Range_E10 | F2 | Commercial | Restaurant | New | Food Preparation | Natural Gas | Range | E10 | TRC BC Ratio | 0 | 0 | 0 | 0 | 0 | 0 | 0 | 0 | 0 | 0 | 0 | 0 | 0 | 0 | 0 | 0 | 0 | 0 | 0 | 0 | 0 | 0 | 0 | 0 | 0 | 0 | 0
F3_Commercial_Restaurant_New_Food Preparation_Natural Gas_Range_E1 | F3 | Commercial | Restaurant | New | Food Preparation | Natural Gas | Range | E1 | PACT BC Ratio | bar: 2021 to 2047
F3_Commercial_Restaurant_New_Food Preparation_Natural Gas_Range_E2 | F3 | Commercial | Restaurant | New | Food Preparation | Natural Gas | Range | E2 | PACT BC Ratio | 135901.2813 | 133939.8874 | 132027.2315 | 130173.0913 | 130190.6391 | 131425.1589 | 133426.7446 | 135851.5819 | 138469.2203 | 141146.2137 | 143794.5137 | 146137.9634 | 147927.0059 | 148687.2861 | 148335.7906 | 146881.9302 | 144435.8843 | 141234.2382 | 137422.3367 | 132903.9406 | 127617.8857 | 121534.4516 | 116133.2892 | 112637.4916 | 111127.2395 | 111671.9809 | 112219.3925
F3_Commercial_Restaurant_New_Food Preparation_Natural Gas_Range_E3 | F3 | Commercial | Restaurant | New | Food Preparation | Natural Gas | Range | E3 | PACT BC Ratio | 0 | 0 | 0 | 0 | 0 | 0 | 0 | 0 | 0 | 0 | 0 | 0 | 0 | 0 | 0 | 0 | 0 | 0 | 0 | 0 | 0 | 0 | 0 | 0 | 0 | 0 | 0
F3_Commercial_Restaurant_New_Food Preparation_Natural Gas_Range_E4 | F3 | Commercial | Restaurant | New | Food Preparation | Natural Gas | Range | E4 | PACT BC Ratio | 0 | 0 | 0 | 0 | 0 | 0 | 0 | 0 | 0 | 0 | 0 | 0 | 0 | 0 | 0 | 0 | 0 | 0 | 0 | 0 | 0 | 0 | 0 | 0 | 0 | 0 | 0
F3_Commercial_Restaurant_New_Food Preparation_Natural Gas_Range_E5 | F3 | Commercial | Restaurant | New | Food Preparation | Natural Gas | Range | E5 | PACT BC Ratio | 0 | 0 | 0 | 0 | 0 | 0 | 0 | 0 | 0 | 0 | 0 | 0 | 0 | 0 | 0 | 0 | 0 | 0 | 0 | 0 | 0 | 0 | 0 | 0 | 0 | 0 | 0
F3_Commercial_Restaurant_New_Food Preparation_Natural Gas_Range_E6 | F3 | Commercial | Restaurant | New | Food Preparation | Natural Gas | Range | E6 | PACT BC Ratio | 0 | 0 | 0 | 0 | 0 | 0 | 0 | 0 | 0 | 0 | 0 | 0 | 0 | 0 | 0 | 0 | 0 | 0 | 0 | 0 | 0 | 0 | 0 | 0 | 0 | 0 | 0
F3_Commercial_Restaurant_New_Food Preparation_Natural Gas_Range_E7 | F3 | Commercial | Restaurant | New | Food Preparation | Natural Gas | Range | E7 | PACT BC Ratio | 0 | 0 | 0 | 0 | 0 | 0 | 0 | 0 | 0 | 0 | 0 | 0 | 0 | 0 | 0 | 0 | 0 | 0 | 0 | 0 | 0 | 0 | 0 | 0 | 0 | 0 | 0
F3_Commercial_Restaurant_New_Food Preparation_Natural Gas_Range_E8 | F3 | Commercial | Restaurant | New | Food Preparation | Natural Gas | Range | E8 | PACT BC Ratio | 0 | 0 | 0 | 0 | 0 | 0 | 0 | 0 | 0 | 0 | 0 | 0 | 0 | 0 | 0 | 0 | 0 | 0 | 0 | 0 | 0 | 0 | 0 | 0 | 0 | 0 | 0
F3_Commercial_Restaurant_New_Food Preparation_Natural Gas_Range_E9 | F3 | Commercial | Restaurant | New | Food Preparation | Natural Gas | Range | E9 | PACT BC Ratio | 0 | 0 | 0 | 0 | 0 | 0 | 0 | 0 | 0 | 0 | 0 | 0 | 0 | 0 | 0 | 0 | 0 | 0 | 0 | 0 | 0 | 0 | 0 | 0 | 0 | 0 | 0
F3_Commercial_Restaurant_New_Food Preparation_Natural Gas_Range_E10 | F3 | Commercial | Restaurant | New | Food Preparation | Natural Gas | Range | E10 | PACT BC Ratio | 0 | 0 | 0 | 0 | 0 | 0 | 0 | 0 | 0 | 0 | 0 | 0 | 0 | 0 | 0 | 0 | 0 | 0 | 0 | 0 | 0 | 0 | 0 | 0 | 0 | 0 | 0
F4_Commercial_Restaurant_New_Food Preparation_Natural Gas_Range_E1 | F4 | Commercial | Restaurant | New | Food Preparation | Natural Gas | Range | E1 | RVT BC Ratio | bar: 2021 to 2047
F4_Commercial_Restaurant_New_Food Preparation_Natural Gas_Range_E2 | F4 | Commercial | Restaurant | New | Food Preparation | Natural Gas | Range | E2 | RVT BC Ratio | 0.7 | 0.7 | 0.7 | 0.7 | 0.7 | 0.7 | 0.7 | 0.7 | 0.7 | 0.7 | 0.7 | 0.7 | 0.7 | 0.7 | 0.7 | 0.7 | 0.7 | 0.7 | 0.7 | 0.7 | 0.7 | 0.7 | 0.7 | 0.7 | 0.7 | 0.7 | 0.7
F4_Commercial_Restaurant_New_Food Preparation_Natural Gas_Range_E3 | F4 | Commercial | Restaurant | New | Food Preparation | Natural Gas | Range | E3 | RVT BC Ratio | 0 | 0 | 0 | 0 | 0 | 0 | 0 | 0 | 0 | 0 | 0 | 0 | 0 | 0 | 0 | 0 | 0 | 0 | 0 | 0 | 0 | 0 | 0 | 0 | 0 | 0 | 0
F4_Commercial_Restaurant_New_Food Preparation_Natural Gas_Range_E4 | F4 | Commercial | Restaurant | New | Food Preparation | Natural Gas | Range | E4 | RVT BC Ratio | 0 | 0 | 0 | 0 | 0 | 0 | 0 | 0 | 0 | 0 | 0 | 0 | 0 | 0 | 0 | 0 | 0 | 0 | 0 | 0 | 0 | 0 | 0 | 0 | 0 | 0 | 0
F4_Commercial_Restaurant_New_Food Preparation_Natural Gas_Range_E5 | F4 | Commercial | Restaurant | New | Food Preparation | Natural Gas | Range | E5 | RVT BC Ratio | 0 | 0 | 0 | 0 | 0 | 0 | 0 | 0 | 0 | 0 | 0 | 0 | 0 | 0 | 0 | 0 | 0 | 0 | 0 | 0 | 0 | 0 | 0 | 0 | 0 | 0 | 0
F4_Commercial_Restaurant_New_Food Preparation_Natural Gas_Range_E6 | F4 | Commercial | Restaurant | New | Food Preparation | Natural Gas | Range | E6 | RVT BC Ratio | 0 | 0 | 0 | 0 | 0 | 0 | 0 | 0 | 0 | 0 | 0 | 0 | 0 | 0 | 0 | 0 | 0 | 0 | 0 | 0 | 0 | 0 | 0 | 0 | 0 | 0 | 0
F4_Commercial_Restaurant_New_Food Preparation_Natural Gas_Range_E7 | F4 | Commercial | Restaurant | New | Food Preparation | Natural Gas | Range | E7 | RVT BC Ratio | 0 | 0 | 0 | 0 | 0 | 0 | 0 | 0 | 0 | 0 | 0 | 0 | 0 | 0 | 0 | 0 | 0 | 0 | 0 | 0 | 0 | 0 | 0 | 0 | 0 | 0 | 0
F4_Commercial_Restaurant_New_Food Preparation_Natural Gas_Range_E8 | F4 | Commercial | Restaurant | New | Food Preparation | Natural Gas | Range | E8 | RVT BC Ratio | 0 | 0 | 0 | 0 | 0 | 0 | 0 | 0 | 0 | 0 | 0 | 0 | 0 | 0 | 0 | 0 | 0 | 0 | 0 | 0 | 0 | 0 | 0 | 0 | 0 | 0 | 0
F4_Commercial_Restaurant_New_Food Preparation_Natural Gas_Range_E9 | F4 | Commercial | Restaurant | New | Food Preparation | Natural Gas | Range | E9 | RVT BC Ratio | 0 | 0 | 0 | 0 | 0 | 0 | 0 | 0 | 0 | 0 | 0 | 0 | 0 | 0 | 0 | 0 | 0 | 0 | 0 | 0 | 0 | 0 | 0 | 0 | 0 | 0 | 0
F4_Commercial_Restaurant_New_Food Preparation_Natural Gas_Range_E10 | F4 | Commercial | Restaurant | New | Food Preparation | Natural Gas | Range | E10 | RVT BC Ratio | 0 | 0 | 0 | 0 | 0 | 0 | 0 | 0 | 0 | 0 | 0 | 0 | 0 | 0 | 0 | 0 | 0 | 0 | 0 | 0 | 0 | 0 | 0 | 0 | 0 | 0 | 0
F5_Commercial_Restaurant_New_Food Preparation_Natural Gas_Range_E1 | F5 | Commercial | Restaurant | New | Food Preparation | Natural Gas | Range | E1 | RIM BC Ratio | bar: 2021 to 2047
F5_Commercial_Restaurant_New_Food Preparation_Natural Gas_Range_E2 | F5 | Commercial | Restaurant | New | Food Preparation | Natural Gas | Range | E2 | RIM BC Ratio | 135901.2813 | 133939.8874 | 132027.2315 | 130173.0913 | 130190.6391 | 131425.1589 | 133426.7446 | 135851.5819 | 138469.2203 | 141146.2137 | 143794.5137 | 146137.9634 | 147927.0059 | 148687.2861 | 148335.7906 | 146881.9302 | 144435.8843 | 141234.2382 | 137422.3367 | 132903.9406 | 127617.8857 | 121534.4516 | 116133.2892 | 112637.4916 | 111127.2395 | 111671.9809 | 112219.3925
F5_Commercial_Restaurant_New_Food Preparation_Natural Gas_Range_E3 | F5 | Commercial | Restaurant | New | Food Preparation | Natural Gas | Range | E3 | RIM BC Ratio | 0 | 0 | 0 | 0 | 0 | 0 | 0 | 0 | 0 | 0 | 0 | 0 | 0 | 0 | 0 | 0 | 0 | 0 | 0 | 0 | 0 | 0 | 0 | 0 | 0 | 0 | 0
F5_Commercial_Restaurant_New_Food Preparation_Natural Gas_Range_E4 | F5 | Commercial | Restaurant | New | Food Preparation | Natural Gas | Range | E4 | RIM BC Ratio | 0 | 0 | 0 | 0 | 0 | 0 | 0 | 0 | 0 | 0 | 0 | 0 | 0 | 0 | 0 | 0 | 0 | 0 | 0 | 0 | 0 | 0 | 0 | 0 | 0 | 0 | 0
F5_Commercial_Restaurant_New_Food Preparation_Natural Gas_Range_E5 | F5 | Commercial | Restaurant | New | Food Preparation | Natural Gas | Range | E5 | RIM BC Ratio | 0 | 0 | 0 | 0 | 0 | 0 | 0 | 0 | 0 | 0 | 0 | 0 | 0 | 0 | 0 | 0 | 0 | 0 | 0 | 0 | 0 | 0 | 0 | 0 | 0 | 0 | 0
F5_Commercial_Restaurant_New_Food Preparation_Natural Gas_Range_E6 | F5 | Commercial | Restaurant | New | Food Preparation | Natural Gas | Range | E6 | RIM BC Ratio | 0 | 0 | 0 | 0 | 0 | 0 | 0 | 0 | 0 | 0 | 0 | 0 | 0 | 0 | 0 | 0 | 0 | 0 | 0 | 0 | 0 | 0 | 0 | 0 | 0 | 0 | 0
F5_Commercial_Restaurant_New_Food Preparation_Natural Gas_Range_E7 | F5 | Commercial | Restaurant | New | Food Preparation | Natural Gas | Range | E7 | RIM BC Ratio | 0 | 0 | 0 | 0 | 0 | 0 | 0 | 0 | 0 | 0 | 0 | 0 | 0 | 0 | 0 | 0 | 0 | 0 | 0 | 0 | 0 | 0 | 0 | 0 | 0 | 0 | 0
F5_Commercial_Restaurant_New_Food Preparation_Natural Gas_Range_E8 | F5 | Commercial | Restaurant | New | Food Preparation | Natural Gas | Range | E8 | RIM BC Ratio | 0 | 0 | 0 | 0 | 0 | 0 | 0 | 0 | 0 | 0 | 0 | 0 | 0 | 0 | 0 | 0 | 0 | 0 | 0 | 0 | 0 | 0 | 0 | 0 | 0 | 0 | 0
F5_Commercial_Restaurant_New_Food Preparation_Natural Gas_Range_E9 | F5 | Commercial | Restaurant | New | Food Preparation | Natural Gas | Range | E9 | RIM BC Ratio | 0 | 0 | 0 | 0 | 0 | 0 | 0 | 0 | 0 | 0 | 0 | 0 | 0 | 0 | 0 | 0 | 0 | 0 | 0 | 0 | 0 | 0 | 0 | 0 | 0 | 0 | 0
F5_Commercial_Restaurant_New_Food Preparation_Natural Gas_Range_E10 | F5 | Commercial | Restaurant | New | Food Preparation | Natural Gas | Range | E10 | RIM BC Ratio | 0 | 0 | 0 | 0 | 0 | 0 | 0 | 0 | 0 | 0 | 0 | 0 | 0 | 0 | 0 | 0 | 0 | 0 | 0 | 0 | 0 | 0 | 0 | 0 | 0 | 0 | 0
F0_Commercial_Restaurant_New_Food Preparation_Natural Gas_Steamer_E0 | F0 | Commercial | Restaurant | New | Food Preparation | Natural Gas | Steamer | E0 | Economic Unit | ENERGY STAR | ENERGY STAR | ENERGY STAR | ENERGY STAR | ENERGY STAR | ENERGY STAR | ENERGY STAR | ENERGY STAR | ENERGY STAR | ENERGY STAR | ENERGY STAR | ENERGY STAR | ENERGY STAR | ENERGY STAR | ENERGY STAR | ENERGY STAR | ENERGY STAR | ENERGY STAR | ENERGY STAR | ENERGY STAR | ENERGY STAR | ENERGY STAR | ENERGY STAR | ENERGY STAR | ENERGY STAR | ENERGY STAR | ENERGY STAR
F1_Commercial_Restaurant_New_Food Preparation_Natural Gas_Steamer_E1 | F1 | Commercial | Restaurant | New | Food Preparation | Natural Gas | Steamer | E1 | CCE | 0 | 0 | 0 | 0 | 0 | 0 | 0 | 0 | 0 | 0 | 0 | 0 | 0 | 0 | 0 | 0 | 0 | 0 | 0 | 0 | 0 | 0 | 0 | 0 | 0 | 0 | 0
F1_Commercial_Restaurant_New_Food Preparation_Natural Gas_Steamer_E2 | F1 | Commercial | Restaurant | New | Food Preparation | Natural Gas | Steamer | E2 | CCE | -0.0080635 | 0 | 0 | 0 | 0 | 0 | 0 | 0 | 0 | 0 | 0 | 0 | 0 | 0 | 0 | 0 | 0 | 0 | 0 | 0 | 0 | 0 | 0 | 0 | 0 | 0 | 0
F1_Commercial_Restaurant_New_Food Preparation_Natural Gas_Steamer_E3 | F1 | Commercial | Restaurant | New | Food Preparation | Natural Gas | Steamer | E3 | CCE | 0 | 0 | 0 | 0 | 0 | 0 | 0 | 0 | 0 | 0 | 0 | 0 | 0 | 0 | 0 | 0 | 0 | 0 | 0 | 0 | 0 | 0 | 0 | 0 | 0 | 0 | 0
F1_Commercial_Restaurant_New_Food Preparation_Natural Gas_Steamer_E4 | F1 | Commercial | Restaurant | New | Food Preparation | Natural Gas | Steamer | E4 | CCE | 0 | 0 | 0 | 0 | 0 | 0 | 0 | 0 | 0 | 0 | 0 | 0 | 0 | 0 | 0 | 0 | 0 | 0 | 0 | 0 | 0 | 0 | 0 | 0 | 0 | 0 | 0
F1_Commercial_Restaurant_New_Food Preparation_Natural Gas_Steamer_E5 | F1 | Commercial | Restaurant | New | Food Preparation | Natural Gas | Steamer | E5 | CCE | 0 | 0 | 0 | 0 | 0 | 0 | 0 | 0 | 0 | 0 | 0 | 0 | 0 | 0 | 0 | 0 | 0 | 0 | 0 | 0 | 0 | 0 | 0 | 0 | 0 | 0 | 0
F1_Commercial_Restaurant_New_Food Preparation_Natural Gas_Steamer_E6 | F1 | Commercial | Restaurant | New | Food Preparation | Natural Gas | Steamer | E6 | CCE | 0 | 0 | 0 | 0 | 0 | 0 | 0 | 0 | 0 | 0 | 0 | 0 | 0 | 0 | 0 | 0 | 0 | 0 | 0 | 0 | 0 | 0 | 0 | 0 | 0 | 0 | 0
F1_Commercial_Restaurant_New_Food Preparation_Natural Gas_Steamer_E7 | F1 | Commercial | Restaurant | New | Food Preparation | Natural Gas | Steamer | E7 | CCE | 0 | 0 | 0 | 0 | 0 | 0 | 0 | 0 | 0 | 0 | 0 | 0 | 0 | 0 | 0 | 0 | 0 | 0 | 0 | 0 | 0 | 0 | 0 | 0 | 0 | 0 | 0
F1_Commercial_Restaurant_New_Food Preparation_Natural Gas_Steamer_E8 | F1 | Commercial | Restaurant | New | Food Preparation | Natural Gas | Steamer | E8 | CCE | 0 | 0 | 0 | 0 | 0 | 0 | 0 | 0 | 0 | 0 | 0 | 0 | 0 | 0 | 0 | 0 | 0 | 0 | 0 | 0 | 0 | 0 | 0 | 0 | 0 | 0 | 0
F1_Commercial_Restaurant_New_Food Preparation_Natural Gas_Steamer_E9 | F1 | Commercial | Restaurant | New | Food Preparation | Natural Gas | Steamer | E9 | CCE | 0 | 0 | 0 | 0 | 0 | 0 | 0 | 0 | 0 | 0 | 0 | 0 | 0 | 0 | 0 | 0 | 0 | 0 | 0 | 0 | 0 | 0 | 0 | 0 | 0 | 0 | 0
F1_Commercial_Restaurant_New_Food Preparation_Natural Gas_Steamer_E10 | F1 | Commercial | Restaurant | New | Food Preparation | Natural Gas | Steamer | E10 | CCE | 0 | 0 | 0 | 0 | 0 | 0 | 0 | 0 | 0 | 0 | 0 | 0 | 0 | 0 | 0 | 0 | 0 | 0 | 0 | 0 | 0 | 0 | 0 | 0 | 0 | 0 | 0
F2_Commercial_Restaurant_New_Food Preparation_Natural Gas_Steamer_E1 | F2 | Commercial | Restaurant | New | Food Preparation | Natural Gas | Steamer | E1 | TRC BC Ratio | 1 | 0 | 0 | 0 | 0 | 0 | 0 | 0 | 0 | 0 | 0 | 0 | 0 | 0 | 0 | 0 | 0 | 0 | 0 | 0 | 0 | 0 | 0 | 0 | 0 | 0 | 0
F2_Commercial_Restaurant_New_Food Preparation_Natural Gas_Steamer_E2 | F2 | Commercial | Restaurant | New | Food Preparation | Natural Gas | Steamer | E2 | TRC BC Ratio | bar: 2021 to 2047
F2_Commercial_Restaurant_New_Food Preparation_Natural Gas_Steamer_E3 | F2 | Commercial | Restaurant | New | Food Preparation | Natural Gas | Steamer | E3 | TRC BC Ratio | 0 | 0 | 0 | 0 | 0 | 0 | 0 | 0 | 0 | 0 | 0 | 0 | 0 | 0 | 0 | 0 | 0 | 0 | 0 | 0 | 0 | 0 | 0 | 0 | 0 | 0 | 0
F2_Commercial_Restaurant_New_Food Preparation_Natural Gas_Steamer_E4 | F2 | Commercial | Restaurant | New | Food Preparation | Natural Gas | Steamer | E4 | TRC BC Ratio | 0 | 0 | 0 | 0 | 0 | 0 | 0 | 0 | 0 | 0 | 0 | 0 | 0 | 0 | 0 | 0 | 0 | 0 | 0 | 0 | 0 | 0 | 0 | 0 | 0 | 0 | 0
F2_Commercial_Restaurant_New_Food Preparation_Natural Gas_Steamer_E5 | F2 | Commercial | Restaurant | New | Food Preparation | Natural Gas | Steamer | E5 | TRC BC Ratio | 0 | 0 | 0 | 0 | 0 | 0 | 0 | 0 | 0 | 0 | 0 | 0 | 0 | 0 | 0 | 0 | 0 | 0 | 0 | 0 | 0 | 0 | 0 | 0 | 0 | 0 | 0
F2_Commercial_Restaurant_New_Food Preparation_Natural Gas_Steamer_E6 | F2 | Commercial | Restaurant | New | Food Preparation | Natural Gas | Steamer | E6 | TRC BC Ratio | 0 | 0 | 0 | 0 | 0 | 0 | 0 | 0 | 0 | 0 | 0 | 0 | 0 | 0 | 0 | 0 | 0 | 0 | 0 | 0 | 0 | 0 | 0 | 0 | 0 | 0 | 0
F2_Commercial_Restaurant_New_Food Preparation_Natural Gas_Steamer_E7 | F2 | Commercial | Restaurant | New | Food Preparation | Natural Gas | Steamer | E7 | TRC BC Ratio | 0 | 0 | 0 | 0 | 0 | 0 | 0 | 0 | 0 | 0 | 0 | 0 | 0 | 0 | 0 | 0 | 0 | 0 | 0 | 0 | 0 | 0 | 0 | 0 | 0 | 0 | 0
F2_Commercial_Restaurant_New_Food Preparation_Natural Gas_Steamer_E8 | F2 | Commercial | Restaurant | New | Food Preparation | Natural Gas | Steamer | E8 | TRC BC Ratio | 0 | 0 | 0 | 0 | 0 | 0 | 0 | 0 | 0 | 0 | 0 | 0 | 0 | 0 | 0 | 0 | 0 | 0 | 0 | 0 | 0 | 0 | 0 | 0 | 0 | 0 | 0
F2_Commercial_Restaurant_New_Food Preparation_Natural Gas_Steamer_E9 | F2 | Commercial | Restaurant | New | Food Preparation | Natural Gas | Steamer | E9 | TRC BC Ratio | 0 | 0 | 0 | 0 | 0 | 0 | 0 | 0 | 0 | 0 | 0 | 0 | 0 | 0 | 0 | 0 | 0 | 0 | 0 | 0 | 0 | 0 | 0 | 0 | 0 | 0 | 0
F2_Commercial_Restaurant_New_Food Preparation_Natural Gas_Steamer_E10 | F2 | Commercial | Restaurant | New | Food Preparation | Natural Gas | Steamer | E10 | TRC BC Ratio | 0 | 0 | 0 | 0 | 0 | 0 | 0 | 0 | 0 | 0 | 0 | 0 | 0 | 0 | 0 | 0 | 0 | 0 | 0 | 0 | 0 | 0 | 0 | 0 | 0 | 0 | 0
F3_Commercial_Restaurant_New_Food Preparation_Natural Gas_Steamer_E1 | F3 | Commercial | Restaurant | New | Food Preparation | Natural Gas | Steamer | E1 | PACT BC Ratio | 1 | 0 | 0 | 0 | 0 | 0 | 0 | 0 | 0 | 0 | 0 | 0 | 0 | 0 | 0 | 0 | 0 | 0 | 0 | 0 | 0 | 0 | 0 | 0 | 0 | 0 | 0
F3_Commercial_Restaurant_New_Food Preparation_Natural Gas_Steamer_E2 | F3 | Commercial | Restaurant | New | Food Preparation | Natural Gas | Steamer | E2 | PACT BC Ratio | bar: 2021 to 2047
F3_Commercial_Restaurant_New_Food Preparation_Natural Gas_Steamer_E3 | F3 | Commercial | Restaurant | New | Food Preparation | Natural Gas | Steamer | E3 | PACT BC Ratio | 0 | 0 | 0 | 0 | 0 | 0 | 0 | 0 | 0 | 0 | 0 | 0 | 0 | 0 | 0 | 0 | 0 | 0 | 0 | 0 | 0 | 0 | 0 | 0 | 0 | 0 | 0
F3_Commercial_Restaurant_New_Food Preparation_Natural Gas_Steamer_E4 | F3 | Commercial | Restaurant | New | Food Preparation | Natural Gas | Steamer | E4 | PACT BC Ratio | 0 | 0 | 0 | 0 | 0 | 0 | 0 | 0 | 0 | 0 | 0 | 0 | 0 | 0 | 0 | 0 | 0 | 0 | 0 | 0 | 0 | 0 | 0 | 0 | 0 | 0 | 0
F3_Commercial_Restaurant_New_Food Preparation_Natural Gas_Steamer_E5 | F3 | Commercial | Restaurant | New | Food Preparation | Natural Gas | Steamer | E5 | PACT BC Ratio | 0 | 0 | 0 | 0 | 0 | 0 | 0 | 0 | 0 | 0 | 0 | 0 | 0 | 0 | 0 | 0 | 0 | 0 | 0 | 0 | 0 | 0 | 0 | 0 | 0 | 0 | 0
F3_Commercial_Restaurant_New_Food Preparation_Natural Gas_Steamer_E6 | F3 | Commercial | Restaurant | New | Food Preparation | Natural Gas | Steamer | E6 | PACT BC Ratio | 0 | 0 | 0 | 0 | 0 | 0 | 0 | 0 | 0 | 0 | 0 | 0 | 0 | 0 | 0 | 0 | 0 | 0 | 0 | 0 | 0 | 0 | 0 | 0 | 0 | 0 | 0
F3_Commercial_Restaurant_New_Food Preparation_Natural Gas_Steamer_E7 | F3 | Commercial | Restaurant | New | Food Preparation | Natural Gas | Steamer | E7 | PACT BC Ratio | 0 | 0 | 0 | 0 | 0 | 0 | 0 | 0 | 0 | 0 | 0 | 0 | 0 | 0 | 0 | 0 | 0 | 0 | 0 | 0 | 0 | 0 | 0 | 0 | 0 | 0 | 0
F3_Commercial_Restaurant_New_Food Preparation_Natural Gas_Steamer_E8 | F3 | Commercial | Restaurant | New | Food Preparation | Natural Gas | Steamer | E8 | PACT BC Ratio | 0 | 0 | 0 | 0 | 0 | 0 | 0 | 0 | 0 | 0 | 0 | 0 | 0 | 0 | 0 | 0 | 0 | 0 | 0 | 0 | 0 | 0 | 0 | 0 | 0 | 0 | 0
F3_Commercial_Restaurant_New_Food Preparation_Natural Gas_Steamer_E9 | F3 | Commercial | Restaurant | New | Food Preparation | Natural Gas | Steamer | E9 | PACT BC Ratio | 0 | 0 | 0 | 0 | 0 | 0 | 0 | 0 | 0 | 0 | 0 | 0 | 0 | 0 | 0 | 0 | 0 | 0 | 0 | 0 | 0 | 0 | 0 | 0 | 0 | 0 | 0
F3_Commercial_Restaurant_New_Food Preparation_Natural Gas_Steamer_E10 | F3 | Commercial | Restaurant | New | Food Preparation | Natural Gas | Steamer | E10 | PACT BC Ratio | 0 | 0 | 0 | 0 | 0 | 0 | 0 | 0 | 0 | 0 | 0 | 0 | 0 | 0 | 0 | 0 | 0 | 0 | 0 | 0 | 0 | 0 | 0 | 0 | 0 | 0 | 0
F4_Commercial_Restaurant_New_Food Preparation_Natural Gas_Steamer_E1 | F4 | Commercial | Restaurant | New | Food Preparation | Natural Gas | Steamer | E1 | RVT BC Ratio | 1 | 0 | 0 | 0 | 0 | 0 | 0 | 0 | 0 | 0 | 0 | 0 | 0 | 0 | 0 | 0 | 0 | 0 | 0 | 0 | 0 | 0 | 0 | 0 | 0 | 0 | 0
F4_Commercial_Restaurant_New_Food Preparation_Natural Gas_Steamer_E2 | F4 | Commercial | Restaurant | New | Food Preparation | Natural Gas | Steamer | E2 | RVT BC Ratio | bar: 2021 to 2047
F4_Commercial_Restaurant_New_Food Preparation_Natural Gas_Steamer_E3 | F4 | Commercial | Restaurant | New | Food Preparation | Natural Gas | Steamer | E3 | RVT BC Ratio | 0 | 0 | 0 | 0 | 0 | 0 | 0 | 0 | 0 | 0 | 0 | 0 | 0 | 0 | 0 | 0 | 0 | 0 | 0 | 0 | 0 | 0 | 0 | 0 | 0 | 0 | 0
F4_Commercial_Restaurant_New_Food Preparation_Natural Gas_Steamer_E4 | F4 | Commercial | Restaurant | New | Food Preparation | Natural Gas | Steamer | E4 | RVT BC Ratio | 0 | 0 | 0 | 0 | 0 | 0 | 0 | 0 | 0 | 0 | 0 | 0 | 0 | 0 | 0 | 0 | 0 | 0 | 0 | 0 | 0 | 0 | 0 | 0 | 0 | 0 | 0
F4_Commercial_Restaurant_New_Food Preparation_Natural Gas_Steamer_E5 | F4 | Commercial | Restaurant | New | Food Preparation | Natural Gas | Steamer | E5 | RVT BC Ratio | 0 | 0 | 0 | 0 | 0 | 0 | 0 | 0 | 0 | 0 | 0 | 0 | 0 | 0 | 0 | 0 | 0 | 0 | 0 | 0 | 0 | 0 | 0 | 0 | 0 | 0 | 0
F4_Commercial_Restaurant_New_Food Preparation_Natural Gas_Steamer_E6 | F4 | Commercial | Restaurant | New | Food Preparation | Natural Gas | Steamer | E6 | RVT BC Ratio | 0 | 0 | 0 | 0 | 0 | 0 | 0 | 0 | 0 | 0 | 0 | 0 | 0 | 0 | 0 | 0 | 0 | 0 | 0 | 0 | 0 | 0 | 0 | 0 | 0 | 0 | 0
F4_Commercial_Restaurant_New_Food Preparation_Natural Gas_Steamer_E7 | F4 | Commercial | Restaurant | New | Food Preparation | Natural Gas | Steamer | E7 | RVT BC Ratio | 0 | 0 | 0 | 0 | 0 | 0 | 0 | 0 | 0 | 0 | 0 | 0 | 0 | 0 | 0 | 0 | 0 | 0 | 0 | 0 | 0 | 0 | 0 | 0 | 0 | 0 | 0
F4_Commercial_Restaurant_New_Food Preparation_Natural Gas_Steamer_E8 | F4 | Commercial | Restaurant | New | Food Preparation | Natural Gas | Steamer | E8 | RVT BC Ratio | 0 | 0 | 0 | 0 | 0 | 0 | 0 | 0 | 0 | 0 | 0 | 0 | 0 | 0 | 0 | 0 | 0 | 0 | 0 | 0 | 0 | 0 | 0 | 0 | 0 | 0 | 0
F4_Commercial_Restaurant_New_Food Preparation_Natural Gas_Steamer_E9 | F4 | Commercial | Restaurant | New | Food Preparation | Natural Gas | Steamer | E9 | RVT BC Ratio | 0 | 0 | 0 | 0 | 0 | 0 | 0 | 0 | 0 | 0 | 0 | 0 | 0 | 0 | 0 | 0 | 0 | 0 | 0 | 0 | 0 | 0 | 0 | 0 | 0 | 0 | 0
F4_Commercial_Restaurant_New_Food Preparation_Natural Gas_Steamer_E10 | F4 | Commercial | Restaurant | New | Food Preparation | Natural Gas | Steamer | E10 | RVT BC Ratio | 0 | 0 | 0 | 0 | 0 | 0 | 0 | 0 | 0 | 0 | 0 | 0 | 0 | 0 | 0 | 0 | 0 | 0 | 0 | 0 | 0 | 0 | 0 | 0 | 0 | 0 | 0
F5_Commercial_Restaurant_New_Food Preparation_Natural Gas_Steamer_E1 | F5 | Commercial | Restaurant | New | Food Preparation | Natural Gas | Steamer | E1 | RIM BC Ratio | 1 | 0 | 0 | 0 | 0 | 0 | 0 | 0 | 0 | 0 | 0 | 0 | 0 | 0 | 0 | 0 | 0 | 0 | 0 | 0 | 0 | 0 | 0 | 0 | 0 | 0 | 0
F5_Commercial_Restaurant_New_Food Preparation_Natural Gas_Steamer_E2 | F5 | Commercial | Restaurant | New | Food Preparation | Natural Gas | Steamer | E2 | RIM BC Ratio | bar: 2021 to 2047
F5_Commercial_Restaurant_New_Food Preparation_Natural Gas_Steamer_E3 | F5 | Commercial | Restaurant | New | Food Preparation | Natural Gas | Steamer | E3 | RIM BC Ratio | 0 | 0 | 0 | 0 | 0 | 0 | 0 | 0 | 0 | 0 | 0 | 0 | 0 | 0 | 0 | 0 | 0 | 0 | 0 | 0 | 0 | 0 | 0 | 0 | 0 | 0 | 0
F5_Commercial_Restaurant_New_Food Preparation_Natural Gas_Steamer_E4 | F5 | Commercial | Restaurant | New | Food Preparation | Natural Gas | Steamer | E4 | RIM BC Ratio | 0 | 0 | 0 | 0 | 0 | 0 | 0 | 0 | 0 | 0 | 0 | 0 | 0 | 0 | 0 | 0 | 0 | 0 | 0 | 0 | 0 | 0 | 0 | 0 | 0 | 0 | 0
F5_Commercial_Restaurant_New_Food Preparation_Natural Gas_Steamer_E5 | F5 | Commercial | Restaurant | New | Food Preparation | Natural Gas | Steamer | E5 | RIM BC Ratio | 0 | 0 | 0 | 0 | 0 | 0 | 0 | 0 | 0 | 0 | 0 | 0 | 0 | 0 | 0 | 0 | 0 | 0 | 0 | 0 | 0 | 0 | 0 | 0 | 0 | 0 | 0
F5_Commercial_Restaurant_New_Food Preparation_Natural Gas_Steamer_E6 | F5 | Commercial | Restaurant | New | Food Preparation | Natural Gas | Steamer | E6 | RIM BC Ratio | 0 | 0 | 0 | 0 | 0 | 0 | 0 | 0 | 0 | 0 | 0 | 0 | 0 | 0 | 0 | 0 | 0 | 0 | 0 | 0 | 0 | 0 | 0 | 0 | 0 | 0 | 0
F5_Commercial_Restaurant_New_Food Preparation_Natural Gas_Steamer_E7 | F5 | Commercial | Restaurant | New | Food Preparation | Natural Gas | Steamer | E7 | RIM BC Ratio | 0 | 0 | 0 | 0 | 0 | 0 | 0 | 0 | 0 | 0 | 0 | 0 | 0 | 0 | 0 | 0 | 0 | 0 | 0 | 0 | 0 | 0 | 0 | 0 | 0 | 0 | 0
F5_Commercial_Restaurant_New_Food Preparation_Natural Gas_Steamer_E8 | F5 | Commercial | Restaurant | New | Food Preparation | Natural Gas | Steamer | E8 | RIM BC Ratio | 0 | 0 | 0 | 0 | 0 | 0 | 0 | 0 | 0 | 0 | 0 | 0 | 0 | 0 | 0 | 0 | 0 | 0 | 0 | 0 | 0 | 0 | 0 | 0 | 0 | 0 | 0
F5_Commercial_Restaurant_New_Food Preparation_Natural Gas_Steamer_E9 | F5 | Commercial | Restaurant | New | Food Preparation | Natural Gas | Steamer | E9 | RIM BC Ratio | 0 | 0 | 0 | 0 | 0 | 0 | 0 | 0 | 0 | 0 | 0 | 0 | 0 | 0 | 0 | 0 | 0 | 0 | 0 | 0 | 0 | 0 | 0 | 0 | 0 | 0 | 0
F5_Commercial_Restaurant_New_Food Preparation_Natural Gas_Steamer_E10 | F5 | Commercial | Restaurant | New | Food Preparation | Natural Gas | Steamer | E10 | RIM BC Ratio | 0 | 0 | 0 | 0 | 0 | 0 | 0 | 0 | 0 | 0 | 0 | 0 | 0 | 0 | 0 | 0 | 0 | 0 | 0 | 0 | 0 | 0 | 0 | 0 | 0 | 0 | 0
F0_Commercial_Restaurant_New_Food Preparation_Natural Gas_Commercial Food Prep Other_E0 | F0 | Commercial | Restaurant | New | Food Preparation | Natural Gas | Commercial Food Prep Other | E0 | Economic Unit | ENERGY STAR | ENERGY STAR | ENERGY STAR | ENERGY STAR | ENERGY STAR | ENERGY STAR | ENERGY STAR | ENERGY STAR | ENERGY STAR | ENERGY STAR | ENERGY STAR | ENERGY STAR | ENERGY STAR | ENERGY STAR | ENERGY STAR | ENERGY STAR | ENERGY STAR | ENERGY STAR | ENERGY STAR | ENERGY STAR | ENERGY STAR | ENERGY STAR | ENERGY STAR | ENERGY STAR | ENERGY STAR | ENERGY STAR | ENERGY STAR
F1_Commercial_Restaurant_New_Food Preparation_Natural Gas_Commercial Food Prep Other_E1 | F1 | Commercial | Restaurant | New | Food Preparation | Natural Gas | Commercial Food Prep Other | E1 | CCE | 0 | 0 | 0 | 0 | 0 | 0 | 0 | 0 | 0 | 0 | 0 | 0 | 0 | 0 | 0 | 0 | 0 | 0 | 0 | 0 | 0 | 0 | 0 | 0 | 0 | 0 | 0
F1_Commercial_Restaurant_New_Food Preparation_Natural Gas_Commercial Food Prep Other_E2 | F1 | Commercial | Restaurant | New | Food Preparation | Natural Gas | Commercial Food Prep Other | E2 | CCE | 0.0014297 | 0.0014297 | 0.0014297 | 0.0014297 | 0.0014297 | 0.0014297 | 0.0014297 | 0.0014297 | 0.0014297 | 0.0014297 | 0.0014297 | 0.0014297 | 0.0014297 | 0.0014297 | 0.0014297 | 0.0014297 | 0.0014297 | 0.0014297 | 0.0014297 | 0.0014297 | 0.0014297 | 0.0014297 | 0.0014297 | 0.0014297 | 0.0014297 | 0.0014297 | 0.0014297
F1_Commercial_Restaurant_New_Food Preparation_Natural Gas_Commercial Food Prep Other_E3 | F1 | Commercial | Restaurant | New | Food Preparation | Natural Gas | Commercial Food Prep Other | E3 | CCE | 0 | 0 | 0 | 0 | 0 | 0 | 0 | 0 | 0 | 0 | 0 | 0 | 0 | 0 | 0 | 0 | 0 | 0 | 0 | 0 | 0 | 0 | 0 | 0 | 0 | 0 | 0
F1_Commercial_Restaurant_New_Food Preparation_Natural Gas_Commercial Food Prep Other_E4 | F1 | Commercial | Restaurant | New | Food Preparation | Natural Gas | Commercial Food Prep Other | E4 | CCE | 0 | 0 | 0 | 0 | 0 | 0 | 0 | 0 | 0 | 0 | 0 | 0 | 0 | 0 | 0 | 0 | 0 | 0 | 0 | 0 | 0 | 0 | 0 | 0 | 0 | 0 | 0
F1_Commercial_Restaurant_New_Food Preparation_Natural Gas_Commercial Food Prep Other_E5 | F1 | Commercial | Restaurant | New | Food Preparation | Natural Gas | Commercial Food Prep Other | E5 | CCE | 0 | 0 | 0 | 0 | 0 | 0 | 0 | 0 | 0 | 0 | 0 | 0 | 0 | 0 | 0 | 0 | 0 | 0 | 0 | 0 | 0 | 0 | 0 | 0 | 0 | 0 | 0
F1_Commercial_Restaurant_New_Food Preparation_Natural Gas_Commercial Food Prep Other_E6 | F1 | Commercial | Restaurant | New | Food Preparation | Natural Gas | Commercial Food Prep Other | E6 | CCE | 0 | 0 | 0 | 0 | 0 | 0 | 0 | 0 | 0 | 0 | 0 | 0 | 0 | 0 | 0 | 0 | 0 | 0 | 0 | 0 | 0 | 0 | 0 | 0 | 0 | 0 | 0
F1_Commercial_Restaurant_New_Food Preparation_Natural Gas_Commercial Food Prep Other_E7 | F1 | Commercial | Restaurant | New | Food Preparation | Natural Gas | Commercial Food Prep Other | E7 | CCE | 0 | 0 | 0 | 0 | 0 | 0 | 0 | 0 | 0 | 0 | 0 | 0 | 0 | 0 | 0 | 0 | 0 | 0 | 0 | 0 | 0 | 0 | 0 | 0 | 0 | 0 | 0
F1_Commercial_Restaurant_New_Food Preparation_Natural Gas_Commercial Food Prep Other_E8 | F1 | Commercial | Restaurant | New | Food Preparation | Natural Gas | Commercial Food Prep Other | E8 | CCE | 0 | 0 | 0 | 0 | 0 | 0 | 0 | 0 | 0 | 0 | 0 | 0 | 0 | 0 | 0 | 0 | 0 | 0 | 0 | 0 | 0 | 0 | 0 | 0 | 0 | 0 | 0
F1_Commercial_Restaurant_New_Food Preparation_Natural Gas_Commercial Food Prep Other_E9 | F1 | Commercial | Restaurant | New | Food Preparation | Natural Gas | Commercial Food Prep Other | E9 | CCE | 0 | 0 | 0 | 0 | 0 | 0 | 0 | 0 | 0 | 0 | 0 | 0 | 0 | 0 | 0 | 0 | 0 | 0 | 0 | 0 | 0 | 0 | 0 | 0 | 0 | 0 | 0
F1_Commercial_Restaurant_New_Food Preparation_Natural Gas_Commercial Food Prep Other_E10 | F1 | Commercial | Restaurant | New | Food Preparation | Natural Gas | Commercial Food Prep Other | E10 | CCE | 0 | 0 | 0 | 0 | 0 | 0 | 0 | 0 | 0 | 0 | 0 | 0 | 0 | 0 | 0 | 0 | 0 | 0 | 0 | 0 | 0 | 0 | 0 | 0 | 0 | 0 | 0
F2_Commercial_Restaurant_New_Food Preparation_Natural Gas_Commercial Food Prep Other_E1 | F2 | Commercial | Restaurant | New | Food Preparation | Natural Gas | Commercial Food Prep Other | E1 | TRC BC Ratio | bar: 2021 to 2047
F2_Commercial_Restaurant_New_Food Preparation_Natural Gas_Commercial Food Prep Other_E2 | F2 | Commercial | Restaurant | New | Food Preparation | Natural Gas | Commercial Food Prep Other | E2 | TRC BC Ratio | 9.6116 | 9.4729 | 9.3376 | 9.2065 | 9.2077 | 9.295 | 9.4366 | 9.6081 | 9.7932 | 9.9825 | 10.1698 | 10.3356 | 10.4621 | 10.5159 | 10.491 | 10.3882 | 10.2152 | 9.9888 | 9.7192 | 9.3996 | 9.0257 | 8.5955 | 8.2135 | 7.9663 | 7.8594 | 7.898 | 7.9367
F2_Commercial_Restaurant_New_Food Preparation_Natural Gas_Commercial Food Prep Other_E3 | F2 | Commercial | Restaurant | New | Food Preparation | Natural Gas | Commercial Food Prep Other | E3 | TRC BC Ratio | 0 | 0 | 0 | 0 | 0 | 0 | 0 | 0 | 0 | 0 | 0 | 0 | 0 | 0 | 0 | 0 | 0 | 0 | 0 | 0 | 0 | 0 | 0 | 0 | 0 | 0 | 0
F2_Commercial_Restaurant_New_Food Preparation_Natural Gas_Commercial Food Prep Other_E4 | F2 | Commercial | Restaurant | New | Food Preparation | Natural Gas | Commercial Food Prep Other | E4 | TRC BC Ratio | 0 | 0 | 0 | 0 | 0 | 0 | 0 | 0 | 0 | 0 | 0 | 0 | 0 | 0 | 0 | 0 | 0 | 0 | 0 | 0 | 0 | 0 | 0 | 0 | 0 | 0 | 0
F2_Commercial_Restaurant_New_Food Preparation_Natural Gas_Commercial Food Prep Other_E5 | F2 | Commercial | Restaurant | New | Food Preparation | Natural Gas | Commercial Food Prep Other | E5 | TRC BC Ratio | 0 | 0 | 0 | 0 | 0 | 0 | 0 | 0 | 0 | 0 | 0 | 0 | 0 | 0 | 0 | 0 | 0 | 0 | 0 | 0 | 0 | 0 | 0 | 0 | 0 | 0 | 0
F2_Commercial_Restaurant_New_Food Preparation_Natural Gas_Commercial Food Prep Other_E6 | F2 | Commercial | Restaurant | New | Food Preparation | Natural Gas | Commercial Food Prep Other | E6 | TRC BC Ratio | 0 | 0 | 0 | 0 | 0 | 0 | 0 | 0 | 0 | 0 | 0 | 0 | 0 | 0 | 0 | 0 | 0 | 0 | 0 | 0 | 0 | 0 | 0 | 0 | 0 | 0 | 0
F2_Commercial_Restaurant_New_Food Preparation_Natural Gas_Commercial Food Prep Other_E7 | F2 | Commercial | Restaurant | New | Food Preparation | Natural Gas | Commercial Food Prep Other | E7 | TRC BC Ratio | 0 | 0 | 0 | 0 | 0 | 0 | 0 | 0 | 0 | 0 | 0 | 0 | 0 | 0 | 0 | 0 | 0 | 0 | 0 | 0 | 0 | 0 | 0 | 0 | 0 | 0 | 0
F2_Commercial_Restaurant_New_Food Preparation_Natural Gas_Commercial Food Prep Other_E8 | F2 | Commercial | Restaurant | New | Food Preparation | Natural Gas | Commercial Food Prep Other | E8 | TRC BC Ratio | 0 | 0 | 0 | 0 | 0 | 0 | 0 | 0 | 0 | 0 | 0 | 0 | 0 | 0 | 0 | 0 | 0 | 0 | 0 | 0 | 0 | 0 | 0 | 0 | 0 | 0 | 0
F2_Commercial_Restaurant_New_Food Preparation_Natural Gas_Commercial Food Prep Other_E9 | F2 | Commercial | Restaurant | New | Food Preparation | Natural Gas | Commercial Food Prep Other | E9 | TRC BC Ratio | 0 | 0 | 0 | 0 | 0 | 0 | 0 | 0 | 0 | 0 | 0 | 0 | 0 | 0 | 0 | 0 | 0 | 0 | 0 | 0 | 0 | 0 | 0 | 0 | 0 | 0 | 0
F2_Commercial_Restaurant_New_Food Preparation_Natural Gas_Commercial Food Prep Other_E10 | F2 | Commercial | Restaurant | New | Food Preparation | Natural Gas | Commercial Food Prep Other | E10 | TRC BC Ratio | 0 | 0 | 0 | 0 | 0 | 0 | 0 | 0 | 0 | 0 | 0 | 0 | 0 | 0 | 0 | 0 | 0 | 0 | 0 | 0 | 0 | 0 | 0 | 0 | 0 | 0 | 0
F3_Commercial_Restaurant_New_Food Preparation_Natural Gas_Commercial Food Prep Other_E1 | F3 | Commercial | Restaurant | New | Food Preparation | Natural Gas | Commercial Food Prep Other | E1 | PACT BC Ratio | bar: 2021 to 2047
F3_Commercial_Restaurant_New_Food Preparation_Natural Gas_Commercial Food Prep Other_E2 | F3 | Commercial | Restaurant | New | Food Preparation | Natural Gas | Commercial Food Prep Other | E2 | PACT BC Ratio | 12.119 | 11.9441 | 11.7735 | 11.6081 | 11.6097 | 11.7198 | 11.8983 | 12.1145 | 12.348 | 12.5867 | 12.8228 | 13.0318 | 13.1913 | 13.2591 | 13.2278 | 13.0982 | 12.88 | 12.5945 | 12.2546 | 11.8517 | 11.3803 | 10.8378 | 10.3562 | 10.0444 | 9.9097 | 9.9583 | 10.0071
F3_Commercial_Restaurant_New_Food Preparation_Natural Gas_Commercial Food Prep Other_E3 | F3 | Commercial | Restaurant | New | Food Preparation | Natural Gas | Commercial Food Prep Other | E3 | PACT BC Ratio | 0 | 0 | 0 | 0 | 0 | 0 | 0 | 0 | 0 | 0 | 0 | 0 | 0 | 0 | 0 | 0 | 0 | 0 | 0 | 0 | 0 | 0 | 0 | 0 | 0 | 0 | 0
F3_Commercial_Restaurant_New_Food Preparation_Natural Gas_Commercial Food Prep Other_E4 | F3 | Commercial | Restaurant | New | Food Preparation | Natural Gas | Commercial Food Prep Other | E4 | PACT BC Ratio | 0 | 0 | 0 | 0 | 0 | 0 | 0 | 0 | 0 | 0 | 0 | 0 | 0 | 0 | 0 | 0 | 0 | 0 | 0 | 0 | 0 | 0 | 0 | 0 | 0 | 0 | 0
F3_Commercial_Restaurant_New_Food Preparation_Natural Gas_Commercial Food Prep Other_E5 | F3 | Commercial | Restaurant | New | Food Preparation | Natural Gas | Commercial Food Prep Other | E5 | PACT BC Ratio | 0 | 0 | 0 | 0 | 0 | 0 | 0 | 0 | 0 | 0 | 0 | 0 | 0 | 0 | 0 | 0 | 0 | 0 | 0 | 0 | 0 | 0 | 0 | 0 | 0 | 0 | 0
F3_Commercial_Restaurant_New_Food Preparation_Natural Gas_Commercial Food Prep Other_E6 | F3 | Commercial | Restaurant | New | Food Preparation | Natural Gas | Commercial Food Prep Other | E6 | PACT BC Ratio | 0 | 0 | 0 | 0 | 0 | 0 | 0 | 0 | 0 | 0 | 0 | 0 | 0 | 0 | 0 | 0 | 0 | 0 | 0 | 0 | 0 | 0 | 0 | 0 | 0 | 0 | 0
F3_Commercial_Restaurant_New_Food Preparation_Natural Gas_Commercial Food Prep Other_E7 | F3 | Commercial | Restaurant | New | Food Preparation | Natural Gas | Commercial Food Prep Other | E7 | PACT BC Ratio | 0 | 0 | 0 | 0 | 0 | 0 | 0 | 0 | 0 | 0 | 0 | 0 | 0 | 0 | 0 | 0 | 0 | 0 | 0 | 0 | 0 | 0 | 0 | 0 | 0 | 0 | 0
F3_Commercial_Restaurant_New_Food Preparation_Natural Gas_Commercial Food Prep Other_E8 | F3 | Commercial | Restaurant | New | Food Preparation | Natural Gas | Commercial Food Prep Other | E8 | PACT BC Ratio | 0 | 0 | 0 | 0 | 0 | 0 | 0 | 0 | 0 | 0 | 0 | 0 | 0 | 0 | 0 | 0 | 0 | 0 | 0 | 0 | 0 | 0 | 0 | 0 | 0 | 0 | 0
F3_Commercial_Restaurant_New_Food Preparation_Natural Gas_Commercial Food Prep Other_E9 | F3 | Commercial | Restaurant | New | Food Preparation | Natural Gas | Commercial Food Prep Other | E9 | PACT BC Ratio | 0 | 0 | 0 | 0 | 0 | 0 | 0 | 0 | 0 | 0 | 0 | 0 | 0 | 0 | 0 | 0 | 0 | 0 | 0 | 0 | 0 | 0 | 0 | 0 | 0 | 0 | 0
F3_Commercial_Restaurant_New_Food Preparation_Natural Gas_Commercial Food Prep Other_E10 | F3 | Commercial | Restaurant | New | Food Preparation | Natural Gas | Commercial Food Prep Other | E10 | PACT BC Ratio | 0 | 0 | 0 | 0 | 0 | 0 | 0 | 0 | 0 | 0 | 0 | 0 | 0 | 0 | 0 | 0 | 0 | 0 | 0 | 0 | 0 | 0 | 0 | 0 | 0 | 0 | 0
F4_Commercial_Restaurant_New_Food Preparation_Natural Gas_Commercial Food Prep Other_E1 | F4 | Commercial | Restaurant | New | Food Preparation | Natural Gas | Commercial Food Prep Other | E1 | RVT BC Ratio | bar: 2021 to 2047
F4_Commercial_Restaurant_New_Food Preparation_Natural Gas_Commercial Food Prep Other_E2 | F4 | Commercial | Restaurant | New | Food Preparation | Natural Gas | Commercial Food Prep Other | E2 | RVT BC Ratio | 0.7 | 0.7 | 0.7 | 0.7 | 0.7 | 0.7 | 0.7 | 0.7 | 0.7 | 0.7 | 0.7 | 0.7 | 0.7 | 0.7 | 0.7 | 0.7 | 0.7 | 0.7 | 0.7 | 0.7 | 0.7 | 0.7 | 0.7 | 0.7 | 0.7 | 0.7 | 0.7
F4_Commercial_Restaurant_New_Food Preparation_Natural Gas_Commercial Food Prep Other_E3 | F4 | Commercial | Restaurant | New | Food Preparation | Natural Gas | Commercial Food Prep Other | E3 | RVT BC Ratio | 0 | 0 | 0 | 0 | 0 | 0 | 0 | 0 | 0 | 0 | 0 | 0 | 0 | 0 | 0 | 0 | 0 | 0 | 0 | 0 | 0 | 0 | 0 | 0 | 0 | 0 | 0
F4_Commercial_Restaurant_New_Food Preparation_Natural Gas_Commercial Food Prep Other_E4 | F4 | Commercial | Restaurant | New | Food Preparation | Natural Gas | Commercial Food Prep Other | E4 | RVT BC Ratio | 0 | 0 | 0 | 0 | 0 | 0 | 0 | 0 | 0 | 0 | 0 | 0 | 0 | 0 | 0 | 0 | 0 | 0 | 0 | 0 | 0 | 0 | 0 | 0 | 0 | 0 | 0
F4_Commercial_Restaurant_New_Food Preparation_Natural Gas_Commercial Food Prep Other_E5 | F4 | Commercial | Restaurant | New | Food Preparation | Natural Gas | Commercial Food Prep Other | E5 | RVT BC Ratio | 0 | 0 | 0 | 0 | 0 | 0 | 0 | 0 | 0 | 0 | 0 | 0 | 0 | 0 | 0 | 0 | 0 | 0 | 0 | 0 | 0 | 0 | 0 | 0 | 0 | 0 | 0
F4_Commercial_Restaurant_New_Food Preparation_Natural Gas_Commercial Food Prep Other_E6 | F4 | Commercial | Restaurant | New | Food Preparation | Natural Gas | Commercial Food Prep Other | E6 | RVT BC Ratio | 0 | 0 | 0 | 0 | 0 | 0 | 0 | 0 | 0 | 0 | 0 | 0 | 0 | 0 | 0 | 0 | 0 | 0 | 0 | 0 | 0 | 0 | 0 | 0 | 0 | 0 | 0
F4_Commercial_Restaurant_New_Food Preparation_Natural Gas_Commercial Food Prep Other_E7 | F4 | Commercial | Restaurant | New | Food Preparation | Natural Gas | Commercial Food Prep Other | E7 | RVT BC Ratio | 0 | 0 | 0 | 0 | 0 | 0 | 0 | 0 | 0 | 0 | 0 | 0 | 0 | 0 | 0 | 0 | 0 | 0 | 0 | 0 | 0 | 0 | 0 | 0 | 0 | 0 | 0
F4_Commercial_Restaurant_New_Food Preparation_Natural Gas_Commercial Food Prep Other_E8 | F4 | Commercial | Restaurant | New | Food Preparation | Natural Gas | Commercial Food Prep Other | E8 | RVT BC Ratio | 0 | 0 | 0 | 0 | 0 | 0 | 0 | 0 | 0 | 0 | 0 | 0 | 0 | 0 | 0 | 0 | 0 | 0 | 0 | 0 | 0 | 0 | 0 | 0 | 0 | 0 | 0
F4_Commercial_Restaurant_New_Food Preparation_Natural Gas_Commercial Food Prep Other_E9 | F4 | Commercial | Restaurant | New | Food Preparation | Natural Gas | Commercial Food Prep Other | E9 | RVT BC Ratio | 0 | 0 | 0 | 0 | 0 | 0 | 0 | 0 | 0 | 0 | 0 | 0 | 0 | 0 | 0 | 0 | 0 | 0 | 0 | 0 | 0 | 0 | 0 | 0 | 0 | 0 | 0
F4_Commercial_Restaurant_New_Food Preparation_Natural Gas_Commercial Food Prep Other_E10 | F4 | Commercial | Restaurant | New | Food Preparation | Natural Gas | Commercial Food Prep Other | E10 | RVT BC Ratio | 0 | 0 | 0 | 0 | 0 | 0 | 0 | 0 | 0 | 0 | 0 | 0 | 0 | 0 | 0 | 0 | 0 | 0 | 0 | 0 | 0 | 0 | 0 | 0 | 0 | 0 | 0
F5_Commercial_Restaurant_New_Food Preparation_Natural Gas_Commercial Food Prep Other_E1 | F5 | Commercial | Restaurant | New | Food Preparation | Natural Gas | Commercial Food Prep Other | E1 | RIM BC Ratio | bar: 2021 to 2047
F5_Commercial_Restaurant_New_Food Preparation_Natural Gas_Commercial Food Prep Other_E2 | F5 | Commercial | Restaurant | New | Food Preparation | Natural Gas | Commercial Food Prep Other | E2 | RIM BC Ratio | 12.119 | 11.9441 | 11.7735 | 11.6081 | 11.6097 | 11.7198 | 11.8983 | 12.1145 | 12.348 | 12.5867 | 12.8228 | 13.0318 | 13.1913 | 13.2591 | 13.2278 | 13.0982 | 12.88 | 12.5945 | 12.2546 | 11.8517 | 11.3803 | 10.8378 | 10.3562 | 10.0444 | 9.9097 | 9.9583 | 10.0071
F5_Commercial_Restaurant_New_Food Preparation_Natural Gas_Commercial Food Prep Other_E3 | F5 | Commercial | Restaurant | New | Food Preparation | Natural Gas | Commercial Food Prep Other | E3 | RIM BC Ratio | 0 | 0 | 0 | 0 | 0 | 0 | 0 | 0 | 0 | 0 | 0 | 0 | 0 | 0 | 0 | 0 | 0 | 0 | 0 | 0 | 0 | 0 | 0 | 0 | 0 | 0 | 0
F5_Commercial_Restaurant_New_Food Preparation_Natural Gas_Commercial Food Prep Other_E4 | F5 | Commercial | Restaurant | New | Food Preparation | Natural Gas | Commercial Food Prep Other | E4 | RIM BC Ratio | 0 | 0 | 0 | 0 | 0 | 0 | 0 | 0 | 0 | 0 | 0 | 0 | 0 | 0 | 0 | 0 | 0 | 0 | 0 | 0 | 0 | 0 | 0 | 0 | 0 | 0 | 0
F5_Commercial_Restaurant_New_Food Preparation_Natural Gas_Commercial Food Prep Other_E5 | F5 | Commercial | Restaurant | New | Food Preparation | Natural Gas | Commercial Food Prep Other | E5 | RIM BC Ratio | 0 | 0 | 0 | 0 | 0 | 0 | 0 | 0 | 0 | 0 | 0 | 0 | 0 | 0 | 0 | 0 | 0 | 0 | 0 | 0 | 0 | 0 | 0 | 0 | 0 | 0 | 0
F5_Commercial_Restaurant_New_Food Preparation_Natural Gas_Commercial Food Prep Other_E6 | F5 | Commercial | Restaurant | New | Food Preparation | Natural Gas | Commercial Food Prep Other | E6 | RIM BC Ratio | 0 | 0 | 0 | 0 | 0 | 0 | 0 | 0 | 0 | 0 | 0 | 0 | 0 | 0 | 0 | 0 | 0 | 0 | 0 | 0 | 0 | 0 | 0 | 0 | 0 | 0 | 0
F5_Commercial_Restaurant_New_Food Preparation_Natural Gas_Commercial Food Prep Other_E7 | F5 | Commercial | Restaurant | New | Food Preparation | Natural Gas | Commercial Food Prep Other | E7 | RIM BC Ratio | 0 | 0 | 0 | 0 | 0 | 0 | 0 | 0 | 0 | 0 | 0 | 0 | 0 | 0 | 0 | 0 | 0 | 0 | 0 | 0 | 0 | 0 | 0 | 0 | 0 | 0 | 0
F5_Commercial_Restaurant_New_Food Preparation_Natural Gas_Commercial Food Prep Other_E8 | F5 | Commercial | Restaurant | New | Food Preparation | Natural Gas | Commercial Food Prep Other | E8 | RIM BC Ratio | 0 | 0 | 0 | 0 | 0 | 0 | 0 | 0 | 0 | 0 | 0 | 0 | 0 | 0 | 0 | 0 | 0 | 0 | 0 | 0 | 0 | 0 | 0 | 0 | 0 | 0 | 0
F5_Commercial_Restaurant_New_Food Preparation_Natural Gas_Commercial Food Prep Other_E9 | F5 | Commercial | Restaurant | New | Food Preparation | Natural Gas | Commercial Food Prep Other | E9 | RIM BC Ratio | 0 | 0 | 0 | 0 | 0 | 0 | 0 | 0 | 0 | 0 | 0 | 0 | 0 | 0 | 0 | 0 | 0 | 0 | 0 | 0 | 0 | 0 | 0 | 0 | 0 | 0 | 0
F5_Commercial_Restaurant_New_Food Preparation_Natural Gas_Commercial Food Prep Other_E10 | F5 | Commercial | Restaurant | New | Food Preparation | Natural Gas | Commercial Food Prep Other | E10 | RIM BC Ratio | 0 | 0 | 0 | 0 | 0 | 0 | 0 | 0 | 0 | 0 | 0 | 0 | 0 | 0 | 0 | 0 | 0 | 0 | 0 | 0 | 0 | 0 | 0 | 0 | 0 | 0 | 0
F0_Commercial_Restaurant_New_Miscellaneous_Natural Gas_Pool Heater_E0 | F0 | Commercial | Restaurant | New | Miscellaneous | Natural Gas | Pool Heater | E0 | Economic Unit | Standard (EF .78) | Standard (EF .78) | Standard (EF .78) | Standard (EF .78) | Standard (EF .78) | Standard (EF .78) | Standard (EF .78) | Standard (EF .78) | Standard (EF .78) | Standard (EF .78) | Standard (EF .78) | Standard (EF .78) | Standard (EF .78) | Standard (EF .78) | Standard (EF .78) | Standard (EF .78) | Standard (EF .78) | Standard (EF .78) | Standard (EF .78) | Standard (EF .78) | Standard (EF .78) | Standard (EF .78) | Standard (EF .78) | Standard (EF .78) | Standard (EF .78) | Standard (EF .78) | Standard (EF .78)
F1_Commercial_Restaurant_New_Miscellaneous_Natural Gas_Pool Heater_E1 | F1 | Commercial | Restaurant | New | Miscellaneous | Natural Gas | Pool Heater | E1 | CCE | 0 | 0 | 0 | 0 | 0 | 0 | 0 | 0 | 0 | 0 | 0 | 0 | 0 | 0 | 0 | 0 | 0 | 0 | 0 | 0 | 0 | 0 | 0 | 0 | 0 | 0 | 0
F1_Commercial_Restaurant_New_Miscellaneous_Natural Gas_Pool Heater_E2 | F1 | Commercial | Restaurant | New | Miscellaneous | Natural Gas | Pool Heater | E2 | CCE | 0.01727 | 0.01727 | 0.01727 | 0.01727 | 0.01727 | 0.01727 | 0.01727 | 0.01727 | 0.01727 | 0.01727 | 0.01727 | 0.01727 | 0.01727 | 0.01727 | 0.01727 | 0.01727 | 0.01727 | 0.01727 | 0.01727 | 0.01727 | 0.01727 | 0.01727 | 0.01727 | 0.01727 | 0.01727 | 0.01727 | 0.01727
F1_Commercial_Restaurant_New_Miscellaneous_Natural Gas_Pool Heater_E3 | F1 | Commercial | Restaurant | New | Miscellaneous | Natural Gas | Pool Heater | E3 | CCE | 0 | 0 | 0 | 0 | 0 | 0 | 0 | 0 | 0 | 0 | 0 | 0 | 0 | 0 | 0 | 0 | 0 | 0 | 0 | 0 | 0 | 0 | 0 | 0 | 0 | 0 | 0
F1_Commercial_Restaurant_New_Miscellaneous_Natural Gas_Pool Heater_E4 | F1 | Commercial | Restaurant | New | Miscellaneous | Natural Gas | Pool Heater | E4 | CCE | 0 | 0 | 0 | 0 | 0 | 0 | 0 | 0 | 0 | 0 | 0 | 0 | 0 | 0 | 0 | 0 | 0 | 0 | 0 | 0 | 0 | 0 | 0 | 0 | 0 | 0 | 0
F1_Commercial_Restaurant_New_Miscellaneous_Natural Gas_Pool Heater_E5 | F1 | Commercial | Restaurant | New | Miscellaneous | Natural Gas | Pool Heater | E5 | CCE | 0 | 0 | 0 | 0 | 0 | 0 | 0 | 0 | 0 | 0 | 0 | 0 | 0 | 0 | 0 | 0 | 0 | 0 | 0 | 0 | 0 | 0 | 0 | 0 | 0 | 0 | 0
F1_Commercial_Restaurant_New_Miscellaneous_Natural Gas_Pool Heater_E6 | F1 | Commercial | Restaurant | New | Miscellaneous | Natural Gas | Pool Heater | E6 | CCE | 0 | 0 | 0 | 0 | 0 | 0 | 0 | 0 | 0 | 0 | 0 | 0 | 0 | 0 | 0 | 0 | 0 | 0 | 0 | 0 | 0 | 0 | 0 | 0 | 0 | 0 | 0
F1_Commercial_Restaurant_New_Miscellaneous_Natural Gas_Pool Heater_E7 | F1 | Commercial | Restaurant | New | Miscellaneous | Natural Gas | Pool Heater | E7 | CCE | 0 | 0 | 0 | 0 | 0 | 0 | 0 | 0 | 0 | 0 | 0 | 0 | 0 | 0 | 0 | 0 | 0 | 0 | 0 | 0 | 0 | 0 | 0 | 0 | 0 | 0 | 0
F1_Commercial_Restaurant_New_Miscellaneous_Natural Gas_Pool Heater_E8 | F1 | Commercial | Restaurant | New | Miscellaneous | Natural Gas | Pool Heater | E8 | CCE | 0 | 0 | 0 | 0 | 0 | 0 | 0 | 0 | 0 | 0 | 0 | 0 | 0 | 0 | 0 | 0 | 0 | 0 | 0 | 0 | 0 | 0 | 0 | 0 | 0 | 0 | 0
F1_Commercial_Restaurant_New_Miscellaneous_Natural Gas_Pool Heater_E9 | F1 | Commercial | Restaurant | New | Miscellaneous | Natural Gas | Pool Heater | E9 | CCE | 0 | 0 | 0 | 0 | 0 | 0 | 0 | 0 | 0 | 0 | 0 | 0 | 0 | 0 | 0 | 0 | 0 | 0 | 0 | 0 | 0 | 0 | 0 | 0 | 0 | 0 | 0
F1_Commercial_Restaurant_New_Miscellaneous_Natural Gas_Pool Heater_E10 | F1 | Commercial | Restaurant | New | Miscellaneous | Natural Gas | Pool Heater | E10 | CCE | 0 | 0 | 0 | 0 | 0 | 0 | 0 | 0 | 0 | 0 | 0 | 0 | 0 | 0 | 0 | 0 | 0 | 0 | 0 | 0 | 0 | 0 | 0 | 0 | 0 | 0 | 0
F2_Commercial_Restaurant_New_Miscellaneous_Natural Gas_Pool Heater_E1 | F2 | Commercial | Restaurant | New | Miscellaneous | Natural Gas | Pool Heater | E1 | TRC BC Ratio | bar: 2021 to 2047
F2_Commercial_Restaurant_New_Miscellaneous_Natural Gas_Pool Heater_E2 | F2 | Commercial | Restaurant | New | Miscellaneous | Natural Gas | Pool Heater | E2 | TRC BC Ratio | 0.81519 | 0.79395 | 0.77145 | 0.74865 | 0.74158 | 0.74479 | 0.75444 | 0.76754 | 0.78207 | 0.7969 | 0.8123 | 0.82818 | 0.84505 | 0.86169 | 0.87741 | 0.88939 | 0.89388 | 0.88772 | 0.8685 | 0.83583 | 0.79136 | 0.73728 | 0.68909 | 0.65735 | 0.64275 | 0.6459 | 0.64907
F2_Commercial_Restaurant_New_Miscellaneous_Natural Gas_Pool Heater_E3 | F2 | Commercial | Restaurant | New | Miscellaneous | Natural Gas | Pool Heater | E3 | TRC BC Ratio | 0 | 0 | 0 | 0 | 0 | 0 | 0 | 0 | 0 | 0 | 0 | 0 | 0 | 0 | 0 | 0 | 0 | 0 | 0 | 0 | 0 | 0 | 0 | 0 | 0 | 0 | 0
F2_Commercial_Restaurant_New_Miscellaneous_Natural Gas_Pool Heater_E4 | F2 | Commercial | Restaurant | New | Miscellaneous | Natural Gas | Pool Heater | E4 | TRC BC Ratio | 0 | 0 | 0 | 0 | 0 | 0 | 0 | 0 | 0 | 0 | 0 | 0 | 0 | 0 | 0 | 0 | 0 | 0 | 0 | 0 | 0 | 0 | 0 | 0 | 0 | 0 | 0
F2_Commercial_Restaurant_New_Miscellaneous_Natural Gas_Pool Heater_E5 | F2 | Commercial | Restaurant | New | Miscellaneous | Natural Gas | Pool Heater | E5 | TRC BC Ratio | 0 | 0 | 0 | 0 | 0 | 0 | 0 | 0 | 0 | 0 | 0 | 0 | 0 | 0 | 0 | 0 | 0 | 0 | 0 | 0 | 0 | 0 | 0 | 0 | 0 | 0 | 0
F2_Commercial_Restaurant_New_Miscellaneous_Natural Gas_Pool Heater_E6 | F2 | Commercial | Restaurant | New | Miscellaneous | Natural Gas | Pool Heater | E6 | TRC BC Ratio | 0 | 0 | 0 | 0 | 0 | 0 | 0 | 0 | 0 | 0 | 0 | 0 | 0 | 0 | 0 | 0 | 0 | 0 | 0 | 0 | 0 | 0 | 0 | 0 | 0 | 0 | 0
F2_Commercial_Restaurant_New_Miscellaneous_Natural Gas_Pool Heater_E7 | F2 | Commercial | Restaurant | New | Miscellaneous | Natural Gas | Pool Heater | E7 | TRC BC Ratio | 0 | 0 | 0 | 0 | 0 | 0 | 0 | 0 | 0 | 0 | 0 | 0 | 0 | 0 | 0 | 0 | 0 | 0 | 0 | 0 | 0 | 0 | 0 | 0 | 0 | 0 | 0
F2_Commercial_Restaurant_New_Miscellaneous_Natural Gas_Pool Heater_E8 | F2 | Commercial | Restaurant | New | Miscellaneous | Natural Gas | Pool Heater | E8 | TRC BC Ratio | 0 | 0 | 0 | 0 | 0 | 0 | 0 | 0 | 0 | 0 | 0 | 0 | 0 | 0 | 0 | 0 | 0 | 0 | 0 | 0 | 0 | 0 | 0 | 0 | 0 | 0 | 0
F2_Commercial_Restaurant_New_Miscellaneous_Natural Gas_Pool Heater_E9 | F2 | Commercial | Restaurant | New | Miscellaneous | Natural Gas | Pool Heater | E9 | TRC BC Ratio | 0 | 0 | 0 | 0 | 0 | 0 | 0 | 0 | 0 | 0 | 0 | 0 | 0 | 0 | 0 | 0 | 0 | 0 | 0 | 0 | 0 | 0 | 0 | 0 | 0 | 0 | 0
F2_Commercial_Restaurant_New_Miscellaneous_Natural Gas_Pool Heater_E10 | F2 | Commercial | Restaurant | New | Miscellaneous | Natural Gas | Pool Heater | E10 | TRC BC Ratio | 0 | 0 | 0 | 0 | 0 | 0 | 0 | 0 | 0 | 0 | 0 | 0 | 0 | 0 | 0 | 0 | 0 | 0 | 0 | 0 | 0 | 0 | 0 | 0 | 0 | 0 | 0
F3_Commercial_Restaurant_New_Miscellaneous_Natural Gas_Pool Heater_E1 | F3 | Commercial | Restaurant | New | Miscellaneous | Natural Gas | Pool Heater | E1 | PACT BC Ratio | bar: 2021 to 2047
F3_Commercial_Restaurant_New_Miscellaneous_Natural Gas_Pool Heater_E2 | F3 | Commercial | Restaurant | New | Miscellaneous | Natural Gas | Pool Heater | E2 | PACT BC Ratio | 1.0278 | 1.0011 | 0.9727 | 0.94395 | 0.93503 | 0.93908 | 0.95126 | 0.96777 | 0.98608 | 1.0048 | 1.0242 | 1.0442 | 1.0655 | 1.0865 | 1.1063 | 1.1214 | 1.1271 | 1.1193 | 1.0951 | 1.0539 | 0.99781 | 0.92962 | 0.86885 | 0.82883 | 0.81042 | 0.8144 | 0.81839
F3_Commercial_Restaurant_New_Miscellaneous_Natural Gas_Pool Heater_E3 | F3 | Commercial | Restaurant | New | Miscellaneous | Natural Gas | Pool Heater | E3 | PACT BC Ratio | 0 | 0 | 0 | 0 | 0 | 0 | 0 | 0 | 0 | 0 | 0 | 0 | 0 | 0 | 0 | 0 | 0 | 0 | 0 | 0 | 0 | 0 | 0 | 0 | 0 | 0 | 0
F3_Commercial_Restaurant_New_Miscellaneous_Natural Gas_Pool Heater_E4 | F3 | Commercial | Restaurant | New | Miscellaneous | Natural Gas | Pool Heater | E4 | PACT BC Ratio | 0 | 0 | 0 | 0 | 0 | 0 | 0 | 0 | 0 | 0 | 0 | 0 | 0 | 0 | 0 | 0 | 0 | 0 | 0 | 0 | 0 | 0 | 0 | 0 | 0 | 0 | 0
F3_Commercial_Restaurant_New_Miscellaneous_Natural Gas_Pool Heater_E5 | F3 | Commercial | Restaurant | New | Miscellaneous | Natural Gas | Pool Heater | E5 | PACT BC Ratio | 0 | 0 | 0 | 0 | 0 | 0 | 0 | 0 | 0 | 0 | 0 | 0 | 0 | 0 | 0 | 0 | 0 | 0 | 0 | 0 | 0 | 0 | 0 | 0 | 0 | 0 | 0
F3_Commercial_Restaurant_New_Miscellaneous_Natural Gas_Pool Heater_E6 | F3 | Commercial | Restaurant | New | Miscellaneous | Natural Gas | Pool Heater | E6 | PACT BC Ratio | 0 | 0 | 0 | 0 | 0 | 0 | 0 | 0 | 0 | 0 | 0 | 0 | 0 | 0 | 0 | 0 | 0 | 0 | 0 | 0 | 0 | 0 | 0 | 0 | 0 | 0 | 0
F3_Commercial_Restaurant_New_Miscellaneous_Natural Gas_Pool Heater_E7 | F3 | Commercial | Restaurant | New | Miscellaneous | Natural Gas | Pool Heater | E7 | PACT BC Ratio | 0 | 0 | 0 | 0 | 0 | 0 | 0 | 0 | 0 | 0 | 0 | 0 | 0 | 0 | 0 | 0 | 0 | 0 | 0 | 0 | 0 | 0 | 0 | 0 | 0 | 0 | 0
F3_Commercial_Restaurant_New_Miscellaneous_Natural Gas_Pool Heater_E8 | F3 | Commercial | Restaurant | New | Miscellaneous | Natural Gas | Pool Heater | E8 | PACT BC Ratio | 0 | 0 | 0 | 0 | 0 | 0 | 0 | 0 | 0 | 0 | 0 | 0 | 0 | 0 | 0 | 0 | 0 | 0 | 0 | 0 | 0 | 0 | 0 | 0 | 0 | 0 | 0
F3_Commercial_Restaurant_New_Miscellaneous_Natural Gas_Pool Heater_E9 | F3 | Commercial | Restaurant | New | Miscellaneous | Natural Gas | Pool Heater | E9 | PACT BC Ratio | 0 | 0 | 0 | 0 | 0 | 0 | 0 | 0 | 0 | 0 | 0 | 0 | 0 | 0 | 0 | 0 | 0 | 0 | 0 | 0 | 0 | 0 | 0 | 0 | 0 | 0 | 0
F3_Commercial_Restaurant_New_Miscellaneous_Natural Gas_Pool Heater_E10 | F3 | Commercial | Restaurant | New | Miscellaneous | Natural Gas | Pool Heater | E10 | PACT BC Ratio | 0 | 0 | 0 | 0 | 0 | 0 | 0 | 0 | 0 | 0 | 0 | 0 | 0 | 0 | 0 | 0 | 0 | 0 | 0 | 0 | 0 | 0 | 0 | 0 | 0 | 0 | 0
F4_Commercial_Restaurant_New_Miscellaneous_Natural Gas_Pool Heater_E1 | F4 | Commercial | Restaurant | New | Miscellaneous | Natural Gas | Pool Heater | E1 | RVT BC Ratio | bar: 2021 to 2047
F4_Commercial_Restaurant_New_Miscellaneous_Natural Gas_Pool Heater_E2 | F4 | Commercial | Restaurant | New | Miscellaneous | Natural Gas | Pool Heater | E2 | RVT BC Ratio | 0.7 | 0.7 | 0.7 | 0.7 | 0.7 | 0.7 | 0.7 | 0.7 | 0.7 | 0.7 | 0.7 | 0.7 | 0.7 | 0.7 | 0.7 | 0.7 | 0.7 | 0.7 | 0.7 | 0.7 | 0.7 | 0.7 | 0.7 | 0.7 | 0.7 | 0.7 | 0.7
F4_Commercial_Restaurant_New_Miscellaneous_Natural Gas_Pool Heater_E3 | F4 | Commercial | Restaurant | New | Miscellaneous | Natural Gas | Pool Heater | E3 | RVT BC Ratio | 0 | 0 | 0 | 0 | 0 | 0 | 0 | 0 | 0 | 0 | 0 | 0 | 0 | 0 | 0 | 0 | 0 | 0 | 0 | 0 | 0 | 0 | 0 | 0 | 0 | 0 | 0
F4_Commercial_Restaurant_New_Miscellaneous_Natural Gas_Pool Heater_E4 | F4 | Commercial | Restaurant | New | Miscellaneous | Natural Gas | Pool Heater | E4 | RVT BC Ratio | 0 | 0 | 0 | 0 | 0 | 0 | 0 | 0 | 0 | 0 | 0 | 0 | 0 | 0 | 0 | 0 | 0 | 0 | 0 | 0 | 0 | 0 | 0 | 0 | 0 | 0 | 0
F4_Commercial_Restaurant_New_Miscellaneous_Natural Gas_Pool Heater_E5 | F4 | Commercial | Restaurant | New | Miscellaneous | Natural Gas | Pool Heater | E5 | RVT BC Ratio | 0 | 0 | 0 | 0 | 0 | 0 | 0 | 0 | 0 | 0 | 0 | 0 | 0 | 0 | 0 | 0 | 0 | 0 | 0 | 0 | 0 | 0 | 0 | 0 | 0 | 0 | 0
F4_Commercial_Restaurant_New_Miscellaneous_Natural Gas_Pool Heater_E6 | F4 | Commercial | Restaurant | New | Miscellaneous | Natural Gas | Pool Heater | E6 | RVT BC Ratio | 0 | 0 | 0 | 0 | 0 | 0 | 0 | 0 | 0 | 0 | 0 | 0 | 0 | 0 | 0 | 0 | 0 | 0 | 0 | 0 | 0 | 0 | 0 | 0 | 0 | 0 | 0
F4_Commercial_Restaurant_New_Miscellaneous_Natural Gas_Pool Heater_E7 | F4 | Commercial | Restaurant | New | Miscellaneous | Natural Gas | Pool Heater | E7 | RVT BC Ratio | 0 | 0 | 0 | 0 | 0 | 0 | 0 | 0 | 0 | 0 | 0 | 0 | 0 | 0 | 0 | 0 | 0 | 0 | 0 | 0 | 0 | 0 | 0 | 0 | 0 | 0 | 0
F4_Commercial_Restaurant_New_Miscellaneous_Natural Gas_Pool Heater_E8 | F4 | Commercial | Restaurant | New | Miscellaneous | Natural Gas | Pool Heater | E8 | RVT BC Ratio | 0 | 0 | 0 | 0 | 0 | 0 | 0 | 0 | 0 | 0 | 0 | 0 | 0 | 0 | 0 | 0 | 0 | 0 | 0 | 0 | 0 | 0 | 0 | 0 | 0 | 0 | 0
F4_Commercial_Restaurant_New_Miscellaneous_Natural Gas_Pool Heater_E9 | F4 | Commercial | Restaurant | New | Miscellaneous | Natural Gas | Pool Heater | E9 | RVT BC Ratio | 0 | 0 | 0 | 0 | 0 | 0 | 0 | 0 | 0 | 0 | 0 | 0 | 0 | 0 | 0 | 0 | 0 | 0 | 0 | 0 | 0 | 0 | 0 | 0 | 0 | 0 | 0
F4_Commercial_Restaurant_New_Miscellaneous_Natural Gas_Pool Heater_E10 | F4 | Commercial | Restaurant | New | Miscellaneous | Natural Gas | Pool Heater | E10 | RVT BC Ratio | 0 | 0 | 0 | 0 | 0 | 0 | 0 | 0 | 0 | 0 | 0 | 0 | 0 | 0 | 0 | 0 | 0 | 0 | 0 | 0 | 0 | 0 | 0 | 0 | 0 | 0 | 0
F5_Commercial_Restaurant_New_Miscellaneous_Natural Gas_Pool Heater_E1 | F5 | Commercial | Restaurant | New | Miscellaneous | Natural Gas | Pool Heater | E1 | RIM BC Ratio | bar: 2021 to 2047
F5_Commercial_Restaurant_New_Miscellaneous_Natural Gas_Pool Heater_E2 | F5 | Commercial | Restaurant | New | Miscellaneous | Natural Gas | Pool Heater | E2 | RIM BC Ratio | 1.0278 | 1.0011 | 0.9727 | 0.94395 | 0.93503 | 0.93908 | 0.95126 | 0.96777 | 0.98608 | 1.0048 | 1.0242 | 1.0442 | 1.0655 | 1.0865 | 1.1063 | 1.1214 | 1.1271 | 1.1193 | 1.0951 | 1.0539 | 0.99781 | 0.92962 | 0.86885 | 0.82883 | 0.81042 | 0.8144 | 0.81839
F5_Commercial_Restaurant_New_Miscellaneous_Natural Gas_Pool Heater_E3 | F5 | Commercial | Restaurant | New | Miscellaneous | Natural Gas | Pool Heater | E3 | RIM BC Ratio | 0 | 0 | 0 | 0 | 0 | 0 | 0 | 0 | 0 | 0 | 0 | 0 | 0 | 0 | 0 | 0 | 0 | 0 | 0 | 0 | 0 | 0 | 0 | 0 | 0 | 0 | 0
F5_Commercial_Restaurant_New_Miscellaneous_Natural Gas_Pool Heater_E4 | F5 | Commercial | Restaurant | New | Miscellaneous | Natural Gas | Pool Heater | E4 | RIM BC Ratio | 0 | 0 | 0 | 0 | 0 | 0 | 0 | 0 | 0 | 0 | 0 | 0 | 0 | 0 | 0 | 0 | 0 | 0 | 0 | 0 | 0 | 0 | 0 | 0 | 0 | 0 | 0
F5_Commercial_Restaurant_New_Miscellaneous_Natural Gas_Pool Heater_E5 | F5 | Commercial | Restaurant | New | Miscellaneous | Natural Gas | Pool Heater | E5 | RIM BC Ratio | 0 | 0 | 0 | 0 | 0 | 0 | 0 | 0 | 0 | 0 | 0 | 0 | 0 | 0 | 0 | 0 | 0 | 0 | 0 | 0 | 0 | 0 | 0 | 0 | 0 | 0 | 0
F5_Commercial_Restaurant_New_Miscellaneous_Natural Gas_Pool Heater_E6 | F5 | Commercial | Restaurant | New | Miscellaneous | Natural Gas | Pool Heater | E6 | RIM BC Ratio | 0 | 0 | 0 | 0 | 0 | 0 | 0 | 0 | 0 | 0 | 0 | 0 | 0 | 0 | 0 | 0 | 0 | 0 | 0 | 0 | 0 | 0 | 0 | 0 | 0 | 0 | 0
F5_Commercial_Restaurant_New_Miscellaneous_Natural Gas_Pool Heater_E7 | F5 | Commercial | Restaurant | New | Miscellaneous | Natural Gas | Pool Heater | E7 | RIM BC Ratio | 0 | 0 | 0 | 0 | 0 | 0 | 0 | 0 | 0 | 0 | 0 | 0 | 0 | 0 | 0 | 0 | 0 | 0 | 0 | 0 | 0 | 0 | 0 | 0 | 0 | 0 | 0
F5_Commercial_Restaurant_New_Miscellaneous_Natural Gas_Pool Heater_E8 | F5 | Commercial | Restaurant | New | Miscellaneous | Natural Gas | Pool Heater | E8 | RIM BC Ratio | 0 | 0 | 0 | 0 | 0 | 0 | 0 | 0 | 0 | 0 | 0 | 0 | 0 | 0 | 0 | 0 | 0 | 0 | 0 | 0 | 0 | 0 | 0 | 0 | 0 | 0 | 0
F5_Commercial_Restaurant_New_Miscellaneous_Natural Gas_Pool Heater_E9 | F5 | Commercial | Restaurant | New | Miscellaneous | Natural Gas | Pool Heater | E9 | RIM BC Ratio | 0 | 0 | 0 | 0 | 0 | 0 | 0 | 0 | 0 | 0 | 0 | 0 | 0 | 0 | 0 | 0 | 0 | 0 | 0 | 0 | 0 | 0 | 0 | 0 | 0 | 0 | 0
F5_Commercial_Restaurant_New_Miscellaneous_Natural Gas_Pool Heater_E10 | F5 | Commercial | Restaurant | New | Miscellaneous | Natural Gas | Pool Heater | E10 | RIM BC Ratio | 0 | 0 | 0 | 0 | 0 | 0 | 0 | 0 | 0 | 0 | 0 | 0 | 0 | 0 | 0 | 0 | 0 | 0 | 0 | 0 | 0 | 0 | 0 | 0 | 0 | 0 | 0
F0_Commercial_Restaurant_New_Miscellaneous_Natural Gas_Miscellaneous_E0 | F0 | Commercial | Restaurant | New | Miscellaneous | Natural Gas | Miscellaneous | E0 | Economic Unit | Miscellaneous | Miscellaneous | Miscellaneous | Miscellaneous | Miscellaneous | Miscellaneous | Miscellaneous | Miscellaneous | Miscellaneous | Miscellaneous | Miscellaneous | Miscellaneous | Miscellaneous | Miscellaneous | Miscellaneous | Miscellaneous | Miscellaneous | Miscellaneous | Miscellaneous | Miscellaneous | Miscellaneous | Miscellaneous | Miscellaneous | Miscellaneous | Miscellaneous | Miscellaneous | Miscellaneous
F1_Commercial_Restaurant_New_Miscellaneous_Natural Gas_Miscellaneous_E1 | F1 | Commercial | Restaurant | New | Miscellaneous | Natural Gas | Miscellaneous | E1 | CCE | 0 | 0 | 0 | 0 | 0 | 0 | 0 | 0 | 0 | 0 | 0 | 0 | 0 | 0 | 0 | 0 | 0 | 0 | 0 | 0 | 0 | 0 | 0 | 0 | 0 | 0 | 0
F1_Commercial_Restaurant_New_Miscellaneous_Natural Gas_Miscellaneous_E2 | F1 | Commercial | Restaurant | New | Miscellaneous | Natural Gas | Miscellaneous | E2 | CCE | 0 | 0 | 0 | 0 | 0 | 0 | 0 | 0 | 0 | 0 | 0 | 0 | 0 | 0 | 0 | 0 | 0 | 0 | 0 | 0 | 0 | 0 | 0 | 0 | 0 | 0 | 0
F1_Commercial_Restaurant_New_Miscellaneous_Natural Gas_Miscellaneous_E3 | F1 | Commercial | Restaurant | New | Miscellaneous | Natural Gas | Miscellaneous | E3 | CCE | 0 | 0 | 0 | 0 | 0 | 0 | 0 | 0 | 0 | 0 | 0 | 0 | 0 | 0 | 0 | 0 | 0 | 0 | 0 | 0 | 0 | 0 | 0 | 0 | 0 | 0 | 0
F1_Commercial_Restaurant_New_Miscellaneous_Natural Gas_Miscellaneous_E4 | F1 | Commercial | Restaurant | New | Miscellaneous | Natural Gas | Miscellaneous | E4 | CCE | 0 | 0 | 0 | 0 | 0 | 0 | 0 | 0 | 0 | 0 | 0 | 0 | 0 | 0 | 0 | 0 | 0 | 0 | 0 | 0 | 0 | 0 | 0 | 0 | 0 | 0 | 0
F1_Commercial_Restaurant_New_Miscellaneous_Natural Gas_Miscellaneous_E5 | F1 | Commercial | Restaurant | New | Miscellaneous | Natural Gas | Miscellaneous | E5 | CCE | 0 | 0 | 0 | 0 | 0 | 0 | 0 | 0 | 0 | 0 | 0 | 0 | 0 | 0 | 0 | 0 | 0 | 0 | 0 | 0 | 0 | 0 | 0 | 0 | 0 | 0 | 0
F1_Commercial_Restaurant_New_Miscellaneous_Natural Gas_Miscellaneous_E6 | F1 | Commercial | Restaurant | New | Miscellaneous | Natural Gas | Miscellaneous | E6 | CCE | 0 | 0 | 0 | 0 | 0 | 0 | 0 | 0 | 0 | 0 | 0 | 0 | 0 | 0 | 0 | 0 | 0 | 0 | 0 | 0 | 0 | 0 | 0 | 0 | 0 | 0 | 0
F1_Commercial_Restaurant_New_Miscellaneous_Natural Gas_Miscellaneous_E7 | F1 | Commercial | Restaurant | New | Miscellaneous | Natural Gas | Miscellaneous | E7 | CCE | 0 | 0 | 0 | 0 | 0 | 0 | 0 | 0 | 0 | 0 | 0 | 0 | 0 | 0 | 0 | 0 | 0 | 0 | 0 | 0 | 0 | 0 | 0 | 0 | 0 | 0 | 0
F1_Commercial_Restaurant_New_Miscellaneous_Natural Gas_Miscellaneous_E8 | F1 | Commercial | Restaurant | New | Miscellaneous | Natural Gas | Miscellaneous | E8 | CCE | 0 | 0 | 0 | 0 | 0 | 0 | 0 | 0 | 0 | 0 | 0 | 0 | 0 | 0 | 0 | 0 | 0 | 0 | 0 | 0 | 0 | 0 | 0 | 0 | 0 | 0 | 0
F1_Commercial_Restaurant_New_Miscellaneous_Natural Gas_Miscellaneous_E9 | F1 | Commercial | Restaurant | New | Miscellaneous | Natural Gas | Miscellaneous | E9 | CCE | 0 | 0 | 0 | 0 | 0 | 0 | 0 | 0 | 0 | 0 | 0 | 0 | 0 | 0 | 0 | 0 | 0 | 0 | 0 | 0 | 0 | 0 | 0 | 0 | 0 | 0 | 0
F1_Commercial_Restaurant_New_Miscellaneous_Natural Gas_Miscellaneous_E10 | F1 | Commercial | Restaurant | New | Miscellaneous | Natural Gas | Miscellaneous | E10 | CCE | 0 | 0 | 0 | 0 | 0 | 0 | 0 | 0 | 0 | 0 | 0 | 0 | 0 | 0 | 0 | 0 | 0 | 0 | 0 | 0 | 0 | 0 | 0 | 0 | 0 | 0 | 0
F2_Commercial_Restaurant_New_Miscellaneous_Natural Gas_Miscellaneous_E1 | F2 | Commercial | Restaurant | New | Miscellaneous | Natural Gas | Miscellaneous | E1 | TRC BC Ratio | bar: 2021 to 2047
F2_Commercial_Restaurant_New_Miscellaneous_Natural Gas_Miscellaneous_E2 | F2 | Commercial | Restaurant | New | Miscellaneous | Natural Gas | Miscellaneous | E2 | TRC BC Ratio | 0 | 0 | 0 | 0 | 0 | 0 | 0 | 0 | 0 | 0 | 0 | 0 | 0 | 0 | 0 | 0 | 0 | 0 | 0 | 0 | 0 | 0 | 0 | 0 | 0 | 0 | 0
F2_Commercial_Restaurant_New_Miscellaneous_Natural Gas_Miscellaneous_E3 | F2 | Commercial | Restaurant | New | Miscellaneous | Natural Gas | Miscellaneous | E3 | TRC BC Ratio | 0 | 0 | 0 | 0 | 0 | 0 | 0 | 0 | 0 | 0 | 0 | 0 | 0 | 0 | 0 | 0 | 0 | 0 | 0 | 0 | 0 | 0 | 0 | 0 | 0 | 0 | 0
F2_Commercial_Restaurant_New_Miscellaneous_Natural Gas_Miscellaneous_E4 | F2 | Commercial | Restaurant | New | Miscellaneous | Natural Gas | Miscellaneous | E4 | TRC BC Ratio | 0 | 0 | 0 | 0 | 0 | 0 | 0 | 0 | 0 | 0 | 0 | 0 | 0 | 0 | 0 | 0 | 0 | 0 | 0 | 0 | 0 | 0 | 0 | 0 | 0 | 0 | 0
F2_Commercial_Restaurant_New_Miscellaneous_Natural Gas_Miscellaneous_E5 | F2 | Commercial | Restaurant | New | Miscellaneous | Natural Gas | Miscellaneous | E5 | TRC BC Ratio | 0 | 0 | 0 | 0 | 0 | 0 | 0 | 0 | 0 | 0 | 0 | 0 | 0 | 0 | 0 | 0 | 0 | 0 | 0 | 0 | 0 | 0 | 0 | 0 | 0 | 0 | 0
F2_Commercial_Restaurant_New_Miscellaneous_Natural Gas_Miscellaneous_E6 | F2 | Commercial | Restaurant | New | Miscellaneous | Natural Gas | Miscellaneous | E6 | TRC BC Ratio | 0 | 0 | 0 | 0 | 0 | 0 | 0 | 0 | 0 | 0 | 0 | 0 | 0 | 0 | 0 | 0 | 0 | 0 | 0 | 0 | 0 | 0 | 0 | 0 | 0 | 0 | 0
F2_Commercial_Restaurant_New_Miscellaneous_Natural Gas_Miscellaneous_E7 | F2 | Commercial | Restaurant | New | Miscellaneous | Natural Gas | Miscellaneous | E7 | TRC BC Ratio | 0 | 0 | 0 | 0 | 0 | 0 | 0 | 0 | 0 | 0 | 0 | 0 | 0 | 0 | 0 | 0 | 0 | 0 | 0 | 0 | 0 | 0 | 0 | 0 | 0 | 0 | 0
F2_Commercial_Restaurant_New_Miscellaneous_Natural Gas_Miscellaneous_E8 | F2 | Commercial | Restaurant | New | Miscellaneous | Natural Gas | Miscellaneous | E8 | TRC BC Ratio | 0 | 0 | 0 | 0 | 0 | 0 | 0 | 0 | 0 | 0 | 0 | 0 | 0 | 0 | 0 | 0 | 0 | 0 | 0 | 0 | 0 | 0 | 0 | 0 | 0 | 0 | 0
F2_Commercial_Restaurant_New_Miscellaneous_Natural Gas_Miscellaneous_E9 | F2 | Commercial | Restaurant | New | Miscellaneous | Natural Gas | Miscellaneous | E9 | TRC BC Ratio | 0 | 0 | 0 | 0 | 0 | 0 | 0 | 0 | 0 | 0 | 0 | 0 | 0 | 0 | 0 | 0 | 0 | 0 | 0 | 0 | 0 | 0 | 0 | 0 | 0 | 0 | 0
F2_Commercial_Restaurant_New_Miscellaneous_Natural Gas_Miscellaneous_E10 | F2 | Commercial | Restaurant | New | Miscellaneous | Natural Gas | Miscellaneous | E10 | TRC BC Ratio | 0 | 0 | 0 | 0 | 0 | 0 | 0 | 0 | 0 | 0 | 0 | 0 | 0 | 0 | 0 | 0 | 0 | 0 | 0 | 0 | 0 | 0 | 0 | 0 | 0 | 0 | 0
F3_Commercial_Restaurant_New_Miscellaneous_Natural Gas_Miscellaneous_E1 | F3 | Commercial | Restaurant | New | Miscellaneous | Natural Gas | Miscellaneous | E1 | PACT BC Ratio | bar: 2021 to 2047
F3_Commercial_Restaurant_New_Miscellaneous_Natural Gas_Miscellaneous_E2 | F3 | Commercial | Restaurant | New | Miscellaneous | Natural Gas | Miscellaneous | E2 | PACT BC Ratio | 0 | 0 | 0 | 0 | 0 | 0 | 0 | 0 | 0 | 0 | 0 | 0 | 0 | 0 | 0 | 0 | 0 | 0 | 0 | 0 | 0 | 0 | 0 | 0 | 0 | 0 | 0
F3_Commercial_Restaurant_New_Miscellaneous_Natural Gas_Miscellaneous_E3 | F3 | Commercial | Restaurant | New | Miscellaneous | Natural Gas | Miscellaneous | E3 | PACT BC Ratio | 0 | 0 | 0 | 0 | 0 | 0 | 0 | 0 | 0 | 0 | 0 | 0 | 0 | 0 | 0 | 0 | 0 | 0 | 0 | 0 | 0 | 0 | 0 | 0 | 0 | 0 | 0
F3_Commercial_Restaurant_New_Miscellaneous_Natural Gas_Miscellaneous_E4 | F3 | Commercial | Restaurant | New | Miscellaneous | Natural Gas | Miscellaneous | E4 | PACT BC Ratio | 0 | 0 | 0 | 0 | 0 | 0 | 0 | 0 | 0 | 0 | 0 | 0 | 0 | 0 | 0 | 0 | 0 | 0 | 0 | 0 | 0 | 0 | 0 | 0 | 0 | 0 | 0
F3_Commercial_Restaurant_New_Miscellaneous_Natural Gas_Miscellaneous_E5 | F3 | Commercial | Restaurant | New | Miscellaneous | Natural Gas | Miscellaneous | E5 | PACT BC Ratio | 0 | 0 | 0 | 0 | 0 | 0 | 0 | 0 | 0 | 0 | 0 | 0 | 0 | 0 | 0 | 0 | 0 | 0 | 0 | 0 | 0 | 0 | 0 | 0 | 0 | 0 | 0
F3_Commercial_Restaurant_New_Miscellaneous_Natural Gas_Miscellaneous_E6 | F3 | Commercial | Restaurant | New | Miscellaneous | Natural Gas | Miscellaneous | E6 | PACT BC Ratio | 0 | 0 | 0 | 0 | 0 | 0 | 0 | 0 | 0 | 0 | 0 | 0 | 0 | 0 | 0 | 0 | 0 | 0 | 0 | 0 | 0 | 0 | 0 | 0 | 0 | 0 | 0
F3_Commercial_Restaurant_New_Miscellaneous_Natural Gas_Miscellaneous_E7 | F3 | Commercial | Restaurant | New | Miscellaneous | Natural Gas | Miscellaneous | E7 | PACT BC Ratio | 0 | 0 | 0 | 0 | 0 | 0 | 0 | 0 | 0 | 0 | 0 | 0 | 0 | 0 | 0 | 0 | 0 | 0 | 0 | 0 | 0 | 0 | 0 | 0 | 0 | 0 | 0
F3_Commercial_Restaurant_New_Miscellaneous_Natural Gas_Miscellaneous_E8 | F3 | Commercial | Restaurant | New | Miscellaneous | Natural Gas | Miscellaneous | E8 | PACT BC Ratio | 0 | 0 | 0 | 0 | 0 | 0 | 0 | 0 | 0 | 0 | 0 | 0 | 0 | 0 | 0 | 0 | 0 | 0 | 0 | 0 | 0 | 0 | 0 | 0 | 0 | 0 | 0
F3_Commercial_Restaurant_New_Miscellaneous_Natural Gas_Miscellaneous_E9 | F3 | Commercial | Restaurant | New | Miscellaneous | Natural Gas | Miscellaneous | E9 | PACT BC Ratio | 0 | 0 | 0 | 0 | 0 | 0 | 0 | 0 | 0 | 0 | 0 | 0 | 0 | 0 | 0 | 0 | 0 | 0 | 0 | 0 | 0 | 0 | 0 | 0 | 0 | 0 | 0
F3_Commercial_Restaurant_New_Miscellaneous_Natural Gas_Miscellaneous_E10 | F3 | Commercial | Restaurant | New | Miscellaneous | Natural Gas | Miscellaneous | E10 | PACT BC Ratio | 0 | 0 | 0 | 0 | 0 | 0 | 0 | 0 | 0 | 0 | 0 | 0 | 0 | 0 | 0 | 0 | 0 | 0 | 0 | 0 | 0 | 0 | 0 | 0 | 0 | 0 | 0
F4_Commercial_Restaurant_New_Miscellaneous_Natural Gas_Miscellaneous_E1 | F4 | Commercial | Restaurant | New | Miscellaneous | Natural Gas | Miscellaneous | E1 | RVT BC Ratio | bar: 2021 to 2047
F4_Commercial_Restaurant_New_Miscellaneous_Natural Gas_Miscellaneous_E2 | F4 | Commercial | Restaurant | New | Miscellaneous | Natural Gas | Miscellaneous | E2 | RVT BC Ratio | 0 | 0 | 0 | 0 | 0 | 0 | 0 | 0 | 0 | 0 | 0 | 0 | 0 | 0 | 0 | 0 | 0 | 0 | 0 | 0 | 0 | 0 | 0 | 0 | 0 | 0 | 0
F4_Commercial_Restaurant_New_Miscellaneous_Natural Gas_Miscellaneous_E3 | F4 | Commercial | Restaurant | New | Miscellaneous | Natural Gas | Miscellaneous | E3 | RVT BC Ratio | 0 | 0 | 0 | 0 | 0 | 0 | 0 | 0 | 0 | 0 | 0 | 0 | 0 | 0 | 0 | 0 | 0 | 0 | 0 | 0 | 0 | 0 | 0 | 0 | 0 | 0 | 0
F4_Commercial_Restaurant_New_Miscellaneous_Natural Gas_Miscellaneous_E4 | F4 | Commercial | Restaurant | New | Miscellaneous | Natural Gas | Miscellaneous | E4 | RVT BC Ratio | 0 | 0 | 0 | 0 | 0 | 0 | 0 | 0 | 0 | 0 | 0 | 0 | 0 | 0 | 0 | 0 | 0 | 0 | 0 | 0 | 0 | 0 | 0 | 0 | 0 | 0 | 0
F4_Commercial_Restaurant_New_Miscellaneous_Natural Gas_Miscellaneous_E5 | F4 | Commercial | Restaurant | New | Miscellaneous | Natural Gas | Miscellaneous | E5 | RVT BC Ratio | 0 | 0 | 0 | 0 | 0 | 0 | 0 | 0 | 0 | 0 | 0 | 0 | 0 | 0 | 0 | 0 | 0 | 0 | 0 | 0 | 0 | 0 | 0 | 0 | 0 | 0 | 0
F4_Commercial_Restaurant_New_Miscellaneous_Natural Gas_Miscellaneous_E6 | F4 | Commercial | Restaurant | New | Miscellaneous | Natural Gas | Miscellaneous | E6 | RVT BC Ratio | 0 | 0 | 0 | 0 | 0 | 0 | 0 | 0 | 0 | 0 | 0 | 0 | 0 | 0 | 0 | 0 | 0 | 0 | 0 | 0 | 0 | 0 | 0 | 0 | 0 | 0 | 0
F4_Commercial_Restaurant_New_Miscellaneous_Natural Gas_Miscellaneous_E7 | F4 | Commercial | Restaurant | New | Miscellaneous | Natural Gas | Miscellaneous | E7 | RVT BC Ratio | 0 | 0 | 0 | 0 | 0 | 0 | 0 | 0 | 0 | 0 | 0 | 0 | 0 | 0 | 0 | 0 | 0 | 0 | 0 | 0 | 0 | 0 | 0 | 0 | 0 | 0 | 0
F4_Commercial_Restaurant_New_Miscellaneous_Natural Gas_Miscellaneous_E8 | F4 | Commercial | Restaurant | New | Miscellaneous | Natural Gas | Miscellaneous | E8 | RVT BC Ratio | 0 | 0 | 0 | 0 | 0 | 0 | 0 | 0 | 0 | 0 | 0 | 0 | 0 | 0 | 0 | 0 | 0 | 0 | 0 | 0 | 0 | 0 | 0 | 0 | 0 | 0 | 0
F4_Commercial_Restaurant_New_Miscellaneous_Natural Gas_Miscellaneous_E9 | F4 | Commercial | Restaurant | New | Miscellaneous | Natural Gas | Miscellaneous | E9 | RVT BC Ratio | 0 | 0 | 0 | 0 | 0 | 0 | 0 | 0 | 0 | 0 | 0 | 0 | 0 | 0 | 0 | 0 | 0 | 0 | 0 | 0 | 0 | 0 | 0 | 0 | 0 | 0 | 0
F4_Commercial_Restaurant_New_Miscellaneous_Natural Gas_Miscellaneous_E10 | F4 | Commercial | Restaurant | New | Miscellaneous | Natural Gas | Miscellaneous | E10 | RVT BC Ratio | 0 | 0 | 0 | 0 | 0 | 0 | 0 | 0 | 0 | 0 | 0 | 0 | 0 | 0 | 0 | 0 | 0 | 0 | 0 | 0 | 0 | 0 | 0 | 0 | 0 | 0 | 0
F5_Commercial_Restaurant_New_Miscellaneous_Natural Gas_Miscellaneous_E1 | F5 | Commercial | Restaurant | New | Miscellaneous | Natural Gas | Miscellaneous | E1 | RIM BC Ratio | bar: 2021 to 2047
F5_Commercial_Restaurant_New_Miscellaneous_Natural Gas_Miscellaneous_E2 | F5 | Commercial | Restaurant | New | Miscellaneous | Natural Gas | Miscellaneous | E2 | RIM BC Ratio | 0 | 0 | 0 | 0 | 0 | 0 | 0 | 0 | 0 | 0 | 0 | 0 | 0 | 0 | 0 | 0 | 0 | 0 | 0 | 0 | 0 | 0 | 0 | 0 | 0 | 0 | 0
F5_Commercial_Restaurant_New_Miscellaneous_Natural Gas_Miscellaneous_E3 | F5 | Commercial | Restaurant | New | Miscellaneous | Natural Gas | Miscellaneous | E3 | RIM BC Ratio | 0 | 0 | 0 | 0 | 0 | 0 | 0 | 0 | 0 | 0 | 0 | 0 | 0 | 0 | 0 | 0 | 0 | 0 | 0 | 0 | 0 | 0 | 0 | 0 | 0 | 0 | 0
F5_Commercial_Restaurant_New_Miscellaneous_Natural Gas_Miscellaneous_E4 | F5 | Commercial | Restaurant | New | Miscellaneous | Natural Gas | Miscellaneous | E4 | RIM BC Ratio | 0 | 0 | 0 | 0 | 0 | 0 | 0 | 0 | 0 | 0 | 0 | 0 | 0 | 0 | 0 | 0 | 0 | 0 | 0 | 0 | 0 | 0 | 0 | 0 | 0 | 0 | 0
F5_Commercial_Restaurant_New_Miscellaneous_Natural Gas_Miscellaneous_E5 | F5 | Commercial | Restaurant | New | Miscellaneous | Natural Gas | Miscellaneous | E5 | RIM BC Ratio | 0 | 0 | 0 | 0 | 0 | 0 | 0 | 0 | 0 | 0 | 0 | 0 | 0 | 0 | 0 | 0 | 0 | 0 | 0 | 0 | 0 | 0 | 0 | 0 | 0 | 0 | 0
F5_Commercial_Restaurant_New_Miscellaneous_Natural Gas_Miscellaneous_E6 | F5 | Commercial | Restaurant | New | Miscellaneous | Natural Gas | Miscellaneous | E6 | RIM BC Ratio | 0 | 0 | 0 | 0 | 0 | 0 | 0 | 0 | 0 | 0 | 0 | 0 | 0 | 0 | 0 | 0 | 0 | 0 | 0 | 0 | 0 | 0 | 0 | 0 | 0 | 0 | 0
F5_Commercial_Restaurant_New_Miscellaneous_Natural Gas_Miscellaneous_E7 | F5 | Commercial | Restaurant | New | Miscellaneous | Natural Gas | Miscellaneous | E7 | RIM BC Ratio | 0 | 0 | 0 | 0 | 0 | 0 | 0 | 0 | 0 | 0 | 0 | 0 | 0 | 0 | 0 | 0 | 0 | 0 | 0 | 0 | 0 | 0 | 0 | 0 | 0 | 0 | 0
F5_Commercial_Restaurant_New_Miscellaneous_Natural Gas_Miscellaneous_E8 | F5 | Commercial | Restaurant | New | Miscellaneous | Natural Gas | Miscellaneous | E8 | RIM BC Ratio | 0 | 0 | 0 | 0 | 0 | 0 | 0 | 0 | 0 | 0 | 0 | 0 | 0 | 0 | 0 | 0 | 0 | 0 | 0 | 0 | 0 | 0 | 0 | 0 | 0 | 0 | 0
F5_Commercial_Restaurant_New_Miscellaneous_Natural Gas_Miscellaneous_E9 | F5 | Commercial | Restaurant | New | Miscellaneous | Natural Gas | Miscellaneous | E9 | RIM BC Ratio | 0 | 0 | 0 | 0 | 0 | 0 | 0 | 0 | 0 | 0 | 0 | 0 | 0 | 0 | 0 | 0 | 0 | 0 | 0 | 0 | 0 | 0 | 0 | 0 | 0 | 0 | 0
F5_Commercial_Restaurant_New_Miscellaneous_Natural Gas_Miscellaneous_E10 | F5 | Commercial | Restaurant | New | Miscellaneous | Natural Gas | Miscellaneous | E10 | RIM BC Ratio | 0 | 0 | 0 | 0 | 0 | 0 | 0 | 0 | 0 | 0 | 0 | 0 | 0 | 0 | 0 | 0 | 0 | 0 | 0 | 0 | 0 | 0 | 0 | 0 | 0 | 0 | 0
F0_Commercial_Retail_Existing_Space Heating_Natural Gas_Furnace_E0 | F0 | Commercial | Retail | Existing | Space Heating | Natural Gas | Furnace | E0 | Economic Unit | AFUE 96% | AFUE 96% | AFUE 96% | AFUE 96% | AFUE 96% | AFUE 96% | AFUE 96% | AFUE 96% | AFUE 96% | AFUE 96% | AFUE 96% | AFUE 96% | AFUE 96% | AFUE 96% | AFUE 96% | AFUE 96% | AFUE 96% | AFUE 96% | AFUE 96% | AFUE 96% | AFUE 96% | AFUE 96% | AFUE 96% | AFUE 96% | AFUE 96% | AFUE 96% | AFUE 96%
F1_Commercial_Retail_Existing_Space Heating_Natural Gas_Furnace_E1 | F1 | Commercial | Retail | Existing | Space Heating | Natural Gas | Furnace | E1 | CCE | 0 | 0 | 0 | 0 | 0 | 0 | 0 | 0 | 0 | 0 | 0 | 0 | 0 | 0 | 0 | 0 | 0 | 0 | 0 | 0 | 0 | 0 | 0 | 0 | 0 | 0 | 0
F1_Commercial_Retail_Existing_Space Heating_Natural Gas_Furnace_E2 | F1 | Commercial | Retail | Existing | Space Heating | Natural Gas | Furnace | E2 | CCE | 0.0046539 | 0.0043259 | 0.0043428 | 0 | 0 | 0 | 0 | 0 | 0 | 0 | 0 | 0 | 0 | 0 | 0 | 0 | 0 | 0 | 0 | 0 | 0 | 0 | 0 | 0 | 0 | 0 | 0
F1_Commercial_Retail_Existing_Space Heating_Natural Gas_Furnace_E3 | F1 | Commercial | Retail | Existing | Space Heating | Natural Gas | Furnace | E3 | CCE | 0.0062051 | 0.0057679 | 0.0057904 | 0.0086855 | 0.0086855 | 0.0086855 | 0.0086855 | 0.0086855 | 0.0086855 | 0.0086855 | 0.0086855 | 0.0086855 | 0.0086855 | 0.0086855 | 0.0086855 | 0.0086855 | 0.0086855 | 0.0086855 | 0.0086855 | 0.0086855 | 0.0086855 | 0.0086855 | 0.0086855 | 0.0086855 | 0.0086855 | 0.0086855 | 0.0086855
F1_Commercial_Retail_Existing_Space Heating_Natural Gas_Furnace_E4 | F1 | Commercial | Retail | Existing | Space Heating | Natural Gas | Furnace | E4 | CCE | 0 | 0 | 0 | 0 | 0 | 0 | 0 | 0 | 0 | 0 | 0 | 0 | 0 | 0 | 0 | 0 | 0 | 0 | 0 | 0 | 0 | 0 | 0 | 0 | 0 | 0 | 0
F1_Commercial_Retail_Existing_Space Heating_Natural Gas_Furnace_E5 | F1 | Commercial | Retail | Existing | Space Heating | Natural Gas | Furnace | E5 | CCE | 0 | 0 | 0 | 0 | 0 | 0 | 0 | 0 | 0 | 0 | 0 | 0 | 0 | 0 | 0 | 0 | 0 | 0 | 0 | 0 | 0 | 0 | 0 | 0 | 0 | 0 | 0
F1_Commercial_Retail_Existing_Space Heating_Natural Gas_Furnace_E6 | F1 | Commercial | Retail | Existing | Space Heating | Natural Gas | Furnace | E6 | CCE | 0 | 0 | 0 | 0 | 0 | 0 | 0 | 0 | 0 | 0 | 0 | 0 | 0 | 0 | 0 | 0 | 0 | 0 | 0 | 0 | 0 | 0 | 0 | 0 | 0 | 0 | 0
F1_Commercial_Retail_Existing_Space Heating_Natural Gas_Furnace_E7 | F1 | Commercial | Retail | Existing | Space Heating | Natural Gas | Furnace | E7 | CCE | 0 | 0 | 0 | 0 | 0 | 0 | 0 | 0 | 0 | 0 | 0 | 0 | 0 | 0 | 0 | 0 | 0 | 0 | 0 | 0 | 0 | 0 | 0 | 0 | 0 | 0 | 0
F1_Commercial_Retail_Existing_Space Heating_Natural Gas_Furnace_E8 | F1 | Commercial | Retail | Existing | Space Heating | Natural Gas | Furnace | E8 | CCE | 0 | 0 | 0 | 0 | 0 | 0 | 0 | 0 | 0 | 0 | 0 | 0 | 0 | 0 | 0 | 0 | 0 | 0 | 0 | 0 | 0 | 0 | 0 | 0 | 0 | 0 | 0
F1_Commercial_Retail_Existing_Space Heating_Natural Gas_Furnace_E9 | F1 | Commercial | Retail | Existing | Space Heating | Natural Gas | Furnace | E9 | CCE | 0 | 0 | 0 | 0 | 0 | 0 | 0 | 0 | 0 | 0 | 0 | 0 | 0 | 0 | 0 | 0 | 0 | 0 | 0 | 0 | 0 | 0 | 0 | 0 | 0 | 0 | 0
F1_Commercial_Retail_Existing_Space Heating_Natural Gas_Furnace_E10 | F1 | Commercial | Retail | Existing | Space Heating | Natural Gas | Furnace | E10 | CCE | 0 | 0 | 0 | 0 | 0 | 0 | 0 | 0 | 0 | 0 | 0 | 0 | 0 | 0 | 0 | 0 | 0 | 0 | 0 | 0 | 0 | 0 | 0 | 0 | 0 | 0 | 0
F2_Commercial_Retail_Existing_Space Heating_Natural Gas_Furnace_E1 | F2 | Commercial | Retail | Existing | Space Heating | Natural Gas | Furnace | E1 | TRC BC Ratio | 1 | 1 | 1 | 0 | 0 | 0 | 0 | 0 | 0 | 0 | 0 | 0 | 0 | 0 | 0 | 0 | 0 | 0 | 0 | 0 | 0 | 0 | 0 | 0 | 0 | 0 | 0
F2_Commercial_Retail_Existing_Space Heating_Natural Gas_Furnace_E2 | F2 | Commercial | Retail | Existing | Space Heating | Natural Gas | Furnace | E2 | TRC BC Ratio | 3.3372 | 3.3176 | 3.2713 | 1 | 1 | 1 | 1 | 1 | 1 | 1 | 1 | 1 | 1 | 1 | 1 | 1 | 1 | 1 | 1 | 1 | 1 | 1 | 1 | 1 | 1 | 1 | 1
F2_Commercial_Retail_Existing_Space Heating_Natural Gas_Furnace_E3 | F2 | Commercial | Retail | Existing | Space Heating | Natural Gas | Furnace | E3 | TRC BC Ratio | 2.5029 | 2.4882 | 2.4535 | 1.6106 | 1.6037 | 1.6027 | 1.6059 | 1.6102 | 1.6135 | 1.6152 | 1.615 | 1.6129 | 1.6082 | 1.5998 | 1.5876 | 1.5723 | 1.5526 | 1.5293 | 1.5017 | 1.4686 | 1.4293 | 1.3846 | 1.3477 | 1.3245 | 1.3157 | 1.3222 | 1.3287
F2_Commercial_Retail_Existing_Space Heating_Natural Gas_Furnace_E4 | F2 | Commercial | Retail | Existing | Space Heating | Natural Gas | Furnace | E4 | TRC BC Ratio | 0 | 0 | 0 | 0 | 0 | 0 | 0 | 0 | 0 | 0 | 0 | 0 | 0 | 0 | 0 | 0 | 0 | 0 | 0 | 0 | 0 | 0 | 0 | 0 | 0 | 0 | 0
F2_Commercial_Retail_Existing_Space Heating_Natural Gas_Furnace_E5 | F2 | Commercial | Retail | Existing | Space Heating | Natural Gas | Furnace | E5 | TRC BC Ratio | 0 | 0 | 0 | 0 | 0 | 0 | 0 | 0 | 0 | 0 | 0 | 0 | 0 | 0 | 0 | 0 | 0 | 0 | 0 | 0 | 0 | 0 | 0 | 0 | 0 | 0 | 0
F2_Commercial_Retail_Existing_Space Heating_Natural Gas_Furnace_E6 | F2 | Commercial | Retail | Existing | Space Heating | Natural Gas | Furnace | E6 | TRC BC Ratio | 0 | 0 | 0 | 0 | 0 | 0 | 0 | 0 | 0 | 0 | 0 | 0 | 0 | 0 | 0 | 0 | 0 | 0 | 0 | 0 | 0 | 0 | 0 | 0 | 0 | 0 | 0
F2_Commercial_Retail_Existing_Space Heating_Natural Gas_Furnace_E7 | F2 | Commercial | Retail | Existing | Space Heating | Natural Gas | Furnace | E7 | TRC BC Ratio | 0 | 0 | 0 | 0 | 0 | 0 | 0 | 0 | 0 | 0 | 0 | 0 | 0 | 0 | 0 | 0 | 0 | 0 | 0 | 0 | 0 | 0 | 0 | 0 | 0 | 0 | 0
F2_Commercial_Retail_Existing_Space Heating_Natural Gas_Furnace_E8 | F2 | Commercial | Retail | Existing | Space Heating | Natural Gas | Furnace | E8 | TRC BC Ratio | 0 | 0 | 0 | 0 | 0 | 0 | 0 | 0 | 0 | 0 | 0 | 0 | 0 | 0 | 0 | 0 | 0 | 0 | 0 | 0 | 0 | 0 | 0 | 0 | 0 | 0 | 0
F2_Commercial_Retail_Existing_Space Heating_Natural Gas_Furnace_E9 | F2 | Commercial | Retail | Existing | Space Heating | Natural Gas | Furnace | E9 | TRC BC Ratio | 0 | 0 | 0 | 0 | 0 | 0 | 0 | 0 | 0 | 0 | 0 | 0 | 0 | 0 | 0 | 0 | 0 | 0 | 0 | 0 | 0 | 0 | 0 | 0 | 0 | 0 | 0
F2_Commercial_Retail_Existing_Space Heating_Natural Gas_Furnace_E10 | F2 | Commercial | Retail | Existing | Space Heating | Natural Gas | Furnace | E10 | TRC BC Ratio | 0 | 0 | 0 | 0 | 0 | 0 | 0 | 0 | 0 | 0 | 0 | 0 | 0 | 0 | 0 | 0 | 0 | 0 | 0 | 0 | 0 | 0 | 0 | 0 | 0 | 0 | 0
F3_Commercial_Retail_Existing_Space Heating_Natural Gas_Furnace_E1 | F3 | Commercial | Retail | Existing | Space Heating | Natural Gas | Furnace | E1 | PACT BC Ratio | 1 | 1 | 1 | 0 | 0 | 0 | 0 | 0 | 0 | 0 | 0 | 0 | 0 | 0 | 0 | 0 | 0 | 0 | 0 | 0 | 0 | 0 | 0 | 0 | 0 | 0 | 0
F3_Commercial_Retail_Existing_Space Heating_Natural Gas_Furnace_E2 | F3 | Commercial | Retail | Existing | Space Heating | Natural Gas | Furnace | E2 | PACT BC Ratio | 4.391 | 4.3652 | 4.3043 | 1 | 1 | 1 | 1 | 1 | 1 | 1 | 1 | 1 | 1 | 1 | 1 | 1 | 1 | 1 | 1 | 1 | 1 | 1 | 1 | 1 | 1 | 1 | 1
F3_Commercial_Retail_Existing_Space Heating_Natural Gas_Furnace_E3 | F3 | Commercial | Retail | Existing | Space Heating | Natural Gas | Furnace | E3 | PACT BC Ratio | 3.2933 | 3.2739 | 3.2282 | 2.1193 | 2.1102 | 2.1089 | 2.113 | 2.1187 | 2.1231 | 2.1252 | 2.125 | 2.1222 | 2.1161 | 2.1049 | 2.0889 | 2.0688 | 2.0429 | 2.0123 | 1.9759 | 1.9324 | 1.8806 | 1.8218 | 1.7732 | 1.7427 | 1.7312 | 1.7397 | 1.7483
F3_Commercial_Retail_Existing_Space Heating_Natural Gas_Furnace_E4 | F3 | Commercial | Retail | Existing | Space Heating | Natural Gas | Furnace | E4 | PACT BC Ratio | 0 | 0 | 0 | 0 | 0 | 0 | 0 | 0 | 0 | 0 | 0 | 0 | 0 | 0 | 0 | 0 | 0 | 0 | 0 | 0 | 0 | 0 | 0 | 0 | 0 | 0 | 0
F3_Commercial_Retail_Existing_Space Heating_Natural Gas_Furnace_E5 | F3 | Commercial | Retail | Existing | Space Heating | Natural Gas | Furnace | E5 | PACT BC Ratio | 0 | 0 | 0 | 0 | 0 | 0 | 0 | 0 | 0 | 0 | 0 | 0 | 0 | 0 | 0 | 0 | 0 | 0 | 0 | 0 | 0 | 0 | 0 | 0 | 0 | 0 | 0
F3_Commercial_Retail_Existing_Space Heating_Natural Gas_Furnace_E6 | F3 | Commercial | Retail | Existing | Space Heating | Natural Gas | Furnace | E6 | PACT BC Ratio | 0 | 0 | 0 | 0 | 0 | 0 | 0 | 0 | 0 | 0 | 0 | 0 | 0 | 0 | 0 | 0 | 0 | 0 | 0 | 0 | 0 | 0 | 0 | 0 | 0 | 0 | 0
F3_Commercial_Retail_Existing_Space Heating_Natural Gas_Furnace_E7 | F3 | Commercial | Retail | Existing | Space Heating | Natural Gas | Furnace | E7 | PACT BC Ratio | 0 | 0 | 0 | 0 | 0 | 0 | 0 | 0 | 0 | 0 | 0 | 0 | 0 | 0 | 0 | 0 | 0 | 0 | 0 | 0 | 0 | 0 | 0 | 0 | 0 | 0 | 0
F3_Commercial_Retail_Existing_Space Heating_Natural Gas_Furnace_E8 | F3 | Commercial | Retail | Existing | Space Heating | Natural Gas | Furnace | E8 | PACT BC Ratio | 0 | 0 | 0 | 0 | 0 | 0 | 0 | 0 | 0 | 0 | 0 | 0 | 0 | 0 | 0 | 0 | 0 | 0 | 0 | 0 | 0 | 0 | 0 | 0 | 0 | 0 | 0
F3_Commercial_Retail_Existing_Space Heating_Natural Gas_Furnace_E9 | F3 | Commercial | Retail | Existing | Space Heating | Natural Gas | Furnace | E9 | PACT BC Ratio | 0 | 0 | 0 | 0 | 0 | 0 | 0 | 0 | 0 | 0 | 0 | 0 | 0 | 0 | 0 | 0 | 0 | 0 | 0 | 0 | 0 | 0 | 0 | 0 | 0 | 0 | 0
F3_Commercial_Retail_Existing_Space Heating_Natural Gas_Furnace_E10 | F3 | Commercial | Retail | Existing | Space Heating | Natural Gas | Furnace | E10 | PACT BC Ratio | 0 | 0 | 0 | 0 | 0 | 0 | 0 | 0 | 0 | 0 | 0 | 0 | 0 | 0 | 0 | 0 | 0 | 0 | 0 | 0 | 0 | 0 | 0 | 0 | 0 | 0 | 0
F4_Commercial_Retail_Existing_Space Heating_Natural Gas_Furnace_E1 | F4 | Commercial | Retail | Existing | Space Heating | Natural Gas | Furnace | E1 | RVT BC Ratio | 1 | 1 | 1 | 0 | 0 | 0 | 0 | 0 | 0 | 0 | 0 | 0 | 0 | 0 | 0 | 0 | 0 | 0 | 0 | 0 | 0 | 0 | 0 | 0 | 0 | 0 | 0
F4_Commercial_Retail_Existing_Space Heating_Natural Gas_Furnace_E2 | F4 | Commercial | Retail | Existing | Space Heating | Natural Gas | Furnace | E2 | RVT BC Ratio | 0.7 | 0.7 | 0.7 | 1 | 1 | 1 | 1 | 1 | 1 | 1 | 1 | 1 | 1 | 1 | 1 | 1 | 1 | 1 | 1 | 1 | 1 | 1 | 1 | 1 | 1 | 1 | 1
F4_Commercial_Retail_Existing_Space Heating_Natural Gas_Furnace_E3 | F4 | Commercial | Retail | Existing | Space Heating | Natural Gas | Furnace | E3 | RVT BC Ratio | 0.7 | 0.7 | 0.7 | 0.7 | 0.7 | 0.7 | 0.7 | 0.7 | 0.7 | 0.7 | 0.7 | 0.7 | 0.7 | 0.7 | 0.7 | 0.7 | 0.7 | 0.7 | 0.7 | 0.7 | 0.7 | 0.7 | 0.7 | 0.7 | 0.7 | 0.7 | 0.7
F4_Commercial_Retail_Existing_Space Heating_Natural Gas_Furnace_E4 | F4 | Commercial | Retail | Existing | Space Heating | Natural Gas | Furnace | E4 | RVT BC Ratio | 0 | 0 | 0 | 0 | 0 | 0 | 0 | 0 | 0 | 0 | 0 | 0 | 0 | 0 | 0 | 0 | 0 | 0 | 0 | 0 | 0 | 0 | 0 | 0 | 0 | 0 | 0
F4_Commercial_Retail_Existing_Space Heating_Natural Gas_Furnace_E5 | F4 | Commercial | Retail | Existing | Space Heating | Natural Gas | Furnace | E5 | RVT BC Ratio | 0 | 0 | 0 | 0 | 0 | 0 | 0 | 0 | 0 | 0 | 0 | 0 | 0 | 0 | 0 | 0 | 0 | 0 | 0 | 0 | 0 | 0 | 0 | 0 | 0 | 0 | 0
F4_Commercial_Retail_Existing_Space Heating_Natural Gas_Furnace_E6 | F4 | Commercial | Retail | Existing | Space Heating | Natural Gas | Furnace | E6 | RVT BC Ratio | 0 | 0 | 0 | 0 | 0 | 0 | 0 | 0 | 0 | 0 | 0 | 0 | 0 | 0 | 0 | 0 | 0 | 0 | 0 | 0 | 0 | 0 | 0 | 0 | 0 | 0 | 0
F4_Commercial_Retail_Existing_Space Heating_Natural Gas_Furnace_E7 | F4 | Commercial | Retail | Existing | Space Heating | Natural Gas | Furnace | E7 | RVT BC Ratio | 0 | 0 | 0 | 0 | 0 | 0 | 0 | 0 | 0 | 0 | 0 | 0 | 0 | 0 | 0 | 0 | 0 | 0 | 0 | 0 | 0 | 0 | 0 | 0 | 0 | 0 | 0
F4_Commercial_Retail_Existing_Space Heating_Natural Gas_Furnace_E8 | F4 | Commercial | Retail | Existing | Space Heating | Natural Gas | Furnace | E8 | RVT BC Ratio | 0 | 0 | 0 | 0 | 0 | 0 | 0 | 0 | 0 | 0 | 0 | 0 | 0 | 0 | 0 | 0 | 0 | 0 | 0 | 0 | 0 | 0 | 0 | 0 | 0 | 0 | 0
F4_Commercial_Retail_Existing_Space Heating_Natural Gas_Furnace_E9 | F4 | Commercial | Retail | Existing | Space Heating | Natural Gas | Furnace | E9 | RVT BC Ratio | 0 | 0 | 0 | 0 | 0 | 0 | 0 | 0 | 0 | 0 | 0 | 0 | 0 | 0 | 0 | 0 | 0 | 0 | 0 | 0 | 0 | 0 | 0 | 0 | 0 | 0 | 0
F4_Commercial_Retail_Existing_Space Heating_Natural Gas_Furnace_E10 | F4 | Commercial | Retail | Existing | Space Heating | Natural Gas | Furnace | E10 | RVT BC Ratio | 0 | 0 | 0 | 0 | 0 | 0 | 0 | 0 | 0 | 0 | 0 | 0 | 0 | 0 | 0 | 0 | 0 | 0 | 0 | 0 | 0 | 0 | 0 | 0 | 0 | 0 | 0
F5_Commercial_Retail_Existing_Space Heating_Natural Gas_Furnace_E1 | F5 | Commercial | Retail | Existing | Space Heating | Natural Gas | Furnace | E1 | RIM BC Ratio | 1 | 1 | 1 | 0 | 0 | 0 | 0 | 0 | 0 | 0 | 0 | 0 | 0 | 0 | 0 | 0 | 0 | 0 | 0 | 0 | 0 | 0 | 0 | 0 | 0 | 0 | 0
F5_Commercial_Retail_Existing_Space Heating_Natural Gas_Furnace_E2 | F5 | Commercial | Retail | Existing | Space Heating | Natural Gas | Furnace | E2 | RIM BC Ratio | 4.391 | 4.3652 | 4.3043 | 1 | 1 | 1 | 1 | 1 | 1 | 1 | 1 | 1 | 1 | 1 | 1 | 1 | 1 | 1 | 1 | 1 | 1 | 1 | 1 | 1 | 1 | 1 | 1
F5_Commercial_Retail_Existing_Space Heating_Natural Gas_Furnace_E3 | F5 | Commercial | Retail | Existing | Space Heating | Natural Gas | Furnace | E3 | RIM BC Ratio | 3.2933 | 3.2739 | 3.2282 | 2.1193 | 2.1102 | 2.1089 | 2.113 | 2.1187 | 2.1231 | 2.1252 | 2.125 | 2.1222 | 2.1161 | 2.1049 | 2.0889 | 2.0688 | 2.0429 | 2.0123 | 1.9759 | 1.9324 | 1.8806 | 1.8218 | 1.7732 | 1.7427 | 1.7312 | 1.7397 | 1.7483
F5_Commercial_Retail_Existing_Space Heating_Natural Gas_Furnace_E4 | F5 | Commercial | Retail | Existing | Space Heating | Natural Gas | Furnace | E4 | RIM BC Ratio | 0 | 0 | 0 | 0 | 0 | 0 | 0 | 0 | 0 | 0 | 0 | 0 | 0 | 0 | 0 | 0 | 0 | 0 | 0 | 0 | 0 | 0 | 0 | 0 | 0 | 0 | 0
F5_Commercial_Retail_Existing_Space Heating_Natural Gas_Furnace_E5 | F5 | Commercial | Retail | Existing | Space Heating | Natural Gas | Furnace | E5 | RIM BC Ratio | 0 | 0 | 0 | 0 | 0 | 0 | 0 | 0 | 0 | 0 | 0 | 0 | 0 | 0 | 0 | 0 | 0 | 0 | 0 | 0 | 0 | 0 | 0 | 0 | 0 | 0 | 0
F5_Commercial_Retail_Existing_Space Heating_Natural Gas_Furnace_E6 | F5 | Commercial | Retail | Existing | Space Heating | Natural Gas | Furnace | E6 | RIM BC Ratio | 0 | 0 | 0 | 0 | 0 | 0 | 0 | 0 | 0 | 0 | 0 | 0 | 0 | 0 | 0 | 0 | 0 | 0 | 0 | 0 | 0 | 0 | 0 | 0 | 0 | 0 | 0
F5_Commercial_Retail_Existing_Space Heating_Natural Gas_Furnace_E7 | F5 | Commercial | Retail | Existing | Space Heating | Natural Gas | Furnace | E7 | RIM BC Ratio | 0 | 0 | 0 | 0 | 0 | 0 | 0 | 0 | 0 | 0 | 0 | 0 | 0 | 0 | 0 | 0 | 0 | 0 | 0 | 0 | 0 | 0 | 0 | 0 | 0 | 0 | 0
F5_Commercial_Retail_Existing_Space Heating_Natural Gas_Furnace_E8 | F5 | Commercial | Retail | Existing | Space Heating | Natural Gas | Furnace | E8 | RIM BC Ratio | 0 | 0 | 0 | 0 | 0 | 0 | 0 | 0 | 0 | 0 | 0 | 0 | 0 | 0 | 0 | 0 | 0 | 0 | 0 | 0 | 0 | 0 | 0 | 0 | 0 | 0 | 0
F5_Commercial_Retail_Existing_Space Heating_Natural Gas_Furnace_E9 | F5 | Commercial | Retail | Existing | Space Heating | Natural Gas | Furnace | E9 | RIM BC Ratio | 0 | 0 | 0 | 0 | 0 | 0 | 0 | 0 | 0 | 0 | 0 | 0 | 0 | 0 | 0 | 0 | 0 | 0 | 0 | 0 | 0 | 0 | 0 | 0 | 0 | 0 | 0
F5_Commercial_Retail_Existing_Space Heating_Natural Gas_Furnace_E10 | F5 | Commercial | Retail | Existing | Space Heating | Natural Gas | Furnace | E10 | RIM BC Ratio | 0 | 0 | 0 | 0 | 0 | 0 | 0 | 0 | 0 | 0 | 0 | 0 | 0 | 0 | 0 | 0 | 0 | 0 | 0 | 0 | 0 | 0 | 0 | 0 | 0 | 0 | 0
F0_Commercial_Retail_Existing_Space Heating_Natural Gas_Boiler_E0 | F0 | Commercial | Retail | Existing | Space Heating | Natural Gas | Boiler | E0 | Economic Unit | AFUE 80% (Standard) | AFUE 80% (Standard) | AFUE 80% (Standard) | AFUE 80% (Standard) | AFUE 80% (Standard) | AFUE 80% (Standard) | AFUE 80% (Standard) | AFUE 80% (Standard) | AFUE 80% (Standard) | AFUE 80% (Standard) | AFUE 80% (Standard) | AFUE 80% (Standard) | AFUE 80% (Standard) | AFUE 80% (Standard) | AFUE 80% (Standard) | AFUE 80% (Standard) | AFUE 80% (Standard) | AFUE 80% (Standard) | AFUE 80% (Standard) | AFUE 80% (Standard) | AFUE 80% (Standard) | AFUE 80% (Standard) | AFUE 80% (Standard) | AFUE 80% (Standard) | AFUE 80% (Standard) | AFUE 80% (Standard) | AFUE 80% (Standard)
F1_Commercial_Retail_Existing_Space Heating_Natural Gas_Boiler_E1 | F1 | Commercial | Retail | Existing | Space Heating | Natural Gas | Boiler | E1 | CCE | 0 | 0 | 0 | 0 | 0 | 0 | 0 | 0 | 0 | 0 | 0 | 0 | 0 | 0 | 0 | 0 | 0 | 0 | 0 | 0 | 0 | 0 | 0 | 0 | 0 | 0 | 0
F1_Commercial_Retail_Existing_Space Heating_Natural Gas_Boiler_E2 | F1 | Commercial | Retail | Existing | Space Heating | Natural Gas | Boiler | E2 | CCE | 0.018695 | 0.017378 | 0.017445 | 0.017445 | 0.017445 | 0.017445 | 0.017445 | 0.017445 | 0.017445 | 0.017445 | 0.017445 | 0.017445 | 0.017445 | 0.017445 | 0.017445 | 0.017445 | 0.017445 | 0.017445 | 0.017445 | 0.017445 | 0.017445 | 0.017445 | 0.017445 | 0.017445 | 0.017445 | 0.017445 | 0.017445
F1_Commercial_Retail_Existing_Space Heating_Natural Gas_Boiler_E3 | F1 | Commercial | Retail | Existing | Space Heating | Natural Gas | Boiler | E3 | CCE | 0.018877 | 0.017547 | 0.017615 | 0.017615 | 0.017615 | 0.017615 | 0.017615 | 0.017615 | 0.017615 | 0.017615 | 0.017615 | 0.017615 | 0.017615 | 0.017615 | 0.017615 | 0.017615 | 0.017615 | 0.017615 | 0.017615 | 0.017615 | 0.017615 | 0.017615 | 0.017615 | 0.017615 | 0.017615 | 0.017615 | 0.017615
F1_Commercial_Retail_Existing_Space Heating_Natural Gas_Boiler_E4 | F1 | Commercial | Retail | Existing | Space Heating | Natural Gas | Boiler | E4 | CCE | 0.079653 | 0.07404 | 0.074328 | 0.074328 | 0.074328 | 0.074328 | 0.074328 | 0.074328 | 0.074328 | 0.074328 | 0.074328 | 0.074328 | 0.074328 | 0.074328 | 0.074328 | 0.074328 | 0.074328 | 0.074328 | 0.074328 | 0.074328 | 0.074328 | 0.074328 | 0.074328 | 0.074328 | 0.074328 | 0.074328 | 0.074328
F1_Commercial_Retail_Existing_Space Heating_Natural Gas_Boiler_E5 | F1 | Commercial | Retail | Existing | Space Heating | Natural Gas | Boiler | E5 | CCE | 0 | 0 | 0 | 0 | 0 | 0 | 0 | 0 | 0 | 0 | 0 | 0 | 0 | 0 | 0 | 0 | 0 | 0 | 0 | 0 | 0 | 0 | 0 | 0 | 0 | 0 | 0
F1_Commercial_Retail_Existing_Space Heating_Natural Gas_Boiler_E6 | F1 | Commercial | Retail | Existing | Space Heating | Natural Gas | Boiler | E6 | CCE | 0 | 0 | 0 | 0 | 0 | 0 | 0 | 0 | 0 | 0 | 0 | 0 | 0 | 0 | 0 | 0 | 0 | 0 | 0 | 0 | 0 | 0 | 0 | 0 | 0 | 0 | 0
F1_Commercial_Retail_Existing_Space Heating_Natural Gas_Boiler_E7 | F1 | Commercial | Retail | Existing | Space Heating | Natural Gas | Boiler | E7 | CCE | 0 | 0 | 0 | 0 | 0 | 0 | 0 | 0 | 0 | 0 | 0 | 0 | 0 | 0 | 0 | 0 | 0 | 0 | 0 | 0 | 0 | 0 | 0 | 0 | 0 | 0 | 0
F1_Commercial_Retail_Existing_Space Heating_Natural Gas_Boiler_E8 | F1 | Commercial | Retail | Existing | Space Heating | Natural Gas | Boiler | E8 | CCE | 0 | 0 | 0 | 0 | 0 | 0 | 0 | 0 | 0 | 0 | 0 | 0 | 0 | 0 | 0 | 0 | 0 | 0 | 0 | 0 | 0 | 0 | 0 | 0 | 0 | 0 | 0
F1_Commercial_Retail_Existing_Space Heating_Natural Gas_Boiler_E9 | F1 | Commercial | Retail | Existing | Space Heating | Natural Gas | Boiler | E9 | CCE | 0 | 0 | 0 | 0 | 0 | 0 | 0 | 0 | 0 | 0 | 0 | 0 | 0 | 0 | 0 | 0 | 0 | 0 | 0 | 0 | 0 | 0 | 0 | 0 | 0 | 0 | 0
F1_Commercial_Retail_Existing_Space Heating_Natural Gas_Boiler_E10 | F1 | Commercial | Retail | Existing | Space Heating | Natural Gas | Boiler | E10 | CCE | 0 | 0 | 0 | 0 | 0 | 0 | 0 | 0 | 0 | 0 | 0 | 0 | 0 | 0 | 0 | 0 | 0 | 0 | 0 | 0 | 0 | 0 | 0 | 0 | 0 | 0 | 0
F2_Commercial_Retail_Existing_Space Heating_Natural Gas_Boiler_E1 | F2 | Commercial | Retail | Existing | Space Heating | Natural Gas | Boiler | E1 | TRC BC Ratio | bar: 2021 to 2047
F2_Commercial_Retail_Existing_Space Heating_Natural Gas_Boiler_E2 | F2 | Commercial | Retail | Existing | Space Heating | Natural Gas | Boiler | E2 | TRC BC Ratio | 0.83299 | 0.82729 | 0.81491 | 0.80151 | 0.79693 | 0.79555 | 0.79667 | 0.79867 | 0.8004 | 0.8013 | 0.80134 | 0.80044 | 0.79831 | 0.79435 | 0.7886 | 0.78137 | 0.77201 | 0.76094 | 0.74773 | 0.73195 | 0.71313 | 0.69174 | 0.67409 | 0.66306 | 0.65898 | 0.66221 | 0.66546
F2_Commercial_Retail_Existing_Space Heating_Natural Gas_Boiler_E3 | F2 | Commercial | Retail | Existing | Space Heating | Natural Gas | Boiler | E3 | TRC BC Ratio | 0.82496 | 0.81932 | 0.80706 | 0.79379 | 0.78925 | 0.78789 | 0.789 | 0.79098 | 0.79269 | 0.79358 | 0.79363 | 0.79273 | 0.79062 | 0.7867 | 0.78101 | 0.77384 | 0.76458 | 0.75361 | 0.74053 | 0.7249 | 0.70626 | 0.68508 | 0.6676 | 0.65668 | 0.65263 | 0.65583 | 0.65905
F2_Commercial_Retail_Existing_Space Heating_Natural Gas_Boiler_E4 | F2 | Commercial | Retail | Existing | Space Heating | Natural Gas | Boiler | E4 | TRC BC Ratio | 0.1988 | 0.19707 | 0.19392 | 0.19026 | 0.18767 | 0.18551 | 0.18377 | 0.18225 | 0.18083 | 0.17949 | 0.17828 | 0.17726 | 0.17648 | 0.1758 | 0.17511 | 0.17435 | 0.17328 | 0.17195 | 0.17032 | 0.16831 | 0.16586 | 0.16303 | 0.16075 | 0.15944 | 0.15915 | 0.15993 | 0.16072
F2_Commercial_Retail_Existing_Space Heating_Natural Gas_Boiler_E5 | F2 | Commercial | Retail | Existing | Space Heating | Natural Gas | Boiler | E5 | TRC BC Ratio | 0 | 0 | 0 | 0 | 0 | 0 | 0 | 0 | 0 | 0 | 0 | 0 | 0 | 0 | 0 | 0 | 0 | 0 | 0 | 0 | 0 | 0 | 0 | 0 | 0 | 0 | 0
F2_Commercial_Retail_Existing_Space Heating_Natural Gas_Boiler_E6 | F2 | Commercial | Retail | Existing | Space Heating | Natural Gas | Boiler | E6 | TRC BC Ratio | 0 | 0 | 0 | 0 | 0 | 0 | 0 | 0 | 0 | 0 | 0 | 0 | 0 | 0 | 0 | 0 | 0 | 0 | 0 | 0 | 0 | 0 | 0 | 0 | 0 | 0 | 0
F2_Commercial_Retail_Existing_Space Heating_Natural Gas_Boiler_E7 | F2 | Commercial | Retail | Existing | Space Heating | Natural Gas | Boiler | E7 | TRC BC Ratio | 0 | 0 | 0 | 0 | 0 | 0 | 0 | 0 | 0 | 0 | 0 | 0 | 0 | 0 | 0 | 0 | 0 | 0 | 0 | 0 | 0 | 0 | 0 | 0 | 0 | 0 | 0
F2_Commercial_Retail_Existing_Space Heating_Natural Gas_Boiler_E8 | F2 | Commercial | Retail | Existing | Space Heating | Natural Gas | Boiler | E8 | TRC BC Ratio | 0 | 0 | 0 | 0 | 0 | 0 | 0 | 0 | 0 | 0 | 0 | 0 | 0 | 0 | 0 | 0 | 0 | 0 | 0 | 0 | 0 | 0 | 0 | 0 | 0 | 0 | 0
F2_Commercial_Retail_Existing_Space Heating_Natural Gas_Boiler_E9 | F2 | Commercial | Retail | Existing | Space Heating | Natural Gas | Boiler | E9 | TRC BC Ratio | 0 | 0 | 0 | 0 | 0 | 0 | 0 | 0 | 0 | 0 | 0 | 0 | 0 | 0 | 0 | 0 | 0 | 0 | 0 | 0 | 0 | 0 | 0 | 0 | 0 | 0 | 0
F2_Commercial_Retail_Existing_Space Heating_Natural Gas_Boiler_E10 | F2 | Commercial | Retail | Existing | Space Heating | Natural Gas | Boiler | E10 | TRC BC Ratio | 0 | 0 | 0 | 0 | 0 | 0 | 0 | 0 | 0 | 0 | 0 | 0 | 0 | 0 | 0 | 0 | 0 | 0 | 0 | 0 | 0 | 0 | 0 | 0 | 0 | 0 | 0
F3_Commercial_Retail_Existing_Space Heating_Natural Gas_Boiler_E1 | F3 | Commercial | Retail | Existing | Space Heating | Natural Gas | Boiler | E1 | PACT BC Ratio | bar: 2021 to 2047
F3_Commercial_Retail_Existing_Space Heating_Natural Gas_Boiler_E2 | F3 | Commercial | Retail | Existing | Space Heating | Natural Gas | Boiler | E2 | PACT BC Ratio | 1.096 | 1.0885 | 1.0723 | 1.0546 | 1.0486 | 1.0468 | 1.0483 | 1.0509 | 1.0532 | 1.0543 | 1.0544 | 1.0532 | 1.0504 | 1.0452 | 1.0376 | 1.0281 | 1.0158 | 1.0012 | 0.98386 | 0.96309 | 0.93833 | 0.91019 | 0.88697 | 0.87245 | 0.86708 | 0.87133 | 0.8756
F3_Commercial_Retail_Existing_Space Heating_Natural Gas_Boiler_E3 | F3 | Commercial | Retail | Existing | Space Heating | Natural Gas | Boiler | E3 | PACT BC Ratio | 1.0855 | 1.0781 | 1.0619 | 1.0445 | 1.0385 | 1.0367 | 1.0382 | 1.0408 | 1.043 | 1.0442 | 1.0442 | 1.0431 | 1.0403 | 1.0351 | 1.0276 | 1.0182 | 1.006 | 0.99159 | 0.97438 | 0.95381 | 0.9293 | 0.90142 | 0.87842 | 0.86405 | 0.85873 | 0.86294 | 0.86717
F3_Commercial_Retail_Existing_Space Heating_Natural Gas_Boiler_E4 | F3 | Commercial | Retail | Existing | Space Heating | Natural Gas | Boiler | E4 | PACT BC Ratio | 0.26158 | 0.25931 | 0.25516 | 0.25034 | 0.24694 | 0.2441 | 0.2418 | 0.2398 | 0.23794 | 0.23617 | 0.23458 | 0.23324 | 0.23221 | 0.23132 | 0.23041 | 0.22941 | 0.22799 | 0.22625 | 0.2241 | 0.22146 | 0.21823 | 0.21451 | 0.21151 | 0.20979 | 0.20941 | 0.21044 | 0.21147
F3_Commercial_Retail_Existing_Space Heating_Natural Gas_Boiler_E5 | F3 | Commercial | Retail | Existing | Space Heating | Natural Gas | Boiler | E5 | PACT BC Ratio | 0 | 0 | 0 | 0 | 0 | 0 | 0 | 0 | 0 | 0 | 0 | 0 | 0 | 0 | 0 | 0 | 0 | 0 | 0 | 0 | 0 | 0 | 0 | 0 | 0 | 0 | 0
F3_Commercial_Retail_Existing_Space Heating_Natural Gas_Boiler_E6 | F3 | Commercial | Retail | Existing | Space Heating | Natural Gas | Boiler | E6 | PACT BC Ratio | 0 | 0 | 0 | 0 | 0 | 0 | 0 | 0 | 0 | 0 | 0 | 0 | 0 | 0 | 0 | 0 | 0 | 0 | 0 | 0 | 0 | 0 | 0 | 0 | 0 | 0 | 0
F3_Commercial_Retail_Existing_Space Heating_Natural Gas_Boiler_E7 | F3 | Commercial | Retail | Existing | Space Heating | Natural Gas | Boiler | E7 | PACT BC Ratio | 0 | 0 | 0 | 0 | 0 | 0 | 0 | 0 | 0 | 0 | 0 | 0 | 0 | 0 | 0 | 0 | 0 | 0 | 0 | 0 | 0 | 0 | 0 | 0 | 0 | 0 | 0
F3_Commercial_Retail_Existing_Space Heating_Natural Gas_Boiler_E8 | F3 | Commercial | Retail | Existing | Space Heating | Natural Gas | Boiler | E8 | PACT BC Ratio | 0 | 0 | 0 | 0 | 0 | 0 | 0 | 0 | 0 | 0 | 0 | 0 | 0 | 0 | 0 | 0 | 0 | 0 | 0 | 0 | 0 | 0 | 0 | 0 | 0 | 0 | 0
F3_Commercial_Retail_Existing_Space Heating_Natural Gas_Boiler_E9 | F3 | Commercial | Retail | Existing | Space Heating | Natural Gas | Boiler | E9 | PACT BC Ratio | 0 | 0 | 0 | 0 | 0 | 0 | 0 | 0 | 0 | 0 | 0 | 0 | 0 | 0 | 0 | 0 | 0 | 0 | 0 | 0 | 0 | 0 | 0 | 0 | 0 | 0 | 0
F3_Commercial_Retail_Existing_Space Heating_Natural Gas_Boiler_E10 | F3 | Commercial | Retail | Existing | Space Heating | Natural Gas | Boiler | E10 | PACT BC Ratio | 0 | 0 | 0 | 0 | 0 | 0 | 0 | 0 | 0 | 0 | 0 | 0 | 0 | 0 | 0 | 0 | 0 | 0 | 0 | 0 | 0 | 0 | 0 | 0 | 0 | 0 | 0
F4_Commercial_Retail_Existing_Space Heating_Natural Gas_Boiler_E1 | F4 | Commercial | Retail | Existing | Space Heating | Natural Gas | Boiler | E1 | RVT BC Ratio | bar: 2021 to 2047
F4_Commercial_Retail_Existing_Space Heating_Natural Gas_Boiler_E2 | F4 | Commercial | Retail | Existing | Space Heating | Natural Gas | Boiler | E2 | RVT BC Ratio | 0.7 | 0.7 | 0.7 | 0.7 | 0.7 | 0.7 | 0.7 | 0.7 | 0.7 | 0.7 | 0.7 | 0.7 | 0.7 | 0.7 | 0.7 | 0.7 | 0.7 | 0.7 | 0.7 | 0.7 | 0.7 | 0.7 | 0.7 | 0.7 | 0.7 | 0.7 | 0.7
F4_Commercial_Retail_Existing_Space Heating_Natural Gas_Boiler_E3 | F4 | Commercial | Retail | Existing | Space Heating | Natural Gas | Boiler | E3 | RVT BC Ratio | 0.7 | 0.7 | 0.7 | 0.7 | 0.7 | 0.7 | 0.7 | 0.7 | 0.7 | 0.7 | 0.7 | 0.7 | 0.7 | 0.7 | 0.7 | 0.7 | 0.7 | 0.7 | 0.7 | 0.7 | 0.7 | 0.7 | 0.7 | 0.7 | 0.7 | 0.7 | 0.7
F4_Commercial_Retail_Existing_Space Heating_Natural Gas_Boiler_E4 | F4 | Commercial | Retail | Existing | Space Heating | Natural Gas | Boiler | E4 | RVT BC Ratio | 0.7 | 0.7 | 0.7 | 0.7 | 0.7 | 0.7 | 0.7 | 0.7 | 0.7 | 0.7 | 0.7 | 0.7 | 0.7 | 0.7 | 0.7 | 0.7 | 0.7 | 0.7 | 0.7 | 0.7 | 0.7 | 0.7 | 0.7 | 0.7 | 0.7 | 0.7 | 0.7
F4_Commercial_Retail_Existing_Space Heating_Natural Gas_Boiler_E5 | F4 | Commercial | Retail | Existing | Space Heating | Natural Gas | Boiler | E5 | RVT BC Ratio | 0 | 0 | 0 | 0 | 0 | 0 | 0 | 0 | 0 | 0 | 0 | 0 | 0 | 0 | 0 | 0 | 0 | 0 | 0 | 0 | 0 | 0 | 0 | 0 | 0 | 0 | 0
F4_Commercial_Retail_Existing_Space Heating_Natural Gas_Boiler_E6 | F4 | Commercial | Retail | Existing | Space Heating | Natural Gas | Boiler | E6 | RVT BC Ratio | 0 | 0 | 0 | 0 | 0 | 0 | 0 | 0 | 0 | 0 | 0 | 0 | 0 | 0 | 0 | 0 | 0 | 0 | 0 | 0 | 0 | 0 | 0 | 0 | 0 | 0 | 0
F4_Commercial_Retail_Existing_Space Heating_Natural Gas_Boiler_E7 | F4 | Commercial | Retail | Existing | Space Heating | Natural Gas | Boiler | E7 | RVT BC Ratio | 0 | 0 | 0 | 0 | 0 | 0 | 0 | 0 | 0 | 0 | 0 | 0 | 0 | 0 | 0 | 0 | 0 | 0 | 0 | 0 | 0 | 0 | 0 | 0 | 0 | 0 | 0
F4_Commercial_Retail_Existing_Space Heating_Natural Gas_Boiler_E8 | F4 | Commercial | Retail | Existing | Space Heating | Natural Gas | Boiler | E8 | RVT BC Ratio | 0 | 0 | 0 | 0 | 0 | 0 | 0 | 0 | 0 | 0 | 0 | 0 | 0 | 0 | 0 | 0 | 0 | 0 | 0 | 0 | 0 | 0 | 0 | 0 | 0 | 0 | 0
F4_Commercial_Retail_Existing_Space Heating_Natural Gas_Boiler_E9 | F4 | Commercial | Retail | Existing | Space Heating | Natural Gas | Boiler | E9 | RVT BC Ratio | 0 | 0 | 0 | 0 | 0 | 0 | 0 | 0 | 0 | 0 | 0 | 0 | 0 | 0 | 0 | 0 | 0 | 0 | 0 | 0 | 0 | 0 | 0 | 0 | 0 | 0 | 0
F4_Commercial_Retail_Existing_Space Heating_Natural Gas_Boiler_E10 | F4 | Commercial | Retail | Existing | Space Heating | Natural Gas | Boiler | E10 | RVT BC Ratio | 0 | 0 | 0 | 0 | 0 | 0 | 0 | 0 | 0 | 0 | 0 | 0 | 0 | 0 | 0 | 0 | 0 | 0 | 0 | 0 | 0 | 0 | 0 | 0 | 0 | 0 | 0
F5_Commercial_Retail_Existing_Space Heating_Natural Gas_Boiler_E1 | F5 | Commercial | Retail | Existing | Space Heating | Natural Gas | Boiler | E1 | RIM BC Ratio | bar: 2021 to 2047
F5_Commercial_Retail_Existing_Space Heating_Natural Gas_Boiler_E2 | F5 | Commercial | Retail | Existing | Space Heating | Natural Gas | Boiler | E2 | RIM BC Ratio | 1.096 | 1.0885 | 1.0723 | 1.0546 | 1.0486 | 1.0468 | 1.0483 | 1.0509 | 1.0532 | 1.0543 | 1.0544 | 1.0532 | 1.0504 | 1.0452 | 1.0376 | 1.0281 | 1.0158 | 1.0012 | 0.98386 | 0.96309 | 0.93833 | 0.91019 | 0.88697 | 0.87245 | 0.86708 | 0.87133 | 0.8756
F5_Commercial_Retail_Existing_Space Heating_Natural Gas_Boiler_E3 | F5 | Commercial | Retail | Existing | Space Heating | Natural Gas | Boiler | E3 | RIM BC Ratio | 1.0855 | 1.0781 | 1.0619 | 1.0445 | 1.0385 | 1.0367 | 1.0382 | 1.0408 | 1.043 | 1.0442 | 1.0442 | 1.0431 | 1.0403 | 1.0351 | 1.0276 | 1.0182 | 1.006 | 0.99159 | 0.97438 | 0.95381 | 0.9293 | 0.90142 | 0.87842 | 0.86405 | 0.85873 | 0.86294 | 0.86717
F5_Commercial_Retail_Existing_Space Heating_Natural Gas_Boiler_E4 | F5 | Commercial | Retail | Existing | Space Heating | Natural Gas | Boiler | E4 | RIM BC Ratio | 0.26158 | 0.25931 | 0.25516 | 0.25034 | 0.24694 | 0.2441 | 0.2418 | 0.2398 | 0.23794 | 0.23617 | 0.23458 | 0.23324 | 0.23221 | 0.23132 | 0.23041 | 0.22941 | 0.22799 | 0.22625 | 0.2241 | 0.22146 | 0.21823 | 0.21451 | 0.21151 | 0.20979 | 0.20941 | 0.21044 | 0.21147
F5_Commercial_Retail_Existing_Space Heating_Natural Gas_Boiler_E5 | F5 | Commercial | Retail | Existing | Space Heating | Natural Gas | Boiler | E5 | RIM BC Ratio | 0 | 0 | 0 | 0 | 0 | 0 | 0 | 0 | 0 | 0 | 0 | 0 | 0 | 0 | 0 | 0 | 0 | 0 | 0 | 0 | 0 | 0 | 0 | 0 | 0 | 0 | 0
F5_Commercial_Retail_Existing_Space Heating_Natural Gas_Boiler_E6 | F5 | Commercial | Retail | Existing | Space Heating | Natural Gas | Boiler | E6 | RIM BC Ratio | 0 | 0 | 0 | 0 | 0 | 0 | 0 | 0 | 0 | 0 | 0 | 0 | 0 | 0 | 0 | 0 | 0 | 0 | 0 | 0 | 0 | 0 | 0 | 0 | 0 | 0 | 0
F5_Commercial_Retail_Existing_Space Heating_Natural Gas_Boiler_E7 | F5 | Commercial | Retail | Existing | Space Heating | Natural Gas | Boiler | E7 | RIM BC Ratio | 0 | 0 | 0 | 0 | 0 | 0 | 0 | 0 | 0 | 0 | 0 | 0 | 0 | 0 | 0 | 0 | 0 | 0 | 0 | 0 | 0 | 0 | 0 | 0 | 0 | 0 | 0
F5_Commercial_Retail_Existing_Space Heating_Natural Gas_Boiler_E8 | F5 | Commercial | Retail | Existing | Space Heating | Natural Gas | Boiler | E8 | RIM BC Ratio | 0 | 0 | 0 | 0 | 0 | 0 | 0 | 0 | 0 | 0 | 0 | 0 | 0 | 0 | 0 | 0 | 0 | 0 | 0 | 0 | 0 | 0 | 0 | 0 | 0 | 0 | 0
F5_Commercial_Retail_Existing_Space Heating_Natural Gas_Boiler_E9 | F5 | Commercial | Retail | Existing | Space Heating | Natural Gas | Boiler | E9 | RIM BC Ratio | 0 | 0 | 0 | 0 | 0 | 0 | 0 | 0 | 0 | 0 | 0 | 0 | 0 | 0 | 0 | 0 | 0 | 0 | 0 | 0 | 0 | 0 | 0 | 0 | 0 | 0 | 0
F5_Commercial_Retail_Existing_Space Heating_Natural Gas_Boiler_E10 | F5 | Commercial | Retail | Existing | Space Heating | Natural Gas | Boiler | E10 | RIM BC Ratio | 0 | 0 | 0 | 0 | 0 | 0 | 0 | 0 | 0 | 0 | 0 | 0 | 0 | 0 | 0 | 0 | 0 | 0 | 0 | 0 | 0 | 0 | 0 | 0 | 0 | 0 | 0
F0_Commercial_Retail_Existing_Space Heating_Natural Gas_Unit Heater_E0 | F0 | Commercial | Retail | Existing | Space Heating | Natural Gas | Unit Heater | E0 | Economic Unit | Infrared Radiant | Infrared Radiant | Infrared Radiant | Infrared Radiant | Infrared Radiant | Infrared Radiant | Infrared Radiant | Infrared Radiant | Infrared Radiant | Infrared Radiant | Infrared Radiant | Infrared Radiant | Infrared Radiant | Infrared Radiant | Infrared Radiant | Infrared Radiant | Infrared Radiant | Infrared Radiant | Infrared Radiant | Infrared Radiant | Infrared Radiant | Infrared Radiant | Infrared Radiant | Infrared Radiant | Infrared Radiant | Infrared Radiant | Infrared Radiant
F1_Commercial_Retail_Existing_Space Heating_Natural Gas_Unit Heater_E1 | F1 | Commercial | Retail | Existing | Space Heating | Natural Gas | Unit Heater | E1 | CCE | 0 | 0 | 0 | 0 | 0 | 0 | 0 | 0 | 0 | 0 | 0 | 0 | 0 | 0 | 0 | 0 | 0 | 0 | 0 | 0 | 0 | 0 | 0 | 0 | 0 | 0 | 0
F1_Commercial_Retail_Existing_Space Heating_Natural Gas_Unit Heater_E2 | F1 | Commercial | Retail | Existing | Space Heating | Natural Gas | Unit Heater | E2 | CCE | 0.0010768 | 0.0010009 | 0.0010048 | 0.0010048 | 0.0010048 | 0.0010048 | 0.0010048 | 0.0010048 | 0.0010048 | 0.0010048 | 0.0010048 | 0.0010048 | 0.0010048 | 0.0010048 | 0.0010048 | 0.0010048 | 0.0010048 | 0.0010048 | 0.0010048 | 0.0010048 | 0.0010048 | 0.0010048 | 0.0010048 | 0.0010048 | 0.0010048 | 0.0010048 | 0.0010048
F1_Commercial_Retail_Existing_Space Heating_Natural Gas_Unit Heater_E3 | F1 | Commercial | Retail | Existing | Space Heating | Natural Gas | Unit Heater | E3 | CCE | 0.0016475 | 0.0015314 | 0.0015374 | 0.0015374 | 0.0015374 | 0.0015374 | 0.0015374 | 0.0015374 | 0.0015374 | 0.0015374 | 0.0015374 | 0.0015374 | 0.0015374 | 0.0015374 | 0.0015374 | 0.0015374 | 0.0015374 | 0.0015374 | 0.0015374 | 0.0015374 | 0.0015374 | 0.0015374 | 0.0015374 | 0.0015374 | 0.0015374 | 0.0015374 | 0.0015374
F1_Commercial_Retail_Existing_Space Heating_Natural Gas_Unit Heater_E4 | F1 | Commercial | Retail | Existing | Space Heating | Natural Gas | Unit Heater | E4 | CCE | 0 | 0 | 0 | 0 | 0 | 0 | 0 | 0 | 0 | 0 | 0 | 0 | 0 | 0 | 0 | 0 | 0 | 0 | 0 | 0 | 0 | 0 | 0 | 0 | 0 | 0 | 0
F1_Commercial_Retail_Existing_Space Heating_Natural Gas_Unit Heater_E5 | F1 | Commercial | Retail | Existing | Space Heating | Natural Gas | Unit Heater | E5 | CCE | 0 | 0 | 0 | 0 | 0 | 0 | 0 | 0 | 0 | 0 | 0 | 0 | 0 | 0 | 0 | 0 | 0 | 0 | 0 | 0 | 0 | 0 | 0 | 0 | 0 | 0 | 0
F1_Commercial_Retail_Existing_Space Heating_Natural Gas_Unit Heater_E6 | F1 | Commercial | Retail | Existing | Space Heating | Natural Gas | Unit Heater | E6 | CCE | 0 | 0 | 0 | 0 | 0 | 0 | 0 | 0 | 0 | 0 | 0 | 0 | 0 | 0 | 0 | 0 | 0 | 0 | 0 | 0 | 0 | 0 | 0 | 0 | 0 | 0 | 0
F1_Commercial_Retail_Existing_Space Heating_Natural Gas_Unit Heater_E7 | F1 | Commercial | Retail | Existing | Space Heating | Natural Gas | Unit Heater | E7 | CCE | 0 | 0 | 0 | 0 | 0 | 0 | 0 | 0 | 0 | 0 | 0 | 0 | 0 | 0 | 0 | 0 | 0 | 0 | 0 | 0 | 0 | 0 | 0 | 0 | 0 | 0 | 0
F1_Commercial_Retail_Existing_Space Heating_Natural Gas_Unit Heater_E8 | F1 | Commercial | Retail | Existing | Space Heating | Natural Gas | Unit Heater | E8 | CCE | 0 | 0 | 0 | 0 | 0 | 0 | 0 | 0 | 0 | 0 | 0 | 0 | 0 | 0 | 0 | 0 | 0 | 0 | 0 | 0 | 0 | 0 | 0 | 0 | 0 | 0 | 0
F1_Commercial_Retail_Existing_Space Heating_Natural Gas_Unit Heater_E9 | F1 | Commercial | Retail | Existing | Space Heating | Natural Gas | Unit Heater | E9 | CCE | 0 | 0 | 0 | 0 | 0 | 0 | 0 | 0 | 0 | 0 | 0 | 0 | 0 | 0 | 0 | 0 | 0 | 0 | 0 | 0 | 0 | 0 | 0 | 0 | 0 | 0 | 0
F1_Commercial_Retail_Existing_Space Heating_Natural Gas_Unit Heater_E10 | F1 | Commercial | Retail | Existing | Space Heating | Natural Gas | Unit Heater | E10 | CCE | 0 | 0 | 0 | 0 | 0 | 0 | 0 | 0 | 0 | 0 | 0 | 0 | 0 | 0 | 0 | 0 | 0 | 0 | 0 | 0 | 0 | 0 | 0 | 0 | 0 | 0 | 0
F2_Commercial_Retail_Existing_Space Heating_Natural Gas_Unit Heater_E1 | F2 | Commercial | Retail | Existing | Space Heating | Natural Gas | Unit Heater | E1 | TRC BC Ratio | bar: 2021 to 2047
F2_Commercial_Retail_Existing_Space Heating_Natural Gas_Unit Heater_E2 | F2 | Commercial | Retail | Existing | Space Heating | Natural Gas | Unit Heater | E2 | TRC BC Ratio | 14.4533 | 14.385 | 14.1956 | 13.9907 | 13.9542 | 13.9737 | 14.0292 | 14.0877 | 14.1283 | 14.1445 | 14.1396 | 14.1165 | 14.0699 | 13.9885 | 13.8726 | 13.7285 | 13.5436 | 13.326 | 13.0674 | 12.7596 | 12.3938 | 11.9788 | 11.6353 | 11.4182 | 11.334 | 11.3895 | 11.4454
F2_Commercial_Retail_Existing_Space Heating_Natural Gas_Unit Heater_E3 | F2 | Commercial | Retail | Existing | Space Heating | Natural Gas | Unit Heater | E3 | TRC BC Ratio | 10.3182 | 10.3189 | 10.2536 | 10.1157 | 9.8886 | 9.6065 | 9.2659 | 8.8706 | 8.4447 | 8.0252 | 7.6539 | 7.3791 | 7.2226 | 7.1736 | 7.2023 | 7.2741 | 7.353 | 7.4378 | 7.5299 | 7.6306 | 7.7416 | 7.8612 | 7.9688 | 8.0549 | 8.1185 | 8.1583 | 8.1983
F2_Commercial_Retail_Existing_Space Heating_Natural Gas_Unit Heater_E4 | F2 | Commercial | Retail | Existing | Space Heating | Natural Gas | Unit Heater | E4 | TRC BC Ratio | 0 | 0 | 0 | 0 | 0 | 0 | 0 | 0 | 0 | 0 | 0 | 0 | 0 | 0 | 0 | 0 | 0 | 0 | 0 | 0 | 0 | 0 | 0 | 0 | 0 | 0 | 0
F2_Commercial_Retail_Existing_Space Heating_Natural Gas_Unit Heater_E5 | F2 | Commercial | Retail | Existing | Space Heating | Natural Gas | Unit Heater | E5 | TRC BC Ratio | 0 | 0 | 0 | 0 | 0 | 0 | 0 | 0 | 0 | 0 | 0 | 0 | 0 | 0 | 0 | 0 | 0 | 0 | 0 | 0 | 0 | 0 | 0 | 0 | 0 | 0 | 0
F2_Commercial_Retail_Existing_Space Heating_Natural Gas_Unit Heater_E6 | F2 | Commercial | Retail | Existing | Space Heating | Natural Gas | Unit Heater | E6 | TRC BC Ratio | 0 | 0 | 0 | 0 | 0 | 0 | 0 | 0 | 0 | 0 | 0 | 0 | 0 | 0 | 0 | 0 | 0 | 0 | 0 | 0 | 0 | 0 | 0 | 0 | 0 | 0 | 0
F2_Commercial_Retail_Existing_Space Heating_Natural Gas_Unit Heater_E7 | F2 | Commercial | Retail | Existing | Space Heating | Natural Gas | Unit Heater | E7 | TRC BC Ratio | 0 | 0 | 0 | 0 | 0 | 0 | 0 | 0 | 0 | 0 | 0 | 0 | 0 | 0 | 0 | 0 | 0 | 0 | 0 | 0 | 0 | 0 | 0 | 0 | 0 | 0 | 0
F2_Commercial_Retail_Existing_Space Heating_Natural Gas_Unit Heater_E8 | F2 | Commercial | Retail | Existing | Space Heating | Natural Gas | Unit Heater | E8 | TRC BC Ratio | 0 | 0 | 0 | 0 | 0 | 0 | 0 | 0 | 0 | 0 | 0 | 0 | 0 | 0 | 0 | 0 | 0 | 0 | 0 | 0 | 0 | 0 | 0 | 0 | 0 | 0 | 0
F2_Commercial_Retail_Existing_Space Heating_Natural Gas_Unit Heater_E9 | F2 | Commercial | Retail | Existing | Space Heating | Natural Gas | Unit Heater | E9 | TRC BC Ratio | 0 | 0 | 0 | 0 | 0 | 0 | 0 | 0 | 0 | 0 | 0 | 0 | 0 | 0 | 0 | 0 | 0 | 0 | 0 | 0 | 0 | 0 | 0 | 0 | 0 | 0 | 0
F2_Commercial_Retail_Existing_Space Heating_Natural Gas_Unit Heater_E10 | F2 | Commercial | Retail | Existing | Space Heating | Natural Gas | Unit Heater | E10 | TRC BC Ratio | 0 | 0 | 0 | 0 | 0 | 0 | 0 | 0 | 0 | 0 | 0 | 0 | 0 | 0 | 0 | 0 | 0 | 0 | 0 | 0 | 0 | 0 | 0 | 0 | 0 | 0 | 0
F3_Commercial_Retail_Existing_Space Heating_Natural Gas_Unit Heater_E1 | F3 | Commercial | Retail | Existing | Space Heating | Natural Gas | Unit Heater | E1 | PACT BC Ratio | bar: 2021 to 2047
F3_Commercial_Retail_Existing_Space Heating_Natural Gas_Unit Heater_E2 | F3 | Commercial | Retail | Existing | Space Heating | Natural Gas | Unit Heater | E2 | PACT BC Ratio | 19.0175 | 18.9276 | 18.6784 | 18.4089 | 18.3609 | 18.3864 | 18.4595 | 18.5364 | 18.5899 | 18.6112 | 18.6047 | 18.5743 | 18.5131 | 18.4059 | 18.2534 | 18.0638 | 17.8205 | 17.5342 | 17.194 | 16.7889 | 16.3077 | 15.7615 | 15.3096 | 15.0239 | 14.9131 | 14.9862 | 15.0597
F3_Commercial_Retail_Existing_Space Heating_Natural Gas_Unit Heater_E3 | F3 | Commercial | Retail | Existing | Space Heating | Natural Gas | Unit Heater | E3 | PACT BC Ratio | 13.5765 | 13.5775 | 13.4916 | 13.3101 | 13.0113 | 12.6401 | 12.192 | 11.6718 | 11.1114 | 10.5595 | 10.0709 | 9.7093 | 9.5034 | 9.439 | 9.4768 | 9.5711 | 9.675 | 9.7866 | 9.9077 | 10.0403 | 10.1863 | 10.3437 | 10.4853 | 10.5986 | 10.6822 | 10.7346 | 10.7872
F3_Commercial_Retail_Existing_Space Heating_Natural Gas_Unit Heater_E4 | F3 | Commercial | Retail | Existing | Space Heating | Natural Gas | Unit Heater | E4 | PACT BC Ratio | 0 | 0 | 0 | 0 | 0 | 0 | 0 | 0 | 0 | 0 | 0 | 0 | 0 | 0 | 0 | 0 | 0 | 0 | 0 | 0 | 0 | 0 | 0 | 0 | 0 | 0 | 0
F3_Commercial_Retail_Existing_Space Heating_Natural Gas_Unit Heater_E5 | F3 | Commercial | Retail | Existing | Space Heating | Natural Gas | Unit Heater | E5 | PACT BC Ratio | 0 | 0 | 0 | 0 | 0 | 0 | 0 | 0 | 0 | 0 | 0 | 0 | 0 | 0 | 0 | 0 | 0 | 0 | 0 | 0 | 0 | 0 | 0 | 0 | 0 | 0 | 0
F3_Commercial_Retail_Existing_Space Heating_Natural Gas_Unit Heater_E6 | F3 | Commercial | Retail | Existing | Space Heating | Natural Gas | Unit Heater | E6 | PACT BC Ratio | 0 | 0 | 0 | 0 | 0 | 0 | 0 | 0 | 0 | 0 | 0 | 0 | 0 | 0 | 0 | 0 | 0 | 0 | 0 | 0 | 0 | 0 | 0 | 0 | 0 | 0 | 0
F3_Commercial_Retail_Existing_Space Heating_Natural Gas_Unit Heater_E7 | F3 | Commercial | Retail | Existing | Space Heating | Natural Gas | Unit Heater | E7 | PACT BC Ratio | 0 | 0 | 0 | 0 | 0 | 0 | 0 | 0 | 0 | 0 | 0 | 0 | 0 | 0 | 0 | 0 | 0 | 0 | 0 | 0 | 0 | 0 | 0 | 0 | 0 | 0 | 0
F3_Commercial_Retail_Existing_Space Heating_Natural Gas_Unit Heater_E8 | F3 | Commercial | Retail | Existing | Space Heating | Natural Gas | Unit Heater | E8 | PACT BC Ratio | 0 | 0 | 0 | 0 | 0 | 0 | 0 | 0 | 0 | 0 | 0 | 0 | 0 | 0 | 0 | 0 | 0 | 0 | 0 | 0 | 0 | 0 | 0 | 0 | 0 | 0 | 0
F3_Commercial_Retail_Existing_Space Heating_Natural Gas_Unit Heater_E9 | F3 | Commercial | Retail | Existing | Space Heating | Natural Gas | Unit Heater | E9 | PACT BC Ratio | 0 | 0 | 0 | 0 | 0 | 0 | 0 | 0 | 0 | 0 | 0 | 0 | 0 | 0 | 0 | 0 | 0 | 0 | 0 | 0 | 0 | 0 | 0 | 0 | 0 | 0 | 0
F3_Commercial_Retail_Existing_Space Heating_Natural Gas_Unit Heater_E10 | F3 | Commercial | Retail | Existing | Space Heating | Natural Gas | Unit Heater | E10 | PACT BC Ratio | 0 | 0 | 0 | 0 | 0 | 0 | 0 | 0 | 0 | 0 | 0 | 0 | 0 | 0 | 0 | 0 | 0 | 0 | 0 | 0 | 0 | 0 | 0 | 0 | 0 | 0 | 0
F4_Commercial_Retail_Existing_Space Heating_Natural Gas_Unit Heater_E1 | F4 | Commercial | Retail | Existing | Space Heating | Natural Gas | Unit Heater | E1 | RVT BC Ratio | bar: 2021 to 2047
F4_Commercial_Retail_Existing_Space Heating_Natural Gas_Unit Heater_E2 | F4 | Commercial | Retail | Existing | Space Heating | Natural Gas | Unit Heater | E2 | RVT BC Ratio | 0.7 | 0.7 | 0.7 | 0.7 | 0.7 | 0.7 | 0.7 | 0.7 | 0.7 | 0.7 | 0.7 | 0.7 | 0.7 | 0.7 | 0.7 | 0.7 | 0.7 | 0.7 | 0.7 | 0.7 | 0.7 | 0.7 | 0.7 | 0.7 | 0.7 | 0.7 | 0.7
F4_Commercial_Retail_Existing_Space Heating_Natural Gas_Unit Heater_E3 | F4 | Commercial | Retail | Existing | Space Heating | Natural Gas | Unit Heater | E3 | RVT BC Ratio | 0.7 | 0.7 | 0.7 | 0.7 | 0.7 | 0.7 | 0.7 | 0.7 | 0.7 | 0.7 | 0.7 | 0.7 | 0.7 | 0.7 | 0.7 | 0.7 | 0.7 | 0.7 | 0.7 | 0.7 | 0.7 | 0.7 | 0.7 | 0.7 | 0.7 | 0.7 | 0.7
F4_Commercial_Retail_Existing_Space Heating_Natural Gas_Unit Heater_E4 | F4 | Commercial | Retail | Existing | Space Heating | Natural Gas | Unit Heater | E4 | RVT BC Ratio | 0 | 0 | 0 | 0 | 0 | 0 | 0 | 0 | 0 | 0 | 0 | 0 | 0 | 0 | 0 | 0 | 0 | 0 | 0 | 0 | 0 | 0 | 0 | 0 | 0 | 0 | 0
F4_Commercial_Retail_Existing_Space Heating_Natural Gas_Unit Heater_E5 | F4 | Commercial | Retail | Existing | Space Heating | Natural Gas | Unit Heater | E5 | RVT BC Ratio | 0 | 0 | 0 | 0 | 0 | 0 | 0 | 0 | 0 | 0 | 0 | 0 | 0 | 0 | 0 | 0 | 0 | 0 | 0 | 0 | 0 | 0 | 0 | 0 | 0 | 0 | 0
F4_Commercial_Retail_Existing_Space Heating_Natural Gas_Unit Heater_E6 | F4 | Commercial | Retail | Existing | Space Heating | Natural Gas | Unit Heater | E6 | RVT BC Ratio | 0 | 0 | 0 | 0 | 0 | 0 | 0 | 0 | 0 | 0 | 0 | 0 | 0 | 0 | 0 | 0 | 0 | 0 | 0 | 0 | 0 | 0 | 0 | 0 | 0 | 0 | 0
F4_Commercial_Retail_Existing_Space Heating_Natural Gas_Unit Heater_E7 | F4 | Commercial | Retail | Existing | Space Heating | Natural Gas | Unit Heater | E7 | RVT BC Ratio | 0 | 0 | 0 | 0 | 0 | 0 | 0 | 0 | 0 | 0 | 0 | 0 | 0 | 0 | 0 | 0 | 0 | 0 | 0 | 0 | 0 | 0 | 0 | 0 | 0 | 0 | 0
F4_Commercial_Retail_Existing_Space Heating_Natural Gas_Unit Heater_E8 | F4 | Commercial | Retail | Existing | Space Heating | Natural Gas | Unit Heater | E8 | RVT BC Ratio | 0 | 0 | 0 | 0 | 0 | 0 | 0 | 0 | 0 | 0 | 0 | 0 | 0 | 0 | 0 | 0 | 0 | 0 | 0 | 0 | 0 | 0 | 0 | 0 | 0 | 0 | 0
F4_Commercial_Retail_Existing_Space Heating_Natural Gas_Unit Heater_E9 | F4 | Commercial | Retail | Existing | Space Heating | Natural Gas | Unit Heater | E9 | RVT BC Ratio | 0 | 0 | 0 | 0 | 0 | 0 | 0 | 0 | 0 | 0 | 0 | 0 | 0 | 0 | 0 | 0 | 0 | 0 | 0 | 0 | 0 | 0 | 0 | 0 | 0 | 0 | 0
F4_Commercial_Retail_Existing_Space Heating_Natural Gas_Unit Heater_E10 | F4 | Commercial | Retail | Existing | Space Heating | Natural Gas | Unit Heater | E10 | RVT BC Ratio | 0 | 0 | 0 | 0 | 0 | 0 | 0 | 0 | 0 | 0 | 0 | 0 | 0 | 0 | 0 | 0 | 0 | 0 | 0 | 0 | 0 | 0 | 0 | 0 | 0 | 0 | 0
F5_Commercial_Retail_Existing_Space Heating_Natural Gas_Unit Heater_E1 | F5 | Commercial | Retail | Existing | Space Heating | Natural Gas | Unit Heater | E1 | RIM BC Ratio | bar: 2021 to 2047
F5_Commercial_Retail_Existing_Space Heating_Natural Gas_Unit Heater_E2 | F5 | Commercial | Retail | Existing | Space Heating | Natural Gas | Unit Heater | E2 | RIM BC Ratio | 19.0175 | 18.9276 | 18.6784 | 18.4089 | 18.3609 | 18.3864 | 18.4595 | 18.5364 | 18.5899 | 18.6112 | 18.6047 | 18.5743 | 18.5131 | 18.4059 | 18.2534 | 18.0638 | 17.8205 | 17.5342 | 17.194 | 16.7889 | 16.3077 | 15.7615 | 15.3096 | 15.0239 | 14.9131 | 14.9862 | 15.0597
F5_Commercial_Retail_Existing_Space Heating_Natural Gas_Unit Heater_E3 | F5 | Commercial | Retail | Existing | Space Heating | Natural Gas | Unit Heater | E3 | RIM BC Ratio | 13.5765 | 13.5775 | 13.4916 | 13.3101 | 13.0113 | 12.6401 | 12.192 | 11.6718 | 11.1114 | 10.5595 | 10.0709 | 9.7093 | 9.5034 | 9.439 | 9.4768 | 9.5711 | 9.675 | 9.7866 | 9.9077 | 10.0403 | 10.1863 | 10.3437 | 10.4853 | 10.5986 | 10.6822 | 10.7346 | 10.7872
F5_Commercial_Retail_Existing_Space Heating_Natural Gas_Unit Heater_E4 | F5 | Commercial | Retail | Existing | Space Heating | Natural Gas | Unit Heater | E4 | RIM BC Ratio | 0 | 0 | 0 | 0 | 0 | 0 | 0 | 0 | 0 | 0 | 0 | 0 | 0 | 0 | 0 | 0 | 0 | 0 | 0 | 0 | 0 | 0 | 0 | 0 | 0 | 0 | 0
F5_Commercial_Retail_Existing_Space Heating_Natural Gas_Unit Heater_E5 | F5 | Commercial | Retail | Existing | Space Heating | Natural Gas | Unit Heater | E5 | RIM BC Ratio | 0 | 0 | 0 | 0 | 0 | 0 | 0 | 0 | 0 | 0 | 0 | 0 | 0 | 0 | 0 | 0 | 0 | 0 | 0 | 0 | 0 | 0 | 0 | 0 | 0 | 0 | 0
F5_Commercial_Retail_Existing_Space Heating_Natural Gas_Unit Heater_E6 | F5 | Commercial | Retail | Existing | Space Heating | Natural Gas | Unit Heater | E6 | RIM BC Ratio | 0 | 0 | 0 | 0 | 0 | 0 | 0 | 0 | 0 | 0 | 0 | 0 | 0 | 0 | 0 | 0 | 0 | 0 | 0 | 0 | 0 | 0 | 0 | 0 | 0 | 0 | 0
F5_Commercial_Retail_Existing_Space Heating_Natural Gas_Unit Heater_E7 | F5 | Commercial | Retail | Existing | Space Heating | Natural Gas | Unit Heater | E7 | RIM BC Ratio | 0 | 0 | 0 | 0 | 0 | 0 | 0 | 0 | 0 | 0 | 0 | 0 | 0 | 0 | 0 | 0 | 0 | 0 | 0 | 0 | 0 | 0 | 0 | 0 | 0 | 0 | 0
F5_Commercial_Retail_Existing_Space Heating_Natural Gas_Unit Heater_E8 | F5 | Commercial | Retail | Existing | Space Heating | Natural Gas | Unit Heater | E8 | RIM BC Ratio | 0 | 0 | 0 | 0 | 0 | 0 | 0 | 0 | 0 | 0 | 0 | 0 | 0 | 0 | 0 | 0 | 0 | 0 | 0 | 0 | 0 | 0 | 0 | 0 | 0 | 0 | 0
F5_Commercial_Retail_Existing_Space Heating_Natural Gas_Unit Heater_E9 | F5 | Commercial | Retail | Existing | Space Heating | Natural Gas | Unit Heater | E9 | RIM BC Ratio | 0 | 0 | 0 | 0 | 0 | 0 | 0 | 0 | 0 | 0 | 0 | 0 | 0 | 0 | 0 | 0 | 0 | 0 | 0 | 0 | 0 | 0 | 0 | 0 | 0 | 0 | 0
F5_Commercial_Retail_Existing_Space Heating_Natural Gas_Unit Heater_E10 | F5 | Commercial | Retail | Existing | Space Heating | Natural Gas | Unit Heater | E10 | RIM BC Ratio | 0 | 0 | 0 | 0 | 0 | 0 | 0 | 0 | 0 | 0 | 0 | 0 | 0 | 0 | 0 | 0 | 0 | 0 | 0 | 0 | 0 | 0 | 0 | 0 | 0 | 0 | 0
F0_Commercial_Retail_Existing_Water Heating_Natural Gas_Water Heater_E0 | F0 | Commercial | Retail | Existing | Water Heating | Natural Gas | Water Heater | E0 | Economic Unit | Tankless | Tankless | Tankless | Tankless | Tankless | Tankless | Tankless | Tankless | Tankless | Tankless | Tankless | Tankless | Tankless | Tankless | Tankless | Tankless | Tankless | Tankless | Tankless | Tankless | Tankless | Tankless | Tankless | Tankless | Tankless | Tankless | Tankless
F1_Commercial_Retail_Existing_Water Heating_Natural Gas_Water Heater_E1 | F1 | Commercial | Retail | Existing | Water Heating | Natural Gas | Water Heater | E1 | CCE | 0 | 0 | 0 | 0 | 0 | 0 | 0 | 0 | 0 | 0 | 0 | 0 | 0 | 0 | 0 | 0 | 0 | 0 | 0 | 0 | 0 | 0 | 0 | 0 | 0 | 0 | 0
F1_Commercial_Retail_Existing_Water Heating_Natural Gas_Water Heater_E2 | F1 | Commercial | Retail | Existing | Water Heating | Natural Gas | Water Heater | E2 | CCE | 0.0026027 | 0.0026027 | 0.0026027 | 0.0026027 | 0.0026027 | 0.0026027 | 0.0026027 | 0.0026027 | 0.0026027 | 0.0026027 | 0.0026027 | 0.0026027 | 0.0026027 | 0.0026027 | 0.0026027 | 0.0026027 | 0.0026027 | 0.0026027 | 0.0026027 | 0.0026027 | 0.0026027 | 0.0026027 | 0.0026027 | 0.0026027 | 0.0026027 | 0.0026027 | 0.0026027
F1_Commercial_Retail_Existing_Water Heating_Natural Gas_Water Heater_E3 | F1 | Commercial | Retail | Existing | Water Heating | Natural Gas | Water Heater | E3 | CCE | -0.0020548 | -0.0020548 | -0.0020548 | -0.0020548 | -0.0020548 | -0.0020548 | -0.0020548 | -0.0020548 | -0.0020548 | -0.0020548 | -0.0020548 | -0.0020548 | -0.0020548 | -0.0020548 | -0.0020548 | -0.0020548 | -0.0020548 | -0.0020548 | -0.0020548 | -0.0020548 | -0.0020548 | -0.0020548 | -0.0020548 | -0.0020548 | -0.0020548 | -0.0020548 | -0.0020548
F1_Commercial_Retail_Existing_Water Heating_Natural Gas_Water Heater_E4 | F1 | Commercial | Retail | Existing | Water Heating | Natural Gas | Water Heater | E4 | CCE | 0 | 0 | 0.027312 | 0.027312 | 0.027312 | 0.027312 | 0.027312 | 0.027312 | 0.027312 | 0.027312 | 0.027312 | 0.027312 | 0.027312 | 0.027312 | 0.027312 | 0.027312 | 0.027312 | 0.027312 | 0.027312 | 0.027312 | 0.027312 | 0.027312 | 0.027312 | 0.027312 | 0.027312 | 0.027312 | 0.027312
F1_Commercial_Retail_Existing_Water Heating_Natural Gas_Water Heater_E5 | F1 | Commercial | Retail | Existing | Water Heating | Natural Gas | Water Heater | E5 | CCE | 0 | 0 | 0 | 0 | 0 | 0 | 0 | 0 | 0 | 0 | 0 | 0 | 0 | 0 | 0 | 0 | 0 | 0 | 0 | 0 | 0 | 0 | 0 | 0 | 0 | 0 | 0
F1_Commercial_Retail_Existing_Water Heating_Natural Gas_Water Heater_E6 | F1 | Commercial | Retail | Existing | Water Heating | Natural Gas | Water Heater | E6 | CCE | 0 | 0 | 0 | 0 | 0 | 0 | 0 | 0 | 0 | 0 | 0 | 0 | 0 | 0 | 0 | 0 | 0 | 0 | 0 | 0 | 0 | 0 | 0 | 0 | 0 | 0 | 0
F1_Commercial_Retail_Existing_Water Heating_Natural Gas_Water Heater_E7 | F1 | Commercial | Retail | Existing | Water Heating | Natural Gas | Water Heater | E7 | CCE | 0 | 0 | 0 | 0 | 0 | 0 | 0 | 0 | 0 | 0 | 0 | 0 | 0 | 0 | 0 | 0 | 0 | 0 | 0 | 0 | 0 | 0 | 0 | 0 | 0 | 0 | 0
F1_Commercial_Retail_Existing_Water Heating_Natural Gas_Water Heater_E8 | F1 | Commercial | Retail | Existing | Water Heating | Natural Gas | Water Heater | E8 | CCE | 0 | 0 | 0 | 0 | 0 | 0 | 0 | 0 | 0 | 0 | 0 | 0 | 0 | 0 | 0 | 0 | 0 | 0 | 0 | 0 | 0 | 0 | 0 | 0 | 0 | 0 | 0
F1_Commercial_Retail_Existing_Water Heating_Natural Gas_Water Heater_E9 | F1 | Commercial | Retail | Existing | Water Heating | Natural Gas | Water Heater | E9 | CCE | 0 | 0 | 0 | 0 | 0 | 0 | 0 | 0 | 0 | 0 | 0 | 0 | 0 | 0 | 0 | 0 | 0 | 0 | 0 | 0 | 0 | 0 | 0 | 0 | 0 | 0 | 0
F1_Commercial_Retail_Existing_Water Heating_Natural Gas_Water Heater_E10 | F1 | Commercial | Retail | Existing | Water Heating | Natural Gas | Water Heater | E10 | CCE | 0 | 0 | 0 | 0 | 0 | 0 | 0 | 0 | 0 | 0 | 0 | 0 | 0 | 0 | 0 | 0 | 0 | 0 | 0 | 0 | 0 | 0 | 0 | 0 | 0 | 0 | 0
F2_Commercial_Retail_Existing_Water Heating_Natural Gas_Water Heater_E1 | F2 | Commercial | Retail | Existing | Water Heating | Natural Gas | Water Heater | E1 | TRC BC Ratio | bar: 2021 to 2047
F2_Commercial_Retail_Existing_Water Heating_Natural Gas_Water Heater_E2 | F2 | Commercial | Retail | Existing | Water Heating | Natural Gas | Water Heater | E2 | TRC BC Ratio | 5.2799 | 5.2037 | 5.1294 | 5.0573 | 5.058 | 5.106 | 5.1837 | 5.278 | 5.3797 | 5.4837 | 5.5865 | 5.6776 | 5.7471 | 5.7766 | 5.763 | 5.7065 | 5.6115 | 5.4871 | 5.339 | 5.1634 | 4.9581 | 4.7217 | 4.5119 | 4.3761 | 4.3174 | 4.3386 | 4.3598
F2_Commercial_Retail_Existing_Water Heating_Natural Gas_Water Heater_E3 | F2 | Commercial | Retail | Existing | Water Heating | Natural Gas | Water Heater | E3 | TRC BC Ratio | bar: 2021 to 2047
F2_Commercial_Retail_Existing_Water Heating_Natural Gas_Water Heater_E4 | F2 | Commercial | Retail | Existing | Water Heating | Natural Gas | Water Heater | E4 | TRC BC Ratio | 0 | 0 | 0.46668 | 0.44639 | 0.43826 | 0.43799 | 0.44354 | 0.45493 | 0.47312 | 0.49993 | 0.53429 | 0.57206 | 0.60887 | 0.63669 | 0.65104 | 0.6505 | 0.63645 | 0.61374 | 0.587 | 0.55558 | 0.51908 | 0.4773 | 0.44003 | 0.41533 | 0.40374 | 0.40572 | 0.40771
F2_Commercial_Retail_Existing_Water Heating_Natural Gas_Water Heater_E5 | F2 | Commercial | Retail | Existing | Water Heating | Natural Gas | Water Heater | E5 | TRC BC Ratio | 0 | 0 | 0 | 0 | 0 | 0 | 0 | 0 | 0 | 0 | 0 | 0 | 0 | 0 | 0 | 0 | 0 | 0 | 0 | 0 | 0 | 0 | 0 | 0 | 0 | 0 | 0
F2_Commercial_Retail_Existing_Water Heating_Natural Gas_Water Heater_E6 | F2 | Commercial | Retail | Existing | Water Heating | Natural Gas | Water Heater | E6 | TRC BC Ratio | 0 | 0 | 0 | 0 | 0 | 0 | 0 | 0 | 0 | 0 | 0 | 0 | 0 | 0 | 0 | 0 | 0 | 0 | 0 | 0 | 0 | 0 | 0 | 0 | 0 | 0 | 0
F2_Commercial_Retail_Existing_Water Heating_Natural Gas_Water Heater_E7 | F2 | Commercial | Retail | Existing | Water Heating | Natural Gas | Water Heater | E7 | TRC BC Ratio | 0 | 0 | 0 | 0 | 0 | 0 | 0 | 0 | 0 | 0 | 0 | 0 | 0 | 0 | 0 | 0 | 0 | 0 | 0 | 0 | 0 | 0 | 0 | 0 | 0 | 0 | 0
F2_Commercial_Retail_Existing_Water Heating_Natural Gas_Water Heater_E8 | F2 | Commercial | Retail | Existing | Water Heating | Natural Gas | Water Heater | E8 | TRC BC Ratio | 0 | 0 | 0 | 0 | 0 | 0 | 0 | 0 | 0 | 0 | 0 | 0 | 0 | 0 | 0 | 0 | 0 | 0 | 0 | 0 | 0 | 0 | 0 | 0 | 0 | 0 | 0
F2_Commercial_Retail_Existing_Water Heating_Natural Gas_Water Heater_E9 | F2 | Commercial | Retail | Existing | Water Heating | Natural Gas | Water Heater | E9 | TRC BC Ratio | 0 | 0 | 0 | 0 | 0 | 0 | 0 | 0 | 0 | 0 | 0 | 0 | 0 | 0 | 0 | 0 | 0 | 0 | 0 | 0 | 0 | 0 | 0 | 0 | 0 | 0 | 0
F2_Commercial_Retail_Existing_Water Heating_Natural Gas_Water Heater_E10 | F2 | Commercial | Retail | Existing | Water Heating | Natural Gas | Water Heater | E10 | TRC BC Ratio | 0 | 0 | 0 | 0 | 0 | 0 | 0 | 0 | 0 | 0 | 0 | 0 | 0 | 0 | 0 | 0 | 0 | 0 | 0 | 0 | 0 | 0 | 0 | 0 | 0 | 0 | 0
F3_Commercial_Retail_Existing_Water Heating_Natural Gas_Water Heater_E1 | F3 | Commercial | Retail | Existing | Water Heating | Natural Gas | Water Heater | E1 | PACT BC Ratio | bar: 2021 to 2047
F3_Commercial_Retail_Existing_Water Heating_Natural Gas_Water Heater_E2 | F3 | Commercial | Retail | Existing | Water Heating | Natural Gas | Water Heater | E2 | PACT BC Ratio | 6.6572 | 6.5612 | 6.4675 | 6.3766 | 6.3775 | 6.438 | 6.536 | 6.6548 | 6.783 | 6.9142 | 7.0439 | 7.1587 | 7.2463 | 7.2836 | 7.2664 | 7.1951 | 7.0753 | 6.9185 | 6.7318 | 6.5104 | 6.2515 | 5.9535 | 5.6889 | 5.5176 | 5.4437 | 5.4704 | 5.4972
F3_Commercial_Retail_Existing_Water Heating_Natural Gas_Water Heater_E3 | F3 | Commercial | Retail | Existing | Water Heating | Natural Gas | Water Heater | E3 | PACT BC Ratio | bar: 2021 to 2047
F3_Commercial_Retail_Existing_Water Heating_Natural Gas_Water Heater_E4 | F3 | Commercial | Retail | Existing | Water Heating | Natural Gas | Water Heater | E4 | PACT BC Ratio | 0 | 0 | 0.58842 | 0.56284 | 0.55259 | 0.55224 | 0.55925 | 0.57361 | 0.59654 | 0.63035 | 0.67367 | 0.72129 | 0.7677 | 0.80278 | 0.82088 | 0.8202 | 0.80248 | 0.77385 | 0.74012 | 0.70051 | 0.65449 | 0.60182 | 0.55482 | 0.52368 | 0.50907 | 0.51156 | 0.51407
F3_Commercial_Retail_Existing_Water Heating_Natural Gas_Water Heater_E5 | F3 | Commercial | Retail | Existing | Water Heating | Natural Gas | Water Heater | E5 | PACT BC Ratio | 0 | 0 | 0 | 0 | 0 | 0 | 0 | 0 | 0 | 0 | 0 | 0 | 0 | 0 | 0 | 0 | 0 | 0 | 0 | 0 | 0 | 0 | 0 | 0 | 0 | 0 | 0
F3_Commercial_Retail_Existing_Water Heating_Natural Gas_Water Heater_E6 | F3 | Commercial | Retail | Existing | Water Heating | Natural Gas | Water Heater | E6 | PACT BC Ratio | 0 | 0 | 0 | 0 | 0 | 0 | 0 | 0 | 0 | 0 | 0 | 0 | 0 | 0 | 0 | 0 | 0 | 0 | 0 | 0 | 0 | 0 | 0 | 0 | 0 | 0 | 0
F3_Commercial_Retail_Existing_Water Heating_Natural Gas_Water Heater_E7 | F3 | Commercial | Retail | Existing | Water Heating | Natural Gas | Water Heater | E7 | PACT BC Ratio | 0 | 0 | 0 | 0 | 0 | 0 | 0 | 0 | 0 | 0 | 0 | 0 | 0 | 0 | 0 | 0 | 0 | 0 | 0 | 0 | 0 | 0 | 0 | 0 | 0 | 0 | 0
F3_Commercial_Retail_Existing_Water Heating_Natural Gas_Water Heater_E8 | F3 | Commercial | Retail | Existing | Water Heating | Natural Gas | Water Heater | E8 | PACT BC Ratio | 0 | 0 | 0 | 0 | 0 | 0 | 0 | 0 | 0 | 0 | 0 | 0 | 0 | 0 | 0 | 0 | 0 | 0 | 0 | 0 | 0 | 0 | 0 | 0 | 0 | 0 | 0
F3_Commercial_Retail_Existing_Water Heating_Natural Gas_Water Heater_E9 | F3 | Commercial | Retail | Existing | Water Heating | Natural Gas | Water Heater | E9 | PACT BC Ratio | 0 | 0 | 0 | 0 | 0 | 0 | 0 | 0 | 0 | 0 | 0 | 0 | 0 | 0 | 0 | 0 | 0 | 0 | 0 | 0 | 0 | 0 | 0 | 0 | 0 | 0 | 0
F3_Commercial_Retail_Existing_Water Heating_Natural Gas_Water Heater_E10 | F3 | Commercial | Retail | Existing | Water Heating | Natural Gas | Water Heater | E10 | PACT BC Ratio | 0 | 0 | 0 | 0 | 0 | 0 | 0 | 0 | 0 | 0 | 0 | 0 | 0 | 0 | 0 | 0 | 0 | 0 | 0 | 0 | 0 | 0 | 0 | 0 | 0 | 0 | 0
F4_Commercial_Retail_Existing_Water Heating_Natural Gas_Water Heater_E1 | F4 | Commercial | Retail | Existing | Water Heating | Natural Gas | Water Heater | E1 | RVT BC Ratio | bar: 2021 to 2047
F4_Commercial_Retail_Existing_Water Heating_Natural Gas_Water Heater_E2 | F4 | Commercial | Retail | Existing | Water Heating | Natural Gas | Water Heater | E2 | RVT BC Ratio | 0.7 | 0.7 | 0.7 | 0.7 | 0.7 | 0.7 | 0.7 | 0.7 | 0.7 | 0.7 | 0.7 | 0.7 | 0.7 | 0.7 | 0.7 | 0.7 | 0.7 | 0.7 | 0.7 | 0.7 | 0.7 | 0.7 | 0.7 | 0.7 | 0.7 | 0.7 | 0.7
F4_Commercial_Retail_Existing_Water Heating_Natural Gas_Water Heater_E3 | F4 | Commercial | Retail | Existing | Water Heating | Natural Gas | Water Heater | E3 | RVT BC Ratio | bar: 2021 to 2047
F4_Commercial_Retail_Existing_Water Heating_Natural Gas_Water Heater_E4 | F4 | Commercial | Retail | Existing | Water Heating | Natural Gas | Water Heater | E4 | RVT BC Ratio | 0 | 0 | 0.7 | 0.7 | 0.7 | 0.7 | 0.7 | 0.7 | 0.7 | 0.7 | 0.7 | 0.7 | 0.7 | 0.7 | 0.7 | 0.7 | 0.7 | 0.7 | 0.7 | 0.7 | 0.7 | 0.7 | 0.7 | 0.7 | 0.7 | 0.7 | 0.7
F4_Commercial_Retail_Existing_Water Heating_Natural Gas_Water Heater_E5 | F4 | Commercial | Retail | Existing | Water Heating | Natural Gas | Water Heater | E5 | RVT BC Ratio | 0 | 0 | 0 | 0 | 0 | 0 | 0 | 0 | 0 | 0 | 0 | 0 | 0 | 0 | 0 | 0 | 0 | 0 | 0 | 0 | 0 | 0 | 0 | 0 | 0 | 0 | 0
F4_Commercial_Retail_Existing_Water Heating_Natural Gas_Water Heater_E6 | F4 | Commercial | Retail | Existing | Water Heating | Natural Gas | Water Heater | E6 | RVT BC Ratio | 0 | 0 | 0 | 0 | 0 | 0 | 0 | 0 | 0 | 0 | 0 | 0 | 0 | 0 | 0 | 0 | 0 | 0 | 0 | 0 | 0 | 0 | 0 | 0 | 0 | 0 | 0
F4_Commercial_Retail_Existing_Water Heating_Natural Gas_Water Heater_E7 | F4 | Commercial | Retail | Existing | Water Heating | Natural Gas | Water Heater | E7 | RVT BC Ratio | 0 | 0 | 0 | 0 | 0 | 0 | 0 | 0 | 0 | 0 | 0 | 0 | 0 | 0 | 0 | 0 | 0 | 0 | 0 | 0 | 0 | 0 | 0 | 0 | 0 | 0 | 0
F4_Commercial_Retail_Existing_Water Heating_Natural Gas_Water Heater_E8 | F4 | Commercial | Retail | Existing | Water Heating | Natural Gas | Water Heater | E8 | RVT BC Ratio | 0 | 0 | 0 | 0 | 0 | 0 | 0 | 0 | 0 | 0 | 0 | 0 | 0 | 0 | 0 | 0 | 0 | 0 | 0 | 0 | 0 | 0 | 0 | 0 | 0 | 0 | 0
F4_Commercial_Retail_Existing_Water Heating_Natural Gas_Water Heater_E9 | F4 | Commercial | Retail | Existing | Water Heating | Natural Gas | Water Heater | E9 | RVT BC Ratio | 0 | 0 | 0 | 0 | 0 | 0 | 0 | 0 | 0 | 0 | 0 | 0 | 0 | 0 | 0 | 0 | 0 | 0 | 0 | 0 | 0 | 0 | 0 | 0 | 0 | 0 | 0
F4_Commercial_Retail_Existing_Water Heating_Natural Gas_Water Heater_E10 | F4 | Commercial | Retail | Existing | Water Heating | Natural Gas | Water Heater | E10 | RVT BC Ratio | 0 | 0 | 0 | 0 | 0 | 0 | 0 | 0 | 0 | 0 | 0 | 0 | 0 | 0 | 0 | 0 | 0 | 0 | 0 | 0 | 0 | 0 | 0 | 0 | 0 | 0 | 0
F5_Commercial_Retail_Existing_Water Heating_Natural Gas_Water Heater_E1 | F5 | Commercial | Retail | Existing | Water Heating | Natural Gas | Water Heater | E1 | RIM BC Ratio | bar: 2021 to 2047
F5_Commercial_Retail_Existing_Water Heating_Natural Gas_Water Heater_E2 | F5 | Commercial | Retail | Existing | Water Heating | Natural Gas | Water Heater | E2 | RIM BC Ratio | 6.6572 | 6.5612 | 6.4675 | 6.3766 | 6.3775 | 6.438 | 6.536 | 6.6548 | 6.783 | 6.9142 | 7.0439 | 7.1587 | 7.2463 | 7.2836 | 7.2664 | 7.1951 | 7.0753 | 6.9185 | 6.7318 | 6.5104 | 6.2515 | 5.9535 | 5.6889 | 5.5176 | 5.4437 | 5.4704 | 5.4972
F5_Commercial_Retail_Existing_Water Heating_Natural Gas_Water Heater_E3 | F5 | Commercial | Retail | Existing | Water Heating | Natural Gas | Water Heater | E3 | RIM BC Ratio | bar: 2021 to 2047
F5_Commercial_Retail_Existing_Water Heating_Natural Gas_Water Heater_E4 | F5 | Commercial | Retail | Existing | Water Heating | Natural Gas | Water Heater | E4 | RIM BC Ratio | 0 | 0 | 0.58842 | 0.56284 | 0.55259 | 0.55224 | 0.55925 | 0.57361 | 0.59654 | 0.63035 | 0.67367 | 0.72129 | 0.7677 | 0.80278 | 0.82088 | 0.8202 | 0.80248 | 0.77385 | 0.74012 | 0.70051 | 0.65449 | 0.60182 | 0.55482 | 0.52368 | 0.50907 | 0.51156 | 0.51407
F5_Commercial_Retail_Existing_Water Heating_Natural Gas_Water Heater_E5 | F5 | Commercial | Retail | Existing | Water Heating | Natural Gas | Water Heater | E5 | RIM BC Ratio | 0 | 0 | 0 | 0 | 0 | 0 | 0 | 0 | 0 | 0 | 0 | 0 | 0 | 0 | 0 | 0 | 0 | 0 | 0 | 0 | 0 | 0 | 0 | 0 | 0 | 0 | 0
F5_Commercial_Retail_Existing_Water Heating_Natural Gas_Water Heater_E6 | F5 | Commercial | Retail | Existing | Water Heating | Natural Gas | Water Heater | E6 | RIM BC Ratio | 0 | 0 | 0 | 0 | 0 | 0 | 0 | 0 | 0 | 0 | 0 | 0 | 0 | 0 | 0 | 0 | 0 | 0 | 0 | 0 | 0 | 0 | 0 | 0 | 0 | 0 | 0
F5_Commercial_Retail_Existing_Water Heating_Natural Gas_Water Heater_E7 | F5 | Commercial | Retail | Existing | Water Heating | Natural Gas | Water Heater | E7 | RIM BC Ratio | 0 | 0 | 0 | 0 | 0 | 0 | 0 | 0 | 0 | 0 | 0 | 0 | 0 | 0 | 0 | 0 | 0 | 0 | 0 | 0 | 0 | 0 | 0 | 0 | 0 | 0 | 0
F5_Commercial_Retail_Existing_Water Heating_Natural Gas_Water Heater_E8 | F5 | Commercial | Retail | Existing | Water Heating | Natural Gas | Water Heater | E8 | RIM BC Ratio | 0 | 0 | 0 | 0 | 0 | 0 | 0 | 0 | 0 | 0 | 0 | 0 | 0 | 0 | 0 | 0 | 0 | 0 | 0 | 0 | 0 | 0 | 0 | 0 | 0 | 0 | 0
F5_Commercial_Retail_Existing_Water Heating_Natural Gas_Water Heater_E9 | F5 | Commercial | Retail | Existing | Water Heating | Natural Gas | Water Heater | E9 | RIM BC Ratio | 0 | 0 | 0 | 0 | 0 | 0 | 0 | 0 | 0 | 0 | 0 | 0 | 0 | 0 | 0 | 0 | 0 | 0 | 0 | 0 | 0 | 0 | 0 | 0 | 0 | 0 | 0
F5_Commercial_Retail_Existing_Water Heating_Natural Gas_Water Heater_E10 | F5 | Commercial | Retail | Existing | Water Heating | Natural Gas | Water Heater | E10 | RIM BC Ratio | 0 | 0 | 0 | 0 | 0 | 0 | 0 | 0 | 0 | 0 | 0 | 0 | 0 | 0 | 0 | 0 | 0 | 0 | 0 | 0 | 0 | 0 | 0 | 0 | 0 | 0 | 0
F0_Commercial_Retail_Existing_Food Preparation_Natural Gas_Oven_E0 | F0 | Commercial | Retail | Existing | Food Preparation | Natural Gas | Oven | E0 | Economic Unit | ENERGY STAR (>42% Baking Efficiency) | ENERGY STAR (>42% Baking Efficiency) | ENERGY STAR (>42% Baking Efficiency) | ENERGY STAR (>42% Baking Efficiency) | ENERGY STAR (>42% Baking Efficiency) | ENERGY STAR (>42% Baking Efficiency) | ENERGY STAR (>42% Baking Efficiency) | ENERGY STAR (>42% Baking Efficiency) | ENERGY STAR (>42% Baking Efficiency) | ENERGY STAR (>42% Baking Efficiency) | ENERGY STAR (>42% Baking Efficiency) | ENERGY STAR (>42% Baking Efficiency) | ENERGY STAR (>42% Baking Efficiency) | ENERGY STAR (>42% Baking Efficiency) | ENERGY STAR (>42% Baking Efficiency) | ENERGY STAR (>42% Baking Efficiency) | ENERGY STAR (>42% Baking Efficiency) | ENERGY STAR (>42% Baking Efficiency) | ENERGY STAR (>42% Baking Efficiency) | ENERGY STAR (>42% Baking Efficiency) | ENERGY STAR (>42% Baking Efficiency) | ENERGY STAR (>42% Baking Efficiency) | ENERGY STAR (>42% Baking Efficiency) | ENERGY STAR (>42% Baking Efficiency) | ENERGY STAR (>42% Baking Efficiency) | ENERGY STAR (>42% Baking Efficiency) | ENERGY STAR (>42% Baking Efficiency)
F1_Commercial_Retail_Existing_Food Preparation_Natural Gas_Oven_E1 | F1 | Commercial | Retail | Existing | Food Preparation | Natural Gas | Oven | E1 | CCE | 0 | 0 | 0 | 0 | 0 | 0 | 0 | 0 | 0 | 0 | 0 | 0 | 0 | 0 | 0 | 0 | 0 | 0 | 0 | 0 | 0 | 0 | 0 | 0 | 0 | 0 | 0
F1_Commercial_Retail_Existing_Food Preparation_Natural Gas_Oven_E2 | F1 | Commercial | Retail | Existing | Food Preparation | Natural Gas | Oven | E2 | CCE | 0.0064069 | 0.0064069 | 0.0064069 | 0.0064069 | 0.0064069 | 0.0064069 | 0.0064069 | 0.0064069 | 0.0064069 | 0.0064069 | 0.0064069 | 0.0064069 | 0.0064069 | 0.0064069 | 0.0064069 | 0.0064069 | 0.0064069 | 0.0064069 | 0.0064069 | 0.0064069 | 0.0064069 | 0.0064069 | 0.0064069 | 0.0064069 | 0.0064069 | 0.0064069 | 0.0064069
F1_Commercial_Retail_Existing_Food Preparation_Natural Gas_Oven_E3 | F1 | Commercial | Retail | Existing | Food Preparation | Natural Gas | Oven | E3 | CCE | 0 | 0 | 0 | 0 | 0 | 0 | 0 | 0 | 0 | 0 | 0 | 0 | 0 | 0 | 0 | 0 | 0 | 0 | 0 | 0 | 0 | 0 | 0 | 0 | 0 | 0 | 0
F1_Commercial_Retail_Existing_Food Preparation_Natural Gas_Oven_E4 | F1 | Commercial | Retail | Existing | Food Preparation | Natural Gas | Oven | E4 | CCE | 0 | 0 | 0 | 0 | 0 | 0 | 0 | 0 | 0 | 0 | 0 | 0 | 0 | 0 | 0 | 0 | 0 | 0 | 0 | 0 | 0 | 0 | 0 | 0 | 0 | 0 | 0
F1_Commercial_Retail_Existing_Food Preparation_Natural Gas_Oven_E5 | F1 | Commercial | Retail | Existing | Food Preparation | Natural Gas | Oven | E5 | CCE | 0 | 0 | 0 | 0 | 0 | 0 | 0 | 0 | 0 | 0 | 0 | 0 | 0 | 0 | 0 | 0 | 0 | 0 | 0 | 0 | 0 | 0 | 0 | 0 | 0 | 0 | 0
F1_Commercial_Retail_Existing_Food Preparation_Natural Gas_Oven_E6 | F1 | Commercial | Retail | Existing | Food Preparation | Natural Gas | Oven | E6 | CCE | 0 | 0 | 0 | 0 | 0 | 0 | 0 | 0 | 0 | 0 | 0 | 0 | 0 | 0 | 0 | 0 | 0 | 0 | 0 | 0 | 0 | 0 | 0 | 0 | 0 | 0 | 0
F1_Commercial_Retail_Existing_Food Preparation_Natural Gas_Oven_E7 | F1 | Commercial | Retail | Existing | Food Preparation | Natural Gas | Oven | E7 | CCE | 0 | 0 | 0 | 0 | 0 | 0 | 0 | 0 | 0 | 0 | 0 | 0 | 0 | 0 | 0 | 0 | 0 | 0 | 0 | 0 | 0 | 0 | 0 | 0 | 0 | 0 | 0
F1_Commercial_Retail_Existing_Food Preparation_Natural Gas_Oven_E8 | F1 | Commercial | Retail | Existing | Food Preparation | Natural Gas | Oven | E8 | CCE | 0 | 0 | 0 | 0 | 0 | 0 | 0 | 0 | 0 | 0 | 0 | 0 | 0 | 0 | 0 | 0 | 0 | 0 | 0 | 0 | 0 | 0 | 0 | 0 | 0 | 0 | 0
F1_Commercial_Retail_Existing_Food Preparation_Natural Gas_Oven_E9 | F1 | Commercial | Retail | Existing | Food Preparation | Natural Gas | Oven | E9 | CCE | 0 | 0 | 0 | 0 | 0 | 0 | 0 | 0 | 0 | 0 | 0 | 0 | 0 | 0 | 0 | 0 | 0 | 0 | 0 | 0 | 0 | 0 | 0 | 0 | 0 | 0 | 0
F1_Commercial_Retail_Existing_Food Preparation_Natural Gas_Oven_E10 | F1 | Commercial | Retail | Existing | Food Preparation | Natural Gas | Oven | E10 | CCE | 0 | 0 | 0 | 0 | 0 | 0 | 0 | 0 | 0 | 0 | 0 | 0 | 0 | 0 | 0 | 0 | 0 | 0 | 0 | 0 | 0 | 0 | 0 | 0 | 0 | 0 | 0
F2_Commercial_Retail_Existing_Food Preparation_Natural Gas_Oven_E1 | F2 | Commercial | Retail | Existing | Food Preparation | Natural Gas | Oven | E1 | TRC BC Ratio | bar: 2021 to 2047
F2_Commercial_Retail_Existing_Food Preparation_Natural Gas_Oven_E2 | F2 | Commercial | Retail | Existing | Food Preparation | Natural Gas | Oven | E2 | TRC BC Ratio | 2.1435 | 2.1209 | 2.0991 | 2.0784 | 2.0838 | 2.1062 | 2.1397 | 2.1792 | 2.22 | 2.2569 | 2.287 | 2.3059 | 2.3122 | 2.3039 | 2.2841 | 2.2551 | 2.2186 | 2.175 | 2.1228 | 2.0608 | 1.9881 | 1.9043 | 1.83 | 1.7822 | 1.7622 | 1.7709 | 1.7795
F2_Commercial_Retail_Existing_Food Preparation_Natural Gas_Oven_E3 | F2 | Commercial | Retail | Existing | Food Preparation | Natural Gas | Oven | E3 | TRC BC Ratio | 0 | 0 | 0 | 0 | 0 | 0 | 0 | 0 | 0 | 0 | 0 | 0 | 0 | 0 | 0 | 0 | 0 | 0 | 0 | 0 | 0 | 0 | 0 | 0 | 0 | 0 | 0
F2_Commercial_Retail_Existing_Food Preparation_Natural Gas_Oven_E4 | F2 | Commercial | Retail | Existing | Food Preparation | Natural Gas | Oven | E4 | TRC BC Ratio | 0 | 0 | 0 | 0 | 0 | 0 | 0 | 0 | 0 | 0 | 0 | 0 | 0 | 0 | 0 | 0 | 0 | 0 | 0 | 0 | 0 | 0 | 0 | 0 | 0 | 0 | 0
F2_Commercial_Retail_Existing_Food Preparation_Natural Gas_Oven_E5 | F2 | Commercial | Retail | Existing | Food Preparation | Natural Gas | Oven | E5 | TRC BC Ratio | 0 | 0 | 0 | 0 | 0 | 0 | 0 | 0 | 0 | 0 | 0 | 0 | 0 | 0 | 0 | 0 | 0 | 0 | 0 | 0 | 0 | 0 | 0 | 0 | 0 | 0 | 0
F2_Commercial_Retail_Existing_Food Preparation_Natural Gas_Oven_E6 | F2 | Commercial | Retail | Existing | Food Preparation | Natural Gas | Oven | E6 | TRC BC Ratio | 0 | 0 | 0 | 0 | 0 | 0 | 0 | 0 | 0 | 0 | 0 | 0 | 0 | 0 | 0 | 0 | 0 | 0 | 0 | 0 | 0 | 0 | 0 | 0 | 0 | 0 | 0
F2_Commercial_Retail_Existing_Food Preparation_Natural Gas_Oven_E7 | F2 | Commercial | Retail | Existing | Food Preparation | Natural Gas | Oven | E7 | TRC BC Ratio | 0 | 0 | 0 | 0 | 0 | 0 | 0 | 0 | 0 | 0 | 0 | 0 | 0 | 0 | 0 | 0 | 0 | 0 | 0 | 0 | 0 | 0 | 0 | 0 | 0 | 0 | 0
F2_Commercial_Retail_Existing_Food Preparation_Natural Gas_Oven_E8 | F2 | Commercial | Retail | Existing | Food Preparation | Natural Gas | Oven | E8 | TRC BC Ratio | 0 | 0 | 0 | 0 | 0 | 0 | 0 | 0 | 0 | 0 | 0 | 0 | 0 | 0 | 0 | 0 | 0 | 0 | 0 | 0 | 0 | 0 | 0 | 0 | 0 | 0 | 0
F2_Commercial_Retail_Existing_Food Preparation_Natural Gas_Oven_E9 | F2 | Commercial | Retail | Existing | Food Preparation | Natural Gas | Oven | E9 | TRC BC Ratio | 0 | 0 | 0 | 0 | 0 | 0 | 0 | 0 | 0 | 0 | 0 | 0 | 0 | 0 | 0 | 0 | 0 | 0 | 0 | 0 | 0 | 0 | 0 | 0 | 0 | 0 | 0
F2_Commercial_Retail_Existing_Food Preparation_Natural Gas_Oven_E10 | F2 | Commercial | Retail | Existing | Food Preparation | Natural Gas | Oven | E10 | TRC BC Ratio | 0 | 0 | 0 | 0 | 0 | 0 | 0 | 0 | 0 | 0 | 0 | 0 | 0 | 0 | 0 | 0 | 0 | 0 | 0 | 0 | 0 | 0 | 0 | 0 | 0 | 0 | 0
F3_Commercial_Retail_Existing_Food Preparation_Natural Gas_Oven_E1 | F3 | Commercial | Retail | Existing | Food Preparation | Natural Gas | Oven | E1 | PACT BC Ratio | bar: 2021 to 2047
F3_Commercial_Retail_Existing_Food Preparation_Natural Gas_Oven_E2 | F3 | Commercial | Retail | Existing | Food Preparation | Natural Gas | Oven | E2 | PACT BC Ratio | 2.8204 | 2.7906 | 2.762 | 2.7347 | 2.7418 | 2.7714 | 2.8154 | 2.8674 | 2.9211 | 2.9697 | 3.0092 | 3.0341 | 3.0424 | 3.0315 | 3.0054 | 2.9673 | 2.9193 | 2.8618 | 2.7932 | 2.7116 | 2.6159 | 2.5056 | 2.4079 | 2.3451 | 2.3187 | 2.3301 | 2.3415
F3_Commercial_Retail_Existing_Food Preparation_Natural Gas_Oven_E3 | F3 | Commercial | Retail | Existing | Food Preparation | Natural Gas | Oven | E3 | PACT BC Ratio | 0 | 0 | 0 | 0 | 0 | 0 | 0 | 0 | 0 | 0 | 0 | 0 | 0 | 0 | 0 | 0 | 0 | 0 | 0 | 0 | 0 | 0 | 0 | 0 | 0 | 0 | 0
F3_Commercial_Retail_Existing_Food Preparation_Natural Gas_Oven_E4 | F3 | Commercial | Retail | Existing | Food Preparation | Natural Gas | Oven | E4 | PACT BC Ratio | 0 | 0 | 0 | 0 | 0 | 0 | 0 | 0 | 0 | 0 | 0 | 0 | 0 | 0 | 0 | 0 | 0 | 0 | 0 | 0 | 0 | 0 | 0 | 0 | 0 | 0 | 0
F3_Commercial_Retail_Existing_Food Preparation_Natural Gas_Oven_E5 | F3 | Commercial | Retail | Existing | Food Preparation | Natural Gas | Oven | E5 | PACT BC Ratio | 0 | 0 | 0 | 0 | 0 | 0 | 0 | 0 | 0 | 0 | 0 | 0 | 0 | 0 | 0 | 0 | 0 | 0 | 0 | 0 | 0 | 0 | 0 | 0 | 0 | 0 | 0
F3_Commercial_Retail_Existing_Food Preparation_Natural Gas_Oven_E6 | F3 | Commercial | Retail | Existing | Food Preparation | Natural Gas | Oven | E6 | PACT BC Ratio | 0 | 0 | 0 | 0 | 0 | 0 | 0 | 0 | 0 | 0 | 0 | 0 | 0 | 0 | 0 | 0 | 0 | 0 | 0 | 0 | 0 | 0 | 0 | 0 | 0 | 0 | 0
F3_Commercial_Retail_Existing_Food Preparation_Natural Gas_Oven_E7 | F3 | Commercial | Retail | Existing | Food Preparation | Natural Gas | Oven | E7 | PACT BC Ratio | 0 | 0 | 0 | 0 | 0 | 0 | 0 | 0 | 0 | 0 | 0 | 0 | 0 | 0 | 0 | 0 | 0 | 0 | 0 | 0 | 0 | 0 | 0 | 0 | 0 | 0 | 0
F3_Commercial_Retail_Existing_Food Preparation_Natural Gas_Oven_E8 | F3 | Commercial | Retail | Existing | Food Preparation | Natural Gas | Oven | E8 | PACT BC Ratio | 0 | 0 | 0 | 0 | 0 | 0 | 0 | 0 | 0 | 0 | 0 | 0 | 0 | 0 | 0 | 0 | 0 | 0 | 0 | 0 | 0 | 0 | 0 | 0 | 0 | 0 | 0
F3_Commercial_Retail_Existing_Food Preparation_Natural Gas_Oven_E9 | F3 | Commercial | Retail | Existing | Food Preparation | Natural Gas | Oven | E9 | PACT BC Ratio | 0 | 0 | 0 | 0 | 0 | 0 | 0 | 0 | 0 | 0 | 0 | 0 | 0 | 0 | 0 | 0 | 0 | 0 | 0 | 0 | 0 | 0 | 0 | 0 | 0 | 0 | 0
F3_Commercial_Retail_Existing_Food Preparation_Natural Gas_Oven_E10 | F3 | Commercial | Retail | Existing | Food Preparation | Natural Gas | Oven | E10 | PACT BC Ratio | 0 | 0 | 0 | 0 | 0 | 0 | 0 | 0 | 0 | 0 | 0 | 0 | 0 | 0 | 0 | 0 | 0 | 0 | 0 | 0 | 0 | 0 | 0 | 0 | 0 | 0 | 0
F4_Commercial_Retail_Existing_Food Preparation_Natural Gas_Oven_E1 | F4 | Commercial | Retail | Existing | Food Preparation | Natural Gas | Oven | E1 | RVT BC Ratio | bar: 2021 to 2047
F4_Commercial_Retail_Existing_Food Preparation_Natural Gas_Oven_E2 | F4 | Commercial | Retail | Existing | Food Preparation | Natural Gas | Oven | E2 | RVT BC Ratio | 0.7 | 0.7 | 0.7 | 0.7 | 0.7 | 0.7 | 0.7 | 0.7 | 0.7 | 0.7 | 0.7 | 0.7 | 0.7 | 0.7 | 0.7 | 0.7 | 0.7 | 0.7 | 0.7 | 0.7 | 0.7 | 0.7 | 0.7 | 0.7 | 0.7 | 0.7 | 0.7
F4_Commercial_Retail_Existing_Food Preparation_Natural Gas_Oven_E3 | F4 | Commercial | Retail | Existing | Food Preparation | Natural Gas | Oven | E3 | RVT BC Ratio | 0 | 0 | 0 | 0 | 0 | 0 | 0 | 0 | 0 | 0 | 0 | 0 | 0 | 0 | 0 | 0 | 0 | 0 | 0 | 0 | 0 | 0 | 0 | 0 | 0 | 0 | 0
F4_Commercial_Retail_Existing_Food Preparation_Natural Gas_Oven_E4 | F4 | Commercial | Retail | Existing | Food Preparation | Natural Gas | Oven | E4 | RVT BC Ratio | 0 | 0 | 0 | 0 | 0 | 0 | 0 | 0 | 0 | 0 | 0 | 0 | 0 | 0 | 0 | 0 | 0 | 0 | 0 | 0 | 0 | 0 | 0 | 0 | 0 | 0 | 0
F4_Commercial_Retail_Existing_Food Preparation_Natural Gas_Oven_E5 | F4 | Commercial | Retail | Existing | Food Preparation | Natural Gas | Oven | E5 | RVT BC Ratio | 0 | 0 | 0 | 0 | 0 | 0 | 0 | 0 | 0 | 0 | 0 | 0 | 0 | 0 | 0 | 0 | 0 | 0 | 0 | 0 | 0 | 0 | 0 | 0 | 0 | 0 | 0
F4_Commercial_Retail_Existing_Food Preparation_Natural Gas_Oven_E6 | F4 | Commercial | Retail | Existing | Food Preparation | Natural Gas | Oven | E6 | RVT BC Ratio | 0 | 0 | 0 | 0 | 0 | 0 | 0 | 0 | 0 | 0 | 0 | 0 | 0 | 0 | 0 | 0 | 0 | 0 | 0 | 0 | 0 | 0 | 0 | 0 | 0 | 0 | 0
F4_Commercial_Retail_Existing_Food Preparation_Natural Gas_Oven_E7 | F4 | Commercial | Retail | Existing | Food Preparation | Natural Gas | Oven | E7 | RVT BC Ratio | 0 | 0 | 0 | 0 | 0 | 0 | 0 | 0 | 0 | 0 | 0 | 0 | 0 | 0 | 0 | 0 | 0 | 0 | 0 | 0 | 0 | 0 | 0 | 0 | 0 | 0 | 0
F4_Commercial_Retail_Existing_Food Preparation_Natural Gas_Oven_E8 | F4 | Commercial | Retail | Existing | Food Preparation | Natural Gas | Oven | E8 | RVT BC Ratio | 0 | 0 | 0 | 0 | 0 | 0 | 0 | 0 | 0 | 0 | 0 | 0 | 0 | 0 | 0 | 0 | 0 | 0 | 0 | 0 | 0 | 0 | 0 | 0 | 0 | 0 | 0
F4_Commercial_Retail_Existing_Food Preparation_Natural Gas_Oven_E9 | F4 | Commercial | Retail | Existing | Food Preparation | Natural Gas | Oven | E9 | RVT BC Ratio | 0 | 0 | 0 | 0 | 0 | 0 | 0 | 0 | 0 | 0 | 0 | 0 | 0 | 0 | 0 | 0 | 0 | 0 | 0 | 0 | 0 | 0 | 0 | 0 | 0 | 0 | 0
F4_Commercial_Retail_Existing_Food Preparation_Natural Gas_Oven_E10 | F4 | Commercial | Retail | Existing | Food Preparation | Natural Gas | Oven | E10 | RVT BC Ratio | 0 | 0 | 0 | 0 | 0 | 0 | 0 | 0 | 0 | 0 | 0 | 0 | 0 | 0 | 0 | 0 | 0 | 0 | 0 | 0 | 0 | 0 | 0 | 0 | 0 | 0 | 0
F5_Commercial_Retail_Existing_Food Preparation_Natural Gas_Oven_E1 | F5 | Commercial | Retail | Existing | Food Preparation | Natural Gas | Oven | E1 | RIM BC Ratio | bar: 2021 to 2047
F5_Commercial_Retail_Existing_Food Preparation_Natural Gas_Oven_E2 | F5 | Commercial | Retail | Existing | Food Preparation | Natural Gas | Oven | E2 | RIM BC Ratio | 2.8204 | 2.7906 | 2.762 | 2.7347 | 2.7418 | 2.7714 | 2.8154 | 2.8674 | 2.9211 | 2.9697 | 3.0092 | 3.0341 | 3.0424 | 3.0315 | 3.0054 | 2.9673 | 2.9193 | 2.8618 | 2.7932 | 2.7116 | 2.6159 | 2.5056 | 2.4079 | 2.3451 | 2.3187 | 2.3301 | 2.3415
F5_Commercial_Retail_Existing_Food Preparation_Natural Gas_Oven_E3 | F5 | Commercial | Retail | Existing | Food Preparation | Natural Gas | Oven | E3 | RIM BC Ratio | 0 | 0 | 0 | 0 | 0 | 0 | 0 | 0 | 0 | 0 | 0 | 0 | 0 | 0 | 0 | 0 | 0 | 0 | 0 | 0 | 0 | 0 | 0 | 0 | 0 | 0 | 0
F5_Commercial_Retail_Existing_Food Preparation_Natural Gas_Oven_E4 | F5 | Commercial | Retail | Existing | Food Preparation | Natural Gas | Oven | E4 | RIM BC Ratio | 0 | 0 | 0 | 0 | 0 | 0 | 0 | 0 | 0 | 0 | 0 | 0 | 0 | 0 | 0 | 0 | 0 | 0 | 0 | 0 | 0 | 0 | 0 | 0 | 0 | 0 | 0
F5_Commercial_Retail_Existing_Food Preparation_Natural Gas_Oven_E5 | F5 | Commercial | Retail | Existing | Food Preparation | Natural Gas | Oven | E5 | RIM BC Ratio | 0 | 0 | 0 | 0 | 0 | 0 | 0 | 0 | 0 | 0 | 0 | 0 | 0 | 0 | 0 | 0 | 0 | 0 | 0 | 0 | 0 | 0 | 0 | 0 | 0 | 0 | 0
F5_Commercial_Retail_Existing_Food Preparation_Natural Gas_Oven_E6 | F5 | Commercial | Retail | Existing | Food Preparation | Natural Gas | Oven | E6 | RIM BC Ratio | 0 | 0 | 0 | 0 | 0 | 0 | 0 | 0 | 0 | 0 | 0 | 0 | 0 | 0 | 0 | 0 | 0 | 0 | 0 | 0 | 0 | 0 | 0 | 0 | 0 | 0 | 0
F5_Commercial_Retail_Existing_Food Preparation_Natural Gas_Oven_E7 | F5 | Commercial | Retail | Existing | Food Preparation | Natural Gas | Oven | E7 | RIM BC Ratio | 0 | 0 | 0 | 0 | 0 | 0 | 0 | 0 | 0 | 0 | 0 | 0 | 0 | 0 | 0 | 0 | 0 | 0 | 0 | 0 | 0 | 0 | 0 | 0 | 0 | 0 | 0
F5_Commercial_Retail_Existing_Food Preparation_Natural Gas_Oven_E8 | F5 | Commercial | Retail | Existing | Food Preparation | Natural Gas | Oven | E8 | RIM BC Ratio | 0 | 0 | 0 | 0 | 0 | 0 | 0 | 0 | 0 | 0 | 0 | 0 | 0 | 0 | 0 | 0 | 0 | 0 | 0 | 0 | 0 | 0 | 0 | 0 | 0 | 0 | 0
F5_Commercial_Retail_Existing_Food Preparation_Natural Gas_Oven_E9 | F5 | Commercial | Retail | Existing | Food Preparation | Natural Gas | Oven | E9 | RIM BC Ratio | 0 | 0 | 0 | 0 | 0 | 0 | 0 | 0 | 0 | 0 | 0 | 0 | 0 | 0 | 0 | 0 | 0 | 0 | 0 | 0 | 0 | 0 | 0 | 0 | 0 | 0 | 0
F5_Commercial_Retail_Existing_Food Preparation_Natural Gas_Oven_E10 | F5 | Commercial | Retail | Existing | Food Preparation | Natural Gas | Oven | E10 | RIM BC Ratio | 0 | 0 | 0 | 0 | 0 | 0 | 0 | 0 | 0 | 0 | 0 | 0 | 0 | 0 | 0 | 0 | 0 | 0 | 0 | 0 | 0 | 0 | 0 | 0 | 0 | 0 | 0
F0_Commercial_Retail_Existing_Food Preparation_Natural Gas_Conveyor Oven_E0 | F0 | Commercial | Retail | Existing | Food Preparation | Natural Gas | Conveyor Oven | E0 | Economic Unit | Efficient (>42% Baking Efficiency) | Efficient (>42% Baking Efficiency) | Efficient (>42% Baking Efficiency) | Efficient (>42% Baking Efficiency) | Efficient (>42% Baking Efficiency) | Efficient (>42% Baking Efficiency) | Efficient (>42% Baking Efficiency) | Efficient (>42% Baking Efficiency) | Efficient (>42% Baking Efficiency) | Efficient (>42% Baking Efficiency) | Efficient (>42% Baking Efficiency) | Efficient (>42% Baking Efficiency) | Efficient (>42% Baking Efficiency) | Efficient (>42% Baking Efficiency) | Efficient (>42% Baking Efficiency) | Efficient (>42% Baking Efficiency) | Efficient (>42% Baking Efficiency) | Efficient (>42% Baking Efficiency) | Efficient (>42% Baking Efficiency) | Efficient (>42% Baking Efficiency) | Efficient (>42% Baking Efficiency) | Efficient (>42% Baking Efficiency) | Efficient (>42% Baking Efficiency) | Efficient (>42% Baking Efficiency) | Efficient (>42% Baking Efficiency) | Efficient (>42% Baking Efficiency) | Efficient (>42% Baking Efficiency)
F1_Commercial_Retail_Existing_Food Preparation_Natural Gas_Conveyor Oven_E1 | F1 | Commercial | Retail | Existing | Food Preparation | Natural Gas | Conveyor Oven | E1 | CCE | 0 | 0 | 0 | 0 | 0 | 0 | 0 | 0 | 0 | 0 | 0 | 0 | 0 | 0 | 0 | 0 | 0 | 0 | 0 | 0 | 0 | 0 | 0 | 0 | 0 | 0 | 0
F1_Commercial_Retail_Existing_Food Preparation_Natural Gas_Conveyor Oven_E2 | F1 | Commercial | Retail | Existing | Food Preparation | Natural Gas | Conveyor Oven | E2 | CCE | 0.0044579 | 0.0044579 | 0.0044579 | 0.0044579 | 0.0044579 | 0.0044579 | 0.0044579 | 0.0044579 | 0.0044579 | 0.0044579 | 0.0044579 | 0.0044579 | 0.0044579 | 0.0044579 | 0.0044579 | 0.0044579 | 0.0044579 | 0.0044579 | 0.0044579 | 0.0044579 | 0.0044579 | 0.0044579 | 0.0044579 | 0.0044579 | 0.0044579 | 0.0044579 | 0.0044579
F1_Commercial_Retail_Existing_Food Preparation_Natural Gas_Conveyor Oven_E3 | F1 | Commercial | Retail | Existing | Food Preparation | Natural Gas | Conveyor Oven | E3 | CCE | 0 | 0 | 0 | 0 | 0 | 0 | 0 | 0 | 0 | 0 | 0 | 0 | 0 | 0 | 0 | 0 | 0 | 0 | 0 | 0 | 0 | 0 | 0 | 0 | 0 | 0 | 0
F1_Commercial_Retail_Existing_Food Preparation_Natural Gas_Conveyor Oven_E4 | F1 | Commercial | Retail | Existing | Food Preparation | Natural Gas | Conveyor Oven | E4 | CCE | 0 | 0 | 0 | 0 | 0 | 0 | 0 | 0 | 0 | 0 | 0 | 0 | 0 | 0 | 0 | 0 | 0 | 0 | 0 | 0 | 0 | 0 | 0 | 0 | 0 | 0 | 0
F1_Commercial_Retail_Existing_Food Preparation_Natural Gas_Conveyor Oven_E5 | F1 | Commercial | Retail | Existing | Food Preparation | Natural Gas | Conveyor Oven | E5 | CCE | 0 | 0 | 0 | 0 | 0 | 0 | 0 | 0 | 0 | 0 | 0 | 0 | 0 | 0 | 0 | 0 | 0 | 0 | 0 | 0 | 0 | 0 | 0 | 0 | 0 | 0 | 0
F1_Commercial_Retail_Existing_Food Preparation_Natural Gas_Conveyor Oven_E6 | F1 | Commercial | Retail | Existing | Food Preparation | Natural Gas | Conveyor Oven | E6 | CCE | 0 | 0 | 0 | 0 | 0 | 0 | 0 | 0 | 0 | 0 | 0 | 0 | 0 | 0 | 0 | 0 | 0 | 0 | 0 | 0 | 0 | 0 | 0 | 0 | 0 | 0 | 0
F1_Commercial_Retail_Existing_Food Preparation_Natural Gas_Conveyor Oven_E7 | F1 | Commercial | Retail | Existing | Food Preparation | Natural Gas | Conveyor Oven | E7 | CCE | 0 | 0 | 0 | 0 | 0 | 0 | 0 | 0 | 0 | 0 | 0 | 0 | 0 | 0 | 0 | 0 | 0 | 0 | 0 | 0 | 0 | 0 | 0 | 0 | 0 | 0 | 0
F1_Commercial_Retail_Existing_Food Preparation_Natural Gas_Conveyor Oven_E8 | F1 | Commercial | Retail | Existing | Food Preparation | Natural Gas | Conveyor Oven | E8 | CCE | 0 | 0 | 0 | 0 | 0 | 0 | 0 | 0 | 0 | 0 | 0 | 0 | 0 | 0 | 0 | 0 | 0 | 0 | 0 | 0 | 0 | 0 | 0 | 0 | 0 | 0 | 0
F1_Commercial_Retail_Existing_Food Preparation_Natural Gas_Conveyor Oven_E9 | F1 | Commercial | Retail | Existing | Food Preparation | Natural Gas | Conveyor Oven | E9 | CCE | 0 | 0 | 0 | 0 | 0 | 0 | 0 | 0 | 0 | 0 | 0 | 0 | 0 | 0 | 0 | 0 | 0 | 0 | 0 | 0 | 0 | 0 | 0 | 0 | 0 | 0 | 0
F1_Commercial_Retail_Existing_Food Preparation_Natural Gas_Conveyor Oven_E10 | F1 | Commercial | Retail | Existing | Food Preparation | Natural Gas | Conveyor Oven | E10 | CCE | 0 | 0 | 0 | 0 | 0 | 0 | 0 | 0 | 0 | 0 | 0 | 0 | 0 | 0 | 0 | 0 | 0 | 0 | 0 | 0 | 0 | 0 | 0 | 0 | 0 | 0 | 0
F2_Commercial_Retail_Existing_Food Preparation_Natural Gas_Conveyor Oven_E1 | F2 | Commercial | Retail | Existing | Food Preparation | Natural Gas | Conveyor Oven | E1 | TRC BC Ratio | bar: 2021 to 2047
F2_Commercial_Retail_Existing_Food Preparation_Natural Gas_Conveyor Oven_E2 | F2 | Commercial | Retail | Existing | Food Preparation | Natural Gas | Conveyor Oven | E2 | TRC BC Ratio | 3.1168 | 3.1026 | 3.0898 | 3.0771 | 3.0914 | 3.1189 | 3.1492 | 3.1746 | 3.1913 | 3.1987 | 3.1992 | 3.1946 | 3.185 | 3.1677 | 3.1435 | 3.1119 | 3.0717 | 3.0231 | 2.9646 | 2.8946 | 2.8121 | 2.7166 | 2.6323 | 2.579 | 2.558 | 2.5706 | 2.5832
F2_Commercial_Retail_Existing_Food Preparation_Natural Gas_Conveyor Oven_E3 | F2 | Commercial | Retail | Existing | Food Preparation | Natural Gas | Conveyor Oven | E3 | TRC BC Ratio | 0 | 0 | 0 | 0 | 0 | 0 | 0 | 0 | 0 | 0 | 0 | 0 | 0 | 0 | 0 | 0 | 0 | 0 | 0 | 0 | 0 | 0 | 0 | 0 | 0 | 0 | 0
F2_Commercial_Retail_Existing_Food Preparation_Natural Gas_Conveyor Oven_E4 | F2 | Commercial | Retail | Existing | Food Preparation | Natural Gas | Conveyor Oven | E4 | TRC BC Ratio | 0 | 0 | 0 | 0 | 0 | 0 | 0 | 0 | 0 | 0 | 0 | 0 | 0 | 0 | 0 | 0 | 0 | 0 | 0 | 0 | 0 | 0 | 0 | 0 | 0 | 0 | 0
F2_Commercial_Retail_Existing_Food Preparation_Natural Gas_Conveyor Oven_E5 | F2 | Commercial | Retail | Existing | Food Preparation | Natural Gas | Conveyor Oven | E5 | TRC BC Ratio | 0 | 0 | 0 | 0 | 0 | 0 | 0 | 0 | 0 | 0 | 0 | 0 | 0 | 0 | 0 | 0 | 0 | 0 | 0 | 0 | 0 | 0 | 0 | 0 | 0 | 0 | 0
F2_Commercial_Retail_Existing_Food Preparation_Natural Gas_Conveyor Oven_E6 | F2 | Commercial | Retail | Existing | Food Preparation | Natural Gas | Conveyor Oven | E6 | TRC BC Ratio | 0 | 0 | 0 | 0 | 0 | 0 | 0 | 0 | 0 | 0 | 0 | 0 | 0 | 0 | 0 | 0 | 0 | 0 | 0 | 0 | 0 | 0 | 0 | 0 | 0 | 0 | 0
F2_Commercial_Retail_Existing_Food Preparation_Natural Gas_Conveyor Oven_E7 | F2 | Commercial | Retail | Existing | Food Preparation | Natural Gas | Conveyor Oven | E7 | TRC BC Ratio | 0 | 0 | 0 | 0 | 0 | 0 | 0 | 0 | 0 | 0 | 0 | 0 | 0 | 0 | 0 | 0 | 0 | 0 | 0 | 0 | 0 | 0 | 0 | 0 | 0 | 0 | 0
F2_Commercial_Retail_Existing_Food Preparation_Natural Gas_Conveyor Oven_E8 | F2 | Commercial | Retail | Existing | Food Preparation | Natural Gas | Conveyor Oven | E8 | TRC BC Ratio | 0 | 0 | 0 | 0 | 0 | 0 | 0 | 0 | 0 | 0 | 0 | 0 | 0 | 0 | 0 | 0 | 0 | 0 | 0 | 0 | 0 | 0 | 0 | 0 | 0 | 0 | 0
F2_Commercial_Retail_Existing_Food Preparation_Natural Gas_Conveyor Oven_E9 | F2 | Commercial | Retail | Existing | Food Preparation | Natural Gas | Conveyor Oven | E9 | TRC BC Ratio | 0 | 0 | 0 | 0 | 0 | 0 | 0 | 0 | 0 | 0 | 0 | 0 | 0 | 0 | 0 | 0 | 0 | 0 | 0 | 0 | 0 | 0 | 0 | 0 | 0 | 0 | 0
F2_Commercial_Retail_Existing_Food Preparation_Natural Gas_Conveyor Oven_E10 | F2 | Commercial | Retail | Existing | Food Preparation | Natural Gas | Conveyor Oven | E10 | TRC BC Ratio | 0 | 0 | 0 | 0 | 0 | 0 | 0 | 0 | 0 | 0 | 0 | 0 | 0 | 0 | 0 | 0 | 0 | 0 | 0 | 0 | 0 | 0 | 0 | 0 | 0 | 0 | 0
F3_Commercial_Retail_Existing_Food Preparation_Natural Gas_Conveyor Oven_E1 | F3 | Commercial | Retail | Existing | Food Preparation | Natural Gas | Conveyor Oven | E1 | PACT BC Ratio | bar: 2021 to 2047
F3_Commercial_Retail_Existing_Food Preparation_Natural Gas_Conveyor Oven_E2 | F3 | Commercial | Retail | Existing | Food Preparation | Natural Gas | Conveyor Oven | E2 | PACT BC Ratio | 4.1011 | 4.0824 | 4.0655 | 4.0488 | 4.0676 | 4.1039 | 4.1436 | 4.1771 | 4.1991 | 4.2088 | 4.2095 | 4.2034 | 4.1908 | 4.168 | 4.1362 | 4.0947 | 4.0417 | 3.9778 | 3.9008 | 3.8086 | 3.7001 | 3.5745 | 3.4635 | 3.3934 | 3.3658 | 3.3823 | 3.3989
F3_Commercial_Retail_Existing_Food Preparation_Natural Gas_Conveyor Oven_E3 | F3 | Commercial | Retail | Existing | Food Preparation | Natural Gas | Conveyor Oven | E3 | PACT BC Ratio | 0 | 0 | 0 | 0 | 0 | 0 | 0 | 0 | 0 | 0 | 0 | 0 | 0 | 0 | 0 | 0 | 0 | 0 | 0 | 0 | 0 | 0 | 0 | 0 | 0 | 0 | 0
F3_Commercial_Retail_Existing_Food Preparation_Natural Gas_Conveyor Oven_E4 | F3 | Commercial | Retail | Existing | Food Preparation | Natural Gas | Conveyor Oven | E4 | PACT BC Ratio | 0 | 0 | 0 | 0 | 0 | 0 | 0 | 0 | 0 | 0 | 0 | 0 | 0 | 0 | 0 | 0 | 0 | 0 | 0 | 0 | 0 | 0 | 0 | 0 | 0 | 0 | 0
F3_Commercial_Retail_Existing_Food Preparation_Natural Gas_Conveyor Oven_E5 | F3 | Commercial | Retail | Existing | Food Preparation | Natural Gas | Conveyor Oven | E5 | PACT BC Ratio | 0 | 0 | 0 | 0 | 0 | 0 | 0 | 0 | 0 | 0 | 0 | 0 | 0 | 0 | 0 | 0 | 0 | 0 | 0 | 0 | 0 | 0 | 0 | 0 | 0 | 0 | 0
F3_Commercial_Retail_Existing_Food Preparation_Natural Gas_Conveyor Oven_E6 | F3 | Commercial | Retail | Existing | Food Preparation | Natural Gas | Conveyor Oven | E6 | PACT BC Ratio | 0 | 0 | 0 | 0 | 0 | 0 | 0 | 0 | 0 | 0 | 0 | 0 | 0 | 0 | 0 | 0 | 0 | 0 | 0 | 0 | 0 | 0 | 0 | 0 | 0 | 0 | 0
F3_Commercial_Retail_Existing_Food Preparation_Natural Gas_Conveyor Oven_E7 | F3 | Commercial | Retail | Existing | Food Preparation | Natural Gas | Conveyor Oven | E7 | PACT BC Ratio | 0 | 0 | 0 | 0 | 0 | 0 | 0 | 0 | 0 | 0 | 0 | 0 | 0 | 0 | 0 | 0 | 0 | 0 | 0 | 0 | 0 | 0 | 0 | 0 | 0 | 0 | 0
F3_Commercial_Retail_Existing_Food Preparation_Natural Gas_Conveyor Oven_E8 | F3 | Commercial | Retail | Existing | Food Preparation | Natural Gas | Conveyor Oven | E8 | PACT BC Ratio | 0 | 0 | 0 | 0 | 0 | 0 | 0 | 0 | 0 | 0 | 0 | 0 | 0 | 0 | 0 | 0 | 0 | 0 | 0 | 0 | 0 | 0 | 0 | 0 | 0 | 0 | 0
F3_Commercial_Retail_Existing_Food Preparation_Natural Gas_Conveyor Oven_E9 | F3 | Commercial | Retail | Existing | Food Preparation | Natural Gas | Conveyor Oven | E9 | PACT BC Ratio | 0 | 0 | 0 | 0 | 0 | 0 | 0 | 0 | 0 | 0 | 0 | 0 | 0 | 0 | 0 | 0 | 0 | 0 | 0 | 0 | 0 | 0 | 0 | 0 | 0 | 0 | 0
F3_Commercial_Retail_Existing_Food Preparation_Natural Gas_Conveyor Oven_E10 | F3 | Commercial | Retail | Existing | Food Preparation | Natural Gas | Conveyor Oven | E10 | PACT BC Ratio | 0 | 0 | 0 | 0 | 0 | 0 | 0 | 0 | 0 | 0 | 0 | 0 | 0 | 0 | 0 | 0 | 0 | 0 | 0 | 0 | 0 | 0 | 0 | 0 | 0 | 0 | 0
F4_Commercial_Retail_Existing_Food Preparation_Natural Gas_Conveyor Oven_E1 | F4 | Commercial | Retail | Existing | Food Preparation | Natural Gas | Conveyor Oven | E1 | RVT BC Ratio | bar: 2021 to 2047
F4_Commercial_Retail_Existing_Food Preparation_Natural Gas_Conveyor Oven_E2 | F4 | Commercial | Retail | Existing | Food Preparation | Natural Gas | Conveyor Oven | E2 | RVT BC Ratio | 0.7 | 0.7 | 0.7 | 0.7 | 0.7 | 0.7 | 0.7 | 0.7 | 0.7 | 0.7 | 0.7 | 0.7 | 0.7 | 0.7 | 0.7 | 0.7 | 0.7 | 0.7 | 0.7 | 0.7 | 0.7 | 0.7 | 0.7 | 0.7 | 0.7 | 0.7 | 0.7
F4_Commercial_Retail_Existing_Food Preparation_Natural Gas_Conveyor Oven_E3 | F4 | Commercial | Retail | Existing | Food Preparation | Natural Gas | Conveyor Oven | E3 | RVT BC Ratio | 0 | 0 | 0 | 0 | 0 | 0 | 0 | 0 | 0 | 0 | 0 | 0 | 0 | 0 | 0 | 0 | 0 | 0 | 0 | 0 | 0 | 0 | 0 | 0 | 0 | 0 | 0
F4_Commercial_Retail_Existing_Food Preparation_Natural Gas_Conveyor Oven_E4 | F4 | Commercial | Retail | Existing | Food Preparation | Natural Gas | Conveyor Oven | E4 | RVT BC Ratio | 0 | 0 | 0 | 0 | 0 | 0 | 0 | 0 | 0 | 0 | 0 | 0 | 0 | 0 | 0 | 0 | 0 | 0 | 0 | 0 | 0 | 0 | 0 | 0 | 0 | 0 | 0
F4_Commercial_Retail_Existing_Food Preparation_Natural Gas_Conveyor Oven_E5 | F4 | Commercial | Retail | Existing | Food Preparation | Natural Gas | Conveyor Oven | E5 | RVT BC Ratio | 0 | 0 | 0 | 0 | 0 | 0 | 0 | 0 | 0 | 0 | 0 | 0 | 0 | 0 | 0 | 0 | 0 | 0 | 0 | 0 | 0 | 0 | 0 | 0 | 0 | 0 | 0
F4_Commercial_Retail_Existing_Food Preparation_Natural Gas_Conveyor Oven_E6 | F4 | Commercial | Retail | Existing | Food Preparation | Natural Gas | Conveyor Oven | E6 | RVT BC Ratio | 0 | 0 | 0 | 0 | 0 | 0 | 0 | 0 | 0 | 0 | 0 | 0 | 0 | 0 | 0 | 0 | 0 | 0 | 0 | 0 | 0 | 0 | 0 | 0 | 0 | 0 | 0
F4_Commercial_Retail_Existing_Food Preparation_Natural Gas_Conveyor Oven_E7 | F4 | Commercial | Retail | Existing | Food Preparation | Natural Gas | Conveyor Oven | E7 | RVT BC Ratio | 0 | 0 | 0 | 0 | 0 | 0 | 0 | 0 | 0 | 0 | 0 | 0 | 0 | 0 | 0 | 0 | 0 | 0 | 0 | 0 | 0 | 0 | 0 | 0 | 0 | 0 | 0
F4_Commercial_Retail_Existing_Food Preparation_Natural Gas_Conveyor Oven_E8 | F4 | Commercial | Retail | Existing | Food Preparation | Natural Gas | Conveyor Oven | E8 | RVT BC Ratio | 0 | 0 | 0 | 0 | 0 | 0 | 0 | 0 | 0 | 0 | 0 | 0 | 0 | 0 | 0 | 0 | 0 | 0 | 0 | 0 | 0 | 0 | 0 | 0 | 0 | 0 | 0
F4_Commercial_Retail_Existing_Food Preparation_Natural Gas_Conveyor Oven_E9 | F4 | Commercial | Retail | Existing | Food Preparation | Natural Gas | Conveyor Oven | E9 | RVT BC Ratio | 0 | 0 | 0 | 0 | 0 | 0 | 0 | 0 | 0 | 0 | 0 | 0 | 0 | 0 | 0 | 0 | 0 | 0 | 0 | 0 | 0 | 0 | 0 | 0 | 0 | 0 | 0
F4_Commercial_Retail_Existing_Food Preparation_Natural Gas_Conveyor Oven_E10 | F4 | Commercial | Retail | Existing | Food Preparation | Natural Gas | Conveyor Oven | E10 | RVT BC Ratio | 0 | 0 | 0 | 0 | 0 | 0 | 0 | 0 | 0 | 0 | 0 | 0 | 0 | 0 | 0 | 0 | 0 | 0 | 0 | 0 | 0 | 0 | 0 | 0 | 0 | 0 | 0
F5_Commercial_Retail_Existing_Food Preparation_Natural Gas_Conveyor Oven_E1 | F5 | Commercial | Retail | Existing | Food Preparation | Natural Gas | Conveyor Oven | E1 | RIM BC Ratio | bar: 2021 to 2047
F5_Commercial_Retail_Existing_Food Preparation_Natural Gas_Conveyor Oven_E2 | F5 | Commercial | Retail | Existing | Food Preparation | Natural Gas | Conveyor Oven | E2 | RIM BC Ratio | 4.1011 | 4.0824 | 4.0655 | 4.0488 | 4.0676 | 4.1039 | 4.1436 | 4.1771 | 4.1991 | 4.2088 | 4.2095 | 4.2034 | 4.1908 | 4.168 | 4.1362 | 4.0947 | 4.0417 | 3.9778 | 3.9008 | 3.8086 | 3.7001 | 3.5745 | 3.4635 | 3.3934 | 3.3658 | 3.3823 | 3.3989
F5_Commercial_Retail_Existing_Food Preparation_Natural Gas_Conveyor Oven_E3 | F5 | Commercial | Retail | Existing | Food Preparation | Natural Gas | Conveyor Oven | E3 | RIM BC Ratio | 0 | 0 | 0 | 0 | 0 | 0 | 0 | 0 | 0 | 0 | 0 | 0 | 0 | 0 | 0 | 0 | 0 | 0 | 0 | 0 | 0 | 0 | 0 | 0 | 0 | 0 | 0
F5_Commercial_Retail_Existing_Food Preparation_Natural Gas_Conveyor Oven_E4 | F5 | Commercial | Retail | Existing | Food Preparation | Natural Gas | Conveyor Oven | E4 | RIM BC Ratio | 0 | 0 | 0 | 0 | 0 | 0 | 0 | 0 | 0 | 0 | 0 | 0 | 0 | 0 | 0 | 0 | 0 | 0 | 0 | 0 | 0 | 0 | 0 | 0 | 0 | 0 | 0
F5_Commercial_Retail_Existing_Food Preparation_Natural Gas_Conveyor Oven_E5 | F5 | Commercial | Retail | Existing | Food Preparation | Natural Gas | Conveyor Oven | E5 | RIM BC Ratio | 0 | 0 | 0 | 0 | 0 | 0 | 0 | 0 | 0 | 0 | 0 | 0 | 0 | 0 | 0 | 0 | 0 | 0 | 0 | 0 | 0 | 0 | 0 | 0 | 0 | 0 | 0
F5_Commercial_Retail_Existing_Food Preparation_Natural Gas_Conveyor Oven_E6 | F5 | Commercial | Retail | Existing | Food Preparation | Natural Gas | Conveyor Oven | E6 | RIM BC Ratio | 0 | 0 | 0 | 0 | 0 | 0 | 0 | 0 | 0 | 0 | 0 | 0 | 0 | 0 | 0 | 0 | 0 | 0 | 0 | 0 | 0 | 0 | 0 | 0 | 0 | 0 | 0
F5_Commercial_Retail_Existing_Food Preparation_Natural Gas_Conveyor Oven_E7 | F5 | Commercial | Retail | Existing | Food Preparation | Natural Gas | Conveyor Oven | E7 | RIM BC Ratio | 0 | 0 | 0 | 0 | 0 | 0 | 0 | 0 | 0 | 0 | 0 | 0 | 0 | 0 | 0 | 0 | 0 | 0 | 0 | 0 | 0 | 0 | 0 | 0 | 0 | 0 | 0
F5_Commercial_Retail_Existing_Food Preparation_Natural Gas_Conveyor Oven_E8 | F5 | Commercial | Retail | Existing | Food Preparation | Natural Gas | Conveyor Oven | E8 | RIM BC Ratio | 0 | 0 | 0 | 0 | 0 | 0 | 0 | 0 | 0 | 0 | 0 | 0 | 0 | 0 | 0 | 0 | 0 | 0 | 0 | 0 | 0 | 0 | 0 | 0 | 0 | 0 | 0
F5_Commercial_Retail_Existing_Food Preparation_Natural Gas_Conveyor Oven_E9 | F5 | Commercial | Retail | Existing | Food Preparation | Natural Gas | Conveyor Oven | E9 | RIM BC Ratio | 0 | 0 | 0 | 0 | 0 | 0 | 0 | 0 | 0 | 0 | 0 | 0 | 0 | 0 | 0 | 0 | 0 | 0 | 0 | 0 | 0 | 0 | 0 | 0 | 0 | 0 | 0
F5_Commercial_Retail_Existing_Food Preparation_Natural Gas_Conveyor Oven_E10 | F5 | Commercial | Retail | Existing | Food Preparation | Natural Gas | Conveyor Oven | E10 | RIM BC Ratio | 0 | 0 | 0 | 0 | 0 | 0 | 0 | 0 | 0 | 0 | 0 | 0 | 0 | 0 | 0 | 0 | 0 | 0 | 0 | 0 | 0 | 0 | 0 | 0 | 0 | 0 | 0
F0_Commercial_Retail_Existing_Food Preparation_Natural Gas_Double Rack Oven_E0 | F0 | Commercial | Retail | Existing | Food Preparation | Natural Gas | Double Rack Oven | E0 | Economic Unit | FTSC Qualified (>50% Cooking Efficiency) | FTSC Qualified (>50% Cooking Efficiency) | FTSC Qualified (>50% Cooking Efficiency) | FTSC Qualified (>50% Cooking Efficiency) | FTSC Qualified (>50% Cooking Efficiency) | FTSC Qualified (>50% Cooking Efficiency) | FTSC Qualified (>50% Cooking Efficiency) | FTSC Qualified (>50% Cooking Efficiency) | FTSC Qualified (>50% Cooking Efficiency) | FTSC Qualified (>50% Cooking Efficiency) | FTSC Qualified (>50% Cooking Efficiency) | FTSC Qualified (>50% Cooking Efficiency) | FTSC Qualified (>50% Cooking Efficiency) | FTSC Qualified (>50% Cooking Efficiency) | FTSC Qualified (>50% Cooking Efficiency) | FTSC Qualified (>50% Cooking Efficiency) | FTSC Qualified (>50% Cooking Efficiency) | FTSC Qualified (>50% Cooking Efficiency) | FTSC Qualified (>50% Cooking Efficiency) | FTSC Qualified (>50% Cooking Efficiency) | FTSC Qualified (>50% Cooking Efficiency) | FTSC Qualified (>50% Cooking Efficiency) | FTSC Qualified (>50% Cooking Efficiency) | FTSC Qualified (>50% Cooking Efficiency) | FTSC Qualified (>50% Cooking Efficiency) | FTSC Qualified (>50% Cooking Efficiency) | FTSC Qualified (>50% Cooking Efficiency)
F1_Commercial_Retail_Existing_Food Preparation_Natural Gas_Double Rack Oven_E1 | F1 | Commercial | Retail | Existing | Food Preparation | Natural Gas | Double Rack Oven | E1 | CCE | 0 | 0 | 0 | 0 | 0 | 0 | 0 | 0 | 0 | 0 | 0 | 0 | 0 | 0 | 0 | 0 | 0 | 0 | 0 | 0 | 0 | 0 | 0 | 0 | 0 | 0 | 0
F1_Commercial_Retail_Existing_Food Preparation_Natural Gas_Double Rack Oven_E2 | F1 | Commercial | Retail | Existing | Food Preparation | Natural Gas | Double Rack Oven | E2 | CCE | 0.00516 | 0.00516 | 0.00516 | 0.00516 | 0.00516 | 0.00516 | 0.00516 | 0.00516 | 0.00516 | 0.00516 | 0.00516 | 0.00516 | 0.00516 | 0.00516 | 0.00516 | 0.00516 | 0.00516 | 0.00516 | 0.00516 | 0.00516 | 0.00516 | 0.00516 | 0.00516 | 0.00516 | 0.00516 | 0.00516 | 0.00516
F1_Commercial_Retail_Existing_Food Preparation_Natural Gas_Double Rack Oven_E3 | F1 | Commercial | Retail | Existing | Food Preparation | Natural Gas | Double Rack Oven | E3 | CCE | 0 | 0 | 0 | 0 | 0 | 0 | 0 | 0 | 0 | 0 | 0 | 0 | 0 | 0 | 0 | 0 | 0 | 0 | 0 | 0 | 0 | 0 | 0 | 0 | 0 | 0 | 0
F1_Commercial_Retail_Existing_Food Preparation_Natural Gas_Double Rack Oven_E4 | F1 | Commercial | Retail | Existing | Food Preparation | Natural Gas | Double Rack Oven | E4 | CCE | 0 | 0 | 0 | 0 | 0 | 0 | 0 | 0 | 0 | 0 | 0 | 0 | 0 | 0 | 0 | 0 | 0 | 0 | 0 | 0 | 0 | 0 | 0 | 0 | 0 | 0 | 0
F1_Commercial_Retail_Existing_Food Preparation_Natural Gas_Double Rack Oven_E5 | F1 | Commercial | Retail | Existing | Food Preparation | Natural Gas | Double Rack Oven | E5 | CCE | 0 | 0 | 0 | 0 | 0 | 0 | 0 | 0 | 0 | 0 | 0 | 0 | 0 | 0 | 0 | 0 | 0 | 0 | 0 | 0 | 0 | 0 | 0 | 0 | 0 | 0 | 0
F1_Commercial_Retail_Existing_Food Preparation_Natural Gas_Double Rack Oven_E6 | F1 | Commercial | Retail | Existing | Food Preparation | Natural Gas | Double Rack Oven | E6 | CCE | 0 | 0 | 0 | 0 | 0 | 0 | 0 | 0 | 0 | 0 | 0 | 0 | 0 | 0 | 0 | 0 | 0 | 0 | 0 | 0 | 0 | 0 | 0 | 0 | 0 | 0 | 0
F1_Commercial_Retail_Existing_Food Preparation_Natural Gas_Double Rack Oven_E7 | F1 | Commercial | Retail | Existing | Food Preparation | Natural Gas | Double Rack Oven | E7 | CCE | 0 | 0 | 0 | 0 | 0 | 0 | 0 | 0 | 0 | 0 | 0 | 0 | 0 | 0 | 0 | 0 | 0 | 0 | 0 | 0 | 0 | 0 | 0 | 0 | 0 | 0 | 0
F1_Commercial_Retail_Existing_Food Preparation_Natural Gas_Double Rack Oven_E8 | F1 | Commercial | Retail | Existing | Food Preparation | Natural Gas | Double Rack Oven | E8 | CCE | 0 | 0 | 0 | 0 | 0 | 0 | 0 | 0 | 0 | 0 | 0 | 0 | 0 | 0 | 0 | 0 | 0 | 0 | 0 | 0 | 0 | 0 | 0 | 0 | 0 | 0 | 0
F1_Commercial_Retail_Existing_Food Preparation_Natural Gas_Double Rack Oven_E9 | F1 | Commercial | Retail | Existing | Food Preparation | Natural Gas | Double Rack Oven | E9 | CCE | 0 | 0 | 0 | 0 | 0 | 0 | 0 | 0 | 0 | 0 | 0 | 0 | 0 | 0 | 0 | 0 | 0 | 0 | 0 | 0 | 0 | 0 | 0 | 0 | 0 | 0 | 0
F1_Commercial_Retail_Existing_Food Preparation_Natural Gas_Double Rack Oven_E10 | F1 | Commercial | Retail | Existing | Food Preparation | Natural Gas | Double Rack Oven | E10 | CCE | 0 | 0 | 0 | 0 | 0 | 0 | 0 | 0 | 0 | 0 | 0 | 0 | 0 | 0 | 0 | 0 | 0 | 0 | 0 | 0 | 0 | 0 | 0 | 0 | 0 | 0 | 0
F2_Commercial_Retail_Existing_Food Preparation_Natural Gas_Double Rack Oven_E1 | F2 | Commercial | Retail | Existing | Food Preparation | Natural Gas | Double Rack Oven | E1 | TRC BC Ratio | bar: 2021 to 2047
F2_Commercial_Retail_Existing_Food Preparation_Natural Gas_Double Rack Oven_E2 | F2 | Commercial | Retail | Existing | Food Preparation | Natural Gas | Double Rack Oven | E2 | TRC BC Ratio | 2.6451 | 2.6168 | 2.5895 | 2.5634 | 2.5698 | 2.5976 | 2.6379 | 2.6828 | 2.726 | 2.7629 | 2.793 | 2.8145 | 2.8267 | 2.8253 | 2.81 | 2.7806 | 2.7375 | 2.6832 | 2.6184 | 2.5413 | 2.451 | 2.3468 | 2.2544 | 2.1951 | 2.1701 | 2.1808 | 2.1915
F2_Commercial_Retail_Existing_Food Preparation_Natural Gas_Double Rack Oven_E3 | F2 | Commercial | Retail | Existing | Food Preparation | Natural Gas | Double Rack Oven | E3 | TRC BC Ratio | 0 | 0 | 0 | 0 | 0 | 0 | 0 | 0 | 0 | 0 | 0 | 0 | 0 | 0 | 0 | 0 | 0 | 0 | 0 | 0 | 0 | 0 | 0 | 0 | 0 | 0 | 0
F2_Commercial_Retail_Existing_Food Preparation_Natural Gas_Double Rack Oven_E4 | F2 | Commercial | Retail | Existing | Food Preparation | Natural Gas | Double Rack Oven | E4 | TRC BC Ratio | 0 | 0 | 0 | 0 | 0 | 0 | 0 | 0 | 0 | 0 | 0 | 0 | 0 | 0 | 0 | 0 | 0 | 0 | 0 | 0 | 0 | 0 | 0 | 0 | 0 | 0 | 0
F2_Commercial_Retail_Existing_Food Preparation_Natural Gas_Double Rack Oven_E5 | F2 | Commercial | Retail | Existing | Food Preparation | Natural Gas | Double Rack Oven | E5 | TRC BC Ratio | 0 | 0 | 0 | 0 | 0 | 0 | 0 | 0 | 0 | 0 | 0 | 0 | 0 | 0 | 0 | 0 | 0 | 0 | 0 | 0 | 0 | 0 | 0 | 0 | 0 | 0 | 0
F2_Commercial_Retail_Existing_Food Preparation_Natural Gas_Double Rack Oven_E6 | F2 | Commercial | Retail | Existing | Food Preparation | Natural Gas | Double Rack Oven | E6 | TRC BC Ratio | 0 | 0 | 0 | 0 | 0 | 0 | 0 | 0 | 0 | 0 | 0 | 0 | 0 | 0 | 0 | 0 | 0 | 0 | 0 | 0 | 0 | 0 | 0 | 0 | 0 | 0 | 0
F2_Commercial_Retail_Existing_Food Preparation_Natural Gas_Double Rack Oven_E7 | F2 | Commercial | Retail | Existing | Food Preparation | Natural Gas | Double Rack Oven | E7 | TRC BC Ratio | 0 | 0 | 0 | 0 | 0 | 0 | 0 | 0 | 0 | 0 | 0 | 0 | 0 | 0 | 0 | 0 | 0 | 0 | 0 | 0 | 0 | 0 | 0 | 0 | 0 | 0 | 0
F2_Commercial_Retail_Existing_Food Preparation_Natural Gas_Double Rack Oven_E8 | F2 | Commercial | Retail | Existing | Food Preparation | Natural Gas | Double Rack Oven | E8 | TRC BC Ratio | 0 | 0 | 0 | 0 | 0 | 0 | 0 | 0 | 0 | 0 | 0 | 0 | 0 | 0 | 0 | 0 | 0 | 0 | 0 | 0 | 0 | 0 | 0 | 0 | 0 | 0 | 0
F2_Commercial_Retail_Existing_Food Preparation_Natural Gas_Double Rack Oven_E9 | F2 | Commercial | Retail | Existing | Food Preparation | Natural Gas | Double Rack Oven | E9 | TRC BC Ratio | 0 | 0 | 0 | 0 | 0 | 0 | 0 | 0 | 0 | 0 | 0 | 0 | 0 | 0 | 0 | 0 | 0 | 0 | 0 | 0 | 0 | 0 | 0 | 0 | 0 | 0 | 0
F2_Commercial_Retail_Existing_Food Preparation_Natural Gas_Double Rack Oven_E10 | F2 | Commercial | Retail | Existing | Food Preparation | Natural Gas | Double Rack Oven | E10 | TRC BC Ratio | 0 | 0 | 0 | 0 | 0 | 0 | 0 | 0 | 0 | 0 | 0 | 0 | 0 | 0 | 0 | 0 | 0 | 0 | 0 | 0 | 0 | 0 | 0 | 0 | 0 | 0 | 0
F3_Commercial_Retail_Existing_Food Preparation_Natural Gas_Double Rack Oven_E1 | F3 | Commercial | Retail | Existing | Food Preparation | Natural Gas | Double Rack Oven | E1 | PACT BC Ratio | bar: 2021 to 2047
F3_Commercial_Retail_Existing_Food Preparation_Natural Gas_Double Rack Oven_E2 | F3 | Commercial | Retail | Existing | Food Preparation | Natural Gas | Double Rack Oven | E2 | PACT BC Ratio | 3.4804 | 3.4432 | 3.4073 | 3.3729 | 3.3814 | 3.4179 | 3.4709 | 3.53 | 3.5869 | 3.6354 | 3.675 | 3.7033 | 3.7193 | 3.7175 | 3.6974 | 3.6587 | 3.602 | 3.5306 | 3.4453 | 3.3438 | 3.2249 | 3.0879 | 2.9664 | 2.8883 | 2.8554 | 2.8694 | 2.8835
F3_Commercial_Retail_Existing_Food Preparation_Natural Gas_Double Rack Oven_E3 | F3 | Commercial | Retail | Existing | Food Preparation | Natural Gas | Double Rack Oven | E3 | PACT BC Ratio | 0 | 0 | 0 | 0 | 0 | 0 | 0 | 0 | 0 | 0 | 0 | 0 | 0 | 0 | 0 | 0 | 0 | 0 | 0 | 0 | 0 | 0 | 0 | 0 | 0 | 0 | 0
F3_Commercial_Retail_Existing_Food Preparation_Natural Gas_Double Rack Oven_E4 | F3 | Commercial | Retail | Existing | Food Preparation | Natural Gas | Double Rack Oven | E4 | PACT BC Ratio | 0 | 0 | 0 | 0 | 0 | 0 | 0 | 0 | 0 | 0 | 0 | 0 | 0 | 0 | 0 | 0 | 0 | 0 | 0 | 0 | 0 | 0 | 0 | 0 | 0 | 0 | 0
F3_Commercial_Retail_Existing_Food Preparation_Natural Gas_Double Rack Oven_E5 | F3 | Commercial | Retail | Existing | Food Preparation | Natural Gas | Double Rack Oven | E5 | PACT BC Ratio | 0 | 0 | 0 | 0 | 0 | 0 | 0 | 0 | 0 | 0 | 0 | 0 | 0 | 0 | 0 | 0 | 0 | 0 | 0 | 0 | 0 | 0 | 0 | 0 | 0 | 0 | 0
F3_Commercial_Retail_Existing_Food Preparation_Natural Gas_Double Rack Oven_E6 | F3 | Commercial | Retail | Existing | Food Preparation | Natural Gas | Double Rack Oven | E6 | PACT BC Ratio | 0 | 0 | 0 | 0 | 0 | 0 | 0 | 0 | 0 | 0 | 0 | 0 | 0 | 0 | 0 | 0 | 0 | 0 | 0 | 0 | 0 | 0 | 0 | 0 | 0 | 0 | 0
F3_Commercial_Retail_Existing_Food Preparation_Natural Gas_Double Rack Oven_E7 | F3 | Commercial | Retail | Existing | Food Preparation | Natural Gas | Double Rack Oven | E7 | PACT BC Ratio | 0 | 0 | 0 | 0 | 0 | 0 | 0 | 0 | 0 | 0 | 0 | 0 | 0 | 0 | 0 | 0 | 0 | 0 | 0 | 0 | 0 | 0 | 0 | 0 | 0 | 0 | 0
F3_Commercial_Retail_Existing_Food Preparation_Natural Gas_Double Rack Oven_E8 | F3 | Commercial | Retail | Existing | Food Preparation | Natural Gas | Double Rack Oven | E8 | PACT BC Ratio | 0 | 0 | 0 | 0 | 0 | 0 | 0 | 0 | 0 | 0 | 0 | 0 | 0 | 0 | 0 | 0 | 0 | 0 | 0 | 0 | 0 | 0 | 0 | 0 | 0 | 0 | 0
F3_Commercial_Retail_Existing_Food Preparation_Natural Gas_Double Rack Oven_E9 | F3 | Commercial | Retail | Existing | Food Preparation | Natural Gas | Double Rack Oven | E9 | PACT BC Ratio | 0 | 0 | 0 | 0 | 0 | 0 | 0 | 0 | 0 | 0 | 0 | 0 | 0 | 0 | 0 | 0 | 0 | 0 | 0 | 0 | 0 | 0 | 0 | 0 | 0 | 0 | 0
F3_Commercial_Retail_Existing_Food Preparation_Natural Gas_Double Rack Oven_E10 | F3 | Commercial | Retail | Existing | Food Preparation | Natural Gas | Double Rack Oven | E10 | PACT BC Ratio | 0 | 0 | 0 | 0 | 0 | 0 | 0 | 0 | 0 | 0 | 0 | 0 | 0 | 0 | 0 | 0 | 0 | 0 | 0 | 0 | 0 | 0 | 0 | 0 | 0 | 0 | 0
F4_Commercial_Retail_Existing_Food Preparation_Natural Gas_Double Rack Oven_E1 | F4 | Commercial | Retail | Existing | Food Preparation | Natural Gas | Double Rack Oven | E1 | RVT BC Ratio | bar: 2021 to 2047
F4_Commercial_Retail_Existing_Food Preparation_Natural Gas_Double Rack Oven_E2 | F4 | Commercial | Retail | Existing | Food Preparation | Natural Gas | Double Rack Oven | E2 | RVT BC Ratio | 0.7 | 0.7 | 0.7 | 0.7 | 0.7 | 0.7 | 0.7 | 0.7 | 0.7 | 0.7 | 0.7 | 0.7 | 0.7 | 0.7 | 0.7 | 0.7 | 0.7 | 0.7 | 0.7 | 0.7 | 0.7 | 0.7 | 0.7 | 0.7 | 0.7 | 0.7 | 0.7
F4_Commercial_Retail_Existing_Food Preparation_Natural Gas_Double Rack Oven_E3 | F4 | Commercial | Retail | Existing | Food Preparation | Natural Gas | Double Rack Oven | E3 | RVT BC Ratio | 0 | 0 | 0 | 0 | 0 | 0 | 0 | 0 | 0 | 0 | 0 | 0 | 0 | 0 | 0 | 0 | 0 | 0 | 0 | 0 | 0 | 0 | 0 | 0 | 0 | 0 | 0
F4_Commercial_Retail_Existing_Food Preparation_Natural Gas_Double Rack Oven_E4 | F4 | Commercial | Retail | Existing | Food Preparation | Natural Gas | Double Rack Oven | E4 | RVT BC Ratio | 0 | 0 | 0 | 0 | 0 | 0 | 0 | 0 | 0 | 0 | 0 | 0 | 0 | 0 | 0 | 0 | 0 | 0 | 0 | 0 | 0 | 0 | 0 | 0 | 0 | 0 | 0
F4_Commercial_Retail_Existing_Food Preparation_Natural Gas_Double Rack Oven_E5 | F4 | Commercial | Retail | Existing | Food Preparation | Natural Gas | Double Rack Oven | E5 | RVT BC Ratio | 0 | 0 | 0 | 0 | 0 | 0 | 0 | 0 | 0 | 0 | 0 | 0 | 0 | 0 | 0 | 0 | 0 | 0 | 0 | 0 | 0 | 0 | 0 | 0 | 0 | 0 | 0
F4_Commercial_Retail_Existing_Food Preparation_Natural Gas_Double Rack Oven_E6 | F4 | Commercial | Retail | Existing | Food Preparation | Natural Gas | Double Rack Oven | E6 | RVT BC Ratio | 0 | 0 | 0 | 0 | 0 | 0 | 0 | 0 | 0 | 0 | 0 | 0 | 0 | 0 | 0 | 0 | 0 | 0 | 0 | 0 | 0 | 0 | 0 | 0 | 0 | 0 | 0
F4_Commercial_Retail_Existing_Food Preparation_Natural Gas_Double Rack Oven_E7 | F4 | Commercial | Retail | Existing | Food Preparation | Natural Gas | Double Rack Oven | E7 | RVT BC Ratio | 0 | 0 | 0 | 0 | 0 | 0 | 0 | 0 | 0 | 0 | 0 | 0 | 0 | 0 | 0 | 0 | 0 | 0 | 0 | 0 | 0 | 0 | 0 | 0 | 0 | 0 | 0
F4_Commercial_Retail_Existing_Food Preparation_Natural Gas_Double Rack Oven_E8 | F4 | Commercial | Retail | Existing | Food Preparation | Natural Gas | Double Rack Oven | E8 | RVT BC Ratio | 0 | 0 | 0 | 0 | 0 | 0 | 0 | 0 | 0 | 0 | 0 | 0 | 0 | 0 | 0 | 0 | 0 | 0 | 0 | 0 | 0 | 0 | 0 | 0 | 0 | 0 | 0
F4_Commercial_Retail_Existing_Food Preparation_Natural Gas_Double Rack Oven_E9 | F4 | Commercial | Retail | Existing | Food Preparation | Natural Gas | Double Rack Oven | E9 | RVT BC Ratio | 0 | 0 | 0 | 0 | 0 | 0 | 0 | 0 | 0 | 0 | 0 | 0 | 0 | 0 | 0 | 0 | 0 | 0 | 0 | 0 | 0 | 0 | 0 | 0 | 0 | 0 | 0
F4_Commercial_Retail_Existing_Food Preparation_Natural Gas_Double Rack Oven_E10 | F4 | Commercial | Retail | Existing | Food Preparation | Natural Gas | Double Rack Oven | E10 | RVT BC Ratio | 0 | 0 | 0 | 0 | 0 | 0 | 0 | 0 | 0 | 0 | 0 | 0 | 0 | 0 | 0 | 0 | 0 | 0 | 0 | 0 | 0 | 0 | 0 | 0 | 0 | 0 | 0
F5_Commercial_Retail_Existing_Food Preparation_Natural Gas_Double Rack Oven_E1 | F5 | Commercial | Retail | Existing | Food Preparation | Natural Gas | Double Rack Oven | E1 | RIM BC Ratio | bar: 2021 to 2047
F5_Commercial_Retail_Existing_Food Preparation_Natural Gas_Double Rack Oven_E2 | F5 | Commercial | Retail | Existing | Food Preparation | Natural Gas | Double Rack Oven | E2 | RIM BC Ratio | 3.4804 | 3.4432 | 3.4073 | 3.3729 | 3.3814 | 3.4179 | 3.4709 | 3.53 | 3.5869 | 3.6354 | 3.675 | 3.7033 | 3.7193 | 3.7175 | 3.6974 | 3.6587 | 3.602 | 3.5306 | 3.4453 | 3.3438 | 3.2249 | 3.0879 | 2.9664 | 2.8883 | 2.8554 | 2.8694 | 2.8835
F5_Commercial_Retail_Existing_Food Preparation_Natural Gas_Double Rack Oven_E3 | F5 | Commercial | Retail | Existing | Food Preparation | Natural Gas | Double Rack Oven | E3 | RIM BC Ratio | 0 | 0 | 0 | 0 | 0 | 0 | 0 | 0 | 0 | 0 | 0 | 0 | 0 | 0 | 0 | 0 | 0 | 0 | 0 | 0 | 0 | 0 | 0 | 0 | 0 | 0 | 0
F5_Commercial_Retail_Existing_Food Preparation_Natural Gas_Double Rack Oven_E4 | F5 | Commercial | Retail | Existing | Food Preparation | Natural Gas | Double Rack Oven | E4 | RIM BC Ratio | 0 | 0 | 0 | 0 | 0 | 0 | 0 | 0 | 0 | 0 | 0 | 0 | 0 | 0 | 0 | 0 | 0 | 0 | 0 | 0 | 0 | 0 | 0 | 0 | 0 | 0 | 0
F5_Commercial_Retail_Existing_Food Preparation_Natural Gas_Double Rack Oven_E5 | F5 | Commercial | Retail | Existing | Food Preparation | Natural Gas | Double Rack Oven | E5 | RIM BC Ratio | 0 | 0 | 0 | 0 | 0 | 0 | 0 | 0 | 0 | 0 | 0 | 0 | 0 | 0 | 0 | 0 | 0 | 0 | 0 | 0 | 0 | 0 | 0 | 0 | 0 | 0 | 0
F5_Commercial_Retail_Existing_Food Preparation_Natural Gas_Double Rack Oven_E6 | F5 | Commercial | Retail | Existing | Food Preparation | Natural Gas | Double Rack Oven | E6 | RIM BC Ratio | 0 | 0 | 0 | 0 | 0 | 0 | 0 | 0 | 0 | 0 | 0 | 0 | 0 | 0 | 0 | 0 | 0 | 0 | 0 | 0 | 0 | 0 | 0 | 0 | 0 | 0 | 0
F5_Commercial_Retail_Existing_Food Preparation_Natural Gas_Double Rack Oven_E7 | F5 | Commercial | Retail | Existing | Food Preparation | Natural Gas | Double Rack Oven | E7 | RIM BC Ratio | 0 | 0 | 0 | 0 | 0 | 0 | 0 | 0 | 0 | 0 | 0 | 0 | 0 | 0 | 0 | 0 | 0 | 0 | 0 | 0 | 0 | 0 | 0 | 0 | 0 | 0 | 0
F5_Commercial_Retail_Existing_Food Preparation_Natural Gas_Double Rack Oven_E8 | F5 | Commercial | Retail | Existing | Food Preparation | Natural Gas | Double Rack Oven | E8 | RIM BC Ratio | 0 | 0 | 0 | 0 | 0 | 0 | 0 | 0 | 0 | 0 | 0 | 0 | 0 | 0 | 0 | 0 | 0 | 0 | 0 | 0 | 0 | 0 | 0 | 0 | 0 | 0 | 0
F5_Commercial_Retail_Existing_Food Preparation_Natural Gas_Double Rack Oven_E9 | F5 | Commercial | Retail | Existing | Food Preparation | Natural Gas | Double Rack Oven | E9 | RIM BC Ratio | 0 | 0 | 0 | 0 | 0 | 0 | 0 | 0 | 0 | 0 | 0 | 0 | 0 | 0 | 0 | 0 | 0 | 0 | 0 | 0 | 0 | 0 | 0 | 0 | 0 | 0 | 0
F5_Commercial_Retail_Existing_Food Preparation_Natural Gas_Double Rack Oven_E10 | F5 | Commercial | Retail | Existing | Food Preparation | Natural Gas | Double Rack Oven | E10 | RIM BC Ratio | 0 | 0 | 0 | 0 | 0 | 0 | 0 | 0 | 0 | 0 | 0 | 0 | 0 | 0 | 0 | 0 | 0 | 0 | 0 | 0 | 0 | 0 | 0 | 0 | 0 | 0 | 0
F0_Commercial_Retail_Existing_Food Preparation_Natural Gas_Fryer_E0 | F0 | Commercial | Retail | Existing | Food Preparation | Natural Gas | Fryer | E0 | Economic Unit | ENERGY STAR | ENERGY STAR | ENERGY STAR | ENERGY STAR | ENERGY STAR | ENERGY STAR | ENERGY STAR | ENERGY STAR | ENERGY STAR | ENERGY STAR | ENERGY STAR | ENERGY STAR | ENERGY STAR | ENERGY STAR | ENERGY STAR | ENERGY STAR | ENERGY STAR | ENERGY STAR | ENERGY STAR | ENERGY STAR | ENERGY STAR | ENERGY STAR | ENERGY STAR | ENERGY STAR | ENERGY STAR | ENERGY STAR | ENERGY STAR
F1_Commercial_Retail_Existing_Food Preparation_Natural Gas_Fryer_E1 | F1 | Commercial | Retail | Existing | Food Preparation | Natural Gas | Fryer | E1 | CCE | 0 | 0 | 0 | 0 | 0 | 0 | 0 | 0 | 0 | 0 | 0 | 0 | 0 | 0 | 0 | 0 | 0 | 0 | 0 | 0 | 0 | 0 | 0 | 0 | 0 | 0 | 0
F1_Commercial_Retail_Existing_Food Preparation_Natural Gas_Fryer_E2 | F1 | Commercial | Retail | Existing | Food Preparation | Natural Gas | Fryer | E2 | CCE | 0.0045119 | 0 | 0 | 0 | 0 | 0 | 0 | 0 | 0 | 0 | 0 | 0 | 0 | 0 | 0 | 0 | 0 | 0 | 0 | 0 | 0 | 0 | 0 | 0 | 0 | 0 | 0
F1_Commercial_Retail_Existing_Food Preparation_Natural Gas_Fryer_E3 | F1 | Commercial | Retail | Existing | Food Preparation | Natural Gas | Fryer | E3 | CCE | 0 | 0 | 0 | 0 | 0 | 0 | 0 | 0 | 0 | 0 | 0 | 0 | 0 | 0 | 0 | 0 | 0 | 0 | 0 | 0 | 0 | 0 | 0 | 0 | 0 | 0 | 0
F1_Commercial_Retail_Existing_Food Preparation_Natural Gas_Fryer_E4 | F1 | Commercial | Retail | Existing | Food Preparation | Natural Gas | Fryer | E4 | CCE | 0 | 0 | 0 | 0 | 0 | 0 | 0 | 0 | 0 | 0 | 0 | 0 | 0 | 0 | 0 | 0 | 0 | 0 | 0 | 0 | 0 | 0 | 0 | 0 | 0 | 0 | 0
F1_Commercial_Retail_Existing_Food Preparation_Natural Gas_Fryer_E5 | F1 | Commercial | Retail | Existing | Food Preparation | Natural Gas | Fryer | E5 | CCE | 0 | 0 | 0 | 0 | 0 | 0 | 0 | 0 | 0 | 0 | 0 | 0 | 0 | 0 | 0 | 0 | 0 | 0 | 0 | 0 | 0 | 0 | 0 | 0 | 0 | 0 | 0
F1_Commercial_Retail_Existing_Food Preparation_Natural Gas_Fryer_E6 | F1 | Commercial | Retail | Existing | Food Preparation | Natural Gas | Fryer | E6 | CCE | 0 | 0 | 0 | 0 | 0 | 0 | 0 | 0 | 0 | 0 | 0 | 0 | 0 | 0 | 0 | 0 | 0 | 0 | 0 | 0 | 0 | 0 | 0 | 0 | 0 | 0 | 0
F1_Commercial_Retail_Existing_Food Preparation_Natural Gas_Fryer_E7 | F1 | Commercial | Retail | Existing | Food Preparation | Natural Gas | Fryer | E7 | CCE | 0 | 0 | 0 | 0 | 0 | 0 | 0 | 0 | 0 | 0 | 0 | 0 | 0 | 0 | 0 | 0 | 0 | 0 | 0 | 0 | 0 | 0 | 0 | 0 | 0 | 0 | 0
F1_Commercial_Retail_Existing_Food Preparation_Natural Gas_Fryer_E8 | F1 | Commercial | Retail | Existing | Food Preparation | Natural Gas | Fryer | E8 | CCE | 0 | 0 | 0 | 0 | 0 | 0 | 0 | 0 | 0 | 0 | 0 | 0 | 0 | 0 | 0 | 0 | 0 | 0 | 0 | 0 | 0 | 0 | 0 | 0 | 0 | 0 | 0
F1_Commercial_Retail_Existing_Food Preparation_Natural Gas_Fryer_E9 | F1 | Commercial | Retail | Existing | Food Preparation | Natural Gas | Fryer | E9 | CCE | 0 | 0 | 0 | 0 | 0 | 0 | 0 | 0 | 0 | 0 | 0 | 0 | 0 | 0 | 0 | 0 | 0 | 0 | 0 | 0 | 0 | 0 | 0 | 0 | 0 | 0 | 0
F1_Commercial_Retail_Existing_Food Preparation_Natural Gas_Fryer_E10 | F1 | Commercial | Retail | Existing | Food Preparation | Natural Gas | Fryer | E10 | CCE | 0 | 0 | 0 | 0 | 0 | 0 | 0 | 0 | 0 | 0 | 0 | 0 | 0 | 0 | 0 | 0 | 0 | 0 | 0 | 0 | 0 | 0 | 0 | 0 | 0 | 0 | 0
F2_Commercial_Retail_Existing_Food Preparation_Natural Gas_Fryer_E1 | F2 | Commercial | Retail | Existing | Food Preparation | Natural Gas | Fryer | E1 | TRC BC Ratio | 1 | 0 | 0 | 0 | 0 | 0 | 0 | 0 | 0 | 0 | 0 | 0 | 0 | 0 | 0 | 0 | 0 | 0 | 0 | 0 | 0 | 0 | 0 | 0 | 0 | 0 | 0
F2_Commercial_Retail_Existing_Food Preparation_Natural Gas_Fryer_E2 | F2 | Commercial | Retail | Existing | Food Preparation | Natural Gas | Fryer | E2 | TRC BC Ratio | 3.0535 | 1 | 1 | 1 | 1 | 1 | 1 | 1 | 1 | 1 | 1 | 1 | 1 | 1 | 1 | 1 | 1 | 1 | 1 | 1 | 1 | 1 | 1 | 1 | 1 | 1 | 1
F2_Commercial_Retail_Existing_Food Preparation_Natural Gas_Fryer_E3 | F2 | Commercial | Retail | Existing | Food Preparation | Natural Gas | Fryer | E3 | TRC BC Ratio | 0 | 0 | 0 | 0 | 0 | 0 | 0 | 0 | 0 | 0 | 0 | 0 | 0 | 0 | 0 | 0 | 0 | 0 | 0 | 0 | 0 | 0 | 0 | 0 | 0 | 0 | 0
F2_Commercial_Retail_Existing_Food Preparation_Natural Gas_Fryer_E4 | F2 | Commercial | Retail | Existing | Food Preparation | Natural Gas | Fryer | E4 | TRC BC Ratio | 0 | 0 | 0 | 0 | 0 | 0 | 0 | 0 | 0 | 0 | 0 | 0 | 0 | 0 | 0 | 0 | 0 | 0 | 0 | 0 | 0 | 0 | 0 | 0 | 0 | 0 | 0
F2_Commercial_Retail_Existing_Food Preparation_Natural Gas_Fryer_E5 | F2 | Commercial | Retail | Existing | Food Preparation | Natural Gas | Fryer | E5 | TRC BC Ratio | 0 | 0 | 0 | 0 | 0 | 0 | 0 | 0 | 0 | 0 | 0 | 0 | 0 | 0 | 0 | 0 | 0 | 0 | 0 | 0 | 0 | 0 | 0 | 0 | 0 | 0 | 0
F2_Commercial_Retail_Existing_Food Preparation_Natural Gas_Fryer_E6 | F2 | Commercial | Retail | Existing | Food Preparation | Natural Gas | Fryer | E6 | TRC BC Ratio | 0 | 0 | 0 | 0 | 0 | 0 | 0 | 0 | 0 | 0 | 0 | 0 | 0 | 0 | 0 | 0 | 0 | 0 | 0 | 0 | 0 | 0 | 0 | 0 | 0 | 0 | 0
F2_Commercial_Retail_Existing_Food Preparation_Natural Gas_Fryer_E7 | F2 | Commercial | Retail | Existing | Food Preparation | Natural Gas | Fryer | E7 | TRC BC Ratio | 0 | 0 | 0 | 0 | 0 | 0 | 0 | 0 | 0 | 0 | 0 | 0 | 0 | 0 | 0 | 0 | 0 | 0 | 0 | 0 | 0 | 0 | 0 | 0 | 0 | 0 | 0
F2_Commercial_Retail_Existing_Food Preparation_Natural Gas_Fryer_E8 | F2 | Commercial | Retail | Existing | Food Preparation | Natural Gas | Fryer | E8 | TRC BC Ratio | 0 | 0 | 0 | 0 | 0 | 0 | 0 | 0 | 0 | 0 | 0 | 0 | 0 | 0 | 0 | 0 | 0 | 0 | 0 | 0 | 0 | 0 | 0 | 0 | 0 | 0 | 0
F2_Commercial_Retail_Existing_Food Preparation_Natural Gas_Fryer_E9 | F2 | Commercial | Retail | Existing | Food Preparation | Natural Gas | Fryer | E9 | TRC BC Ratio | 0 | 0 | 0 | 0 | 0 | 0 | 0 | 0 | 0 | 0 | 0 | 0 | 0 | 0 | 0 | 0 | 0 | 0 | 0 | 0 | 0 | 0 | 0 | 0 | 0 | 0 | 0
F2_Commercial_Retail_Existing_Food Preparation_Natural Gas_Fryer_E10 | F2 | Commercial | Retail | Existing | Food Preparation | Natural Gas | Fryer | E10 | TRC BC Ratio | 0 | 0 | 0 | 0 | 0 | 0 | 0 | 0 | 0 | 0 | 0 | 0 | 0 | 0 | 0 | 0 | 0 | 0 | 0 | 0 | 0 | 0 | 0 | 0 | 0 | 0 | 0
F3_Commercial_Retail_Existing_Food Preparation_Natural Gas_Fryer_E1 | F3 | Commercial | Retail | Existing | Food Preparation | Natural Gas | Fryer | E1 | PACT BC Ratio | 1 | 0 | 0 | 0 | 0 | 0 | 0 | 0 | 0 | 0 | 0 | 0 | 0 | 0 | 0 | 0 | 0 | 0 | 0 | 0 | 0 | 0 | 0 | 0 | 0 | 0 | 0
F3_Commercial_Retail_Existing_Food Preparation_Natural Gas_Fryer_E2 | F3 | Commercial | Retail | Existing | Food Preparation | Natural Gas | Fryer | E2 | PACT BC Ratio | 4.0178 | 1 | 1 | 1 | 1 | 1 | 1 | 1 | 1 | 1 | 1 | 1 | 1 | 1 | 1 | 1 | 1 | 1 | 1 | 1 | 1 | 1 | 1 | 1 | 1 | 1 | 1
F3_Commercial_Retail_Existing_Food Preparation_Natural Gas_Fryer_E3 | F3 | Commercial | Retail | Existing | Food Preparation | Natural Gas | Fryer | E3 | PACT BC Ratio | 0 | 0 | 0 | 0 | 0 | 0 | 0 | 0 | 0 | 0 | 0 | 0 | 0 | 0 | 0 | 0 | 0 | 0 | 0 | 0 | 0 | 0 | 0 | 0 | 0 | 0 | 0
F3_Commercial_Retail_Existing_Food Preparation_Natural Gas_Fryer_E4 | F3 | Commercial | Retail | Existing | Food Preparation | Natural Gas | Fryer | E4 | PACT BC Ratio | 0 | 0 | 0 | 0 | 0 | 0 | 0 | 0 | 0 | 0 | 0 | 0 | 0 | 0 | 0 | 0 | 0 | 0 | 0 | 0 | 0 | 0 | 0 | 0 | 0 | 0 | 0
F3_Commercial_Retail_Existing_Food Preparation_Natural Gas_Fryer_E5 | F3 | Commercial | Retail | Existing | Food Preparation | Natural Gas | Fryer | E5 | PACT BC Ratio | 0 | 0 | 0 | 0 | 0 | 0 | 0 | 0 | 0 | 0 | 0 | 0 | 0 | 0 | 0 | 0 | 0 | 0 | 0 | 0 | 0 | 0 | 0 | 0 | 0 | 0 | 0
F3_Commercial_Retail_Existing_Food Preparation_Natural Gas_Fryer_E6 | F3 | Commercial | Retail | Existing | Food Preparation | Natural Gas | Fryer | E6 | PACT BC Ratio | 0 | 0 | 0 | 0 | 0 | 0 | 0 | 0 | 0 | 0 | 0 | 0 | 0 | 0 | 0 | 0 | 0 | 0 | 0 | 0 | 0 | 0 | 0 | 0 | 0 | 0 | 0
F3_Commercial_Retail_Existing_Food Preparation_Natural Gas_Fryer_E7 | F3 | Commercial | Retail | Existing | Food Preparation | Natural Gas | Fryer | E7 | PACT BC Ratio | 0 | 0 | 0 | 0 | 0 | 0 | 0 | 0 | 0 | 0 | 0 | 0 | 0 | 0 | 0 | 0 | 0 | 0 | 0 | 0 | 0 | 0 | 0 | 0 | 0 | 0 | 0
F3_Commercial_Retail_Existing_Food Preparation_Natural Gas_Fryer_E8 | F3 | Commercial | Retail | Existing | Food Preparation | Natural Gas | Fryer | E8 | PACT BC Ratio | 0 | 0 | 0 | 0 | 0 | 0 | 0 | 0 | 0 | 0 | 0 | 0 | 0 | 0 | 0 | 0 | 0 | 0 | 0 | 0 | 0 | 0 | 0 | 0 | 0 | 0 | 0
F3_Commercial_Retail_Existing_Food Preparation_Natural Gas_Fryer_E9 | F3 | Commercial | Retail | Existing | Food Preparation | Natural Gas | Fryer | E9 | PACT BC Ratio | 0 | 0 | 0 | 0 | 0 | 0 | 0 | 0 | 0 | 0 | 0 | 0 | 0 | 0 | 0 | 0 | 0 | 0 | 0 | 0 | 0 | 0 | 0 | 0 | 0 | 0 | 0
F3_Commercial_Retail_Existing_Food Preparation_Natural Gas_Fryer_E10 | F3 | Commercial | Retail | Existing | Food Preparation | Natural Gas | Fryer | E10 | PACT BC Ratio | 0 | 0 | 0 | 0 | 0 | 0 | 0 | 0 | 0 | 0 | 0 | 0 | 0 | 0 | 0 | 0 | 0 | 0 | 0 | 0 | 0 | 0 | 0 | 0 | 0 | 0 | 0
F4_Commercial_Retail_Existing_Food Preparation_Natural Gas_Fryer_E1 | F4 | Commercial | Retail | Existing | Food Preparation | Natural Gas | Fryer | E1 | RVT BC Ratio | 1 | 0 | 0 | 0 | 0 | 0 | 0 | 0 | 0 | 0 | 0 | 0 | 0 | 0 | 0 | 0 | 0 | 0 | 0 | 0 | 0 | 0 | 0 | 0 | 0 | 0 | 0
F4_Commercial_Retail_Existing_Food Preparation_Natural Gas_Fryer_E2 | F4 | Commercial | Retail | Existing | Food Preparation | Natural Gas | Fryer | E2 | RVT BC Ratio | 0.7 | 1 | 1 | 1 | 1 | 1 | 1 | 1 | 1 | 1 | 1 | 1 | 1 | 1 | 1 | 1 | 1 | 1 | 1 | 1 | 1 | 1 | 1 | 1 | 1 | 1 | 1
F4_Commercial_Retail_Existing_Food Preparation_Natural Gas_Fryer_E3 | F4 | Commercial | Retail | Existing | Food Preparation | Natural Gas | Fryer | E3 | RVT BC Ratio | 0 | 0 | 0 | 0 | 0 | 0 | 0 | 0 | 0 | 0 | 0 | 0 | 0 | 0 | 0 | 0 | 0 | 0 | 0 | 0 | 0 | 0 | 0 | 0 | 0 | 0 | 0
F4_Commercial_Retail_Existing_Food Preparation_Natural Gas_Fryer_E4 | F4 | Commercial | Retail | Existing | Food Preparation | Natural Gas | Fryer | E4 | RVT BC Ratio | 0 | 0 | 0 | 0 | 0 | 0 | 0 | 0 | 0 | 0 | 0 | 0 | 0 | 0 | 0 | 0 | 0 | 0 | 0 | 0 | 0 | 0 | 0 | 0 | 0 | 0 | 0
F4_Commercial_Retail_Existing_Food Preparation_Natural Gas_Fryer_E5 | F4 | Commercial | Retail | Existing | Food Preparation | Natural Gas | Fryer | E5 | RVT BC Ratio | 0 | 0 | 0 | 0 | 0 | 0 | 0 | 0 | 0 | 0 | 0 | 0 | 0 | 0 | 0 | 0 | 0 | 0 | 0 | 0 | 0 | 0 | 0 | 0 | 0 | 0 | 0
F4_Commercial_Retail_Existing_Food Preparation_Natural Gas_Fryer_E6 | F4 | Commercial | Retail | Existing | Food Preparation | Natural Gas | Fryer | E6 | RVT BC Ratio | 0 | 0 | 0 | 0 | 0 | 0 | 0 | 0 | 0 | 0 | 0 | 0 | 0 | 0 | 0 | 0 | 0 | 0 | 0 | 0 | 0 | 0 | 0 | 0 | 0 | 0 | 0
F4_Commercial_Retail_Existing_Food Preparation_Natural Gas_Fryer_E7 | F4 | Commercial | Retail | Existing | Food Preparation | Natural Gas | Fryer | E7 | RVT BC Ratio | 0 | 0 | 0 | 0 | 0 | 0 | 0 | 0 | 0 | 0 | 0 | 0 | 0 | 0 | 0 | 0 | 0 | 0 | 0 | 0 | 0 | 0 | 0 | 0 | 0 | 0 | 0
F4_Commercial_Retail_Existing_Food Preparation_Natural Gas_Fryer_E8 | F4 | Commercial | Retail | Existing | Food Preparation | Natural Gas | Fryer | E8 | RVT BC Ratio | 0 | 0 | 0 | 0 | 0 | 0 | 0 | 0 | 0 | 0 | 0 | 0 | 0 | 0 | 0 | 0 | 0 | 0 | 0 | 0 | 0 | 0 | 0 | 0 | 0 | 0 | 0
F4_Commercial_Retail_Existing_Food Preparation_Natural Gas_Fryer_E9 | F4 | Commercial | Retail | Existing | Food Preparation | Natural Gas | Fryer | E9 | RVT BC Ratio | 0 | 0 | 0 | 0 | 0 | 0 | 0 | 0 | 0 | 0 | 0 | 0 | 0 | 0 | 0 | 0 | 0 | 0 | 0 | 0 | 0 | 0 | 0 | 0 | 0 | 0 | 0
F4_Commercial_Retail_Existing_Food Preparation_Natural Gas_Fryer_E10 | F4 | Commercial | Retail | Existing | Food Preparation | Natural Gas | Fryer | E10 | RVT BC Ratio | 0 | 0 | 0 | 0 | 0 | 0 | 0 | 0 | 0 | 0 | 0 | 0 | 0 | 0 | 0 | 0 | 0 | 0 | 0 | 0 | 0 | 0 | 0 | 0 | 0 | 0 | 0
F5_Commercial_Retail_Existing_Food Preparation_Natural Gas_Fryer_E1 | F5 | Commercial | Retail | Existing | Food Preparation | Natural Gas | Fryer | E1 | RIM BC Ratio | 1 | 0 | 0 | 0 | 0 | 0 | 0 | 0 | 0 | 0 | 0 | 0 | 0 | 0 | 0 | 0 | 0 | 0 | 0 | 0 | 0 | 0 | 0 | 0 | 0 | 0 | 0
F5_Commercial_Retail_Existing_Food Preparation_Natural Gas_Fryer_E2 | F5 | Commercial | Retail | Existing | Food Preparation | Natural Gas | Fryer | E2 | RIM BC Ratio | 4.0178 | 1 | 1 | 1 | 1 | 1 | 1 | 1 | 1 | 1 | 1 | 1 | 1 | 1 | 1 | 1 | 1 | 1 | 1 | 1 | 1 | 1 | 1 | 1 | 1 | 1 | 1
F5_Commercial_Retail_Existing_Food Preparation_Natural Gas_Fryer_E3 | F5 | Commercial | Retail | Existing | Food Preparation | Natural Gas | Fryer | E3 | RIM BC Ratio | 0 | 0 | 0 | 0 | 0 | 0 | 0 | 0 | 0 | 0 | 0 | 0 | 0 | 0 | 0 | 0 | 0 | 0 | 0 | 0 | 0 | 0 | 0 | 0 | 0 | 0 | 0
F5_Commercial_Retail_Existing_Food Preparation_Natural Gas_Fryer_E4 | F5 | Commercial | Retail | Existing | Food Preparation | Natural Gas | Fryer | E4 | RIM BC Ratio | 0 | 0 | 0 | 0 | 0 | 0 | 0 | 0 | 0 | 0 | 0 | 0 | 0 | 0 | 0 | 0 | 0 | 0 | 0 | 0 | 0 | 0 | 0 | 0 | 0 | 0 | 0
F5_Commercial_Retail_Existing_Food Preparation_Natural Gas_Fryer_E5 | F5 | Commercial | Retail | Existing | Food Preparation | Natural Gas | Fryer | E5 | RIM BC Ratio | 0 | 0 | 0 | 0 | 0 | 0 | 0 | 0 | 0 | 0 | 0 | 0 | 0 | 0 | 0 | 0 | 0 | 0 | 0 | 0 | 0 | 0 | 0 | 0 | 0 | 0 | 0
F5_Commercial_Retail_Existing_Food Preparation_Natural Gas_Fryer_E6 | F5 | Commercial | Retail | Existing | Food Preparation | Natural Gas | Fryer | E6 | RIM BC Ratio | 0 | 0 | 0 | 0 | 0 | 0 | 0 | 0 | 0 | 0 | 0 | 0 | 0 | 0 | 0 | 0 | 0 | 0 | 0 | 0 | 0 | 0 | 0 | 0 | 0 | 0 | 0
F5_Commercial_Retail_Existing_Food Preparation_Natural Gas_Fryer_E7 | F5 | Commercial | Retail | Existing | Food Preparation | Natural Gas | Fryer | E7 | RIM BC Ratio | 0 | 0 | 0 | 0 | 0 | 0 | 0 | 0 | 0 | 0 | 0 | 0 | 0 | 0 | 0 | 0 | 0 | 0 | 0 | 0 | 0 | 0 | 0 | 0 | 0 | 0 | 0
F5_Commercial_Retail_Existing_Food Preparation_Natural Gas_Fryer_E8 | F5 | Commercial | Retail | Existing | Food Preparation | Natural Gas | Fryer | E8 | RIM BC Ratio | 0 | 0 | 0 | 0 | 0 | 0 | 0 | 0 | 0 | 0 | 0 | 0 | 0 | 0 | 0 | 0 | 0 | 0 | 0 | 0 | 0 | 0 | 0 | 0 | 0 | 0 | 0
F5_Commercial_Retail_Existing_Food Preparation_Natural Gas_Fryer_E9 | F5 | Commercial | Retail | Existing | Food Preparation | Natural Gas | Fryer | E9 | RIM BC Ratio | 0 | 0 | 0 | 0 | 0 | 0 | 0 | 0 | 0 | 0 | 0 | 0 | 0 | 0 | 0 | 0 | 0 | 0 | 0 | 0 | 0 | 0 | 0 | 0 | 0 | 0 | 0
F5_Commercial_Retail_Existing_Food Preparation_Natural Gas_Fryer_E10 | F5 | Commercial | Retail | Existing | Food Preparation | Natural Gas | Fryer | E10 | RIM BC Ratio | 0 | 0 | 0 | 0 | 0 | 0 | 0 | 0 | 0 | 0 | 0 | 0 | 0 | 0 | 0 | 0 | 0 | 0 | 0 | 0 | 0 | 0 | 0 | 0 | 0 | 0 | 0
F0_Commercial_Retail_Existing_Food Preparation_Natural Gas_Broiler_E0 | F0 | Commercial | Retail | Existing | Food Preparation | Natural Gas | Broiler | E0 | Economic Unit | Infrared Burners | Infrared Burners | Infrared Burners | Infrared Burners | Infrared Burners | Infrared Burners | Infrared Burners | Infrared Burners | Infrared Burners | Infrared Burners | Infrared Burners | Infrared Burners | Infrared Burners | Infrared Burners | Infrared Burners | Infrared Burners | Infrared Burners | Infrared Burners | Infrared Burners | Infrared Burners | Infrared Burners | Infrared Burners | Infrared Burners | Infrared Burners | Infrared Burners | Infrared Burners | Infrared Burners
F1_Commercial_Retail_Existing_Food Preparation_Natural Gas_Broiler_E1 | F1 | Commercial | Retail | Existing | Food Preparation | Natural Gas | Broiler | E1 | CCE | 0 | 0 | 0 | 0 | 0 | 0 | 0 | 0 | 0 | 0 | 0 | 0 | 0 | 0 | 0 | 0 | 0 | 0 | 0 | 0 | 0 | 0 | 0 | 0 | 0 | 0 | 0
F1_Commercial_Retail_Existing_Food Preparation_Natural Gas_Broiler_E2 | F1 | Commercial | Retail | Existing | Food Preparation | Natural Gas | Broiler | E2 | CCE | 0.0088234 | 0.0088234 | 0.0088234 | 0.0088234 | 0.0088234 | 0.0088234 | 0.0088234 | 0.0088234 | 0.0088234 | 0.0088234 | 0.0088234 | 0.0088234 | 0.0088234 | 0.0088234 | 0.0088234 | 0.0088234 | 0.0088234 | 0.0088234 | 0.0088234 | 0.0088234 | 0.0088234 | 0.0088234 | 0.0088234 | 0.0088234 | 0.0088234 | 0.0088234 | 0.0088234
F1_Commercial_Retail_Existing_Food Preparation_Natural Gas_Broiler_E3 | F1 | Commercial | Retail | Existing | Food Preparation | Natural Gas | Broiler | E3 | CCE | 0 | 0 | 0 | 0 | 0 | 0 | 0 | 0 | 0 | 0 | 0 | 0 | 0 | 0 | 0 | 0 | 0 | 0 | 0 | 0 | 0 | 0 | 0 | 0 | 0 | 0 | 0
F1_Commercial_Retail_Existing_Food Preparation_Natural Gas_Broiler_E4 | F1 | Commercial | Retail | Existing | Food Preparation | Natural Gas | Broiler | E4 | CCE | 0 | 0 | 0 | 0 | 0 | 0 | 0 | 0 | 0 | 0 | 0 | 0 | 0 | 0 | 0 | 0 | 0 | 0 | 0 | 0 | 0 | 0 | 0 | 0 | 0 | 0 | 0
F1_Commercial_Retail_Existing_Food Preparation_Natural Gas_Broiler_E5 | F1 | Commercial | Retail | Existing | Food Preparation | Natural Gas | Broiler | E5 | CCE | 0 | 0 | 0 | 0 | 0 | 0 | 0 | 0 | 0 | 0 | 0 | 0 | 0 | 0 | 0 | 0 | 0 | 0 | 0 | 0 | 0 | 0 | 0 | 0 | 0 | 0 | 0
F1_Commercial_Retail_Existing_Food Preparation_Natural Gas_Broiler_E6 | F1 | Commercial | Retail | Existing | Food Preparation | Natural Gas | Broiler | E6 | CCE | 0 | 0 | 0 | 0 | 0 | 0 | 0 | 0 | 0 | 0 | 0 | 0 | 0 | 0 | 0 | 0 | 0 | 0 | 0 | 0 | 0 | 0 | 0 | 0 | 0 | 0 | 0
F1_Commercial_Retail_Existing_Food Preparation_Natural Gas_Broiler_E7 | F1 | Commercial | Retail | Existing | Food Preparation | Natural Gas | Broiler | E7 | CCE | 0 | 0 | 0 | 0 | 0 | 0 | 0 | 0 | 0 | 0 | 0 | 0 | 0 | 0 | 0 | 0 | 0 | 0 | 0 | 0 | 0 | 0 | 0 | 0 | 0 | 0 | 0
F1_Commercial_Retail_Existing_Food Preparation_Natural Gas_Broiler_E8 | F1 | Commercial | Retail | Existing | Food Preparation | Natural Gas | Broiler | E8 | CCE | 0 | 0 | 0 | 0 | 0 | 0 | 0 | 0 | 0 | 0 | 0 | 0 | 0 | 0 | 0 | 0 | 0 | 0 | 0 | 0 | 0 | 0 | 0 | 0 | 0 | 0 | 0
F1_Commercial_Retail_Existing_Food Preparation_Natural Gas_Broiler_E9 | F1 | Commercial | Retail | Existing | Food Preparation | Natural Gas | Broiler | E9 | CCE | 0 | 0 | 0 | 0 | 0 | 0 | 0 | 0 | 0 | 0 | 0 | 0 | 0 | 0 | 0 | 0 | 0 | 0 | 0 | 0 | 0 | 0 | 0 | 0 | 0 | 0 | 0
F1_Commercial_Retail_Existing_Food Preparation_Natural Gas_Broiler_E10 | F1 | Commercial | Retail | Existing | Food Preparation | Natural Gas | Broiler | E10 | CCE | 0 | 0 | 0 | 0 | 0 | 0 | 0 | 0 | 0 | 0 | 0 | 0 | 0 | 0 | 0 | 0 | 0 | 0 | 0 | 0 | 0 | 0 | 0 | 0 | 0 | 0 | 0
F2_Commercial_Retail_Existing_Food Preparation_Natural Gas_Broiler_E1 | F2 | Commercial | Retail | Existing | Food Preparation | Natural Gas | Broiler | E1 | TRC BC Ratio | bar: 2021 to 2047
F2_Commercial_Retail_Existing_Food Preparation_Natural Gas_Broiler_E2 | F2 | Commercial | Retail | Existing | Food Preparation | Natural Gas | Broiler | E2 | TRC BC Ratio | 1.5469 | 1.5304 | 1.5144 | 1.4991 | 1.5029 | 1.5191 | 1.5427 | 1.5689 | 1.5942 | 1.6158 | 1.6334 | 1.6459 | 1.6531 | 1.6523 | 1.6433 | 1.6261 | 1.6009 | 1.5692 | 1.5313 | 1.4862 | 1.4333 | 1.3724 | 1.3184 | 1.2837 | 1.2691 | 1.2753 | 1.2816
F2_Commercial_Retail_Existing_Food Preparation_Natural Gas_Broiler_E3 | F2 | Commercial | Retail | Existing | Food Preparation | Natural Gas | Broiler | E3 | TRC BC Ratio | 0 | 0 | 0 | 0 | 0 | 0 | 0 | 0 | 0 | 0 | 0 | 0 | 0 | 0 | 0 | 0 | 0 | 0 | 0 | 0 | 0 | 0 | 0 | 0 | 0 | 0 | 0
F2_Commercial_Retail_Existing_Food Preparation_Natural Gas_Broiler_E4 | F2 | Commercial | Retail | Existing | Food Preparation | Natural Gas | Broiler | E4 | TRC BC Ratio | 0 | 0 | 0 | 0 | 0 | 0 | 0 | 0 | 0 | 0 | 0 | 0 | 0 | 0 | 0 | 0 | 0 | 0 | 0 | 0 | 0 | 0 | 0 | 0 | 0 | 0 | 0
F2_Commercial_Retail_Existing_Food Preparation_Natural Gas_Broiler_E5 | F2 | Commercial | Retail | Existing | Food Preparation | Natural Gas | Broiler | E5 | TRC BC Ratio | 0 | 0 | 0 | 0 | 0 | 0 | 0 | 0 | 0 | 0 | 0 | 0 | 0 | 0 | 0 | 0 | 0 | 0 | 0 | 0 | 0 | 0 | 0 | 0 | 0 | 0 | 0
F2_Commercial_Retail_Existing_Food Preparation_Natural Gas_Broiler_E6 | F2 | Commercial | Retail | Existing | Food Preparation | Natural Gas | Broiler | E6 | TRC BC Ratio | 0 | 0 | 0 | 0 | 0 | 0 | 0 | 0 | 0 | 0 | 0 | 0 | 0 | 0 | 0 | 0 | 0 | 0 | 0 | 0 | 0 | 0 | 0 | 0 | 0 | 0 | 0
F2_Commercial_Retail_Existing_Food Preparation_Natural Gas_Broiler_E7 | F2 | Commercial | Retail | Existing | Food Preparation | Natural Gas | Broiler | E7 | TRC BC Ratio | 0 | 0 | 0 | 0 | 0 | 0 | 0 | 0 | 0 | 0 | 0 | 0 | 0 | 0 | 0 | 0 | 0 | 0 | 0 | 0 | 0 | 0 | 0 | 0 | 0 | 0 | 0
F2_Commercial_Retail_Existing_Food Preparation_Natural Gas_Broiler_E8 | F2 | Commercial | Retail | Existing | Food Preparation | Natural Gas | Broiler | E8 | TRC BC Ratio | 0 | 0 | 0 | 0 | 0 | 0 | 0 | 0 | 0 | 0 | 0 | 0 | 0 | 0 | 0 | 0 | 0 | 0 | 0 | 0 | 0 | 0 | 0 | 0 | 0 | 0 | 0
F2_Commercial_Retail_Existing_Food Preparation_Natural Gas_Broiler_E9 | F2 | Commercial | Retail | Existing | Food Preparation | Natural Gas | Broiler | E9 | TRC BC Ratio | 0 | 0 | 0 | 0 | 0 | 0 | 0 | 0 | 0 | 0 | 0 | 0 | 0 | 0 | 0 | 0 | 0 | 0 | 0 | 0 | 0 | 0 | 0 | 0 | 0 | 0 | 0
F2_Commercial_Retail_Existing_Food Preparation_Natural Gas_Broiler_E10 | F2 | Commercial | Retail | Existing | Food Preparation | Natural Gas | Broiler | E10 | TRC BC Ratio | 0 | 0 | 0 | 0 | 0 | 0 | 0 | 0 | 0 | 0 | 0 | 0 | 0 | 0 | 0 | 0 | 0 | 0 | 0 | 0 | 0 | 0 | 0 | 0 | 0 | 0 | 0
F3_Commercial_Retail_Existing_Food Preparation_Natural Gas_Broiler_E1 | F3 | Commercial | Retail | Existing | Food Preparation | Natural Gas | Broiler | E1 | PACT BC Ratio | bar: 2021 to 2047
F3_Commercial_Retail_Existing_Food Preparation_Natural Gas_Broiler_E2 | F3 | Commercial | Retail | Existing | Food Preparation | Natural Gas | Broiler | E2 | PACT BC Ratio | 1.9504 | 1.9296 | 1.9094 | 1.8902 | 1.8949 | 1.9154 | 1.9451 | 1.9782 | 2.0101 | 2.0373 | 2.0595 | 2.0753 | 2.0843 | 2.0833 | 2.072 | 2.0503 | 2.0186 | 1.9785 | 1.9307 | 1.8739 | 1.8073 | 1.7304 | 1.6624 | 1.6186 | 1.6002 | 1.608 | 1.6159
F3_Commercial_Retail_Existing_Food Preparation_Natural Gas_Broiler_E3 | F3 | Commercial | Retail | Existing | Food Preparation | Natural Gas | Broiler | E3 | PACT BC Ratio | 0 | 0 | 0 | 0 | 0 | 0 | 0 | 0 | 0 | 0 | 0 | 0 | 0 | 0 | 0 | 0 | 0 | 0 | 0 | 0 | 0 | 0 | 0 | 0 | 0 | 0 | 0
F3_Commercial_Retail_Existing_Food Preparation_Natural Gas_Broiler_E4 | F3 | Commercial | Retail | Existing | Food Preparation | Natural Gas | Broiler | E4 | PACT BC Ratio | 0 | 0 | 0 | 0 | 0 | 0 | 0 | 0 | 0 | 0 | 0 | 0 | 0 | 0 | 0 | 0 | 0 | 0 | 0 | 0 | 0 | 0 | 0 | 0 | 0 | 0 | 0
F3_Commercial_Retail_Existing_Food Preparation_Natural Gas_Broiler_E5 | F3 | Commercial | Retail | Existing | Food Preparation | Natural Gas | Broiler | E5 | PACT BC Ratio | 0 | 0 | 0 | 0 | 0 | 0 | 0 | 0 | 0 | 0 | 0 | 0 | 0 | 0 | 0 | 0 | 0 | 0 | 0 | 0 | 0 | 0 | 0 | 0 | 0 | 0 | 0
F3_Commercial_Retail_Existing_Food Preparation_Natural Gas_Broiler_E6 | F3 | Commercial | Retail | Existing | Food Preparation | Natural Gas | Broiler | E6 | PACT BC Ratio | 0 | 0 | 0 | 0 | 0 | 0 | 0 | 0 | 0 | 0 | 0 | 0 | 0 | 0 | 0 | 0 | 0 | 0 | 0 | 0 | 0 | 0 | 0 | 0 | 0 | 0 | 0
F3_Commercial_Retail_Existing_Food Preparation_Natural Gas_Broiler_E7 | F3 | Commercial | Retail | Existing | Food Preparation | Natural Gas | Broiler | E7 | PACT BC Ratio | 0 | 0 | 0 | 0 | 0 | 0 | 0 | 0 | 0 | 0 | 0 | 0 | 0 | 0 | 0 | 0 | 0 | 0 | 0 | 0 | 0 | 0 | 0 | 0 | 0 | 0 | 0
F3_Commercial_Retail_Existing_Food Preparation_Natural Gas_Broiler_E8 | F3 | Commercial | Retail | Existing | Food Preparation | Natural Gas | Broiler | E8 | PACT BC Ratio | 0 | 0 | 0 | 0 | 0 | 0 | 0 | 0 | 0 | 0 | 0 | 0 | 0 | 0 | 0 | 0 | 0 | 0 | 0 | 0 | 0 | 0 | 0 | 0 | 0 | 0 | 0
F3_Commercial_Retail_Existing_Food Preparation_Natural Gas_Broiler_E9 | F3 | Commercial | Retail | Existing | Food Preparation | Natural Gas | Broiler | E9 | PACT BC Ratio | 0 | 0 | 0 | 0 | 0 | 0 | 0 | 0 | 0 | 0 | 0 | 0 | 0 | 0 | 0 | 0 | 0 | 0 | 0 | 0 | 0 | 0 | 0 | 0 | 0 | 0 | 0
F3_Commercial_Retail_Existing_Food Preparation_Natural Gas_Broiler_E10 | F3 | Commercial | Retail | Existing | Food Preparation | Natural Gas | Broiler | E10 | PACT BC Ratio | 0 | 0 | 0 | 0 | 0 | 0 | 0 | 0 | 0 | 0 | 0 | 0 | 0 | 0 | 0 | 0 | 0 | 0 | 0 | 0 | 0 | 0 | 0 | 0 | 0 | 0 | 0
F4_Commercial_Retail_Existing_Food Preparation_Natural Gas_Broiler_E1 | F4 | Commercial | Retail | Existing | Food Preparation | Natural Gas | Broiler | E1 | RVT BC Ratio | bar: 2021 to 2047
F4_Commercial_Retail_Existing_Food Preparation_Natural Gas_Broiler_E2 | F4 | Commercial | Retail | Existing | Food Preparation | Natural Gas | Broiler | E2 | RVT BC Ratio | 0.7 | 0.7 | 0.7 | 0.7 | 0.7 | 0.7 | 0.7 | 0.7 | 0.7 | 0.7 | 0.7 | 0.7 | 0.7 | 0.7 | 0.7 | 0.7 | 0.7 | 0.7 | 0.7 | 0.7 | 0.7 | 0.7 | 0.7 | 0.7 | 0.7 | 0.7 | 0.7
F4_Commercial_Retail_Existing_Food Preparation_Natural Gas_Broiler_E3 | F4 | Commercial | Retail | Existing | Food Preparation | Natural Gas | Broiler | E3 | RVT BC Ratio | 0 | 0 | 0 | 0 | 0 | 0 | 0 | 0 | 0 | 0 | 0 | 0 | 0 | 0 | 0 | 0 | 0 | 0 | 0 | 0 | 0 | 0 | 0 | 0 | 0 | 0 | 0
F4_Commercial_Retail_Existing_Food Preparation_Natural Gas_Broiler_E4 | F4 | Commercial | Retail | Existing | Food Preparation | Natural Gas | Broiler | E4 | RVT BC Ratio | 0 | 0 | 0 | 0 | 0 | 0 | 0 | 0 | 0 | 0 | 0 | 0 | 0 | 0 | 0 | 0 | 0 | 0 | 0 | 0 | 0 | 0 | 0 | 0 | 0 | 0 | 0
F4_Commercial_Retail_Existing_Food Preparation_Natural Gas_Broiler_E5 | F4 | Commercial | Retail | Existing | Food Preparation | Natural Gas | Broiler | E5 | RVT BC Ratio | 0 | 0 | 0 | 0 | 0 | 0 | 0 | 0 | 0 | 0 | 0 | 0 | 0 | 0 | 0 | 0 | 0 | 0 | 0 | 0 | 0 | 0 | 0 | 0 | 0 | 0 | 0
F4_Commercial_Retail_Existing_Food Preparation_Natural Gas_Broiler_E6 | F4 | Commercial | Retail | Existing | Food Preparation | Natural Gas | Broiler | E6 | RVT BC Ratio | 0 | 0 | 0 | 0 | 0 | 0 | 0 | 0 | 0 | 0 | 0 | 0 | 0 | 0 | 0 | 0 | 0 | 0 | 0 | 0 | 0 | 0 | 0 | 0 | 0 | 0 | 0
F4_Commercial_Retail_Existing_Food Preparation_Natural Gas_Broiler_E7 | F4 | Commercial | Retail | Existing | Food Preparation | Natural Gas | Broiler | E7 | RVT BC Ratio | 0 | 0 | 0 | 0 | 0 | 0 | 0 | 0 | 0 | 0 | 0 | 0 | 0 | 0 | 0 | 0 | 0 | 0 | 0 | 0 | 0 | 0 | 0 | 0 | 0 | 0 | 0
F4_Commercial_Retail_Existing_Food Preparation_Natural Gas_Broiler_E8 | F4 | Commercial | Retail | Existing | Food Preparation | Natural Gas | Broiler | E8 | RVT BC Ratio | 0 | 0 | 0 | 0 | 0 | 0 | 0 | 0 | 0 | 0 | 0 | 0 | 0 | 0 | 0 | 0 | 0 | 0 | 0 | 0 | 0 | 0 | 0 | 0 | 0 | 0 | 0
F4_Commercial_Retail_Existing_Food Preparation_Natural Gas_Broiler_E9 | F4 | Commercial | Retail | Existing | Food Preparation | Natural Gas | Broiler | E9 | RVT BC Ratio | 0 | 0 | 0 | 0 | 0 | 0 | 0 | 0 | 0 | 0 | 0 | 0 | 0 | 0 | 0 | 0 | 0 | 0 | 0 | 0 | 0 | 0 | 0 | 0 | 0 | 0 | 0
F4_Commercial_Retail_Existing_Food Preparation_Natural Gas_Broiler_E10 | F4 | Commercial | Retail | Existing | Food Preparation | Natural Gas | Broiler | E10 | RVT BC Ratio | 0 | 0 | 0 | 0 | 0 | 0 | 0 | 0 | 0 | 0 | 0 | 0 | 0 | 0 | 0 | 0 | 0 | 0 | 0 | 0 | 0 | 0 | 0 | 0 | 0 | 0 | 0
F5_Commercial_Retail_Existing_Food Preparation_Natural Gas_Broiler_E1 | F5 | Commercial | Retail | Existing | Food Preparation | Natural Gas | Broiler | E1 | RIM BC Ratio | bar: 2021 to 2047
F5_Commercial_Retail_Existing_Food Preparation_Natural Gas_Broiler_E2 | F5 | Commercial | Retail | Existing | Food Preparation | Natural Gas | Broiler | E2 | RIM BC Ratio | 1.9504 | 1.9296 | 1.9094 | 1.8902 | 1.8949 | 1.9154 | 1.9451 | 1.9782 | 2.0101 | 2.0373 | 2.0595 | 2.0753 | 2.0843 | 2.0833 | 2.072 | 2.0503 | 2.0186 | 1.9785 | 1.9307 | 1.8739 | 1.8073 | 1.7304 | 1.6624 | 1.6186 | 1.6002 | 1.608 | 1.6159
F5_Commercial_Retail_Existing_Food Preparation_Natural Gas_Broiler_E3 | F5 | Commercial | Retail | Existing | Food Preparation | Natural Gas | Broiler | E3 | RIM BC Ratio | 0 | 0 | 0 | 0 | 0 | 0 | 0 | 0 | 0 | 0 | 0 | 0 | 0 | 0 | 0 | 0 | 0 | 0 | 0 | 0 | 0 | 0 | 0 | 0 | 0 | 0 | 0
F5_Commercial_Retail_Existing_Food Preparation_Natural Gas_Broiler_E4 | F5 | Commercial | Retail | Existing | Food Preparation | Natural Gas | Broiler | E4 | RIM BC Ratio | 0 | 0 | 0 | 0 | 0 | 0 | 0 | 0 | 0 | 0 | 0 | 0 | 0 | 0 | 0 | 0 | 0 | 0 | 0 | 0 | 0 | 0 | 0 | 0 | 0 | 0 | 0
F5_Commercial_Retail_Existing_Food Preparation_Natural Gas_Broiler_E5 | F5 | Commercial | Retail | Existing | Food Preparation | Natural Gas | Broiler | E5 | RIM BC Ratio | 0 | 0 | 0 | 0 | 0 | 0 | 0 | 0 | 0 | 0 | 0 | 0 | 0 | 0 | 0 | 0 | 0 | 0 | 0 | 0 | 0 | 0 | 0 | 0 | 0 | 0 | 0
F5_Commercial_Retail_Existing_Food Preparation_Natural Gas_Broiler_E6 | F5 | Commercial | Retail | Existing | Food Preparation | Natural Gas | Broiler | E6 | RIM BC Ratio | 0 | 0 | 0 | 0 | 0 | 0 | 0 | 0 | 0 | 0 | 0 | 0 | 0 | 0 | 0 | 0 | 0 | 0 | 0 | 0 | 0 | 0 | 0 | 0 | 0 | 0 | 0
F5_Commercial_Retail_Existing_Food Preparation_Natural Gas_Broiler_E7 | F5 | Commercial | Retail | Existing | Food Preparation | Natural Gas | Broiler | E7 | RIM BC Ratio | 0 | 0 | 0 | 0 | 0 | 0 | 0 | 0 | 0 | 0 | 0 | 0 | 0 | 0 | 0 | 0 | 0 | 0 | 0 | 0 | 0 | 0 | 0 | 0 | 0 | 0 | 0
F5_Commercial_Retail_Existing_Food Preparation_Natural Gas_Broiler_E8 | F5 | Commercial | Retail | Existing | Food Preparation | Natural Gas | Broiler | E8 | RIM BC Ratio | 0 | 0 | 0 | 0 | 0 | 0 | 0 | 0 | 0 | 0 | 0 | 0 | 0 | 0 | 0 | 0 | 0 | 0 | 0 | 0 | 0 | 0 | 0 | 0 | 0 | 0 | 0
F5_Commercial_Retail_Existing_Food Preparation_Natural Gas_Broiler_E9 | F5 | Commercial | Retail | Existing | Food Preparation | Natural Gas | Broiler | E9 | RIM BC Ratio | 0 | 0 | 0 | 0 | 0 | 0 | 0 | 0 | 0 | 0 | 0 | 0 | 0 | 0 | 0 | 0 | 0 | 0 | 0 | 0 | 0 | 0 | 0 | 0 | 0 | 0 | 0
F5_Commercial_Retail_Existing_Food Preparation_Natural Gas_Broiler_E10 | F5 | Commercial | Retail | Existing | Food Preparation | Natural Gas | Broiler | E10 | RIM BC Ratio | 0 | 0 | 0 | 0 | 0 | 0 | 0 | 0 | 0 | 0 | 0 | 0 | 0 | 0 | 0 | 0 | 0 | 0 | 0 | 0 | 0 | 0 | 0 | 0 | 0 | 0 | 0
F0_Commercial_Retail_Existing_Food Preparation_Natural Gas_Griddle_E0 | F0 | Commercial | Retail | Existing | Food Preparation | Natural Gas | Griddle | E0 | Economic Unit | ENERGY STAR | ENERGY STAR | ENERGY STAR | ENERGY STAR | ENERGY STAR | ENERGY STAR | ENERGY STAR | ENERGY STAR | ENERGY STAR | ENERGY STAR | ENERGY STAR | ENERGY STAR | ENERGY STAR | ENERGY STAR | ENERGY STAR | ENERGY STAR | ENERGY STAR | ENERGY STAR | ENERGY STAR | ENERGY STAR | Standard | Standard | Standard | Standard | Standard | Standard | Standard
F1_Commercial_Retail_Existing_Food Preparation_Natural Gas_Griddle_E1 | F1 | Commercial | Retail | Existing | Food Preparation | Natural Gas | Griddle | E1 | CCE | 0 | 0 | 0 | 0 | 0 | 0 | 0 | 0 | 0 | 0 | 0 | 0 | 0 | 0 | 0 | 0 | 0 | 0 | 0 | 0 | 0 | 0 | 0 | 0 | 0 | 0 | 0
F1_Commercial_Retail_Existing_Food Preparation_Natural Gas_Griddle_E2 | F1 | Commercial | Retail | Existing | Food Preparation | Natural Gas | Griddle | E2 | CCE | 0.01311 | 0.01311 | 0.01311 | 0.01311 | 0.01311 | 0.01311 | 0.01311 | 0.01311 | 0.01311 | 0.01311 | 0.01311 | 0.01311 | 0.01311 | 0.01311 | 0.01311 | 0.01311 | 0.01311 | 0.01311 | 0.01311 | 0.01311 | 0.01311 | 0.01311 | 0.01311 | 0.01311 | 0.01311 | 0.01311 | 0.01311
F1_Commercial_Retail_Existing_Food Preparation_Natural Gas_Griddle_E3 | F1 | Commercial | Retail | Existing | Food Preparation | Natural Gas | Griddle | E3 | CCE | 0 | 0 | 0 | 0 | 0 | 0 | 0 | 0 | 0 | 0 | 0 | 0 | 0 | 0 | 0 | 0 | 0 | 0 | 0 | 0 | 0 | 0 | 0 | 0 | 0 | 0 | 0
F1_Commercial_Retail_Existing_Food Preparation_Natural Gas_Griddle_E4 | F1 | Commercial | Retail | Existing | Food Preparation | Natural Gas | Griddle | E4 | CCE | 0 | 0 | 0 | 0 | 0 | 0 | 0 | 0 | 0 | 0 | 0 | 0 | 0 | 0 | 0 | 0 | 0 | 0 | 0 | 0 | 0 | 0 | 0 | 0 | 0 | 0 | 0
F1_Commercial_Retail_Existing_Food Preparation_Natural Gas_Griddle_E5 | F1 | Commercial | Retail | Existing | Food Preparation | Natural Gas | Griddle | E5 | CCE | 0 | 0 | 0 | 0 | 0 | 0 | 0 | 0 | 0 | 0 | 0 | 0 | 0 | 0 | 0 | 0 | 0 | 0 | 0 | 0 | 0 | 0 | 0 | 0 | 0 | 0 | 0
F1_Commercial_Retail_Existing_Food Preparation_Natural Gas_Griddle_E6 | F1 | Commercial | Retail | Existing | Food Preparation | Natural Gas | Griddle | E6 | CCE | 0 | 0 | 0 | 0 | 0 | 0 | 0 | 0 | 0 | 0 | 0 | 0 | 0 | 0 | 0 | 0 | 0 | 0 | 0 | 0 | 0 | 0 | 0 | 0 | 0 | 0 | 0
F1_Commercial_Retail_Existing_Food Preparation_Natural Gas_Griddle_E7 | F1 | Commercial | Retail | Existing | Food Preparation | Natural Gas | Griddle | E7 | CCE | 0 | 0 | 0 | 0 | 0 | 0 | 0 | 0 | 0 | 0 | 0 | 0 | 0 | 0 | 0 | 0 | 0 | 0 | 0 | 0 | 0 | 0 | 0 | 0 | 0 | 0 | 0
F1_Commercial_Retail_Existing_Food Preparation_Natural Gas_Griddle_E8 | F1 | Commercial | Retail | Existing | Food Preparation | Natural Gas | Griddle | E8 | CCE | 0 | 0 | 0 | 0 | 0 | 0 | 0 | 0 | 0 | 0 | 0 | 0 | 0 | 0 | 0 | 0 | 0 | 0 | 0 | 0 | 0 | 0 | 0 | 0 | 0 | 0 | 0
F1_Commercial_Retail_Existing_Food Preparation_Natural Gas_Griddle_E9 | F1 | Commercial | Retail | Existing | Food Preparation | Natural Gas | Griddle | E9 | CCE | 0 | 0 | 0 | 0 | 0 | 0 | 0 | 0 | 0 | 0 | 0 | 0 | 0 | 0 | 0 | 0 | 0 | 0 | 0 | 0 | 0 | 0 | 0 | 0 | 0 | 0 | 0
F1_Commercial_Retail_Existing_Food Preparation_Natural Gas_Griddle_E10 | F1 | Commercial | Retail | Existing | Food Preparation | Natural Gas | Griddle | E10 | CCE | 0 | 0 | 0 | 0 | 0 | 0 | 0 | 0 | 0 | 0 | 0 | 0 | 0 | 0 | 0 | 0 | 0 | 0 | 0 | 0 | 0 | 0 | 0 | 0 | 0 | 0 | 0
F2_Commercial_Retail_Existing_Food Preparation_Natural Gas_Griddle_E1 | F2 | Commercial | Retail | Existing | Food Preparation | Natural Gas | Griddle | E1 | TRC BC Ratio | bar: 2021 to 2047
F2_Commercial_Retail_Existing_Food Preparation_Natural Gas_Griddle_E2 | F2 | Commercial | Retail | Existing | Food Preparation | Natural Gas | Griddle | E2 | TRC BC Ratio | 1.0411 | 1.0299 | 1.0192 | 1.0089 | 1.0114 | 1.0224 | 1.0382 | 1.0559 | 1.0729 | 1.0874 | 1.0993 | 1.1077 | 1.1125 | 1.112 | 1.106 | 1.0944 | 1.0774 | 1.0561 | 1.0305 | 1.0002 | 0.96464 | 0.92365 | 0.8873 | 0.86394 | 0.85412 | 0.85831 | 0.86251
F2_Commercial_Retail_Existing_Food Preparation_Natural Gas_Griddle_E3 | F2 | Commercial | Retail | Existing | Food Preparation | Natural Gas | Griddle | E3 | TRC BC Ratio | 0 | 0 | 0 | 0 | 0 | 0 | 0 | 0 | 0 | 0 | 0 | 0 | 0 | 0 | 0 | 0 | 0 | 0 | 0 | 0 | 0 | 0 | 0 | 0 | 0 | 0 | 0
F2_Commercial_Retail_Existing_Food Preparation_Natural Gas_Griddle_E4 | F2 | Commercial | Retail | Existing | Food Preparation | Natural Gas | Griddle | E4 | TRC BC Ratio | 0 | 0 | 0 | 0 | 0 | 0 | 0 | 0 | 0 | 0 | 0 | 0 | 0 | 0 | 0 | 0 | 0 | 0 | 0 | 0 | 0 | 0 | 0 | 0 | 0 | 0 | 0
F2_Commercial_Retail_Existing_Food Preparation_Natural Gas_Griddle_E5 | F2 | Commercial | Retail | Existing | Food Preparation | Natural Gas | Griddle | E5 | TRC BC Ratio | 0 | 0 | 0 | 0 | 0 | 0 | 0 | 0 | 0 | 0 | 0 | 0 | 0 | 0 | 0 | 0 | 0 | 0 | 0 | 0 | 0 | 0 | 0 | 0 | 0 | 0 | 0
F2_Commercial_Retail_Existing_Food Preparation_Natural Gas_Griddle_E6 | F2 | Commercial | Retail | Existing | Food Preparation | Natural Gas | Griddle | E6 | TRC BC Ratio | 0 | 0 | 0 | 0 | 0 | 0 | 0 | 0 | 0 | 0 | 0 | 0 | 0 | 0 | 0 | 0 | 0 | 0 | 0 | 0 | 0 | 0 | 0 | 0 | 0 | 0 | 0
F2_Commercial_Retail_Existing_Food Preparation_Natural Gas_Griddle_E7 | F2 | Commercial | Retail | Existing | Food Preparation | Natural Gas | Griddle | E7 | TRC BC Ratio | 0 | 0 | 0 | 0 | 0 | 0 | 0 | 0 | 0 | 0 | 0 | 0 | 0 | 0 | 0 | 0 | 0 | 0 | 0 | 0 | 0 | 0 | 0 | 0 | 0 | 0 | 0
F2_Commercial_Retail_Existing_Food Preparation_Natural Gas_Griddle_E8 | F2 | Commercial | Retail | Existing | Food Preparation | Natural Gas | Griddle | E8 | TRC BC Ratio | 0 | 0 | 0 | 0 | 0 | 0 | 0 | 0 | 0 | 0 | 0 | 0 | 0 | 0 | 0 | 0 | 0 | 0 | 0 | 0 | 0 | 0 | 0 | 0 | 0 | 0 | 0
F2_Commercial_Retail_Existing_Food Preparation_Natural Gas_Griddle_E9 | F2 | Commercial | Retail | Existing | Food Preparation | Natural Gas | Griddle | E9 | TRC BC Ratio | 0 | 0 | 0 | 0 | 0 | 0 | 0 | 0 | 0 | 0 | 0 | 0 | 0 | 0 | 0 | 0 | 0 | 0 | 0 | 0 | 0 | 0 | 0 | 0 | 0 | 0 | 0
F2_Commercial_Retail_Existing_Food Preparation_Natural Gas_Griddle_E10 | F2 | Commercial | Retail | Existing | Food Preparation | Natural Gas | Griddle | E10 | TRC BC Ratio | 0 | 0 | 0 | 0 | 0 | 0 | 0 | 0 | 0 | 0 | 0 | 0 | 0 | 0 | 0 | 0 | 0 | 0 | 0 | 0 | 0 | 0 | 0 | 0 | 0 | 0 | 0
F3_Commercial_Retail_Existing_Food Preparation_Natural Gas_Griddle_E1 | F3 | Commercial | Retail | Existing | Food Preparation | Natural Gas | Griddle | E1 | PACT BC Ratio | bar: 2021 to 2047
F3_Commercial_Retail_Existing_Food Preparation_Natural Gas_Griddle_E2 | F3 | Commercial | Retail | Existing | Food Preparation | Natural Gas | Griddle | E2 | PACT BC Ratio | 1.3698 | 1.3552 | 1.341 | 1.3275 | 1.3308 | 1.3452 | 1.3661 | 1.3893 | 1.4117 | 1.4308 | 1.4464 | 1.4575 | 1.4639 | 1.4631 | 1.4552 | 1.44 | 1.4177 | 1.3896 | 1.356 | 1.3161 | 1.2693 | 1.2153 | 1.1675 | 1.1368 | 1.1238 | 1.1294 | 1.1349
F3_Commercial_Retail_Existing_Food Preparation_Natural Gas_Griddle_E3 | F3 | Commercial | Retail | Existing | Food Preparation | Natural Gas | Griddle | E3 | PACT BC Ratio | 0 | 0 | 0 | 0 | 0 | 0 | 0 | 0 | 0 | 0 | 0 | 0 | 0 | 0 | 0 | 0 | 0 | 0 | 0 | 0 | 0 | 0 | 0 | 0 | 0 | 0 | 0
F3_Commercial_Retail_Existing_Food Preparation_Natural Gas_Griddle_E4 | F3 | Commercial | Retail | Existing | Food Preparation | Natural Gas | Griddle | E4 | PACT BC Ratio | 0 | 0 | 0 | 0 | 0 | 0 | 0 | 0 | 0 | 0 | 0 | 0 | 0 | 0 | 0 | 0 | 0 | 0 | 0 | 0 | 0 | 0 | 0 | 0 | 0 | 0 | 0
F3_Commercial_Retail_Existing_Food Preparation_Natural Gas_Griddle_E5 | F3 | Commercial | Retail | Existing | Food Preparation | Natural Gas | Griddle | E5 | PACT BC Ratio | 0 | 0 | 0 | 0 | 0 | 0 | 0 | 0 | 0 | 0 | 0 | 0 | 0 | 0 | 0 | 0 | 0 | 0 | 0 | 0 | 0 | 0 | 0 | 0 | 0 | 0 | 0
F3_Commercial_Retail_Existing_Food Preparation_Natural Gas_Griddle_E6 | F3 | Commercial | Retail | Existing | Food Preparation | Natural Gas | Griddle | E6 | PACT BC Ratio | 0 | 0 | 0 | 0 | 0 | 0 | 0 | 0 | 0 | 0 | 0 | 0 | 0 | 0 | 0 | 0 | 0 | 0 | 0 | 0 | 0 | 0 | 0 | 0 | 0 | 0 | 0
F3_Commercial_Retail_Existing_Food Preparation_Natural Gas_Griddle_E7 | F3 | Commercial | Retail | Existing | Food Preparation | Natural Gas | Griddle | E7 | PACT BC Ratio | 0 | 0 | 0 | 0 | 0 | 0 | 0 | 0 | 0 | 0 | 0 | 0 | 0 | 0 | 0 | 0 | 0 | 0 | 0 | 0 | 0 | 0 | 0 | 0 | 0 | 0 | 0
F3_Commercial_Retail_Existing_Food Preparation_Natural Gas_Griddle_E8 | F3 | Commercial | Retail | Existing | Food Preparation | Natural Gas | Griddle | E8 | PACT BC Ratio | 0 | 0 | 0 | 0 | 0 | 0 | 0 | 0 | 0 | 0 | 0 | 0 | 0 | 0 | 0 | 0 | 0 | 0 | 0 | 0 | 0 | 0 | 0 | 0 | 0 | 0 | 0
F3_Commercial_Retail_Existing_Food Preparation_Natural Gas_Griddle_E9 | F3 | Commercial | Retail | Existing | Food Preparation | Natural Gas | Griddle | E9 | PACT BC Ratio | 0 | 0 | 0 | 0 | 0 | 0 | 0 | 0 | 0 | 0 | 0 | 0 | 0 | 0 | 0 | 0 | 0 | 0 | 0 | 0 | 0 | 0 | 0 | 0 | 0 | 0 | 0
F3_Commercial_Retail_Existing_Food Preparation_Natural Gas_Griddle_E10 | F3 | Commercial | Retail | Existing | Food Preparation | Natural Gas | Griddle | E10 | PACT BC Ratio | 0 | 0 | 0 | 0 | 0 | 0 | 0 | 0 | 0 | 0 | 0 | 0 | 0 | 0 | 0 | 0 | 0 | 0 | 0 | 0 | 0 | 0 | 0 | 0 | 0 | 0 | 0
F4_Commercial_Retail_Existing_Food Preparation_Natural Gas_Griddle_E1 | F4 | Commercial | Retail | Existing | Food Preparation | Natural Gas | Griddle | E1 | RVT BC Ratio | bar: 2021 to 2047
F4_Commercial_Retail_Existing_Food Preparation_Natural Gas_Griddle_E2 | F4 | Commercial | Retail | Existing | Food Preparation | Natural Gas | Griddle | E2 | RVT BC Ratio | 0.7 | 0.7 | 0.7 | 0.7 | 0.7 | 0.7 | 0.7 | 0.7 | 0.7 | 0.7 | 0.7 | 0.7 | 0.7 | 0.7 | 0.7 | 0.7 | 0.7 | 0.7 | 0.7 | 0.7 | 0.7 | 0.7 | 0.7 | 0.7 | 0.7 | 0.7 | 0.7
F4_Commercial_Retail_Existing_Food Preparation_Natural Gas_Griddle_E3 | F4 | Commercial | Retail | Existing | Food Preparation | Natural Gas | Griddle | E3 | RVT BC Ratio | 0 | 0 | 0 | 0 | 0 | 0 | 0 | 0 | 0 | 0 | 0 | 0 | 0 | 0 | 0 | 0 | 0 | 0 | 0 | 0 | 0 | 0 | 0 | 0 | 0 | 0 | 0
F4_Commercial_Retail_Existing_Food Preparation_Natural Gas_Griddle_E4 | F4 | Commercial | Retail | Existing | Food Preparation | Natural Gas | Griddle | E4 | RVT BC Ratio | 0 | 0 | 0 | 0 | 0 | 0 | 0 | 0 | 0 | 0 | 0 | 0 | 0 | 0 | 0 | 0 | 0 | 0 | 0 | 0 | 0 | 0 | 0 | 0 | 0 | 0 | 0
F4_Commercial_Retail_Existing_Food Preparation_Natural Gas_Griddle_E5 | F4 | Commercial | Retail | Existing | Food Preparation | Natural Gas | Griddle | E5 | RVT BC Ratio | 0 | 0 | 0 | 0 | 0 | 0 | 0 | 0 | 0 | 0 | 0 | 0 | 0 | 0 | 0 | 0 | 0 | 0 | 0 | 0 | 0 | 0 | 0 | 0 | 0 | 0 | 0
F4_Commercial_Retail_Existing_Food Preparation_Natural Gas_Griddle_E6 | F4 | Commercial | Retail | Existing | Food Preparation | Natural Gas | Griddle | E6 | RVT BC Ratio | 0 | 0 | 0 | 0 | 0 | 0 | 0 | 0 | 0 | 0 | 0 | 0 | 0 | 0 | 0 | 0 | 0 | 0 | 0 | 0 | 0 | 0 | 0 | 0 | 0 | 0 | 0
F4_Commercial_Retail_Existing_Food Preparation_Natural Gas_Griddle_E7 | F4 | Commercial | Retail | Existing | Food Preparation | Natural Gas | Griddle | E7 | RVT BC Ratio | 0 | 0 | 0 | 0 | 0 | 0 | 0 | 0 | 0 | 0 | 0 | 0 | 0 | 0 | 0 | 0 | 0 | 0 | 0 | 0 | 0 | 0 | 0 | 0 | 0 | 0 | 0
F4_Commercial_Retail_Existing_Food Preparation_Natural Gas_Griddle_E8 | F4 | Commercial | Retail | Existing | Food Preparation | Natural Gas | Griddle | E8 | RVT BC Ratio | 0 | 0 | 0 | 0 | 0 | 0 | 0 | 0 | 0 | 0 | 0 | 0 | 0 | 0 | 0 | 0 | 0 | 0 | 0 | 0 | 0 | 0 | 0 | 0 | 0 | 0 | 0
F4_Commercial_Retail_Existing_Food Preparation_Natural Gas_Griddle_E9 | F4 | Commercial | Retail | Existing | Food Preparation | Natural Gas | Griddle | E9 | RVT BC Ratio | 0 | 0 | 0 | 0 | 0 | 0 | 0 | 0 | 0 | 0 | 0 | 0 | 0 | 0 | 0 | 0 | 0 | 0 | 0 | 0 | 0 | 0 | 0 | 0 | 0 | 0 | 0
F4_Commercial_Retail_Existing_Food Preparation_Natural Gas_Griddle_E10 | F4 | Commercial | Retail | Existing | Food Preparation | Natural Gas | Griddle | E10 | RVT BC Ratio | 0 | 0 | 0 | 0 | 0 | 0 | 0 | 0 | 0 | 0 | 0 | 0 | 0 | 0 | 0 | 0 | 0 | 0 | 0 | 0 | 0 | 0 | 0 | 0 | 0 | 0 | 0
F5_Commercial_Retail_Existing_Food Preparation_Natural Gas_Griddle_E1 | F5 | Commercial | Retail | Existing | Food Preparation | Natural Gas | Griddle | E1 | RIM BC Ratio | bar: 2021 to 2047
F5_Commercial_Retail_Existing_Food Preparation_Natural Gas_Griddle_E2 | F5 | Commercial | Retail | Existing | Food Preparation | Natural Gas | Griddle | E2 | RIM BC Ratio | 1.3698 | 1.3552 | 1.341 | 1.3275 | 1.3308 | 1.3452 | 1.3661 | 1.3893 | 1.4117 | 1.4308 | 1.4464 | 1.4575 | 1.4639 | 1.4631 | 1.4552 | 1.44 | 1.4177 | 1.3896 | 1.356 | 1.3161 | 1.2693 | 1.2153 | 1.1675 | 1.1368 | 1.1238 | 1.1294 | 1.1349
F5_Commercial_Retail_Existing_Food Preparation_Natural Gas_Griddle_E3 | F5 | Commercial | Retail | Existing | Food Preparation | Natural Gas | Griddle | E3 | RIM BC Ratio | 0 | 0 | 0 | 0 | 0 | 0 | 0 | 0 | 0 | 0 | 0 | 0 | 0 | 0 | 0 | 0 | 0 | 0 | 0 | 0 | 0 | 0 | 0 | 0 | 0 | 0 | 0
F5_Commercial_Retail_Existing_Food Preparation_Natural Gas_Griddle_E4 | F5 | Commercial | Retail | Existing | Food Preparation | Natural Gas | Griddle | E4 | RIM BC Ratio | 0 | 0 | 0 | 0 | 0 | 0 | 0 | 0 | 0 | 0 | 0 | 0 | 0 | 0 | 0 | 0 | 0 | 0 | 0 | 0 | 0 | 0 | 0 | 0 | 0 | 0 | 0
F5_Commercial_Retail_Existing_Food Preparation_Natural Gas_Griddle_E5 | F5 | Commercial | Retail | Existing | Food Preparation | Natural Gas | Griddle | E5 | RIM BC Ratio | 0 | 0 | 0 | 0 | 0 | 0 | 0 | 0 | 0 | 0 | 0 | 0 | 0 | 0 | 0 | 0 | 0 | 0 | 0 | 0 | 0 | 0 | 0 | 0 | 0 | 0 | 0
F5_Commercial_Retail_Existing_Food Preparation_Natural Gas_Griddle_E6 | F5 | Commercial | Retail | Existing | Food Preparation | Natural Gas | Griddle | E6 | RIM BC Ratio | 0 | 0 | 0 | 0 | 0 | 0 | 0 | 0 | 0 | 0 | 0 | 0 | 0 | 0 | 0 | 0 | 0 | 0 | 0 | 0 | 0 | 0 | 0 | 0 | 0 | 0 | 0
F5_Commercial_Retail_Existing_Food Preparation_Natural Gas_Griddle_E7 | F5 | Commercial | Retail | Existing | Food Preparation | Natural Gas | Griddle | E7 | RIM BC Ratio | 0 | 0 | 0 | 0 | 0 | 0 | 0 | 0 | 0 | 0 | 0 | 0 | 0 | 0 | 0 | 0 | 0 | 0 | 0 | 0 | 0 | 0 | 0 | 0 | 0 | 0 | 0
F5_Commercial_Retail_Existing_Food Preparation_Natural Gas_Griddle_E8 | F5 | Commercial | Retail | Existing | Food Preparation | Natural Gas | Griddle | E8 | RIM BC Ratio | 0 | 0 | 0 | 0 | 0 | 0 | 0 | 0 | 0 | 0 | 0 | 0 | 0 | 0 | 0 | 0 | 0 | 0 | 0 | 0 | 0 | 0 | 0 | 0 | 0 | 0 | 0
F5_Commercial_Retail_Existing_Food Preparation_Natural Gas_Griddle_E9 | F5 | Commercial | Retail | Existing | Food Preparation | Natural Gas | Griddle | E9 | RIM BC Ratio | 0 | 0 | 0 | 0 | 0 | 0 | 0 | 0 | 0 | 0 | 0 | 0 | 0 | 0 | 0 | 0 | 0 | 0 | 0 | 0 | 0 | 0 | 0 | 0 | 0 | 0 | 0
F5_Commercial_Retail_Existing_Food Preparation_Natural Gas_Griddle_E10 | F5 | Commercial | Retail | Existing | Food Preparation | Natural Gas | Griddle | E10 | RIM BC Ratio | 0 | 0 | 0 | 0 | 0 | 0 | 0 | 0 | 0 | 0 | 0 | 0 | 0 | 0 | 0 | 0 | 0 | 0 | 0 | 0 | 0 | 0 | 0 | 0 | 0 | 0 | 0
F0_Commercial_Retail_Existing_Food Preparation_Natural Gas_Range_E0 | F0 | Commercial | Retail | Existing | Food Preparation | Natural Gas | Range | E0 | Economic Unit | High Efficiency | High Efficiency | High Efficiency | High Efficiency | High Efficiency | High Efficiency | High Efficiency | High Efficiency | High Efficiency | High Efficiency | High Efficiency | High Efficiency | High Efficiency | High Efficiency | High Efficiency | High Efficiency | High Efficiency | High Efficiency | High Efficiency | High Efficiency | High Efficiency | High Efficiency | High Efficiency | High Efficiency | High Efficiency | High Efficiency | High Efficiency
F1_Commercial_Retail_Existing_Food Preparation_Natural Gas_Range_E1 | F1 | Commercial | Retail | Existing | Food Preparation | Natural Gas | Range | E1 | CCE | 0 | 0 | 0 | 0 | 0 | 0 | 0 | 0 | 0 | 0 | 0 | 0 | 0 | 0 | 0 | 0 | 0 | 0 | 0 | 0 | 0 | 0 | 0 | 0 | 0 | 0 | 0
F1_Commercial_Retail_Existing_Food Preparation_Natural Gas_Range_E2 | F1 | Commercial | Retail | Existing | Food Preparation | Natural Gas | Range | E2 | CCE | 1.2749e-07 | 1.2749e-07 | 1.2749e-07 | 1.2749e-07 | 1.2749e-07 | 1.2749e-07 | 1.2749e-07 | 1.2749e-07 | 1.2749e-07 | 1.2749e-07 | 1.2749e-07 | 1.2749e-07 | 1.2749e-07 | 1.2749e-07 | 1.2749e-07 | 1.2749e-07 | 1.2749e-07 | 1.2749e-07 | 1.2749e-07 | 1.2749e-07 | 1.2749e-07 | 1.2749e-07 | 1.2749e-07 | 1.2749e-07 | 1.2749e-07 | 1.2749e-07 | 1.2749e-07
F1_Commercial_Retail_Existing_Food Preparation_Natural Gas_Range_E3 | F1 | Commercial | Retail | Existing | Food Preparation | Natural Gas | Range | E3 | CCE | 0 | 0 | 0 | 0 | 0 | 0 | 0 | 0 | 0 | 0 | 0 | 0 | 0 | 0 | 0 | 0 | 0 | 0 | 0 | 0 | 0 | 0 | 0 | 0 | 0 | 0 | 0
F1_Commercial_Retail_Existing_Food Preparation_Natural Gas_Range_E4 | F1 | Commercial | Retail | Existing | Food Preparation | Natural Gas | Range | E4 | CCE | 0 | 0 | 0 | 0 | 0 | 0 | 0 | 0 | 0 | 0 | 0 | 0 | 0 | 0 | 0 | 0 | 0 | 0 | 0 | 0 | 0 | 0 | 0 | 0 | 0 | 0 | 0
F1_Commercial_Retail_Existing_Food Preparation_Natural Gas_Range_E5 | F1 | Commercial | Retail | Existing | Food Preparation | Natural Gas | Range | E5 | CCE | 0 | 0 | 0 | 0 | 0 | 0 | 0 | 0 | 0 | 0 | 0 | 0 | 0 | 0 | 0 | 0 | 0 | 0 | 0 | 0 | 0 | 0 | 0 | 0 | 0 | 0 | 0
F1_Commercial_Retail_Existing_Food Preparation_Natural Gas_Range_E6 | F1 | Commercial | Retail | Existing | Food Preparation | Natural Gas | Range | E6 | CCE | 0 | 0 | 0 | 0 | 0 | 0 | 0 | 0 | 0 | 0 | 0 | 0 | 0 | 0 | 0 | 0 | 0 | 0 | 0 | 0 | 0 | 0 | 0 | 0 | 0 | 0 | 0
F1_Commercial_Retail_Existing_Food Preparation_Natural Gas_Range_E7 | F1 | Commercial | Retail | Existing | Food Preparation | Natural Gas | Range | E7 | CCE | 0 | 0 | 0 | 0 | 0 | 0 | 0 | 0 | 0 | 0 | 0 | 0 | 0 | 0 | 0 | 0 | 0 | 0 | 0 | 0 | 0 | 0 | 0 | 0 | 0 | 0 | 0
F1_Commercial_Retail_Existing_Food Preparation_Natural Gas_Range_E8 | F1 | Commercial | Retail | Existing | Food Preparation | Natural Gas | Range | E8 | CCE | 0 | 0 | 0 | 0 | 0 | 0 | 0 | 0 | 0 | 0 | 0 | 0 | 0 | 0 | 0 | 0 | 0 | 0 | 0 | 0 | 0 | 0 | 0 | 0 | 0 | 0 | 0
F1_Commercial_Retail_Existing_Food Preparation_Natural Gas_Range_E9 | F1 | Commercial | Retail | Existing | Food Preparation | Natural Gas | Range | E9 | CCE | 0 | 0 | 0 | 0 | 0 | 0 | 0 | 0 | 0 | 0 | 0 | 0 | 0 | 0 | 0 | 0 | 0 | 0 | 0 | 0 | 0 | 0 | 0 | 0 | 0 | 0 | 0
F1_Commercial_Retail_Existing_Food Preparation_Natural Gas_Range_E10 | F1 | Commercial | Retail | Existing | Food Preparation | Natural Gas | Range | E10 | CCE | 0 | 0 | 0 | 0 | 0 | 0 | 0 | 0 | 0 | 0 | 0 | 0 | 0 | 0 | 0 | 0 | 0 | 0 | 0 | 0 | 0 | 0 | 0 | 0 | 0 | 0 | 0
F2_Commercial_Retail_Existing_Food Preparation_Natural Gas_Range_E1 | F2 | Commercial | Retail | Existing | Food Preparation | Natural Gas | Range | E1 | TRC BC Ratio | bar: 2021 to 2047
F2_Commercial_Retail_Existing_Food Preparation_Natural Gas_Range_E2 | F2 | Commercial | Retail | Existing | Food Preparation | Natural Gas | Range | E2 | TRC BC Ratio | 107783.7748 | 106228.1866 | 104711.2525 | 103240.7276 | 103254.6448 | 104233.7467 | 105821.2112 | 107744.3581 | 109820.4161 | 111943.5488 | 114043.9247 | 115902.5227 | 117321.4185 | 117924.3994 | 117645.627 | 116492.5653 | 114552.5979 | 112013.3613 | 108990.1291 | 105406.5736 | 101214.1852 | 96389.3927 | 92105.7121 | 89333.183 | 88135.3968 | 88567.4331 | 89001.5872
F2_Commercial_Retail_Existing_Food Preparation_Natural Gas_Range_E3 | F2 | Commercial | Retail | Existing | Food Preparation | Natural Gas | Range | E3 | TRC BC Ratio | 0 | 0 | 0 | 0 | 0 | 0 | 0 | 0 | 0 | 0 | 0 | 0 | 0 | 0 | 0 | 0 | 0 | 0 | 0 | 0 | 0 | 0 | 0 | 0 | 0 | 0 | 0
F2_Commercial_Retail_Existing_Food Preparation_Natural Gas_Range_E4 | F2 | Commercial | Retail | Existing | Food Preparation | Natural Gas | Range | E4 | TRC BC Ratio | 0 | 0 | 0 | 0 | 0 | 0 | 0 | 0 | 0 | 0 | 0 | 0 | 0 | 0 | 0 | 0 | 0 | 0 | 0 | 0 | 0 | 0 | 0 | 0 | 0 | 0 | 0
F2_Commercial_Retail_Existing_Food Preparation_Natural Gas_Range_E5 | F2 | Commercial | Retail | Existing | Food Preparation | Natural Gas | Range | E5 | TRC BC Ratio | 0 | 0 | 0 | 0 | 0 | 0 | 0 | 0 | 0 | 0 | 0 | 0 | 0 | 0 | 0 | 0 | 0 | 0 | 0 | 0 | 0 | 0 | 0 | 0 | 0 | 0 | 0
F2_Commercial_Retail_Existing_Food Preparation_Natural Gas_Range_E6 | F2 | Commercial | Retail | Existing | Food Preparation | Natural Gas | Range | E6 | TRC BC Ratio | 0 | 0 | 0 | 0 | 0 | 0 | 0 | 0 | 0 | 0 | 0 | 0 | 0 | 0 | 0 | 0 | 0 | 0 | 0 | 0 | 0 | 0 | 0 | 0 | 0 | 0 | 0
F2_Commercial_Retail_Existing_Food Preparation_Natural Gas_Range_E7 | F2 | Commercial | Retail | Existing | Food Preparation | Natural Gas | Range | E7 | TRC BC Ratio | 0 | 0 | 0 | 0 | 0 | 0 | 0 | 0 | 0 | 0 | 0 | 0 | 0 | 0 | 0 | 0 | 0 | 0 | 0 | 0 | 0 | 0 | 0 | 0 | 0 | 0 | 0
F2_Commercial_Retail_Existing_Food Preparation_Natural Gas_Range_E8 | F2 | Commercial | Retail | Existing | Food Preparation | Natural Gas | Range | E8 | TRC BC Ratio | 0 | 0 | 0 | 0 | 0 | 0 | 0 | 0 | 0 | 0 | 0 | 0 | 0 | 0 | 0 | 0 | 0 | 0 | 0 | 0 | 0 | 0 | 0 | 0 | 0 | 0 | 0
F2_Commercial_Retail_Existing_Food Preparation_Natural Gas_Range_E9 | F2 | Commercial | Retail | Existing | Food Preparation | Natural Gas | Range | E9 | TRC BC Ratio | 0 | 0 | 0 | 0 | 0 | 0 | 0 | 0 | 0 | 0 | 0 | 0 | 0 | 0 | 0 | 0 | 0 | 0 | 0 | 0 | 0 | 0 | 0 | 0 | 0 | 0 | 0
F2_Commercial_Retail_Existing_Food Preparation_Natural Gas_Range_E10 | F2 | Commercial | Retail | Existing | Food Preparation | Natural Gas | Range | E10 | TRC BC Ratio | 0 | 0 | 0 | 0 | 0 | 0 | 0 | 0 | 0 | 0 | 0 | 0 | 0 | 0 | 0 | 0 | 0 | 0 | 0 | 0 | 0 | 0 | 0 | 0 | 0 | 0 | 0
F3_Commercial_Retail_Existing_Food Preparation_Natural Gas_Range_E1 | F3 | Commercial | Retail | Existing | Food Preparation | Natural Gas | Range | E1 | PACT BC Ratio | bar: 2021 to 2047
F3_Commercial_Retail_Existing_Food Preparation_Natural Gas_Range_E2 | F3 | Commercial | Retail | Existing | Food Preparation | Natural Gas | Range | E2 | PACT BC Ratio | 135901.2813 | 133939.8874 | 132027.2315 | 130173.0913 | 130190.6391 | 131425.1589 | 133426.7446 | 135851.5819 | 138469.2203 | 141146.2137 | 143794.5137 | 146137.9634 | 147927.0059 | 148687.2861 | 148335.7906 | 146881.9302 | 144435.8843 | 141234.2382 | 137422.3367 | 132903.9406 | 127617.8857 | 121534.4516 | 116133.2892 | 112637.4916 | 111127.2395 | 111671.9809 | 112219.3925
F3_Commercial_Retail_Existing_Food Preparation_Natural Gas_Range_E3 | F3 | Commercial | Retail | Existing | Food Preparation | Natural Gas | Range | E3 | PACT BC Ratio | 0 | 0 | 0 | 0 | 0 | 0 | 0 | 0 | 0 | 0 | 0 | 0 | 0 | 0 | 0 | 0 | 0 | 0 | 0 | 0 | 0 | 0 | 0 | 0 | 0 | 0 | 0
F3_Commercial_Retail_Existing_Food Preparation_Natural Gas_Range_E4 | F3 | Commercial | Retail | Existing | Food Preparation | Natural Gas | Range | E4 | PACT BC Ratio | 0 | 0 | 0 | 0 | 0 | 0 | 0 | 0 | 0 | 0 | 0 | 0 | 0 | 0 | 0 | 0 | 0 | 0 | 0 | 0 | 0 | 0 | 0 | 0 | 0 | 0 | 0
F3_Commercial_Retail_Existing_Food Preparation_Natural Gas_Range_E5 | F3 | Commercial | Retail | Existing | Food Preparation | Natural Gas | Range | E5 | PACT BC Ratio | 0 | 0 | 0 | 0 | 0 | 0 | 0 | 0 | 0 | 0 | 0 | 0 | 0 | 0 | 0 | 0 | 0 | 0 | 0 | 0 | 0 | 0 | 0 | 0 | 0 | 0 | 0
F3_Commercial_Retail_Existing_Food Preparation_Natural Gas_Range_E6 | F3 | Commercial | Retail | Existing | Food Preparation | Natural Gas | Range | E6 | PACT BC Ratio | 0 | 0 | 0 | 0 | 0 | 0 | 0 | 0 | 0 | 0 | 0 | 0 | 0 | 0 | 0 | 0 | 0 | 0 | 0 | 0 | 0 | 0 | 0 | 0 | 0 | 0 | 0
F3_Commercial_Retail_Existing_Food Preparation_Natural Gas_Range_E7 | F3 | Commercial | Retail | Existing | Food Preparation | Natural Gas | Range | E7 | PACT BC Ratio | 0 | 0 | 0 | 0 | 0 | 0 | 0 | 0 | 0 | 0 | 0 | 0 | 0 | 0 | 0 | 0 | 0 | 0 | 0 | 0 | 0 | 0 | 0 | 0 | 0 | 0 | 0
F3_Commercial_Retail_Existing_Food Preparation_Natural Gas_Range_E8 | F3 | Commercial | Retail | Existing | Food Preparation | Natural Gas | Range | E8 | PACT BC Ratio | 0 | 0 | 0 | 0 | 0 | 0 | 0 | 0 | 0 | 0 | 0 | 0 | 0 | 0 | 0 | 0 | 0 | 0 | 0 | 0 | 0 | 0 | 0 | 0 | 0 | 0 | 0
F3_Commercial_Retail_Existing_Food Preparation_Natural Gas_Range_E9 | F3 | Commercial | Retail | Existing | Food Preparation | Natural Gas | Range | E9 | PACT BC Ratio | 0 | 0 | 0 | 0 | 0 | 0 | 0 | 0 | 0 | 0 | 0 | 0 | 0 | 0 | 0 | 0 | 0 | 0 | 0 | 0 | 0 | 0 | 0 | 0 | 0 | 0 | 0
F3_Commercial_Retail_Existing_Food Preparation_Natural Gas_Range_E10 | F3 | Commercial | Retail | Existing | Food Preparation | Natural Gas | Range | E10 | PACT BC Ratio | 0 | 0 | 0 | 0 | 0 | 0 | 0 | 0 | 0 | 0 | 0 | 0 | 0 | 0 | 0 | 0 | 0 | 0 | 0 | 0 | 0 | 0 | 0 | 0 | 0 | 0 | 0
F4_Commercial_Retail_Existing_Food Preparation_Natural Gas_Range_E1 | F4 | Commercial | Retail | Existing | Food Preparation | Natural Gas | Range | E1 | RVT BC Ratio | bar: 2021 to 2047
F4_Commercial_Retail_Existing_Food Preparation_Natural Gas_Range_E2 | F4 | Commercial | Retail | Existing | Food Preparation | Natural Gas | Range | E2 | RVT BC Ratio | 0.7 | 0.7 | 0.7 | 0.7 | 0.7 | 0.7 | 0.7 | 0.7 | 0.7 | 0.7 | 0.7 | 0.7 | 0.7 | 0.7 | 0.7 | 0.7 | 0.7 | 0.7 | 0.7 | 0.7 | 0.7 | 0.7 | 0.7 | 0.7 | 0.7 | 0.7 | 0.7
F4_Commercial_Retail_Existing_Food Preparation_Natural Gas_Range_E3 | F4 | Commercial | Retail | Existing | Food Preparation | Natural Gas | Range | E3 | RVT BC Ratio | 0 | 0 | 0 | 0 | 0 | 0 | 0 | 0 | 0 | 0 | 0 | 0 | 0 | 0 | 0 | 0 | 0 | 0 | 0 | 0 | 0 | 0 | 0 | 0 | 0 | 0 | 0
F4_Commercial_Retail_Existing_Food Preparation_Natural Gas_Range_E4 | F4 | Commercial | Retail | Existing | Food Preparation | Natural Gas | Range | E4 | RVT BC Ratio | 0 | 0 | 0 | 0 | 0 | 0 | 0 | 0 | 0 | 0 | 0 | 0 | 0 | 0 | 0 | 0 | 0 | 0 | 0 | 0 | 0 | 0 | 0 | 0 | 0 | 0 | 0
F4_Commercial_Retail_Existing_Food Preparation_Natural Gas_Range_E5 | F4 | Commercial | Retail | Existing | Food Preparation | Natural Gas | Range | E5 | RVT BC Ratio | 0 | 0 | 0 | 0 | 0 | 0 | 0 | 0 | 0 | 0 | 0 | 0 | 0 | 0 | 0 | 0 | 0 | 0 | 0 | 0 | 0 | 0 | 0 | 0 | 0 | 0 | 0
F4_Commercial_Retail_Existing_Food Preparation_Natural Gas_Range_E6 | F4 | Commercial | Retail | Existing | Food Preparation | Natural Gas | Range | E6 | RVT BC Ratio | 0 | 0 | 0 | 0 | 0 | 0 | 0 | 0 | 0 | 0 | 0 | 0 | 0 | 0 | 0 | 0 | 0 | 0 | 0 | 0 | 0 | 0 | 0 | 0 | 0 | 0 | 0
F4_Commercial_Retail_Existing_Food Preparation_Natural Gas_Range_E7 | F4 | Commercial | Retail | Existing | Food Preparation | Natural Gas | Range | E7 | RVT BC Ratio | 0 | 0 | 0 | 0 | 0 | 0 | 0 | 0 | 0 | 0 | 0 | 0 | 0 | 0 | 0 | 0 | 0 | 0 | 0 | 0 | 0 | 0 | 0 | 0 | 0 | 0 | 0
F4_Commercial_Retail_Existing_Food Preparation_Natural Gas_Range_E8 | F4 | Commercial | Retail | Existing | Food Preparation | Natural Gas | Range | E8 | RVT BC Ratio | 0 | 0 | 0 | 0 | 0 | 0 | 0 | 0 | 0 | 0 | 0 | 0 | 0 | 0 | 0 | 0 | 0 | 0 | 0 | 0 | 0 | 0 | 0 | 0 | 0 | 0 | 0
F4_Commercial_Retail_Existing_Food Preparation_Natural Gas_Range_E9 | F4 | Commercial | Retail | Existing | Food Preparation | Natural Gas | Range | E9 | RVT BC Ratio | 0 | 0 | 0 | 0 | 0 | 0 | 0 | 0 | 0 | 0 | 0 | 0 | 0 | 0 | 0 | 0 | 0 | 0 | 0 | 0 | 0 | 0 | 0 | 0 | 0 | 0 | 0
F4_Commercial_Retail_Existing_Food Preparation_Natural Gas_Range_E10 | F4 | Commercial | Retail | Existing | Food Preparation | Natural Gas | Range | E10 | RVT BC Ratio | 0 | 0 | 0 | 0 | 0 | 0 | 0 | 0 | 0 | 0 | 0 | 0 | 0 | 0 | 0 | 0 | 0 | 0 | 0 | 0 | 0 | 0 | 0 | 0 | 0 | 0 | 0
F5_Commercial_Retail_Existing_Food Preparation_Natural Gas_Range_E1 | F5 | Commercial | Retail | Existing | Food Preparation | Natural Gas | Range | E1 | RIM BC Ratio | bar: 2021 to 2047
F5_Commercial_Retail_Existing_Food Preparation_Natural Gas_Range_E2 | F5 | Commercial | Retail | Existing | Food Preparation | Natural Gas | Range | E2 | RIM BC Ratio | 135901.2813 | 133939.8874 | 132027.2315 | 130173.0913 | 130190.6391 | 131425.1589 | 133426.7446 | 135851.5819 | 138469.2203 | 141146.2137 | 143794.5137 | 146137.9634 | 147927.0059 | 148687.2861 | 148335.7906 | 146881.9302 | 144435.8843 | 141234.2382 | 137422.3367 | 132903.9406 | 127617.8857 | 121534.4516 | 116133.2892 | 112637.4916 | 111127.2395 | 111671.9809 | 112219.3925
F5_Commercial_Retail_Existing_Food Preparation_Natural Gas_Range_E3 | F5 | Commercial | Retail | Existing | Food Preparation | Natural Gas | Range | E3 | RIM BC Ratio | 0 | 0 | 0 | 0 | 0 | 0 | 0 | 0 | 0 | 0 | 0 | 0 | 0 | 0 | 0 | 0 | 0 | 0 | 0 | 0 | 0 | 0 | 0 | 0 | 0 | 0 | 0
F5_Commercial_Retail_Existing_Food Preparation_Natural Gas_Range_E4 | F5 | Commercial | Retail | Existing | Food Preparation | Natural Gas | Range | E4 | RIM BC Ratio | 0 | 0 | 0 | 0 | 0 | 0 | 0 | 0 | 0 | 0 | 0 | 0 | 0 | 0 | 0 | 0 | 0 | 0 | 0 | 0 | 0 | 0 | 0 | 0 | 0 | 0 | 0
F5_Commercial_Retail_Existing_Food Preparation_Natural Gas_Range_E5 | F5 | Commercial | Retail | Existing | Food Preparation | Natural Gas | Range | E5 | RIM BC Ratio | 0 | 0 | 0 | 0 | 0 | 0 | 0 | 0 | 0 | 0 | 0 | 0 | 0 | 0 | 0 | 0 | 0 | 0 | 0 | 0 | 0 | 0 | 0 | 0 | 0 | 0 | 0
F5_Commercial_Retail_Existing_Food Preparation_Natural Gas_Range_E6 | F5 | Commercial | Retail | Existing | Food Preparation | Natural Gas | Range | E6 | RIM BC Ratio | 0 | 0 | 0 | 0 | 0 | 0 | 0 | 0 | 0 | 0 | 0 | 0 | 0 | 0 | 0 | 0 | 0 | 0 | 0 | 0 | 0 | 0 | 0 | 0 | 0 | 0 | 0
F5_Commercial_Retail_Existing_Food Preparation_Natural Gas_Range_E7 | F5 | Commercial | Retail | Existing | Food Preparation | Natural Gas | Range | E7 | RIM BC Ratio | 0 | 0 | 0 | 0 | 0 | 0 | 0 | 0 | 0 | 0 | 0 | 0 | 0 | 0 | 0 | 0 | 0 | 0 | 0 | 0 | 0 | 0 | 0 | 0 | 0 | 0 | 0
F5_Commercial_Retail_Existing_Food Preparation_Natural Gas_Range_E8 | F5 | Commercial | Retail | Existing | Food Preparation | Natural Gas | Range | E8 | RIM BC Ratio | 0 | 0 | 0 | 0 | 0 | 0 | 0 | 0 | 0 | 0 | 0 | 0 | 0 | 0 | 0 | 0 | 0 | 0 | 0 | 0 | 0 | 0 | 0 | 0 | 0 | 0 | 0
F5_Commercial_Retail_Existing_Food Preparation_Natural Gas_Range_E9 | F5 | Commercial | Retail | Existing | Food Preparation | Natural Gas | Range | E9 | RIM BC Ratio | 0 | 0 | 0 | 0 | 0 | 0 | 0 | 0 | 0 | 0 | 0 | 0 | 0 | 0 | 0 | 0 | 0 | 0 | 0 | 0 | 0 | 0 | 0 | 0 | 0 | 0 | 0
F5_Commercial_Retail_Existing_Food Preparation_Natural Gas_Range_E10 | F5 | Commercial | Retail | Existing | Food Preparation | Natural Gas | Range | E10 | RIM BC Ratio | 0 | 0 | 0 | 0 | 0 | 0 | 0 | 0 | 0 | 0 | 0 | 0 | 0 | 0 | 0 | 0 | 0 | 0 | 0 | 0 | 0 | 0 | 0 | 0 | 0 | 0 | 0
F0_Commercial_Retail_Existing_Food Preparation_Natural Gas_Steamer_E0 | F0 | Commercial | Retail | Existing | Food Preparation | Natural Gas | Steamer | E0 | Economic Unit | ENERGY STAR | ENERGY STAR | ENERGY STAR | ENERGY STAR | ENERGY STAR | ENERGY STAR | ENERGY STAR | ENERGY STAR | ENERGY STAR | ENERGY STAR | ENERGY STAR | ENERGY STAR | ENERGY STAR | ENERGY STAR | ENERGY STAR | ENERGY STAR | ENERGY STAR | ENERGY STAR | ENERGY STAR | ENERGY STAR | ENERGY STAR | ENERGY STAR | ENERGY STAR | ENERGY STAR | ENERGY STAR | ENERGY STAR | ENERGY STAR
F1_Commercial_Retail_Existing_Food Preparation_Natural Gas_Steamer_E1 | F1 | Commercial | Retail | Existing | Food Preparation | Natural Gas | Steamer | E1 | CCE | 0 | 0 | 0 | 0 | 0 | 0 | 0 | 0 | 0 | 0 | 0 | 0 | 0 | 0 | 0 | 0 | 0 | 0 | 0 | 0 | 0 | 0 | 0 | 0 | 0 | 0 | 0
F1_Commercial_Retail_Existing_Food Preparation_Natural Gas_Steamer_E2 | F1 | Commercial | Retail | Existing | Food Preparation | Natural Gas | Steamer | E2 | CCE | -0.0080635 | 0 | 0 | 0 | 0 | 0 | 0 | 0 | 0 | 0 | 0 | 0 | 0 | 0 | 0 | 0 | 0 | 0 | 0 | 0 | 0 | 0 | 0 | 0 | 0 | 0 | 0
F1_Commercial_Retail_Existing_Food Preparation_Natural Gas_Steamer_E3 | F1 | Commercial | Retail | Existing | Food Preparation | Natural Gas | Steamer | E3 | CCE | 0 | 0 | 0 | 0 | 0 | 0 | 0 | 0 | 0 | 0 | 0 | 0 | 0 | 0 | 0 | 0 | 0 | 0 | 0 | 0 | 0 | 0 | 0 | 0 | 0 | 0 | 0
F1_Commercial_Retail_Existing_Food Preparation_Natural Gas_Steamer_E4 | F1 | Commercial | Retail | Existing | Food Preparation | Natural Gas | Steamer | E4 | CCE | 0 | 0 | 0 | 0 | 0 | 0 | 0 | 0 | 0 | 0 | 0 | 0 | 0 | 0 | 0 | 0 | 0 | 0 | 0 | 0 | 0 | 0 | 0 | 0 | 0 | 0 | 0
F1_Commercial_Retail_Existing_Food Preparation_Natural Gas_Steamer_E5 | F1 | Commercial | Retail | Existing | Food Preparation | Natural Gas | Steamer | E5 | CCE | 0 | 0 | 0 | 0 | 0 | 0 | 0 | 0 | 0 | 0 | 0 | 0 | 0 | 0 | 0 | 0 | 0 | 0 | 0 | 0 | 0 | 0 | 0 | 0 | 0 | 0 | 0
F1_Commercial_Retail_Existing_Food Preparation_Natural Gas_Steamer_E6 | F1 | Commercial | Retail | Existing | Food Preparation | Natural Gas | Steamer | E6 | CCE | 0 | 0 | 0 | 0 | 0 | 0 | 0 | 0 | 0 | 0 | 0 | 0 | 0 | 0 | 0 | 0 | 0 | 0 | 0 | 0 | 0 | 0 | 0 | 0 | 0 | 0 | 0
F1_Commercial_Retail_Existing_Food Preparation_Natural Gas_Steamer_E7 | F1 | Commercial | Retail | Existing | Food Preparation | Natural Gas | Steamer | E7 | CCE | 0 | 0 | 0 | 0 | 0 | 0 | 0 | 0 | 0 | 0 | 0 | 0 | 0 | 0 | 0 | 0 | 0 | 0 | 0 | 0 | 0 | 0 | 0 | 0 | 0 | 0 | 0
F1_Commercial_Retail_Existing_Food Preparation_Natural Gas_Steamer_E8 | F1 | Commercial | Retail | Existing | Food Preparation | Natural Gas | Steamer | E8 | CCE | 0 | 0 | 0 | 0 | 0 | 0 | 0 | 0 | 0 | 0 | 0 | 0 | 0 | 0 | 0 | 0 | 0 | 0 | 0 | 0 | 0 | 0 | 0 | 0 | 0 | 0 | 0
F1_Commercial_Retail_Existing_Food Preparation_Natural Gas_Steamer_E9 | F1 | Commercial | Retail | Existing | Food Preparation | Natural Gas | Steamer | E9 | CCE | 0 | 0 | 0 | 0 | 0 | 0 | 0 | 0 | 0 | 0 | 0 | 0 | 0 | 0 | 0 | 0 | 0 | 0 | 0 | 0 | 0 | 0 | 0 | 0 | 0 | 0 | 0
F1_Commercial_Retail_Existing_Food Preparation_Natural Gas_Steamer_E10 | F1 | Commercial | Retail | Existing | Food Preparation | Natural Gas | Steamer | E10 | CCE | 0 | 0 | 0 | 0 | 0 | 0 | 0 | 0 | 0 | 0 | 0 | 0 | 0 | 0 | 0 | 0 | 0 | 0 | 0 | 0 | 0 | 0 | 0 | 0 | 0 | 0 | 0
F2_Commercial_Retail_Existing_Food Preparation_Natural Gas_Steamer_E1 | F2 | Commercial | Retail | Existing | Food Preparation | Natural Gas | Steamer | E1 | TRC BC Ratio | 1 | 0 | 0 | 0 | 0 | 0 | 0 | 0 | 0 | 0 | 0 | 0 | 0 | 0 | 0 | 0 | 0 | 0 | 0 | 0 | 0 | 0 | 0 | 0 | 0 | 0 | 0
F2_Commercial_Retail_Existing_Food Preparation_Natural Gas_Steamer_E2 | F2 | Commercial | Retail | Existing | Food Preparation | Natural Gas | Steamer | E2 | TRC BC Ratio | bar: 2021 to 2047
F2_Commercial_Retail_Existing_Food Preparation_Natural Gas_Steamer_E3 | F2 | Commercial | Retail | Existing | Food Preparation | Natural Gas | Steamer | E3 | TRC BC Ratio | 0 | 0 | 0 | 0 | 0 | 0 | 0 | 0 | 0 | 0 | 0 | 0 | 0 | 0 | 0 | 0 | 0 | 0 | 0 | 0 | 0 | 0 | 0 | 0 | 0 | 0 | 0
F2_Commercial_Retail_Existing_Food Preparation_Natural Gas_Steamer_E4 | F2 | Commercial | Retail | Existing | Food Preparation | Natural Gas | Steamer | E4 | TRC BC Ratio | 0 | 0 | 0 | 0 | 0 | 0 | 0 | 0 | 0 | 0 | 0 | 0 | 0 | 0 | 0 | 0 | 0 | 0 | 0 | 0 | 0 | 0 | 0 | 0 | 0 | 0 | 0
F2_Commercial_Retail_Existing_Food Preparation_Natural Gas_Steamer_E5 | F2 | Commercial | Retail | Existing | Food Preparation | Natural Gas | Steamer | E5 | TRC BC Ratio | 0 | 0 | 0 | 0 | 0 | 0 | 0 | 0 | 0 | 0 | 0 | 0 | 0 | 0 | 0 | 0 | 0 | 0 | 0 | 0 | 0 | 0 | 0 | 0 | 0 | 0 | 0
F2_Commercial_Retail_Existing_Food Preparation_Natural Gas_Steamer_E6 | F2 | Commercial | Retail | Existing | Food Preparation | Natural Gas | Steamer | E6 | TRC BC Ratio | 0 | 0 | 0 | 0 | 0 | 0 | 0 | 0 | 0 | 0 | 0 | 0 | 0 | 0 | 0 | 0 | 0 | 0 | 0 | 0 | 0 | 0 | 0 | 0 | 0 | 0 | 0
F2_Commercial_Retail_Existing_Food Preparation_Natural Gas_Steamer_E7 | F2 | Commercial | Retail | Existing | Food Preparation | Natural Gas | Steamer | E7 | TRC BC Ratio | 0 | 0 | 0 | 0 | 0 | 0 | 0 | 0 | 0 | 0 | 0 | 0 | 0 | 0 | 0 | 0 | 0 | 0 | 0 | 0 | 0 | 0 | 0 | 0 | 0 | 0 | 0
F2_Commercial_Retail_Existing_Food Preparation_Natural Gas_Steamer_E8 | F2 | Commercial | Retail | Existing | Food Preparation | Natural Gas | Steamer | E8 | TRC BC Ratio | 0 | 0 | 0 | 0 | 0 | 0 | 0 | 0 | 0 | 0 | 0 | 0 | 0 | 0 | 0 | 0 | 0 | 0 | 0 | 0 | 0 | 0 | 0 | 0 | 0 | 0 | 0
F2_Commercial_Retail_Existing_Food Preparation_Natural Gas_Steamer_E9 | F2 | Commercial | Retail | Existing | Food Preparation | Natural Gas | Steamer | E9 | TRC BC Ratio | 0 | 0 | 0 | 0 | 0 | 0 | 0 | 0 | 0 | 0 | 0 | 0 | 0 | 0 | 0 | 0 | 0 | 0 | 0 | 0 | 0 | 0 | 0 | 0 | 0 | 0 | 0
F2_Commercial_Retail_Existing_Food Preparation_Natural Gas_Steamer_E10 | F2 | Commercial | Retail | Existing | Food Preparation | Natural Gas | Steamer | E10 | TRC BC Ratio | 0 | 0 | 0 | 0 | 0 | 0 | 0 | 0 | 0 | 0 | 0 | 0 | 0 | 0 | 0 | 0 | 0 | 0 | 0 | 0 | 0 | 0 | 0 | 0 | 0 | 0 | 0
F3_Commercial_Retail_Existing_Food Preparation_Natural Gas_Steamer_E1 | F3 | Commercial | Retail | Existing | Food Preparation | Natural Gas | Steamer | E1 | PACT BC Ratio | 1 | 0 | 0 | 0 | 0 | 0 | 0 | 0 | 0 | 0 | 0 | 0 | 0 | 0 | 0 | 0 | 0 | 0 | 0 | 0 | 0 | 0 | 0 | 0 | 0 | 0 | 0
F3_Commercial_Retail_Existing_Food Preparation_Natural Gas_Steamer_E2 | F3 | Commercial | Retail | Existing | Food Preparation | Natural Gas | Steamer | E2 | PACT BC Ratio | bar: 2021 to 2047
F3_Commercial_Retail_Existing_Food Preparation_Natural Gas_Steamer_E3 | F3 | Commercial | Retail | Existing | Food Preparation | Natural Gas | Steamer | E3 | PACT BC Ratio | 0 | 0 | 0 | 0 | 0 | 0 | 0 | 0 | 0 | 0 | 0 | 0 | 0 | 0 | 0 | 0 | 0 | 0 | 0 | 0 | 0 | 0 | 0 | 0 | 0 | 0 | 0
F3_Commercial_Retail_Existing_Food Preparation_Natural Gas_Steamer_E4 | F3 | Commercial | Retail | Existing | Food Preparation | Natural Gas | Steamer | E4 | PACT BC Ratio | 0 | 0 | 0 | 0 | 0 | 0 | 0 | 0 | 0 | 0 | 0 | 0 | 0 | 0 | 0 | 0 | 0 | 0 | 0 | 0 | 0 | 0 | 0 | 0 | 0 | 0 | 0
F3_Commercial_Retail_Existing_Food Preparation_Natural Gas_Steamer_E5 | F3 | Commercial | Retail | Existing | Food Preparation | Natural Gas | Steamer | E5 | PACT BC Ratio | 0 | 0 | 0 | 0 | 0 | 0 | 0 | 0 | 0 | 0 | 0 | 0 | 0 | 0 | 0 | 0 | 0 | 0 | 0 | 0 | 0 | 0 | 0 | 0 | 0 | 0 | 0
F3_Commercial_Retail_Existing_Food Preparation_Natural Gas_Steamer_E6 | F3 | Commercial | Retail | Existing | Food Preparation | Natural Gas | Steamer | E6 | PACT BC Ratio | 0 | 0 | 0 | 0 | 0 | 0 | 0 | 0 | 0 | 0 | 0 | 0 | 0 | 0 | 0 | 0 | 0 | 0 | 0 | 0 | 0 | 0 | 0 | 0 | 0 | 0 | 0
F3_Commercial_Retail_Existing_Food Preparation_Natural Gas_Steamer_E7 | F3 | Commercial | Retail | Existing | Food Preparation | Natural Gas | Steamer | E7 | PACT BC Ratio | 0 | 0 | 0 | 0 | 0 | 0 | 0 | 0 | 0 | 0 | 0 | 0 | 0 | 0 | 0 | 0 | 0 | 0 | 0 | 0 | 0 | 0 | 0 | 0 | 0 | 0 | 0
F3_Commercial_Retail_Existing_Food Preparation_Natural Gas_Steamer_E8 | F3 | Commercial | Retail | Existing | Food Preparation | Natural Gas | Steamer | E8 | PACT BC Ratio | 0 | 0 | 0 | 0 | 0 | 0 | 0 | 0 | 0 | 0 | 0 | 0 | 0 | 0 | 0 | 0 | 0 | 0 | 0 | 0 | 0 | 0 | 0 | 0 | 0 | 0 | 0
F3_Commercial_Retail_Existing_Food Preparation_Natural Gas_Steamer_E9 | F3 | Commercial | Retail | Existing | Food Preparation | Natural Gas | Steamer | E9 | PACT BC Ratio | 0 | 0 | 0 | 0 | 0 | 0 | 0 | 0 | 0 | 0 | 0 | 0 | 0 | 0 | 0 | 0 | 0 | 0 | 0 | 0 | 0 | 0 | 0 | 0 | 0 | 0 | 0
F3_Commercial_Retail_Existing_Food Preparation_Natural Gas_Steamer_E10 | F3 | Commercial | Retail | Existing | Food Preparation | Natural Gas | Steamer | E10 | PACT BC Ratio | 0 | 0 | 0 | 0 | 0 | 0 | 0 | 0 | 0 | 0 | 0 | 0 | 0 | 0 | 0 | 0 | 0 | 0 | 0 | 0 | 0 | 0 | 0 | 0 | 0 | 0 | 0
F4_Commercial_Retail_Existing_Food Preparation_Natural Gas_Steamer_E1 | F4 | Commercial | Retail | Existing | Food Preparation | Natural Gas | Steamer | E1 | RVT BC Ratio | 1 | 0 | 0 | 0 | 0 | 0 | 0 | 0 | 0 | 0 | 0 | 0 | 0 | 0 | 0 | 0 | 0 | 0 | 0 | 0 | 0 | 0 | 0 | 0 | 0 | 0 | 0
F4_Commercial_Retail_Existing_Food Preparation_Natural Gas_Steamer_E2 | F4 | Commercial | Retail | Existing | Food Preparation | Natural Gas | Steamer | E2 | RVT BC Ratio | bar: 2021 to 2047
F4_Commercial_Retail_Existing_Food Preparation_Natural Gas_Steamer_E3 | F4 | Commercial | Retail | Existing | Food Preparation | Natural Gas | Steamer | E3 | RVT BC Ratio | 0 | 0 | 0 | 0 | 0 | 0 | 0 | 0 | 0 | 0 | 0 | 0 | 0 | 0 | 0 | 0 | 0 | 0 | 0 | 0 | 0 | 0 | 0 | 0 | 0 | 0 | 0
F4_Commercial_Retail_Existing_Food Preparation_Natural Gas_Steamer_E4 | F4 | Commercial | Retail | Existing | Food Preparation | Natural Gas | Steamer | E4 | RVT BC Ratio | 0 | 0 | 0 | 0 | 0 | 0 | 0 | 0 | 0 | 0 | 0 | 0 | 0 | 0 | 0 | 0 | 0 | 0 | 0 | 0 | 0 | 0 | 0 | 0 | 0 | 0 | 0
F4_Commercial_Retail_Existing_Food Preparation_Natural Gas_Steamer_E5 | F4 | Commercial | Retail | Existing | Food Preparation | Natural Gas | Steamer | E5 | RVT BC Ratio | 0 | 0 | 0 | 0 | 0 | 0 | 0 | 0 | 0 | 0 | 0 | 0 | 0 | 0 | 0 | 0 | 0 | 0 | 0 | 0 | 0 | 0 | 0 | 0 | 0 | 0 | 0
F4_Commercial_Retail_Existing_Food Preparation_Natural Gas_Steamer_E6 | F4 | Commercial | Retail | Existing | Food Preparation | Natural Gas | Steamer | E6 | RVT BC Ratio | 0 | 0 | 0 | 0 | 0 | 0 | 0 | 0 | 0 | 0 | 0 | 0 | 0 | 0 | 0 | 0 | 0 | 0 | 0 | 0 | 0 | 0 | 0 | 0 | 0 | 0 | 0
F4_Commercial_Retail_Existing_Food Preparation_Natural Gas_Steamer_E7 | F4 | Commercial | Retail | Existing | Food Preparation | Natural Gas | Steamer | E7 | RVT BC Ratio | 0 | 0 | 0 | 0 | 0 | 0 | 0 | 0 | 0 | 0 | 0 | 0 | 0 | 0 | 0 | 0 | 0 | 0 | 0 | 0 | 0 | 0 | 0 | 0 | 0 | 0 | 0
F4_Commercial_Retail_Existing_Food Preparation_Natural Gas_Steamer_E8 | F4 | Commercial | Retail | Existing | Food Preparation | Natural Gas | Steamer | E8 | RVT BC Ratio | 0 | 0 | 0 | 0 | 0 | 0 | 0 | 0 | 0 | 0 | 0 | 0 | 0 | 0 | 0 | 0 | 0 | 0 | 0 | 0 | 0 | 0 | 0 | 0 | 0 | 0 | 0
F4_Commercial_Retail_Existing_Food Preparation_Natural Gas_Steamer_E9 | F4 | Commercial | Retail | Existing | Food Preparation | Natural Gas | Steamer | E9 | RVT BC Ratio | 0 | 0 | 0 | 0 | 0 | 0 | 0 | 0 | 0 | 0 | 0 | 0 | 0 | 0 | 0 | 0 | 0 | 0 | 0 | 0 | 0 | 0 | 0 | 0 | 0 | 0 | 0
F4_Commercial_Retail_Existing_Food Preparation_Natural Gas_Steamer_E10 | F4 | Commercial | Retail | Existing | Food Preparation | Natural Gas | Steamer | E10 | RVT BC Ratio | 0 | 0 | 0 | 0 | 0 | 0 | 0 | 0 | 0 | 0 | 0 | 0 | 0 | 0 | 0 | 0 | 0 | 0 | 0 | 0 | 0 | 0 | 0 | 0 | 0 | 0 | 0
F5_Commercial_Retail_Existing_Food Preparation_Natural Gas_Steamer_E1 | F5 | Commercial | Retail | Existing | Food Preparation | Natural Gas | Steamer | E1 | RIM BC Ratio | 1 | 0 | 0 | 0 | 0 | 0 | 0 | 0 | 0 | 0 | 0 | 0 | 0 | 0 | 0 | 0 | 0 | 0 | 0 | 0 | 0 | 0 | 0 | 0 | 0 | 0 | 0
F5_Commercial_Retail_Existing_Food Preparation_Natural Gas_Steamer_E2 | F5 | Commercial | Retail | Existing | Food Preparation | Natural Gas | Steamer | E2 | RIM BC Ratio | bar: 2021 to 2047
F5_Commercial_Retail_Existing_Food Preparation_Natural Gas_Steamer_E3 | F5 | Commercial | Retail | Existing | Food Preparation | Natural Gas | Steamer | E3 | RIM BC Ratio | 0 | 0 | 0 | 0 | 0 | 0 | 0 | 0 | 0 | 0 | 0 | 0 | 0 | 0 | 0 | 0 | 0 | 0 | 0 | 0 | 0 | 0 | 0 | 0 | 0 | 0 | 0
F5_Commercial_Retail_Existing_Food Preparation_Natural Gas_Steamer_E4 | F5 | Commercial | Retail | Existing | Food Preparation | Natural Gas | Steamer | E4 | RIM BC Ratio | 0 | 0 | 0 | 0 | 0 | 0 | 0 | 0 | 0 | 0 | 0 | 0 | 0 | 0 | 0 | 0 | 0 | 0 | 0 | 0 | 0 | 0 | 0 | 0 | 0 | 0 | 0
F5_Commercial_Retail_Existing_Food Preparation_Natural Gas_Steamer_E5 | F5 | Commercial | Retail | Existing | Food Preparation | Natural Gas | Steamer | E5 | RIM BC Ratio | 0 | 0 | 0 | 0 | 0 | 0 | 0 | 0 | 0 | 0 | 0 | 0 | 0 | 0 | 0 | 0 | 0 | 0 | 0 | 0 | 0 | 0 | 0 | 0 | 0 | 0 | 0
F5_Commercial_Retail_Existing_Food Preparation_Natural Gas_Steamer_E6 | F5 | Commercial | Retail | Existing | Food Preparation | Natural Gas | Steamer | E6 | RIM BC Ratio | 0 | 0 | 0 | 0 | 0 | 0 | 0 | 0 | 0 | 0 | 0 | 0 | 0 | 0 | 0 | 0 | 0 | 0 | 0 | 0 | 0 | 0 | 0 | 0 | 0 | 0 | 0
F5_Commercial_Retail_Existing_Food Preparation_Natural Gas_Steamer_E7 | F5 | Commercial | Retail | Existing | Food Preparation | Natural Gas | Steamer | E7 | RIM BC Ratio | 0 | 0 | 0 | 0 | 0 | 0 | 0 | 0 | 0 | 0 | 0 | 0 | 0 | 0 | 0 | 0 | 0 | 0 | 0 | 0 | 0 | 0 | 0 | 0 | 0 | 0 | 0
F5_Commercial_Retail_Existing_Food Preparation_Natural Gas_Steamer_E8 | F5 | Commercial | Retail | Existing | Food Preparation | Natural Gas | Steamer | E8 | RIM BC Ratio | 0 | 0 | 0 | 0 | 0 | 0 | 0 | 0 | 0 | 0 | 0 | 0 | 0 | 0 | 0 | 0 | 0 | 0 | 0 | 0 | 0 | 0 | 0 | 0 | 0 | 0 | 0
F5_Commercial_Retail_Existing_Food Preparation_Natural Gas_Steamer_E9 | F5 | Commercial | Retail | Existing | Food Preparation | Natural Gas | Steamer | E9 | RIM BC Ratio | 0 | 0 | 0 | 0 | 0 | 0 | 0 | 0 | 0 | 0 | 0 | 0 | 0 | 0 | 0 | 0 | 0 | 0 | 0 | 0 | 0 | 0 | 0 | 0 | 0 | 0 | 0
F5_Commercial_Retail_Existing_Food Preparation_Natural Gas_Steamer_E10 | F5 | Commercial | Retail | Existing | Food Preparation | Natural Gas | Steamer | E10 | RIM BC Ratio | 0 | 0 | 0 | 0 | 0 | 0 | 0 | 0 | 0 | 0 | 0 | 0 | 0 | 0 | 0 | 0 | 0 | 0 | 0 | 0 | 0 | 0 | 0 | 0 | 0 | 0 | 0
F0_Commercial_Retail_Existing_Food Preparation_Natural Gas_Commercial Food Prep Other_E0 | F0 | Commercial | Retail | Existing | Food Preparation | Natural Gas | Commercial Food Prep Other | E0 | Economic Unit | ENERGY STAR | ENERGY STAR | ENERGY STAR | ENERGY STAR | ENERGY STAR | ENERGY STAR | ENERGY STAR | ENERGY STAR | ENERGY STAR | ENERGY STAR | ENERGY STAR | ENERGY STAR | ENERGY STAR | ENERGY STAR | ENERGY STAR | ENERGY STAR | ENERGY STAR | ENERGY STAR | ENERGY STAR | ENERGY STAR | ENERGY STAR | ENERGY STAR | ENERGY STAR | ENERGY STAR | ENERGY STAR | ENERGY STAR | ENERGY STAR
F1_Commercial_Retail_Existing_Food Preparation_Natural Gas_Commercial Food Prep Other_E1 | F1 | Commercial | Retail | Existing | Food Preparation | Natural Gas | Commercial Food Prep Other | E1 | CCE | 0 | 0 | 0 | 0 | 0 | 0 | 0 | 0 | 0 | 0 | 0 | 0 | 0 | 0 | 0 | 0 | 0 | 0 | 0 | 0 | 0 | 0 | 0 | 0 | 0 | 0 | 0
F1_Commercial_Retail_Existing_Food Preparation_Natural Gas_Commercial Food Prep Other_E2 | F1 | Commercial | Retail | Existing | Food Preparation | Natural Gas | Commercial Food Prep Other | E2 | CCE | 0.0014297 | 0.0014297 | 0.0014297 | 0.0014297 | 0.0014297 | 0.0014297 | 0.0014297 | 0.0014297 | 0.0014297 | 0.0014297 | 0.0014297 | 0.0014297 | 0.0014297 | 0.0014297 | 0.0014297 | 0.0014297 | 0.0014297 | 0.0014297 | 0.0014297 | 0.0014297 | 0.0014297 | 0.0014297 | 0.0014297 | 0.0014297 | 0.0014297 | 0.0014297 | 0.0014297
F1_Commercial_Retail_Existing_Food Preparation_Natural Gas_Commercial Food Prep Other_E3 | F1 | Commercial | Retail | Existing | Food Preparation | Natural Gas | Commercial Food Prep Other | E3 | CCE | 0 | 0 | 0 | 0 | 0 | 0 | 0 | 0 | 0 | 0 | 0 | 0 | 0 | 0 | 0 | 0 | 0 | 0 | 0 | 0 | 0 | 0 | 0 | 0 | 0 | 0 | 0
F1_Commercial_Retail_Existing_Food Preparation_Natural Gas_Commercial Food Prep Other_E4 | F1 | Commercial | Retail | Existing | Food Preparation | Natural Gas | Commercial Food Prep Other | E4 | CCE | 0 | 0 | 0 | 0 | 0 | 0 | 0 | 0 | 0 | 0 | 0 | 0 | 0 | 0 | 0 | 0 | 0 | 0 | 0 | 0 | 0 | 0 | 0 | 0 | 0 | 0 | 0
F1_Commercial_Retail_Existing_Food Preparation_Natural Gas_Commercial Food Prep Other_E5 | F1 | Commercial | Retail | Existing | Food Preparation | Natural Gas | Commercial Food Prep Other | E5 | CCE | 0 | 0 | 0 | 0 | 0 | 0 | 0 | 0 | 0 | 0 | 0 | 0 | 0 | 0 | 0 | 0 | 0 | 0 | 0 | 0 | 0 | 0 | 0 | 0 | 0 | 0 | 0
F1_Commercial_Retail_Existing_Food Preparation_Natural Gas_Commercial Food Prep Other_E6 | F1 | Commercial | Retail | Existing | Food Preparation | Natural Gas | Commercial Food Prep Other | E6 | CCE | 0 | 0 | 0 | 0 | 0 | 0 | 0 | 0 | 0 | 0 | 0 | 0 | 0 | 0 | 0 | 0 | 0 | 0 | 0 | 0 | 0 | 0 | 0 | 0 | 0 | 0 | 0
F1_Commercial_Retail_Existing_Food Preparation_Natural Gas_Commercial Food Prep Other_E7 | F1 | Commercial | Retail | Existing | Food Preparation | Natural Gas | Commercial Food Prep Other | E7 | CCE | 0 | 0 | 0 | 0 | 0 | 0 | 0 | 0 | 0 | 0 | 0 | 0 | 0 | 0 | 0 | 0 | 0 | 0 | 0 | 0 | 0 | 0 | 0 | 0 | 0 | 0 | 0
F1_Commercial_Retail_Existing_Food Preparation_Natural Gas_Commercial Food Prep Other_E8 | F1 | Commercial | Retail | Existing | Food Preparation | Natural Gas | Commercial Food Prep Other | E8 | CCE | 0 | 0 | 0 | 0 | 0 | 0 | 0 | 0 | 0 | 0 | 0 | 0 | 0 | 0 | 0 | 0 | 0 | 0 | 0 | 0 | 0 | 0 | 0 | 0 | 0 | 0 | 0
F1_Commercial_Retail_Existing_Food Preparation_Natural Gas_Commercial Food Prep Other_E9 | F1 | Commercial | Retail | Existing | Food Preparation | Natural Gas | Commercial Food Prep Other | E9 | CCE | 0 | 0 | 0 | 0 | 0 | 0 | 0 | 0 | 0 | 0 | 0 | 0 | 0 | 0 | 0 | 0 | 0 | 0 | 0 | 0 | 0 | 0 | 0 | 0 | 0 | 0 | 0
F1_Commercial_Retail_Existing_Food Preparation_Natural Gas_Commercial Food Prep Other_E10 | F1 | Commercial | Retail | Existing | Food Preparation | Natural Gas | Commercial Food Prep Other | E10 | CCE | 0 | 0 | 0 | 0 | 0 | 0 | 0 | 0 | 0 | 0 | 0 | 0 | 0 | 0 | 0 | 0 | 0 | 0 | 0 | 0 | 0 | 0 | 0 | 0 | 0 | 0 | 0
F2_Commercial_Retail_Existing_Food Preparation_Natural Gas_Commercial Food Prep Other_E1 | F2 | Commercial | Retail | Existing | Food Preparation | Natural Gas | Commercial Food Prep Other | E1 | TRC BC Ratio | bar: 2021 to 2047
F2_Commercial_Retail_Existing_Food Preparation_Natural Gas_Commercial Food Prep Other_E2 | F2 | Commercial | Retail | Existing | Food Preparation | Natural Gas | Commercial Food Prep Other | E2 | TRC BC Ratio | 9.6116 | 9.4729 | 9.3376 | 9.2065 | 9.2077 | 9.295 | 9.4366 | 9.6081 | 9.7932 | 9.9825 | 10.1698 | 10.3356 | 10.4621 | 10.5159 | 10.491 | 10.3882 | 10.2152 | 9.9888 | 9.7192 | 9.3996 | 9.0257 | 8.5955 | 8.2135 | 7.9663 | 7.8594 | 7.898 | 7.9367
F2_Commercial_Retail_Existing_Food Preparation_Natural Gas_Commercial Food Prep Other_E3 | F2 | Commercial | Retail | Existing | Food Preparation | Natural Gas | Commercial Food Prep Other | E3 | TRC BC Ratio | 0 | 0 | 0 | 0 | 0 | 0 | 0 | 0 | 0 | 0 | 0 | 0 | 0 | 0 | 0 | 0 | 0 | 0 | 0 | 0 | 0 | 0 | 0 | 0 | 0 | 0 | 0
F2_Commercial_Retail_Existing_Food Preparation_Natural Gas_Commercial Food Prep Other_E4 | F2 | Commercial | Retail | Existing | Food Preparation | Natural Gas | Commercial Food Prep Other | E4 | TRC BC Ratio | 0 | 0 | 0 | 0 | 0 | 0 | 0 | 0 | 0 | 0 | 0 | 0 | 0 | 0 | 0 | 0 | 0 | 0 | 0 | 0 | 0 | 0 | 0 | 0 | 0 | 0 | 0
F2_Commercial_Retail_Existing_Food Preparation_Natural Gas_Commercial Food Prep Other_E5 | F2 | Commercial | Retail | Existing | Food Preparation | Natural Gas | Commercial Food Prep Other | E5 | TRC BC Ratio | 0 | 0 | 0 | 0 | 0 | 0 | 0 | 0 | 0 | 0 | 0 | 0 | 0 | 0 | 0 | 0 | 0 | 0 | 0 | 0 | 0 | 0 | 0 | 0 | 0 | 0 | 0
F2_Commercial_Retail_Existing_Food Preparation_Natural Gas_Commercial Food Prep Other_E6 | F2 | Commercial | Retail | Existing | Food Preparation | Natural Gas | Commercial Food Prep Other | E6 | TRC BC Ratio | 0 | 0 | 0 | 0 | 0 | 0 | 0 | 0 | 0 | 0 | 0 | 0 | 0 | 0 | 0 | 0 | 0 | 0 | 0 | 0 | 0 | 0 | 0 | 0 | 0 | 0 | 0
F2_Commercial_Retail_Existing_Food Preparation_Natural Gas_Commercial Food Prep Other_E7 | F2 | Commercial | Retail | Existing | Food Preparation | Natural Gas | Commercial Food Prep Other | E7 | TRC BC Ratio | 0 | 0 | 0 | 0 | 0 | 0 | 0 | 0 | 0 | 0 | 0 | 0 | 0 | 0 | 0 | 0 | 0 | 0 | 0 | 0 | 0 | 0 | 0 | 0 | 0 | 0 | 0
F2_Commercial_Retail_Existing_Food Preparation_Natural Gas_Commercial Food Prep Other_E8 | F2 | Commercial | Retail | Existing | Food Preparation | Natural Gas | Commercial Food Prep Other | E8 | TRC BC Ratio | 0 | 0 | 0 | 0 | 0 | 0 | 0 | 0 | 0 | 0 | 0 | 0 | 0 | 0 | 0 | 0 | 0 | 0 | 0 | 0 | 0 | 0 | 0 | 0 | 0 | 0 | 0
F2_Commercial_Retail_Existing_Food Preparation_Natural Gas_Commercial Food Prep Other_E9 | F2 | Commercial | Retail | Existing | Food Preparation | Natural Gas | Commercial Food Prep Other | E9 | TRC BC Ratio | 0 | 0 | 0 | 0 | 0 | 0 | 0 | 0 | 0 | 0 | 0 | 0 | 0 | 0 | 0 | 0 | 0 | 0 | 0 | 0 | 0 | 0 | 0 | 0 | 0 | 0 | 0
F2_Commercial_Retail_Existing_Food Preparation_Natural Gas_Commercial Food Prep Other_E10 | F2 | Commercial | Retail | Existing | Food Preparation | Natural Gas | Commercial Food Prep Other | E10 | TRC BC Ratio | 0 | 0 | 0 | 0 | 0 | 0 | 0 | 0 | 0 | 0 | 0 | 0 | 0 | 0 | 0 | 0 | 0 | 0 | 0 | 0 | 0 | 0 | 0 | 0 | 0 | 0 | 0
F3_Commercial_Retail_Existing_Food Preparation_Natural Gas_Commercial Food Prep Other_E1 | F3 | Commercial | Retail | Existing | Food Preparation | Natural Gas | Commercial Food Prep Other | E1 | PACT BC Ratio | bar: 2021 to 2047
F3_Commercial_Retail_Existing_Food Preparation_Natural Gas_Commercial Food Prep Other_E2 | F3 | Commercial | Retail | Existing | Food Preparation | Natural Gas | Commercial Food Prep Other | E2 | PACT BC Ratio | 12.119 | 11.9441 | 11.7735 | 11.6081 | 11.6097 | 11.7198 | 11.8983 | 12.1145 | 12.348 | 12.5867 | 12.8228 | 13.0318 | 13.1913 | 13.2591 | 13.2278 | 13.0982 | 12.88 | 12.5945 | 12.2546 | 11.8517 | 11.3803 | 10.8378 | 10.3562 | 10.0444 | 9.9097 | 9.9583 | 10.0071
F3_Commercial_Retail_Existing_Food Preparation_Natural Gas_Commercial Food Prep Other_E3 | F3 | Commercial | Retail | Existing | Food Preparation | Natural Gas | Commercial Food Prep Other | E3 | PACT BC Ratio | 0 | 0 | 0 | 0 | 0 | 0 | 0 | 0 | 0 | 0 | 0 | 0 | 0 | 0 | 0 | 0 | 0 | 0 | 0 | 0 | 0 | 0 | 0 | 0 | 0 | 0 | 0
F3_Commercial_Retail_Existing_Food Preparation_Natural Gas_Commercial Food Prep Other_E4 | F3 | Commercial | Retail | Existing | Food Preparation | Natural Gas | Commercial Food Prep Other | E4 | PACT BC Ratio | 0 | 0 | 0 | 0 | 0 | 0 | 0 | 0 | 0 | 0 | 0 | 0 | 0 | 0 | 0 | 0 | 0 | 0 | 0 | 0 | 0 | 0 | 0 | 0 | 0 | 0 | 0
F3_Commercial_Retail_Existing_Food Preparation_Natural Gas_Commercial Food Prep Other_E5 | F3 | Commercial | Retail | Existing | Food Preparation | Natural Gas | Commercial Food Prep Other | E5 | PACT BC Ratio | 0 | 0 | 0 | 0 | 0 | 0 | 0 | 0 | 0 | 0 | 0 | 0 | 0 | 0 | 0 | 0 | 0 | 0 | 0 | 0 | 0 | 0 | 0 | 0 | 0 | 0 | 0
F3_Commercial_Retail_Existing_Food Preparation_Natural Gas_Commercial Food Prep Other_E6 | F3 | Commercial | Retail | Existing | Food Preparation | Natural Gas | Commercial Food Prep Other | E6 | PACT BC Ratio | 0 | 0 | 0 | 0 | 0 | 0 | 0 | 0 | 0 | 0 | 0 | 0 | 0 | 0 | 0 | 0 | 0 | 0 | 0 | 0 | 0 | 0 | 0 | 0 | 0 | 0 | 0
F3_Commercial_Retail_Existing_Food Preparation_Natural Gas_Commercial Food Prep Other_E7 | F3 | Commercial | Retail | Existing | Food Preparation | Natural Gas | Commercial Food Prep Other | E7 | PACT BC Ratio | 0 | 0 | 0 | 0 | 0 | 0 | 0 | 0 | 0 | 0 | 0 | 0 | 0 | 0 | 0 | 0 | 0 | 0 | 0 | 0 | 0 | 0 | 0 | 0 | 0 | 0 | 0
F3_Commercial_Retail_Existing_Food Preparation_Natural Gas_Commercial Food Prep Other_E8 | F3 | Commercial | Retail | Existing | Food Preparation | Natural Gas | Commercial Food Prep Other | E8 | PACT BC Ratio | 0 | 0 | 0 | 0 | 0 | 0 | 0 | 0 | 0 | 0 | 0 | 0 | 0 | 0 | 0 | 0 | 0 | 0 | 0 | 0 | 0 | 0 | 0 | 0 | 0 | 0 | 0
F3_Commercial_Retail_Existing_Food Preparation_Natural Gas_Commercial Food Prep Other_E9 | F3 | Commercial | Retail | Existing | Food Preparation | Natural Gas | Commercial Food Prep Other | E9 | PACT BC Ratio | 0 | 0 | 0 | 0 | 0 | 0 | 0 | 0 | 0 | 0 | 0 | 0 | 0 | 0 | 0 | 0 | 0 | 0 | 0 | 0 | 0 | 0 | 0 | 0 | 0 | 0 | 0
F3_Commercial_Retail_Existing_Food Preparation_Natural Gas_Commercial Food Prep Other_E10 | F3 | Commercial | Retail | Existing | Food Preparation | Natural Gas | Commercial Food Prep Other | E10 | PACT BC Ratio | 0 | 0 | 0 | 0 | 0 | 0 | 0 | 0 | 0 | 0 | 0 | 0 | 0 | 0 | 0 | 0 | 0 | 0 | 0 | 0 | 0 | 0 | 0 | 0 | 0 | 0 | 0
F4_Commercial_Retail_Existing_Food Preparation_Natural Gas_Commercial Food Prep Other_E1 | F4 | Commercial | Retail | Existing | Food Preparation | Natural Gas | Commercial Food Prep Other | E1 | RVT BC Ratio | bar: 2021 to 2047
F4_Commercial_Retail_Existing_Food Preparation_Natural Gas_Commercial Food Prep Other_E2 | F4 | Commercial | Retail | Existing | Food Preparation | Natural Gas | Commercial Food Prep Other | E2 | RVT BC Ratio | 0.7 | 0.7 | 0.7 | 0.7 | 0.7 | 0.7 | 0.7 | 0.7 | 0.7 | 0.7 | 0.7 | 0.7 | 0.7 | 0.7 | 0.7 | 0.7 | 0.7 | 0.7 | 0.7 | 0.7 | 0.7 | 0.7 | 0.7 | 0.7 | 0.7 | 0.7 | 0.7
F4_Commercial_Retail_Existing_Food Preparation_Natural Gas_Commercial Food Prep Other_E3 | F4 | Commercial | Retail | Existing | Food Preparation | Natural Gas | Commercial Food Prep Other | E3 | RVT BC Ratio | 0 | 0 | 0 | 0 | 0 | 0 | 0 | 0 | 0 | 0 | 0 | 0 | 0 | 0 | 0 | 0 | 0 | 0 | 0 | 0 | 0 | 0 | 0 | 0 | 0 | 0 | 0
F4_Commercial_Retail_Existing_Food Preparation_Natural Gas_Commercial Food Prep Other_E4 | F4 | Commercial | Retail | Existing | Food Preparation | Natural Gas | Commercial Food Prep Other | E4 | RVT BC Ratio | 0 | 0 | 0 | 0 | 0 | 0 | 0 | 0 | 0 | 0 | 0 | 0 | 0 | 0 | 0 | 0 | 0 | 0 | 0 | 0 | 0 | 0 | 0 | 0 | 0 | 0 | 0
F4_Commercial_Retail_Existing_Food Preparation_Natural Gas_Commercial Food Prep Other_E5 | F4 | Commercial | Retail | Existing | Food Preparation | Natural Gas | Commercial Food Prep Other | E5 | RVT BC Ratio | 0 | 0 | 0 | 0 | 0 | 0 | 0 | 0 | 0 | 0 | 0 | 0 | 0 | 0 | 0 | 0 | 0 | 0 | 0 | 0 | 0 | 0 | 0 | 0 | 0 | 0 | 0
F4_Commercial_Retail_Existing_Food Preparation_Natural Gas_Commercial Food Prep Other_E6 | F4 | Commercial | Retail | Existing | Food Preparation | Natural Gas | Commercial Food Prep Other | E6 | RVT BC Ratio | 0 | 0 | 0 | 0 | 0 | 0 | 0 | 0 | 0 | 0 | 0 | 0 | 0 | 0 | 0 | 0 | 0 | 0 | 0 | 0 | 0 | 0 | 0 | 0 | 0 | 0 | 0
F4_Commercial_Retail_Existing_Food Preparation_Natural Gas_Commercial Food Prep Other_E7 | F4 | Commercial | Retail | Existing | Food Preparation | Natural Gas | Commercial Food Prep Other | E7 | RVT BC Ratio | 0 | 0 | 0 | 0 | 0 | 0 | 0 | 0 | 0 | 0 | 0 | 0 | 0 | 0 | 0 | 0 | 0 | 0 | 0 | 0 | 0 | 0 | 0 | 0 | 0 | 0 | 0
F4_Commercial_Retail_Existing_Food Preparation_Natural Gas_Commercial Food Prep Other_E8 | F4 | Commercial | Retail | Existing | Food Preparation | Natural Gas | Commercial Food Prep Other | E8 | RVT BC Ratio | 0 | 0 | 0 | 0 | 0 | 0 | 0 | 0 | 0 | 0 | 0 | 0 | 0 | 0 | 0 | 0 | 0 | 0 | 0 | 0 | 0 | 0 | 0 | 0 | 0 | 0 | 0
F4_Commercial_Retail_Existing_Food Preparation_Natural Gas_Commercial Food Prep Other_E9 | F4 | Commercial | Retail | Existing | Food Preparation | Natural Gas | Commercial Food Prep Other | E9 | RVT BC Ratio | 0 | 0 | 0 | 0 | 0 | 0 | 0 | 0 | 0 | 0 | 0 | 0 | 0 | 0 | 0 | 0 | 0 | 0 | 0 | 0 | 0 | 0 | 0 | 0 | 0 | 0 | 0
F4_Commercial_Retail_Existing_Food Preparation_Natural Gas_Commercial Food Prep Other_E10 | F4 | Commercial | Retail | Existing | Food Preparation | Natural Gas | Commercial Food Prep Other | E10 | RVT BC Ratio | 0 | 0 | 0 | 0 | 0 | 0 | 0 | 0 | 0 | 0 | 0 | 0 | 0 | 0 | 0 | 0 | 0 | 0 | 0 | 0 | 0 | 0 | 0 | 0 | 0 | 0 | 0
F5_Commercial_Retail_Existing_Food Preparation_Natural Gas_Commercial Food Prep Other_E1 | F5 | Commercial | Retail | Existing | Food Preparation | Natural Gas | Commercial Food Prep Other | E1 | RIM BC Ratio | bar: 2021 to 2047
F5_Commercial_Retail_Existing_Food Preparation_Natural Gas_Commercial Food Prep Other_E2 | F5 | Commercial | Retail | Existing | Food Preparation | Natural Gas | Commercial Food Prep Other | E2 | RIM BC Ratio | 12.119 | 11.9441 | 11.7735 | 11.6081 | 11.6097 | 11.7198 | 11.8983 | 12.1145 | 12.348 | 12.5867 | 12.8228 | 13.0318 | 13.1913 | 13.2591 | 13.2278 | 13.0982 | 12.88 | 12.5945 | 12.2546 | 11.8517 | 11.3803 | 10.8378 | 10.3562 | 10.0444 | 9.9097 | 9.9583 | 10.0071
F5_Commercial_Retail_Existing_Food Preparation_Natural Gas_Commercial Food Prep Other_E3 | F5 | Commercial | Retail | Existing | Food Preparation | Natural Gas | Commercial Food Prep Other | E3 | RIM BC Ratio | 0 | 0 | 0 | 0 | 0 | 0 | 0 | 0 | 0 | 0 | 0 | 0 | 0 | 0 | 0 | 0 | 0 | 0 | 0 | 0 | 0 | 0 | 0 | 0 | 0 | 0 | 0
F5_Commercial_Retail_Existing_Food Preparation_Natural Gas_Commercial Food Prep Other_E4 | F5 | Commercial | Retail | Existing | Food Preparation | Natural Gas | Commercial Food Prep Other | E4 | RIM BC Ratio | 0 | 0 | 0 | 0 | 0 | 0 | 0 | 0 | 0 | 0 | 0 | 0 | 0 | 0 | 0 | 0 | 0 | 0 | 0 | 0 | 0 | 0 | 0 | 0 | 0 | 0 | 0
F5_Commercial_Retail_Existing_Food Preparation_Natural Gas_Commercial Food Prep Other_E5 | F5 | Commercial | Retail | Existing | Food Preparation | Natural Gas | Commercial Food Prep Other | E5 | RIM BC Ratio | 0 | 0 | 0 | 0 | 0 | 0 | 0 | 0 | 0 | 0 | 0 | 0 | 0 | 0 | 0 | 0 | 0 | 0 | 0 | 0 | 0 | 0 | 0 | 0 | 0 | 0 | 0
F5_Commercial_Retail_Existing_Food Preparation_Natural Gas_Commercial Food Prep Other_E6 | F5 | Commercial | Retail | Existing | Food Preparation | Natural Gas | Commercial Food Prep Other | E6 | RIM BC Ratio | 0 | 0 | 0 | 0 | 0 | 0 | 0 | 0 | 0 | 0 | 0 | 0 | 0 | 0 | 0 | 0 | 0 | 0 | 0 | 0 | 0 | 0 | 0 | 0 | 0 | 0 | 0
F5_Commercial_Retail_Existing_Food Preparation_Natural Gas_Commercial Food Prep Other_E7 | F5 | Commercial | Retail | Existing | Food Preparation | Natural Gas | Commercial Food Prep Other | E7 | RIM BC Ratio | 0 | 0 | 0 | 0 | 0 | 0 | 0 | 0 | 0 | 0 | 0 | 0 | 0 | 0 | 0 | 0 | 0 | 0 | 0 | 0 | 0 | 0 | 0 | 0 | 0 | 0 | 0
F5_Commercial_Retail_Existing_Food Preparation_Natural Gas_Commercial Food Prep Other_E8 | F5 | Commercial | Retail | Existing | Food Preparation | Natural Gas | Commercial Food Prep Other | E8 | RIM BC Ratio | 0 | 0 | 0 | 0 | 0 | 0 | 0 | 0 | 0 | 0 | 0 | 0 | 0 | 0 | 0 | 0 | 0 | 0 | 0 | 0 | 0 | 0 | 0 | 0 | 0 | 0 | 0
F5_Commercial_Retail_Existing_Food Preparation_Natural Gas_Commercial Food Prep Other_E9 | F5 | Commercial | Retail | Existing | Food Preparation | Natural Gas | Commercial Food Prep Other | E9 | RIM BC Ratio | 0 | 0 | 0 | 0 | 0 | 0 | 0 | 0 | 0 | 0 | 0 | 0 | 0 | 0 | 0 | 0 | 0 | 0 | 0 | 0 | 0 | 0 | 0 | 0 | 0 | 0 | 0
F5_Commercial_Retail_Existing_Food Preparation_Natural Gas_Commercial Food Prep Other_E10 | F5 | Commercial | Retail | Existing | Food Preparation | Natural Gas | Commercial Food Prep Other | E10 | RIM BC Ratio | 0 | 0 | 0 | 0 | 0 | 0 | 0 | 0 | 0 | 0 | 0 | 0 | 0 | 0 | 0 | 0 | 0 | 0 | 0 | 0 | 0 | 0 | 0 | 0 | 0 | 0 | 0
F0_Commercial_Retail_Existing_Miscellaneous_Natural Gas_Pool Heater_E0 | F0 | Commercial | Retail | Existing | Miscellaneous | Natural Gas | Pool Heater | E0 | Economic Unit | Standard (EF .78) | Standard (EF .78) | Standard (EF .78) | Standard (EF .78) | Standard (EF .78) | Standard (EF .78) | Standard (EF .78) | Standard (EF .78) | Standard (EF .78) | Standard (EF .78) | Standard (EF .78) | Standard (EF .78) | Standard (EF .78) | Standard (EF .78) | Standard (EF .78) | Standard (EF .78) | Standard (EF .78) | Standard (EF .78) | Standard (EF .78) | Standard (EF .78) | Standard (EF .78) | Standard (EF .78) | Standard (EF .78) | Standard (EF .78) | Standard (EF .78) | Standard (EF .78) | Standard (EF .78)
F1_Commercial_Retail_Existing_Miscellaneous_Natural Gas_Pool Heater_E1 | F1 | Commercial | Retail | Existing | Miscellaneous | Natural Gas | Pool Heater | E1 | CCE | 0 | 0 | 0 | 0 | 0 | 0 | 0 | 0 | 0 | 0 | 0 | 0 | 0 | 0 | 0 | 0 | 0 | 0 | 0 | 0 | 0 | 0 | 0 | 0 | 0 | 0 | 0
F1_Commercial_Retail_Existing_Miscellaneous_Natural Gas_Pool Heater_E2 | F1 | Commercial | Retail | Existing | Miscellaneous | Natural Gas | Pool Heater | E2 | CCE | 0.01727 | 0.01727 | 0.01727 | 0.01727 | 0.01727 | 0.01727 | 0.01727 | 0.01727 | 0.01727 | 0.01727 | 0.01727 | 0.01727 | 0.01727 | 0.01727 | 0.01727 | 0.01727 | 0.01727 | 0.01727 | 0.01727 | 0.01727 | 0.01727 | 0.01727 | 0.01727 | 0.01727 | 0.01727 | 0.01727 | 0.01727
F1_Commercial_Retail_Existing_Miscellaneous_Natural Gas_Pool Heater_E3 | F1 | Commercial | Retail | Existing | Miscellaneous | Natural Gas | Pool Heater | E3 | CCE | 0 | 0 | 0 | 0 | 0 | 0 | 0 | 0 | 0 | 0 | 0 | 0 | 0 | 0 | 0 | 0 | 0 | 0 | 0 | 0 | 0 | 0 | 0 | 0 | 0 | 0 | 0
F1_Commercial_Retail_Existing_Miscellaneous_Natural Gas_Pool Heater_E4 | F1 | Commercial | Retail | Existing | Miscellaneous | Natural Gas | Pool Heater | E4 | CCE | 0 | 0 | 0 | 0 | 0 | 0 | 0 | 0 | 0 | 0 | 0 | 0 | 0 | 0 | 0 | 0 | 0 | 0 | 0 | 0 | 0 | 0 | 0 | 0 | 0 | 0 | 0
F1_Commercial_Retail_Existing_Miscellaneous_Natural Gas_Pool Heater_E5 | F1 | Commercial | Retail | Existing | Miscellaneous | Natural Gas | Pool Heater | E5 | CCE | 0 | 0 | 0 | 0 | 0 | 0 | 0 | 0 | 0 | 0 | 0 | 0 | 0 | 0 | 0 | 0 | 0 | 0 | 0 | 0 | 0 | 0 | 0 | 0 | 0 | 0 | 0
F1_Commercial_Retail_Existing_Miscellaneous_Natural Gas_Pool Heater_E6 | F1 | Commercial | Retail | Existing | Miscellaneous | Natural Gas | Pool Heater | E6 | CCE | 0 | 0 | 0 | 0 | 0 | 0 | 0 | 0 | 0 | 0 | 0 | 0 | 0 | 0 | 0 | 0 | 0 | 0 | 0 | 0 | 0 | 0 | 0 | 0 | 0 | 0 | 0
F1_Commercial_Retail_Existing_Miscellaneous_Natural Gas_Pool Heater_E7 | F1 | Commercial | Retail | Existing | Miscellaneous | Natural Gas | Pool Heater | E7 | CCE | 0 | 0 | 0 | 0 | 0 | 0 | 0 | 0 | 0 | 0 | 0 | 0 | 0 | 0 | 0 | 0 | 0 | 0 | 0 | 0 | 0 | 0 | 0 | 0 | 0 | 0 | 0
F1_Commercial_Retail_Existing_Miscellaneous_Natural Gas_Pool Heater_E8 | F1 | Commercial | Retail | Existing | Miscellaneous | Natural Gas | Pool Heater | E8 | CCE | 0 | 0 | 0 | 0 | 0 | 0 | 0 | 0 | 0 | 0 | 0 | 0 | 0 | 0 | 0 | 0 | 0 | 0 | 0 | 0 | 0 | 0 | 0 | 0 | 0 | 0 | 0
F1_Commercial_Retail_Existing_Miscellaneous_Natural Gas_Pool Heater_E9 | F1 | Commercial | Retail | Existing | Miscellaneous | Natural Gas | Pool Heater | E9 | CCE | 0 | 0 | 0 | 0 | 0 | 0 | 0 | 0 | 0 | 0 | 0 | 0 | 0 | 0 | 0 | 0 | 0 | 0 | 0 | 0 | 0 | 0 | 0 | 0 | 0 | 0 | 0
F1_Commercial_Retail_Existing_Miscellaneous_Natural Gas_Pool Heater_E10 | F1 | Commercial | Retail | Existing | Miscellaneous | Natural Gas | Pool Heater | E10 | CCE | 0 | 0 | 0 | 0 | 0 | 0 | 0 | 0 | 0 | 0 | 0 | 0 | 0 | 0 | 0 | 0 | 0 | 0 | 0 | 0 | 0 | 0 | 0 | 0 | 0 | 0 | 0
F2_Commercial_Retail_Existing_Miscellaneous_Natural Gas_Pool Heater_E1 | F2 | Commercial | Retail | Existing | Miscellaneous | Natural Gas | Pool Heater | E1 | TRC BC Ratio | bar: 2021 to 2047
F2_Commercial_Retail_Existing_Miscellaneous_Natural Gas_Pool Heater_E2 | F2 | Commercial | Retail | Existing | Miscellaneous | Natural Gas | Pool Heater | E2 | TRC BC Ratio | 0.81519 | 0.79395 | 0.77145 | 0.74865 | 0.74158 | 0.74479 | 0.75444 | 0.76754 | 0.78207 | 0.7969 | 0.8123 | 0.82818 | 0.84505 | 0.86169 | 0.87741 | 0.88939 | 0.89388 | 0.88772 | 0.8685 | 0.83583 | 0.79136 | 0.73728 | 0.68909 | 0.65735 | 0.64275 | 0.6459 | 0.64907
F2_Commercial_Retail_Existing_Miscellaneous_Natural Gas_Pool Heater_E3 | F2 | Commercial | Retail | Existing | Miscellaneous | Natural Gas | Pool Heater | E3 | TRC BC Ratio | 0 | 0 | 0 | 0 | 0 | 0 | 0 | 0 | 0 | 0 | 0 | 0 | 0 | 0 | 0 | 0 | 0 | 0 | 0 | 0 | 0 | 0 | 0 | 0 | 0 | 0 | 0
F2_Commercial_Retail_Existing_Miscellaneous_Natural Gas_Pool Heater_E4 | F2 | Commercial | Retail | Existing | Miscellaneous | Natural Gas | Pool Heater | E4 | TRC BC Ratio | 0 | 0 | 0 | 0 | 0 | 0 | 0 | 0 | 0 | 0 | 0 | 0 | 0 | 0 | 0 | 0 | 0 | 0 | 0 | 0 | 0 | 0 | 0 | 0 | 0 | 0 | 0
F2_Commercial_Retail_Existing_Miscellaneous_Natural Gas_Pool Heater_E5 | F2 | Commercial | Retail | Existing | Miscellaneous | Natural Gas | Pool Heater | E5 | TRC BC Ratio | 0 | 0 | 0 | 0 | 0 | 0 | 0 | 0 | 0 | 0 | 0 | 0 | 0 | 0 | 0 | 0 | 0 | 0 | 0 | 0 | 0 | 0 | 0 | 0 | 0 | 0 | 0
F2_Commercial_Retail_Existing_Miscellaneous_Natural Gas_Pool Heater_E6 | F2 | Commercial | Retail | Existing | Miscellaneous | Natural Gas | Pool Heater | E6 | TRC BC Ratio | 0 | 0 | 0 | 0 | 0 | 0 | 0 | 0 | 0 | 0 | 0 | 0 | 0 | 0 | 0 | 0 | 0 | 0 | 0 | 0 | 0 | 0 | 0 | 0 | 0 | 0 | 0
F2_Commercial_Retail_Existing_Miscellaneous_Natural Gas_Pool Heater_E7 | F2 | Commercial | Retail | Existing | Miscellaneous | Natural Gas | Pool Heater | E7 | TRC BC Ratio | 0 | 0 | 0 | 0 | 0 | 0 | 0 | 0 | 0 | 0 | 0 | 0 | 0 | 0 | 0 | 0 | 0 | 0 | 0 | 0 | 0 | 0 | 0 | 0 | 0 | 0 | 0
F2_Commercial_Retail_Existing_Miscellaneous_Natural Gas_Pool Heater_E8 | F2 | Commercial | Retail | Existing | Miscellaneous | Natural Gas | Pool Heater | E8 | TRC BC Ratio | 0 | 0 | 0 | 0 | 0 | 0 | 0 | 0 | 0 | 0 | 0 | 0 | 0 | 0 | 0 | 0 | 0 | 0 | 0 | 0 | 0 | 0 | 0 | 0 | 0 | 0 | 0
F2_Commercial_Retail_Existing_Miscellaneous_Natural Gas_Pool Heater_E9 | F2 | Commercial | Retail | Existing | Miscellaneous | Natural Gas | Pool Heater | E9 | TRC BC Ratio | 0 | 0 | 0 | 0 | 0 | 0 | 0 | 0 | 0 | 0 | 0 | 0 | 0 | 0 | 0 | 0 | 0 | 0 | 0 | 0 | 0 | 0 | 0 | 0 | 0 | 0 | 0
F2_Commercial_Retail_Existing_Miscellaneous_Natural Gas_Pool Heater_E10 | F2 | Commercial | Retail | Existing | Miscellaneous | Natural Gas | Pool Heater | E10 | TRC BC Ratio | 0 | 0 | 0 | 0 | 0 | 0 | 0 | 0 | 0 | 0 | 0 | 0 | 0 | 0 | 0 | 0 | 0 | 0 | 0 | 0 | 0 | 0 | 0 | 0 | 0 | 0 | 0
F3_Commercial_Retail_Existing_Miscellaneous_Natural Gas_Pool Heater_E1 | F3 | Commercial | Retail | Existing | Miscellaneous | Natural Gas | Pool Heater | E1 | PACT BC Ratio | bar: 2021 to 2047
F3_Commercial_Retail_Existing_Miscellaneous_Natural Gas_Pool Heater_E2 | F3 | Commercial | Retail | Existing | Miscellaneous | Natural Gas | Pool Heater | E2 | PACT BC Ratio | 1.0278 | 1.0011 | 0.9727 | 0.94395 | 0.93503 | 0.93908 | 0.95126 | 0.96777 | 0.98608 | 1.0048 | 1.0242 | 1.0442 | 1.0655 | 1.0865 | 1.1063 | 1.1214 | 1.1271 | 1.1193 | 1.0951 | 1.0539 | 0.99781 | 0.92962 | 0.86885 | 0.82883 | 0.81042 | 0.8144 | 0.81839
F3_Commercial_Retail_Existing_Miscellaneous_Natural Gas_Pool Heater_E3 | F3 | Commercial | Retail | Existing | Miscellaneous | Natural Gas | Pool Heater | E3 | PACT BC Ratio | 0 | 0 | 0 | 0 | 0 | 0 | 0 | 0 | 0 | 0 | 0 | 0 | 0 | 0 | 0 | 0 | 0 | 0 | 0 | 0 | 0 | 0 | 0 | 0 | 0 | 0 | 0
F3_Commercial_Retail_Existing_Miscellaneous_Natural Gas_Pool Heater_E4 | F3 | Commercial | Retail | Existing | Miscellaneous | Natural Gas | Pool Heater | E4 | PACT BC Ratio | 0 | 0 | 0 | 0 | 0 | 0 | 0 | 0 | 0 | 0 | 0 | 0 | 0 | 0 | 0 | 0 | 0 | 0 | 0 | 0 | 0 | 0 | 0 | 0 | 0 | 0 | 0
F3_Commercial_Retail_Existing_Miscellaneous_Natural Gas_Pool Heater_E5 | F3 | Commercial | Retail | Existing | Miscellaneous | Natural Gas | Pool Heater | E5 | PACT BC Ratio | 0 | 0 | 0 | 0 | 0 | 0 | 0 | 0 | 0 | 0 | 0 | 0 | 0 | 0 | 0 | 0 | 0 | 0 | 0 | 0 | 0 | 0 | 0 | 0 | 0 | 0 | 0
F3_Commercial_Retail_Existing_Miscellaneous_Natural Gas_Pool Heater_E6 | F3 | Commercial | Retail | Existing | Miscellaneous | Natural Gas | Pool Heater | E6 | PACT BC Ratio | 0 | 0 | 0 | 0 | 0 | 0 | 0 | 0 | 0 | 0 | 0 | 0 | 0 | 0 | 0 | 0 | 0 | 0 | 0 | 0 | 0 | 0 | 0 | 0 | 0 | 0 | 0
F3_Commercial_Retail_Existing_Miscellaneous_Natural Gas_Pool Heater_E7 | F3 | Commercial | Retail | Existing | Miscellaneous | Natural Gas | Pool Heater | E7 | PACT BC Ratio | 0 | 0 | 0 | 0 | 0 | 0 | 0 | 0 | 0 | 0 | 0 | 0 | 0 | 0 | 0 | 0 | 0 | 0 | 0 | 0 | 0 | 0 | 0 | 0 | 0 | 0 | 0
F3_Commercial_Retail_Existing_Miscellaneous_Natural Gas_Pool Heater_E8 | F3 | Commercial | Retail | Existing | Miscellaneous | Natural Gas | Pool Heater | E8 | PACT BC Ratio | 0 | 0 | 0 | 0 | 0 | 0 | 0 | 0 | 0 | 0 | 0 | 0 | 0 | 0 | 0 | 0 | 0 | 0 | 0 | 0 | 0 | 0 | 0 | 0 | 0 | 0 | 0
F3_Commercial_Retail_Existing_Miscellaneous_Natural Gas_Pool Heater_E9 | F3 | Commercial | Retail | Existing | Miscellaneous | Natural Gas | Pool Heater | E9 | PACT BC Ratio | 0 | 0 | 0 | 0 | 0 | 0 | 0 | 0 | 0 | 0 | 0 | 0 | 0 | 0 | 0 | 0 | 0 | 0 | 0 | 0 | 0 | 0 | 0 | 0 | 0 | 0 | 0
F3_Commercial_Retail_Existing_Miscellaneous_Natural Gas_Pool Heater_E10 | F3 | Commercial | Retail | Existing | Miscellaneous | Natural Gas | Pool Heater | E10 | PACT BC Ratio | 0 | 0 | 0 | 0 | 0 | 0 | 0 | 0 | 0 | 0 | 0 | 0 | 0 | 0 | 0 | 0 | 0 | 0 | 0 | 0 | 0 | 0 | 0 | 0 | 0 | 0 | 0
F4_Commercial_Retail_Existing_Miscellaneous_Natural Gas_Pool Heater_E1 | F4 | Commercial | Retail | Existing | Miscellaneous | Natural Gas | Pool Heater | E1 | RVT BC Ratio | bar: 2021 to 2047
F4_Commercial_Retail_Existing_Miscellaneous_Natural Gas_Pool Heater_E2 | F4 | Commercial | Retail | Existing | Miscellaneous | Natural Gas | Pool Heater | E2 | RVT BC Ratio | 0.7 | 0.7 | 0.7 | 0.7 | 0.7 | 0.7 | 0.7 | 0.7 | 0.7 | 0.7 | 0.7 | 0.7 | 0.7 | 0.7 | 0.7 | 0.7 | 0.7 | 0.7 | 0.7 | 0.7 | 0.7 | 0.7 | 0.7 | 0.7 | 0.7 | 0.7 | 0.7
F4_Commercial_Retail_Existing_Miscellaneous_Natural Gas_Pool Heater_E3 | F4 | Commercial | Retail | Existing | Miscellaneous | Natural Gas | Pool Heater | E3 | RVT BC Ratio | 0 | 0 | 0 | 0 | 0 | 0 | 0 | 0 | 0 | 0 | 0 | 0 | 0 | 0 | 0 | 0 | 0 | 0 | 0 | 0 | 0 | 0 | 0 | 0 | 0 | 0 | 0
F4_Commercial_Retail_Existing_Miscellaneous_Natural Gas_Pool Heater_E4 | F4 | Commercial | Retail | Existing | Miscellaneous | Natural Gas | Pool Heater | E4 | RVT BC Ratio | 0 | 0 | 0 | 0 | 0 | 0 | 0 | 0 | 0 | 0 | 0 | 0 | 0 | 0 | 0 | 0 | 0 | 0 | 0 | 0 | 0 | 0 | 0 | 0 | 0 | 0 | 0
F4_Commercial_Retail_Existing_Miscellaneous_Natural Gas_Pool Heater_E5 | F4 | Commercial | Retail | Existing | Miscellaneous | Natural Gas | Pool Heater | E5 | RVT BC Ratio | 0 | 0 | 0 | 0 | 0 | 0 | 0 | 0 | 0 | 0 | 0 | 0 | 0 | 0 | 0 | 0 | 0 | 0 | 0 | 0 | 0 | 0 | 0 | 0 | 0 | 0 | 0
F4_Commercial_Retail_Existing_Miscellaneous_Natural Gas_Pool Heater_E6 | F4 | Commercial | Retail | Existing | Miscellaneous | Natural Gas | Pool Heater | E6 | RVT BC Ratio | 0 | 0 | 0 | 0 | 0 | 0 | 0 | 0 | 0 | 0 | 0 | 0 | 0 | 0 | 0 | 0 | 0 | 0 | 0 | 0 | 0 | 0 | 0 | 0 | 0 | 0 | 0
F4_Commercial_Retail_Existing_Miscellaneous_Natural Gas_Pool Heater_E7 | F4 | Commercial | Retail | Existing | Miscellaneous | Natural Gas | Pool Heater | E7 | RVT BC Ratio | 0 | 0 | 0 | 0 | 0 | 0 | 0 | 0 | 0 | 0 | 0 | 0 | 0 | 0 | 0 | 0 | 0 | 0 | 0 | 0 | 0 | 0 | 0 | 0 | 0 | 0 | 0
F4_Commercial_Retail_Existing_Miscellaneous_Natural Gas_Pool Heater_E8 | F4 | Commercial | Retail | Existing | Miscellaneous | Natural Gas | Pool Heater | E8 | RVT BC Ratio | 0 | 0 | 0 | 0 | 0 | 0 | 0 | 0 | 0 | 0 | 0 | 0 | 0 | 0 | 0 | 0 | 0 | 0 | 0 | 0 | 0 | 0 | 0 | 0 | 0 | 0 | 0
F4_Commercial_Retail_Existing_Miscellaneous_Natural Gas_Pool Heater_E9 | F4 | Commercial | Retail | Existing | Miscellaneous | Natural Gas | Pool Heater | E9 | RVT BC Ratio | 0 | 0 | 0 | 0 | 0 | 0 | 0 | 0 | 0 | 0 | 0 | 0 | 0 | 0 | 0 | 0 | 0 | 0 | 0 | 0 | 0 | 0 | 0 | 0 | 0 | 0 | 0
F4_Commercial_Retail_Existing_Miscellaneous_Natural Gas_Pool Heater_E10 | F4 | Commercial | Retail | Existing | Miscellaneous | Natural Gas | Pool Heater | E10 | RVT BC Ratio | 0 | 0 | 0 | 0 | 0 | 0 | 0 | 0 | 0 | 0 | 0 | 0 | 0 | 0 | 0 | 0 | 0 | 0 | 0 | 0 | 0 | 0 | 0 | 0 | 0 | 0 | 0
F5_Commercial_Retail_Existing_Miscellaneous_Natural Gas_Pool Heater_E1 | F5 | Commercial | Retail | Existing | Miscellaneous | Natural Gas | Pool Heater | E1 | RIM BC Ratio | bar: 2021 to 2047
F5_Commercial_Retail_Existing_Miscellaneous_Natural Gas_Pool Heater_E2 | F5 | Commercial | Retail | Existing | Miscellaneous | Natural Gas | Pool Heater | E2 | RIM BC Ratio | 1.0278 | 1.0011 | 0.9727 | 0.94395 | 0.93503 | 0.93908 | 0.95126 | 0.96777 | 0.98608 | 1.0048 | 1.0242 | 1.0442 | 1.0655 | 1.0865 | 1.1063 | 1.1214 | 1.1271 | 1.1193 | 1.0951 | 1.0539 | 0.99781 | 0.92962 | 0.86885 | 0.82883 | 0.81042 | 0.8144 | 0.81839
F5_Commercial_Retail_Existing_Miscellaneous_Natural Gas_Pool Heater_E3 | F5 | Commercial | Retail | Existing | Miscellaneous | Natural Gas | Pool Heater | E3 | RIM BC Ratio | 0 | 0 | 0 | 0 | 0 | 0 | 0 | 0 | 0 | 0 | 0 | 0 | 0 | 0 | 0 | 0 | 0 | 0 | 0 | 0 | 0 | 0 | 0 | 0 | 0 | 0 | 0
F5_Commercial_Retail_Existing_Miscellaneous_Natural Gas_Pool Heater_E4 | F5 | Commercial | Retail | Existing | Miscellaneous | Natural Gas | Pool Heater | E4 | RIM BC Ratio | 0 | 0 | 0 | 0 | 0 | 0 | 0 | 0 | 0 | 0 | 0 | 0 | 0 | 0 | 0 | 0 | 0 | 0 | 0 | 0 | 0 | 0 | 0 | 0 | 0 | 0 | 0
F5_Commercial_Retail_Existing_Miscellaneous_Natural Gas_Pool Heater_E5 | F5 | Commercial | Retail | Existing | Miscellaneous | Natural Gas | Pool Heater | E5 | RIM BC Ratio | 0 | 0 | 0 | 0 | 0 | 0 | 0 | 0 | 0 | 0 | 0 | 0 | 0 | 0 | 0 | 0 | 0 | 0 | 0 | 0 | 0 | 0 | 0 | 0 | 0 | 0 | 0
F5_Commercial_Retail_Existing_Miscellaneous_Natural Gas_Pool Heater_E6 | F5 | Commercial | Retail | Existing | Miscellaneous | Natural Gas | Pool Heater | E6 | RIM BC Ratio | 0 | 0 | 0 | 0 | 0 | 0 | 0 | 0 | 0 | 0 | 0 | 0 | 0 | 0 | 0 | 0 | 0 | 0 | 0 | 0 | 0 | 0 | 0 | 0 | 0 | 0 | 0
F5_Commercial_Retail_Existing_Miscellaneous_Natural Gas_Pool Heater_E7 | F5 | Commercial | Retail | Existing | Miscellaneous | Natural Gas | Pool Heater | E7 | RIM BC Ratio | 0 | 0 | 0 | 0 | 0 | 0 | 0 | 0 | 0 | 0 | 0 | 0 | 0 | 0 | 0 | 0 | 0 | 0 | 0 | 0 | 0 | 0 | 0 | 0 | 0 | 0 | 0
F5_Commercial_Retail_Existing_Miscellaneous_Natural Gas_Pool Heater_E8 | F5 | Commercial | Retail | Existing | Miscellaneous | Natural Gas | Pool Heater | E8 | RIM BC Ratio | 0 | 0 | 0 | 0 | 0 | 0 | 0 | 0 | 0 | 0 | 0 | 0 | 0 | 0 | 0 | 0 | 0 | 0 | 0 | 0 | 0 | 0 | 0 | 0 | 0 | 0 | 0
F5_Commercial_Retail_Existing_Miscellaneous_Natural Gas_Pool Heater_E9 | F5 | Commercial | Retail | Existing | Miscellaneous | Natural Gas | Pool Heater | E9 | RIM BC Ratio | 0 | 0 | 0 | 0 | 0 | 0 | 0 | 0 | 0 | 0 | 0 | 0 | 0 | 0 | 0 | 0 | 0 | 0 | 0 | 0 | 0 | 0 | 0 | 0 | 0 | 0 | 0
F5_Commercial_Retail_Existing_Miscellaneous_Natural Gas_Pool Heater_E10 | F5 | Commercial | Retail | Existing | Miscellaneous | Natural Gas | Pool Heater | E10 | RIM BC Ratio | 0 | 0 | 0 | 0 | 0 | 0 | 0 | 0 | 0 | 0 | 0 | 0 | 0 | 0 | 0 | 0 | 0 | 0 | 0 | 0 | 0 | 0 | 0 | 0 | 0 | 0 | 0
F0_Commercial_Retail_Existing_Miscellaneous_Natural Gas_Miscellaneous_E0 | F0 | Commercial | Retail | Existing | Miscellaneous | Natural Gas | Miscellaneous | E0 | Economic Unit | Miscellaneous | Miscellaneous | Miscellaneous | Miscellaneous | Miscellaneous | Miscellaneous | Miscellaneous | Miscellaneous | Miscellaneous | Miscellaneous | Miscellaneous | Miscellaneous | Miscellaneous | Miscellaneous | Miscellaneous | Miscellaneous | Miscellaneous | Miscellaneous | Miscellaneous | Miscellaneous | Miscellaneous | Miscellaneous | Miscellaneous | Miscellaneous | Miscellaneous | Miscellaneous | Miscellaneous
F1_Commercial_Retail_Existing_Miscellaneous_Natural Gas_Miscellaneous_E1 | F1 | Commercial | Retail | Existing | Miscellaneous | Natural Gas | Miscellaneous | E1 | CCE | 0 | 0 | 0 | 0 | 0 | 0 | 0 | 0 | 0 | 0 | 0 | 0 | 0 | 0 | 0 | 0 | 0 | 0 | 0 | 0 | 0 | 0 | 0 | 0 | 0 | 0 | 0
F1_Commercial_Retail_Existing_Miscellaneous_Natural Gas_Miscellaneous_E2 | F1 | Commercial | Retail | Existing | Miscellaneous | Natural Gas | Miscellaneous | E2 | CCE | 0 | 0 | 0 | 0 | 0 | 0 | 0 | 0 | 0 | 0 | 0 | 0 | 0 | 0 | 0 | 0 | 0 | 0 | 0 | 0 | 0 | 0 | 0 | 0 | 0 | 0 | 0
F1_Commercial_Retail_Existing_Miscellaneous_Natural Gas_Miscellaneous_E3 | F1 | Commercial | Retail | Existing | Miscellaneous | Natural Gas | Miscellaneous | E3 | CCE | 0 | 0 | 0 | 0 | 0 | 0 | 0 | 0 | 0 | 0 | 0 | 0 | 0 | 0 | 0 | 0 | 0 | 0 | 0 | 0 | 0 | 0 | 0 | 0 | 0 | 0 | 0
F1_Commercial_Retail_Existing_Miscellaneous_Natural Gas_Miscellaneous_E4 | F1 | Commercial | Retail | Existing | Miscellaneous | Natural Gas | Miscellaneous | E4 | CCE | 0 | 0 | 0 | 0 | 0 | 0 | 0 | 0 | 0 | 0 | 0 | 0 | 0 | 0 | 0 | 0 | 0 | 0 | 0 | 0 | 0 | 0 | 0 | 0 | 0 | 0 | 0
F1_Commercial_Retail_Existing_Miscellaneous_Natural Gas_Miscellaneous_E5 | F1 | Commercial | Retail | Existing | Miscellaneous | Natural Gas | Miscellaneous | E5 | CCE | 0 | 0 | 0 | 0 | 0 | 0 | 0 | 0 | 0 | 0 | 0 | 0 | 0 | 0 | 0 | 0 | 0 | 0 | 0 | 0 | 0 | 0 | 0 | 0 | 0 | 0 | 0
F1_Commercial_Retail_Existing_Miscellaneous_Natural Gas_Miscellaneous_E6 | F1 | Commercial | Retail | Existing | Miscellaneous | Natural Gas | Miscellaneous | E6 | CCE | 0 | 0 | 0 | 0 | 0 | 0 | 0 | 0 | 0 | 0 | 0 | 0 | 0 | 0 | 0 | 0 | 0 | 0 | 0 | 0 | 0 | 0 | 0 | 0 | 0 | 0 | 0
F1_Commercial_Retail_Existing_Miscellaneous_Natural Gas_Miscellaneous_E7 | F1 | Commercial | Retail | Existing | Miscellaneous | Natural Gas | Miscellaneous | E7 | CCE | 0 | 0 | 0 | 0 | 0 | 0 | 0 | 0 | 0 | 0 | 0 | 0 | 0 | 0 | 0 | 0 | 0 | 0 | 0 | 0 | 0 | 0 | 0 | 0 | 0 | 0 | 0
F1_Commercial_Retail_Existing_Miscellaneous_Natural Gas_Miscellaneous_E8 | F1 | Commercial | Retail | Existing | Miscellaneous | Natural Gas | Miscellaneous | E8 | CCE | 0 | 0 | 0 | 0 | 0 | 0 | 0 | 0 | 0 | 0 | 0 | 0 | 0 | 0 | 0 | 0 | 0 | 0 | 0 | 0 | 0 | 0 | 0 | 0 | 0 | 0 | 0
F1_Commercial_Retail_Existing_Miscellaneous_Natural Gas_Miscellaneous_E9 | F1 | Commercial | Retail | Existing | Miscellaneous | Natural Gas | Miscellaneous | E9 | CCE | 0 | 0 | 0 | 0 | 0 | 0 | 0 | 0 | 0 | 0 | 0 | 0 | 0 | 0 | 0 | 0 | 0 | 0 | 0 | 0 | 0 | 0 | 0 | 0 | 0 | 0 | 0
F1_Commercial_Retail_Existing_Miscellaneous_Natural Gas_Miscellaneous_E10 | F1 | Commercial | Retail | Existing | Miscellaneous | Natural Gas | Miscellaneous | E10 | CCE | 0 | 0 | 0 | 0 | 0 | 0 | 0 | 0 | 0 | 0 | 0 | 0 | 0 | 0 | 0 | 0 | 0 | 0 | 0 | 0 | 0 | 0 | 0 | 0 | 0 | 0 | 0
F2_Commercial_Retail_Existing_Miscellaneous_Natural Gas_Miscellaneous_E1 | F2 | Commercial | Retail | Existing | Miscellaneous | Natural Gas | Miscellaneous | E1 | TRC BC Ratio | bar: 2021 to 2047
F2_Commercial_Retail_Existing_Miscellaneous_Natural Gas_Miscellaneous_E2 | F2 | Commercial | Retail | Existing | Miscellaneous | Natural Gas | Miscellaneous | E2 | TRC BC Ratio | 0 | 0 | 0 | 0 | 0 | 0 | 0 | 0 | 0 | 0 | 0 | 0 | 0 | 0 | 0 | 0 | 0 | 0 | 0 | 0 | 0 | 0 | 0 | 0 | 0 | 0 | 0
F2_Commercial_Retail_Existing_Miscellaneous_Natural Gas_Miscellaneous_E3 | F2 | Commercial | Retail | Existing | Miscellaneous | Natural Gas | Miscellaneous | E3 | TRC BC Ratio | 0 | 0 | 0 | 0 | 0 | 0 | 0 | 0 | 0 | 0 | 0 | 0 | 0 | 0 | 0 | 0 | 0 | 0 | 0 | 0 | 0 | 0 | 0 | 0 | 0 | 0 | 0
F2_Commercial_Retail_Existing_Miscellaneous_Natural Gas_Miscellaneous_E4 | F2 | Commercial | Retail | Existing | Miscellaneous | Natural Gas | Miscellaneous | E4 | TRC BC Ratio | 0 | 0 | 0 | 0 | 0 | 0 | 0 | 0 | 0 | 0 | 0 | 0 | 0 | 0 | 0 | 0 | 0 | 0 | 0 | 0 | 0 | 0 | 0 | 0 | 0 | 0 | 0
F2_Commercial_Retail_Existing_Miscellaneous_Natural Gas_Miscellaneous_E5 | F2 | Commercial | Retail | Existing | Miscellaneous | Natural Gas | Miscellaneous | E5 | TRC BC Ratio | 0 | 0 | 0 | 0 | 0 | 0 | 0 | 0 | 0 | 0 | 0 | 0 | 0 | 0 | 0 | 0 | 0 | 0 | 0 | 0 | 0 | 0 | 0 | 0 | 0 | 0 | 0
F2_Commercial_Retail_Existing_Miscellaneous_Natural Gas_Miscellaneous_E6 | F2 | Commercial | Retail | Existing | Miscellaneous | Natural Gas | Miscellaneous | E6 | TRC BC Ratio | 0 | 0 | 0 | 0 | 0 | 0 | 0 | 0 | 0 | 0 | 0 | 0 | 0 | 0 | 0 | 0 | 0 | 0 | 0 | 0 | 0 | 0 | 0 | 0 | 0 | 0 | 0
F2_Commercial_Retail_Existing_Miscellaneous_Natural Gas_Miscellaneous_E7 | F2 | Commercial | Retail | Existing | Miscellaneous | Natural Gas | Miscellaneous | E7 | TRC BC Ratio | 0 | 0 | 0 | 0 | 0 | 0 | 0 | 0 | 0 | 0 | 0 | 0 | 0 | 0 | 0 | 0 | 0 | 0 | 0 | 0 | 0 | 0 | 0 | 0 | 0 | 0 | 0
F2_Commercial_Retail_Existing_Miscellaneous_Natural Gas_Miscellaneous_E8 | F2 | Commercial | Retail | Existing | Miscellaneous | Natural Gas | Miscellaneous | E8 | TRC BC Ratio | 0 | 0 | 0 | 0 | 0 | 0 | 0 | 0 | 0 | 0 | 0 | 0 | 0 | 0 | 0 | 0 | 0 | 0 | 0 | 0 | 0 | 0 | 0 | 0 | 0 | 0 | 0
F2_Commercial_Retail_Existing_Miscellaneous_Natural Gas_Miscellaneous_E9 | F2 | Commercial | Retail | Existing | Miscellaneous | Natural Gas | Miscellaneous | E9 | TRC BC Ratio | 0 | 0 | 0 | 0 | 0 | 0 | 0 | 0 | 0 | 0 | 0 | 0 | 0 | 0 | 0 | 0 | 0 | 0 | 0 | 0 | 0 | 0 | 0 | 0 | 0 | 0 | 0
F2_Commercial_Retail_Existing_Miscellaneous_Natural Gas_Miscellaneous_E10 | F2 | Commercial | Retail | Existing | Miscellaneous | Natural Gas | Miscellaneous | E10 | TRC BC Ratio | 0 | 0 | 0 | 0 | 0 | 0 | 0 | 0 | 0 | 0 | 0 | 0 | 0 | 0 | 0 | 0 | 0 | 0 | 0 | 0 | 0 | 0 | 0 | 0 | 0 | 0 | 0
F3_Commercial_Retail_Existing_Miscellaneous_Natural Gas_Miscellaneous_E1 | F3 | Commercial | Retail | Existing | Miscellaneous | Natural Gas | Miscellaneous | E1 | PACT BC Ratio | bar: 2021 to 2047
F3_Commercial_Retail_Existing_Miscellaneous_Natural Gas_Miscellaneous_E2 | F3 | Commercial | Retail | Existing | Miscellaneous | Natural Gas | Miscellaneous | E2 | PACT BC Ratio | 0 | 0 | 0 | 0 | 0 | 0 | 0 | 0 | 0 | 0 | 0 | 0 | 0 | 0 | 0 | 0 | 0 | 0 | 0 | 0 | 0 | 0 | 0 | 0 | 0 | 0 | 0
F3_Commercial_Retail_Existing_Miscellaneous_Natural Gas_Miscellaneous_E3 | F3 | Commercial | Retail | Existing | Miscellaneous | Natural Gas | Miscellaneous | E3 | PACT BC Ratio | 0 | 0 | 0 | 0 | 0 | 0 | 0 | 0 | 0 | 0 | 0 | 0 | 0 | 0 | 0 | 0 | 0 | 0 | 0 | 0 | 0 | 0 | 0 | 0 | 0 | 0 | 0
F3_Commercial_Retail_Existing_Miscellaneous_Natural Gas_Miscellaneous_E4 | F3 | Commercial | Retail | Existing | Miscellaneous | Natural Gas | Miscellaneous | E4 | PACT BC Ratio | 0 | 0 | 0 | 0 | 0 | 0 | 0 | 0 | 0 | 0 | 0 | 0 | 0 | 0 | 0 | 0 | 0 | 0 | 0 | 0 | 0 | 0 | 0 | 0 | 0 | 0 | 0
F3_Commercial_Retail_Existing_Miscellaneous_Natural Gas_Miscellaneous_E5 | F3 | Commercial | Retail | Existing | Miscellaneous | Natural Gas | Miscellaneous | E5 | PACT BC Ratio | 0 | 0 | 0 | 0 | 0 | 0 | 0 | 0 | 0 | 0 | 0 | 0 | 0 | 0 | 0 | 0 | 0 | 0 | 0 | 0 | 0 | 0 | 0 | 0 | 0 | 0 | 0
F3_Commercial_Retail_Existing_Miscellaneous_Natural Gas_Miscellaneous_E6 | F3 | Commercial | Retail | Existing | Miscellaneous | Natural Gas | Miscellaneous | E6 | PACT BC Ratio | 0 | 0 | 0 | 0 | 0 | 0 | 0 | 0 | 0 | 0 | 0 | 0 | 0 | 0 | 0 | 0 | 0 | 0 | 0 | 0 | 0 | 0 | 0 | 0 | 0 | 0 | 0
F3_Commercial_Retail_Existing_Miscellaneous_Natural Gas_Miscellaneous_E7 | F3 | Commercial | Retail | Existing | Miscellaneous | Natural Gas | Miscellaneous | E7 | PACT BC Ratio | 0 | 0 | 0 | 0 | 0 | 0 | 0 | 0 | 0 | 0 | 0 | 0 | 0 | 0 | 0 | 0 | 0 | 0 | 0 | 0 | 0 | 0 | 0 | 0 | 0 | 0 | 0
F3_Commercial_Retail_Existing_Miscellaneous_Natural Gas_Miscellaneous_E8 | F3 | Commercial | Retail | Existing | Miscellaneous | Natural Gas | Miscellaneous | E8 | PACT BC Ratio | 0 | 0 | 0 | 0 | 0 | 0 | 0 | 0 | 0 | 0 | 0 | 0 | 0 | 0 | 0 | 0 | 0 | 0 | 0 | 0 | 0 | 0 | 0 | 0 | 0 | 0 | 0
F3_Commercial_Retail_Existing_Miscellaneous_Natural Gas_Miscellaneous_E9 | F3 | Commercial | Retail | Existing | Miscellaneous | Natural Gas | Miscellaneous | E9 | PACT BC Ratio | 0 | 0 | 0 | 0 | 0 | 0 | 0 | 0 | 0 | 0 | 0 | 0 | 0 | 0 | 0 | 0 | 0 | 0 | 0 | 0 | 0 | 0 | 0 | 0 | 0 | 0 | 0
F3_Commercial_Retail_Existing_Miscellaneous_Natural Gas_Miscellaneous_E10 | F3 | Commercial | Retail | Existing | Miscellaneous | Natural Gas | Miscellaneous | E10 | PACT BC Ratio | 0 | 0 | 0 | 0 | 0 | 0 | 0 | 0 | 0 | 0 | 0 | 0 | 0 | 0 | 0 | 0 | 0 | 0 | 0 | 0 | 0 | 0 | 0 | 0 | 0 | 0 | 0
F4_Commercial_Retail_Existing_Miscellaneous_Natural Gas_Miscellaneous_E1 | F4 | Commercial | Retail | Existing | Miscellaneous | Natural Gas | Miscellaneous | E1 | RVT BC Ratio | bar: 2021 to 2047
F4_Commercial_Retail_Existing_Miscellaneous_Natural Gas_Miscellaneous_E2 | F4 | Commercial | Retail | Existing | Miscellaneous | Natural Gas | Miscellaneous | E2 | RVT BC Ratio | 0 | 0 | 0 | 0 | 0 | 0 | 0 | 0 | 0 | 0 | 0 | 0 | 0 | 0 | 0 | 0 | 0 | 0 | 0 | 0 | 0 | 0 | 0 | 0 | 0 | 0 | 0
F4_Commercial_Retail_Existing_Miscellaneous_Natural Gas_Miscellaneous_E3 | F4 | Commercial | Retail | Existing | Miscellaneous | Natural Gas | Miscellaneous | E3 | RVT BC Ratio | 0 | 0 | 0 | 0 | 0 | 0 | 0 | 0 | 0 | 0 | 0 | 0 | 0 | 0 | 0 | 0 | 0 | 0 | 0 | 0 | 0 | 0 | 0 | 0 | 0 | 0 | 0
F4_Commercial_Retail_Existing_Miscellaneous_Natural Gas_Miscellaneous_E4 | F4 | Commercial | Retail | Existing | Miscellaneous | Natural Gas | Miscellaneous | E4 | RVT BC Ratio | 0 | 0 | 0 | 0 | 0 | 0 | 0 | 0 | 0 | 0 | 0 | 0 | 0 | 0 | 0 | 0 | 0 | 0 | 0 | 0 | 0 | 0 | 0 | 0 | 0 | 0 | 0
F4_Commercial_Retail_Existing_Miscellaneous_Natural Gas_Miscellaneous_E5 | F4 | Commercial | Retail | Existing | Miscellaneous | Natural Gas | Miscellaneous | E5 | RVT BC Ratio | 0 | 0 | 0 | 0 | 0 | 0 | 0 | 0 | 0 | 0 | 0 | 0 | 0 | 0 | 0 | 0 | 0 | 0 | 0 | 0 | 0 | 0 | 0 | 0 | 0 | 0 | 0
F4_Commercial_Retail_Existing_Miscellaneous_Natural Gas_Miscellaneous_E6 | F4 | Commercial | Retail | Existing | Miscellaneous | Natural Gas | Miscellaneous | E6 | RVT BC Ratio | 0 | 0 | 0 | 0 | 0 | 0 | 0 | 0 | 0 | 0 | 0 | 0 | 0 | 0 | 0 | 0 | 0 | 0 | 0 | 0 | 0 | 0 | 0 | 0 | 0 | 0 | 0
F4_Commercial_Retail_Existing_Miscellaneous_Natural Gas_Miscellaneous_E7 | F4 | Commercial | Retail | Existing | Miscellaneous | Natural Gas | Miscellaneous | E7 | RVT BC Ratio | 0 | 0 | 0 | 0 | 0 | 0 | 0 | 0 | 0 | 0 | 0 | 0 | 0 | 0 | 0 | 0 | 0 | 0 | 0 | 0 | 0 | 0 | 0 | 0 | 0 | 0 | 0
F4_Commercial_Retail_Existing_Miscellaneous_Natural Gas_Miscellaneous_E8 | F4 | Commercial | Retail | Existing | Miscellaneous | Natural Gas | Miscellaneous | E8 | RVT BC Ratio | 0 | 0 | 0 | 0 | 0 | 0 | 0 | 0 | 0 | 0 | 0 | 0 | 0 | 0 | 0 | 0 | 0 | 0 | 0 | 0 | 0 | 0 | 0 | 0 | 0 | 0 | 0
F4_Commercial_Retail_Existing_Miscellaneous_Natural Gas_Miscellaneous_E9 | F4 | Commercial | Retail | Existing | Miscellaneous | Natural Gas | Miscellaneous | E9 | RVT BC Ratio | 0 | 0 | 0 | 0 | 0 | 0 | 0 | 0 | 0 | 0 | 0 | 0 | 0 | 0 | 0 | 0 | 0 | 0 | 0 | 0 | 0 | 0 | 0 | 0 | 0 | 0 | 0
F4_Commercial_Retail_Existing_Miscellaneous_Natural Gas_Miscellaneous_E10 | F4 | Commercial | Retail | Existing | Miscellaneous | Natural Gas | Miscellaneous | E10 | RVT BC Ratio | 0 | 0 | 0 | 0 | 0 | 0 | 0 | 0 | 0 | 0 | 0 | 0 | 0 | 0 | 0 | 0 | 0 | 0 | 0 | 0 | 0 | 0 | 0 | 0 | 0 | 0 | 0
F5_Commercial_Retail_Existing_Miscellaneous_Natural Gas_Miscellaneous_E1 | F5 | Commercial | Retail | Existing | Miscellaneous | Natural Gas | Miscellaneous | E1 | RIM BC Ratio | bar: 2021 to 2047
F5_Commercial_Retail_Existing_Miscellaneous_Natural Gas_Miscellaneous_E2 | F5 | Commercial | Retail | Existing | Miscellaneous | Natural Gas | Miscellaneous | E2 | RIM BC Ratio | 0 | 0 | 0 | 0 | 0 | 0 | 0 | 0 | 0 | 0 | 0 | 0 | 0 | 0 | 0 | 0 | 0 | 0 | 0 | 0 | 0 | 0 | 0 | 0 | 0 | 0 | 0
F5_Commercial_Retail_Existing_Miscellaneous_Natural Gas_Miscellaneous_E3 | F5 | Commercial | Retail | Existing | Miscellaneous | Natural Gas | Miscellaneous | E3 | RIM BC Ratio | 0 | 0 | 0 | 0 | 0 | 0 | 0 | 0 | 0 | 0 | 0 | 0 | 0 | 0 | 0 | 0 | 0 | 0 | 0 | 0 | 0 | 0 | 0 | 0 | 0 | 0 | 0
F5_Commercial_Retail_Existing_Miscellaneous_Natural Gas_Miscellaneous_E4 | F5 | Commercial | Retail | Existing | Miscellaneous | Natural Gas | Miscellaneous | E4 | RIM BC Ratio | 0 | 0 | 0 | 0 | 0 | 0 | 0 | 0 | 0 | 0 | 0 | 0 | 0 | 0 | 0 | 0 | 0 | 0 | 0 | 0 | 0 | 0 | 0 | 0 | 0 | 0 | 0
F5_Commercial_Retail_Existing_Miscellaneous_Natural Gas_Miscellaneous_E5 | F5 | Commercial | Retail | Existing | Miscellaneous | Natural Gas | Miscellaneous | E5 | RIM BC Ratio | 0 | 0 | 0 | 0 | 0 | 0 | 0 | 0 | 0 | 0 | 0 | 0 | 0 | 0 | 0 | 0 | 0 | 0 | 0 | 0 | 0 | 0 | 0 | 0 | 0 | 0 | 0
F5_Commercial_Retail_Existing_Miscellaneous_Natural Gas_Miscellaneous_E6 | F5 | Commercial | Retail | Existing | Miscellaneous | Natural Gas | Miscellaneous | E6 | RIM BC Ratio | 0 | 0 | 0 | 0 | 0 | 0 | 0 | 0 | 0 | 0 | 0 | 0 | 0 | 0 | 0 | 0 | 0 | 0 | 0 | 0 | 0 | 0 | 0 | 0 | 0 | 0 | 0
F5_Commercial_Retail_Existing_Miscellaneous_Natural Gas_Miscellaneous_E7 | F5 | Commercial | Retail | Existing | Miscellaneous | Natural Gas | Miscellaneous | E7 | RIM BC Ratio | 0 | 0 | 0 | 0 | 0 | 0 | 0 | 0 | 0 | 0 | 0 | 0 | 0 | 0 | 0 | 0 | 0 | 0 | 0 | 0 | 0 | 0 | 0 | 0 | 0 | 0 | 0
F5_Commercial_Retail_Existing_Miscellaneous_Natural Gas_Miscellaneous_E8 | F5 | Commercial | Retail | Existing | Miscellaneous | Natural Gas | Miscellaneous | E8 | RIM BC Ratio | 0 | 0 | 0 | 0 | 0 | 0 | 0 | 0 | 0 | 0 | 0 | 0 | 0 | 0 | 0 | 0 | 0 | 0 | 0 | 0 | 0 | 0 | 0 | 0 | 0 | 0 | 0
F5_Commercial_Retail_Existing_Miscellaneous_Natural Gas_Miscellaneous_E9 | F5 | Commercial | Retail | Existing | Miscellaneous | Natural Gas | Miscellaneous | E9 | RIM BC Ratio | 0 | 0 | 0 | 0 | 0 | 0 | 0 | 0 | 0 | 0 | 0 | 0 | 0 | 0 | 0 | 0 | 0 | 0 | 0 | 0 | 0 | 0 | 0 | 0 | 0 | 0 | 0
F5_Commercial_Retail_Existing_Miscellaneous_Natural Gas_Miscellaneous_E10 | F5 | Commercial | Retail | Existing | Miscellaneous | Natural Gas | Miscellaneous | E10 | RIM BC Ratio | 0 | 0 | 0 | 0 | 0 | 0 | 0 | 0 | 0 | 0 | 0 | 0 | 0 | 0 | 0 | 0 | 0 | 0 | 0 | 0 | 0 | 0 | 0 | 0 | 0 | 0 | 0
F0_Commercial_Retail_New_Space Heating_Natural Gas_Furnace_E0 | F0 | Commercial | Retail | New | Space Heating | Natural Gas | Furnace | E0 | Economic Unit | AFUE 96% | AFUE 96% | AFUE 96% | AFUE 96% | AFUE 96% | AFUE 96% | AFUE 96% | AFUE 96% | AFUE 96% | AFUE 96% | AFUE 96% | AFUE 96% | AFUE 96% | AFUE 96% | AFUE 96% | AFUE 96% | AFUE 96% | AFUE 96% | AFUE 96% | AFUE 96% | AFUE 96% | AFUE 96% | AFUE 96% | AFUE 96% | AFUE 96% | AFUE 96% | AFUE 96%
F1_Commercial_Retail_New_Space Heating_Natural Gas_Furnace_E1 | F1 | Commercial | Retail | New | Space Heating | Natural Gas | Furnace | E1 | CCE | 0 | 0 | 0 | 0 | 0 | 0 | 0 | 0 | 0 | 0 | 0 | 0 | 0 | 0 | 0 | 0 | 0 | 0 | 0 | 0 | 0 | 0 | 0 | 0 | 0 | 0 | 0
F1_Commercial_Retail_New_Space Heating_Natural Gas_Furnace_E2 | F1 | Commercial | Retail | New | Space Heating | Natural Gas | Furnace | E2 | CCE | 0.0046539 | 0.0043259 | 0.0043428 | 0 | 0 | 0 | 0 | 0 | 0 | 0 | 0 | 0 | 0 | 0 | 0 | 0 | 0 | 0 | 0 | 0 | 0 | 0 | 0 | 0 | 0 | 0 | 0
F1_Commercial_Retail_New_Space Heating_Natural Gas_Furnace_E3 | F1 | Commercial | Retail | New | Space Heating | Natural Gas | Furnace | E3 | CCE | 0.0062051 | 0.0057679 | 0.0057904 | 0.0086855 | 0.0086855 | 0.0086855 | 0.0086855 | 0.0086855 | 0.0086855 | 0.0086855 | 0.0086855 | 0.0086855 | 0.0086855 | 0.0086855 | 0.0086855 | 0.0086855 | 0.0086855 | 0.0086855 | 0.0086855 | 0.0086855 | 0.0086855 | 0.0086855 | 0.0086855 | 0.0086855 | 0.0086855 | 0.0086855 | 0.0086855
F1_Commercial_Retail_New_Space Heating_Natural Gas_Furnace_E4 | F1 | Commercial | Retail | New | Space Heating | Natural Gas | Furnace | E4 | CCE | 0 | 0 | 0 | 0 | 0 | 0 | 0 | 0 | 0 | 0 | 0 | 0 | 0 | 0 | 0 | 0 | 0 | 0 | 0 | 0 | 0 | 0 | 0 | 0 | 0 | 0 | 0
F1_Commercial_Retail_New_Space Heating_Natural Gas_Furnace_E5 | F1 | Commercial | Retail | New | Space Heating | Natural Gas | Furnace | E5 | CCE | 0 | 0 | 0 | 0 | 0 | 0 | 0 | 0 | 0 | 0 | 0 | 0 | 0 | 0 | 0 | 0 | 0 | 0 | 0 | 0 | 0 | 0 | 0 | 0 | 0 | 0 | 0
F1_Commercial_Retail_New_Space Heating_Natural Gas_Furnace_E6 | F1 | Commercial | Retail | New | Space Heating | Natural Gas | Furnace | E6 | CCE | 0 | 0 | 0 | 0 | 0 | 0 | 0 | 0 | 0 | 0 | 0 | 0 | 0 | 0 | 0 | 0 | 0 | 0 | 0 | 0 | 0 | 0 | 0 | 0 | 0 | 0 | 0
F1_Commercial_Retail_New_Space Heating_Natural Gas_Furnace_E7 | F1 | Commercial | Retail | New | Space Heating | Natural Gas | Furnace | E7 | CCE | 0 | 0 | 0 | 0 | 0 | 0 | 0 | 0 | 0 | 0 | 0 | 0 | 0 | 0 | 0 | 0 | 0 | 0 | 0 | 0 | 0 | 0 | 0 | 0 | 0 | 0 | 0
F1_Commercial_Retail_New_Space Heating_Natural Gas_Furnace_E8 | F1 | Commercial | Retail | New | Space Heating | Natural Gas | Furnace | E8 | CCE | 0 | 0 | 0 | 0 | 0 | 0 | 0 | 0 | 0 | 0 | 0 | 0 | 0 | 0 | 0 | 0 | 0 | 0 | 0 | 0 | 0 | 0 | 0 | 0 | 0 | 0 | 0
F1_Commercial_Retail_New_Space Heating_Natural Gas_Furnace_E9 | F1 | Commercial | Retail | New | Space Heating | Natural Gas | Furnace | E9 | CCE | 0 | 0 | 0 | 0 | 0 | 0 | 0 | 0 | 0 | 0 | 0 | 0 | 0 | 0 | 0 | 0 | 0 | 0 | 0 | 0 | 0 | 0 | 0 | 0 | 0 | 0 | 0
F1_Commercial_Retail_New_Space Heating_Natural Gas_Furnace_E10 | F1 | Commercial | Retail | New | Space Heating | Natural Gas | Furnace | E10 | CCE | 0 | 0 | 0 | 0 | 0 | 0 | 0 | 0 | 0 | 0 | 0 | 0 | 0 | 0 | 0 | 0 | 0 | 0 | 0 | 0 | 0 | 0 | 0 | 0 | 0 | 0 | 0
F2_Commercial_Retail_New_Space Heating_Natural Gas_Furnace_E1 | F2 | Commercial | Retail | New | Space Heating | Natural Gas | Furnace | E1 | TRC BC Ratio | 1 | 1 | 1 | 0 | 0 | 0 | 0 | 0 | 0 | 0 | 0 | 0 | 0 | 0 | 0 | 0 | 0 | 0 | 0 | 0 | 0 | 0 | 0 | 0 | 0 | 0 | 0
F2_Commercial_Retail_New_Space Heating_Natural Gas_Furnace_E2 | F2 | Commercial | Retail | New | Space Heating | Natural Gas | Furnace | E2 | TRC BC Ratio | 3.3372 | 3.3176 | 3.2713 | 1 | 1 | 1 | 1 | 1 | 1 | 1 | 1 | 1 | 1 | 1 | 1 | 1 | 1 | 1 | 1 | 1 | 1 | 1 | 1 | 1 | 1 | 1 | 1
F2_Commercial_Retail_New_Space Heating_Natural Gas_Furnace_E3 | F2 | Commercial | Retail | New | Space Heating | Natural Gas | Furnace | E3 | TRC BC Ratio | 2.5029 | 2.4882 | 2.4535 | 1.6106 | 1.6037 | 1.6027 | 1.6059 | 1.6102 | 1.6135 | 1.6152 | 1.615 | 1.6129 | 1.6082 | 1.5998 | 1.5876 | 1.5723 | 1.5526 | 1.5293 | 1.5017 | 1.4686 | 1.4293 | 1.3846 | 1.3477 | 1.3245 | 1.3157 | 1.3222 | 1.3287
F2_Commercial_Retail_New_Space Heating_Natural Gas_Furnace_E4 | F2 | Commercial | Retail | New | Space Heating | Natural Gas | Furnace | E4 | TRC BC Ratio | 0 | 0 | 0 | 0 | 0 | 0 | 0 | 0 | 0 | 0 | 0 | 0 | 0 | 0 | 0 | 0 | 0 | 0 | 0 | 0 | 0 | 0 | 0 | 0 | 0 | 0 | 0
F2_Commercial_Retail_New_Space Heating_Natural Gas_Furnace_E5 | F2 | Commercial | Retail | New | Space Heating | Natural Gas | Furnace | E5 | TRC BC Ratio | 0 | 0 | 0 | 0 | 0 | 0 | 0 | 0 | 0 | 0 | 0 | 0 | 0 | 0 | 0 | 0 | 0 | 0 | 0 | 0 | 0 | 0 | 0 | 0 | 0 | 0 | 0
F2_Commercial_Retail_New_Space Heating_Natural Gas_Furnace_E6 | F2 | Commercial | Retail | New | Space Heating | Natural Gas | Furnace | E6 | TRC BC Ratio | 0 | 0 | 0 | 0 | 0 | 0 | 0 | 0 | 0 | 0 | 0 | 0 | 0 | 0 | 0 | 0 | 0 | 0 | 0 | 0 | 0 | 0 | 0 | 0 | 0 | 0 | 0
F2_Commercial_Retail_New_Space Heating_Natural Gas_Furnace_E7 | F2 | Commercial | Retail | New | Space Heating | Natural Gas | Furnace | E7 | TRC BC Ratio | 0 | 0 | 0 | 0 | 0 | 0 | 0 | 0 | 0 | 0 | 0 | 0 | 0 | 0 | 0 | 0 | 0 | 0 | 0 | 0 | 0 | 0 | 0 | 0 | 0 | 0 | 0
F2_Commercial_Retail_New_Space Heating_Natural Gas_Furnace_E8 | F2 | Commercial | Retail | New | Space Heating | Natural Gas | Furnace | E8 | TRC BC Ratio | 0 | 0 | 0 | 0 | 0 | 0 | 0 | 0 | 0 | 0 | 0 | 0 | 0 | 0 | 0 | 0 | 0 | 0 | 0 | 0 | 0 | 0 | 0 | 0 | 0 | 0 | 0
F2_Commercial_Retail_New_Space Heating_Natural Gas_Furnace_E9 | F2 | Commercial | Retail | New | Space Heating | Natural Gas | Furnace | E9 | TRC BC Ratio | 0 | 0 | 0 | 0 | 0 | 0 | 0 | 0 | 0 | 0 | 0 | 0 | 0 | 0 | 0 | 0 | 0 | 0 | 0 | 0 | 0 | 0 | 0 | 0 | 0 | 0 | 0
F2_Commercial_Retail_New_Space Heating_Natural Gas_Furnace_E10 | F2 | Commercial | Retail | New | Space Heating | Natural Gas | Furnace | E10 | TRC BC Ratio | 0 | 0 | 0 | 0 | 0 | 0 | 0 | 0 | 0 | 0 | 0 | 0 | 0 | 0 | 0 | 0 | 0 | 0 | 0 | 0 | 0 | 0 | 0 | 0 | 0 | 0 | 0
F3_Commercial_Retail_New_Space Heating_Natural Gas_Furnace_E1 | F3 | Commercial | Retail | New | Space Heating | Natural Gas | Furnace | E1 | PACT BC Ratio | 1 | 1 | 1 | 0 | 0 | 0 | 0 | 0 | 0 | 0 | 0 | 0 | 0 | 0 | 0 | 0 | 0 | 0 | 0 | 0 | 0 | 0 | 0 | 0 | 0 | 0 | 0
F3_Commercial_Retail_New_Space Heating_Natural Gas_Furnace_E2 | F3 | Commercial | Retail | New | Space Heating | Natural Gas | Furnace | E2 | PACT BC Ratio | 4.391 | 4.3652 | 4.3043 | 1 | 1 | 1 | 1 | 1 | 1 | 1 | 1 | 1 | 1 | 1 | 1 | 1 | 1 | 1 | 1 | 1 | 1 | 1 | 1 | 1 | 1 | 1 | 1
F3_Commercial_Retail_New_Space Heating_Natural Gas_Furnace_E3 | F3 | Commercial | Retail | New | Space Heating | Natural Gas | Furnace | E3 | PACT BC Ratio | 3.2933 | 3.2739 | 3.2282 | 2.1193 | 2.1102 | 2.1089 | 2.113 | 2.1187 | 2.1231 | 2.1252 | 2.125 | 2.1222 | 2.1161 | 2.1049 | 2.0889 | 2.0688 | 2.0429 | 2.0123 | 1.9759 | 1.9324 | 1.8806 | 1.8218 | 1.7732 | 1.7427 | 1.7312 | 1.7397 | 1.7483
F3_Commercial_Retail_New_Space Heating_Natural Gas_Furnace_E4 | F3 | Commercial | Retail | New | Space Heating | Natural Gas | Furnace | E4 | PACT BC Ratio | 0 | 0 | 0 | 0 | 0 | 0 | 0 | 0 | 0 | 0 | 0 | 0 | 0 | 0 | 0 | 0 | 0 | 0 | 0 | 0 | 0 | 0 | 0 | 0 | 0 | 0 | 0
F3_Commercial_Retail_New_Space Heating_Natural Gas_Furnace_E5 | F3 | Commercial | Retail | New | Space Heating | Natural Gas | Furnace | E5 | PACT BC Ratio | 0 | 0 | 0 | 0 | 0 | 0 | 0 | 0 | 0 | 0 | 0 | 0 | 0 | 0 | 0 | 0 | 0 | 0 | 0 | 0 | 0 | 0 | 0 | 0 | 0 | 0 | 0
F3_Commercial_Retail_New_Space Heating_Natural Gas_Furnace_E6 | F3 | Commercial | Retail | New | Space Heating | Natural Gas | Furnace | E6 | PACT BC Ratio | 0 | 0 | 0 | 0 | 0 | 0 | 0 | 0 | 0 | 0 | 0 | 0 | 0 | 0 | 0 | 0 | 0 | 0 | 0 | 0 | 0 | 0 | 0 | 0 | 0 | 0 | 0
F3_Commercial_Retail_New_Space Heating_Natural Gas_Furnace_E7 | F3 | Commercial | Retail | New | Space Heating | Natural Gas | Furnace | E7 | PACT BC Ratio | 0 | 0 | 0 | 0 | 0 | 0 | 0 | 0 | 0 | 0 | 0 | 0 | 0 | 0 | 0 | 0 | 0 | 0 | 0 | 0 | 0 | 0 | 0 | 0 | 0 | 0 | 0
F3_Commercial_Retail_New_Space Heating_Natural Gas_Furnace_E8 | F3 | Commercial | Retail | New | Space Heating | Natural Gas | Furnace | E8 | PACT BC Ratio | 0 | 0 | 0 | 0 | 0 | 0 | 0 | 0 | 0 | 0 | 0 | 0 | 0 | 0 | 0 | 0 | 0 | 0 | 0 | 0 | 0 | 0 | 0 | 0 | 0 | 0 | 0
F3_Commercial_Retail_New_Space Heating_Natural Gas_Furnace_E9 | F3 | Commercial | Retail | New | Space Heating | Natural Gas | Furnace | E9 | PACT BC Ratio | 0 | 0 | 0 | 0 | 0 | 0 | 0 | 0 | 0 | 0 | 0 | 0 | 0 | 0 | 0 | 0 | 0 | 0 | 0 | 0 | 0 | 0 | 0 | 0 | 0 | 0 | 0
F3_Commercial_Retail_New_Space Heating_Natural Gas_Furnace_E10 | F3 | Commercial | Retail | New | Space Heating | Natural Gas | Furnace | E10 | PACT BC Ratio | 0 | 0 | 0 | 0 | 0 | 0 | 0 | 0 | 0 | 0 | 0 | 0 | 0 | 0 | 0 | 0 | 0 | 0 | 0 | 0 | 0 | 0 | 0 | 0 | 0 | 0 | 0
F4_Commercial_Retail_New_Space Heating_Natural Gas_Furnace_E1 | F4 | Commercial | Retail | New | Space Heating | Natural Gas | Furnace | E1 | RVT BC Ratio | 1 | 1 | 1 | 0 | 0 | 0 | 0 | 0 | 0 | 0 | 0 | 0 | 0 | 0 | 0 | 0 | 0 | 0 | 0 | 0 | 0 | 0 | 0 | 0 | 0 | 0 | 0
F4_Commercial_Retail_New_Space Heating_Natural Gas_Furnace_E2 | F4 | Commercial | Retail | New | Space Heating | Natural Gas | Furnace | E2 | RVT BC Ratio | 0.7 | 0.7 | 0.7 | 1 | 1 | 1 | 1 | 1 | 1 | 1 | 1 | 1 | 1 | 1 | 1 | 1 | 1 | 1 | 1 | 1 | 1 | 1 | 1 | 1 | 1 | 1 | 1
F4_Commercial_Retail_New_Space Heating_Natural Gas_Furnace_E3 | F4 | Commercial | Retail | New | Space Heating | Natural Gas | Furnace | E3 | RVT BC Ratio | 0.7 | 0.7 | 0.7 | 0.7 | 0.7 | 0.7 | 0.7 | 0.7 | 0.7 | 0.7 | 0.7 | 0.7 | 0.7 | 0.7 | 0.7 | 0.7 | 0.7 | 0.7 | 0.7 | 0.7 | 0.7 | 0.7 | 0.7 | 0.7 | 0.7 | 0.7 | 0.7
F4_Commercial_Retail_New_Space Heating_Natural Gas_Furnace_E4 | F4 | Commercial | Retail | New | Space Heating | Natural Gas | Furnace | E4 | RVT BC Ratio | 0 | 0 | 0 | 0 | 0 | 0 | 0 | 0 | 0 | 0 | 0 | 0 | 0 | 0 | 0 | 0 | 0 | 0 | 0 | 0 | 0 | 0 | 0 | 0 | 0 | 0 | 0
F4_Commercial_Retail_New_Space Heating_Natural Gas_Furnace_E5 | F4 | Commercial | Retail | New | Space Heating | Natural Gas | Furnace | E5 | RVT BC Ratio | 0 | 0 | 0 | 0 | 0 | 0 | 0 | 0 | 0 | 0 | 0 | 0 | 0 | 0 | 0 | 0 | 0 | 0 | 0 | 0 | 0 | 0 | 0 | 0 | 0 | 0 | 0
F4_Commercial_Retail_New_Space Heating_Natural Gas_Furnace_E6 | F4 | Commercial | Retail | New | Space Heating | Natural Gas | Furnace | E6 | RVT BC Ratio | 0 | 0 | 0 | 0 | 0 | 0 | 0 | 0 | 0 | 0 | 0 | 0 | 0 | 0 | 0 | 0 | 0 | 0 | 0 | 0 | 0 | 0 | 0 | 0 | 0 | 0 | 0
F4_Commercial_Retail_New_Space Heating_Natural Gas_Furnace_E7 | F4 | Commercial | Retail | New | Space Heating | Natural Gas | Furnace | E7 | RVT BC Ratio | 0 | 0 | 0 | 0 | 0 | 0 | 0 | 0 | 0 | 0 | 0 | 0 | 0 | 0 | 0 | 0 | 0 | 0 | 0 | 0 | 0 | 0 | 0 | 0 | 0 | 0 | 0
F4_Commercial_Retail_New_Space Heating_Natural Gas_Furnace_E8 | F4 | Commercial | Retail | New | Space Heating | Natural Gas | Furnace | E8 | RVT BC Ratio | 0 | 0 | 0 | 0 | 0 | 0 | 0 | 0 | 0 | 0 | 0 | 0 | 0 | 0 | 0 | 0 | 0 | 0 | 0 | 0 | 0 | 0 | 0 | 0 | 0 | 0 | 0
F4_Commercial_Retail_New_Space Heating_Natural Gas_Furnace_E9 | F4 | Commercial | Retail | New | Space Heating | Natural Gas | Furnace | E9 | RVT BC Ratio | 0 | 0 | 0 | 0 | 0 | 0 | 0 | 0 | 0 | 0 | 0 | 0 | 0 | 0 | 0 | 0 | 0 | 0 | 0 | 0 | 0 | 0 | 0 | 0 | 0 | 0 | 0
F4_Commercial_Retail_New_Space Heating_Natural Gas_Furnace_E10 | F4 | Commercial | Retail | New | Space Heating | Natural Gas | Furnace | E10 | RVT BC Ratio | 0 | 0 | 0 | 0 | 0 | 0 | 0 | 0 | 0 | 0 | 0 | 0 | 0 | 0 | 0 | 0 | 0 | 0 | 0 | 0 | 0 | 0 | 0 | 0 | 0 | 0 | 0
F5_Commercial_Retail_New_Space Heating_Natural Gas_Furnace_E1 | F5 | Commercial | Retail | New | Space Heating | Natural Gas | Furnace | E1 | RIM BC Ratio | 1 | 1 | 1 | 0 | 0 | 0 | 0 | 0 | 0 | 0 | 0 | 0 | 0 | 0 | 0 | 0 | 0 | 0 | 0 | 0 | 0 | 0 | 0 | 0 | 0 | 0 | 0
F5_Commercial_Retail_New_Space Heating_Natural Gas_Furnace_E2 | F5 | Commercial | Retail | New | Space Heating | Natural Gas | Furnace | E2 | RIM BC Ratio | 4.391 | 4.3652 | 4.3043 | 1 | 1 | 1 | 1 | 1 | 1 | 1 | 1 | 1 | 1 | 1 | 1 | 1 | 1 | 1 | 1 | 1 | 1 | 1 | 1 | 1 | 1 | 1 | 1
F5_Commercial_Retail_New_Space Heating_Natural Gas_Furnace_E3 | F5 | Commercial | Retail | New | Space Heating | Natural Gas | Furnace | E3 | RIM BC Ratio | 3.2933 | 3.2739 | 3.2282 | 2.1193 | 2.1102 | 2.1089 | 2.113 | 2.1187 | 2.1231 | 2.1252 | 2.125 | 2.1222 | 2.1161 | 2.1049 | 2.0889 | 2.0688 | 2.0429 | 2.0123 | 1.9759 | 1.9324 | 1.8806 | 1.8218 | 1.7732 | 1.7427 | 1.7312 | 1.7397 | 1.7483
F5_Commercial_Retail_New_Space Heating_Natural Gas_Furnace_E4 | F5 | Commercial | Retail | New | Space Heating | Natural Gas | Furnace | E4 | RIM BC Ratio | 0 | 0 | 0 | 0 | 0 | 0 | 0 | 0 | 0 | 0 | 0 | 0 | 0 | 0 | 0 | 0 | 0 | 0 | 0 | 0 | 0 | 0 | 0 | 0 | 0 | 0 | 0
F5_Commercial_Retail_New_Space Heating_Natural Gas_Furnace_E5 | F5 | Commercial | Retail | New | Space Heating | Natural Gas | Furnace | E5 | RIM BC Ratio | 0 | 0 | 0 | 0 | 0 | 0 | 0 | 0 | 0 | 0 | 0 | 0 | 0 | 0 | 0 | 0 | 0 | 0 | 0 | 0 | 0 | 0 | 0 | 0 | 0 | 0 | 0
F5_Commercial_Retail_New_Space Heating_Natural Gas_Furnace_E6 | F5 | Commercial | Retail | New | Space Heating | Natural Gas | Furnace | E6 | RIM BC Ratio | 0 | 0 | 0 | 0 | 0 | 0 | 0 | 0 | 0 | 0 | 0 | 0 | 0 | 0 | 0 | 0 | 0 | 0 | 0 | 0 | 0 | 0 | 0 | 0 | 0 | 0 | 0
F5_Commercial_Retail_New_Space Heating_Natural Gas_Furnace_E7 | F5 | Commercial | Retail | New | Space Heating | Natural Gas | Furnace | E7 | RIM BC Ratio | 0 | 0 | 0 | 0 | 0 | 0 | 0 | 0 | 0 | 0 | 0 | 0 | 0 | 0 | 0 | 0 | 0 | 0 | 0 | 0 | 0 | 0 | 0 | 0 | 0 | 0 | 0
F5_Commercial_Retail_New_Space Heating_Natural Gas_Furnace_E8 | F5 | Commercial | Retail | New | Space Heating | Natural Gas | Furnace | E8 | RIM BC Ratio | 0 | 0 | 0 | 0 | 0 | 0 | 0 | 0 | 0 | 0 | 0 | 0 | 0 | 0 | 0 | 0 | 0 | 0 | 0 | 0 | 0 | 0 | 0 | 0 | 0 | 0 | 0
F5_Commercial_Retail_New_Space Heating_Natural Gas_Furnace_E9 | F5 | Commercial | Retail | New | Space Heating | Natural Gas | Furnace | E9 | RIM BC Ratio | 0 | 0 | 0 | 0 | 0 | 0 | 0 | 0 | 0 | 0 | 0 | 0 | 0 | 0 | 0 | 0 | 0 | 0 | 0 | 0 | 0 | 0 | 0 | 0 | 0 | 0 | 0
F5_Commercial_Retail_New_Space Heating_Natural Gas_Furnace_E10 | F5 | Commercial | Retail | New | Space Heating | Natural Gas | Furnace | E10 | RIM BC Ratio | 0 | 0 | 0 | 0 | 0 | 0 | 0 | 0 | 0 | 0 | 0 | 0 | 0 | 0 | 0 | 0 | 0 | 0 | 0 | 0 | 0 | 0 | 0 | 0 | 0 | 0 | 0
F0_Commercial_Retail_New_Space Heating_Natural Gas_Boiler_E0 | F0 | Commercial | Retail | New | Space Heating | Natural Gas | Boiler | E0 | Economic Unit | AFUE 80% (Standard) | AFUE 80% (Standard) | AFUE 80% (Standard) | AFUE 80% (Standard) | AFUE 80% (Standard) | AFUE 80% (Standard) | AFUE 80% (Standard) | AFUE 80% (Standard) | AFUE 80% (Standard) | AFUE 80% (Standard) | AFUE 80% (Standard) | AFUE 80% (Standard) | AFUE 80% (Standard) | AFUE 80% (Standard) | AFUE 80% (Standard) | AFUE 80% (Standard) | AFUE 80% (Standard) | AFUE 80% (Standard) | AFUE 80% (Standard) | AFUE 80% (Standard) | AFUE 80% (Standard) | AFUE 80% (Standard) | AFUE 80% (Standard) | AFUE 80% (Standard) | AFUE 80% (Standard) | AFUE 80% (Standard) | AFUE 80% (Standard)
F1_Commercial_Retail_New_Space Heating_Natural Gas_Boiler_E1 | F1 | Commercial | Retail | New | Space Heating | Natural Gas | Boiler | E1 | CCE | 0 | 0 | 0 | 0 | 0 | 0 | 0 | 0 | 0 | 0 | 0 | 0 | 0 | 0 | 0 | 0 | 0 | 0 | 0 | 0 | 0 | 0 | 0 | 0 | 0 | 0 | 0
F1_Commercial_Retail_New_Space Heating_Natural Gas_Boiler_E2 | F1 | Commercial | Retail | New | Space Heating | Natural Gas | Boiler | E2 | CCE | 0.018695 | 0.017378 | 0.017445 | 0.017445 | 0.017445 | 0.017445 | 0.017445 | 0.017445 | 0.017445 | 0.017445 | 0.017445 | 0.017445 | 0.017445 | 0.017445 | 0.017445 | 0.017445 | 0.017445 | 0.017445 | 0.017445 | 0.017445 | 0.017445 | 0.017445 | 0.017445 | 0.017445 | 0.017445 | 0.017445 | 0.017445
F1_Commercial_Retail_New_Space Heating_Natural Gas_Boiler_E3 | F1 | Commercial | Retail | New | Space Heating | Natural Gas | Boiler | E3 | CCE | 0.018877 | 0.017547 | 0.017615 | 0.017615 | 0.017615 | 0.017615 | 0.017615 | 0.017615 | 0.017615 | 0.017615 | 0.017615 | 0.017615 | 0.017615 | 0.017615 | 0.017615 | 0.017615 | 0.017615 | 0.017615 | 0.017615 | 0.017615 | 0.017615 | 0.017615 | 0.017615 | 0.017615 | 0.017615 | 0.017615 | 0.017615
F1_Commercial_Retail_New_Space Heating_Natural Gas_Boiler_E4 | F1 | Commercial | Retail | New | Space Heating | Natural Gas | Boiler | E4 | CCE | 0.079653 | 0.07404 | 0.074328 | 0.074328 | 0.074328 | 0.074328 | 0.074328 | 0.074328 | 0.074328 | 0.074328 | 0.074328 | 0.074328 | 0.074328 | 0.074328 | 0.074328 | 0.074328 | 0.074328 | 0.074328 | 0.074328 | 0.074328 | 0.074328 | 0.074328 | 0.074328 | 0.074328 | 0.074328 | 0.074328 | 0.074328
F1_Commercial_Retail_New_Space Heating_Natural Gas_Boiler_E5 | F1 | Commercial | Retail | New | Space Heating | Natural Gas | Boiler | E5 | CCE | 0 | 0 | 0 | 0 | 0 | 0 | 0 | 0 | 0 | 0 | 0 | 0 | 0 | 0 | 0 | 0 | 0 | 0 | 0 | 0 | 0 | 0 | 0 | 0 | 0 | 0 | 0
F1_Commercial_Retail_New_Space Heating_Natural Gas_Boiler_E6 | F1 | Commercial | Retail | New | Space Heating | Natural Gas | Boiler | E6 | CCE | 0 | 0 | 0 | 0 | 0 | 0 | 0 | 0 | 0 | 0 | 0 | 0 | 0 | 0 | 0 | 0 | 0 | 0 | 0 | 0 | 0 | 0 | 0 | 0 | 0 | 0 | 0
F1_Commercial_Retail_New_Space Heating_Natural Gas_Boiler_E7 | F1 | Commercial | Retail | New | Space Heating | Natural Gas | Boiler | E7 | CCE | 0 | 0 | 0 | 0 | 0 | 0 | 0 | 0 | 0 | 0 | 0 | 0 | 0 | 0 | 0 | 0 | 0 | 0 | 0 | 0 | 0 | 0 | 0 | 0 | 0 | 0 | 0
F1_Commercial_Retail_New_Space Heating_Natural Gas_Boiler_E8 | F1 | Commercial | Retail | New | Space Heating | Natural Gas | Boiler | E8 | CCE | 0 | 0 | 0 | 0 | 0 | 0 | 0 | 0 | 0 | 0 | 0 | 0 | 0 | 0 | 0 | 0 | 0 | 0 | 0 | 0 | 0 | 0 | 0 | 0 | 0 | 0 | 0
F1_Commercial_Retail_New_Space Heating_Natural Gas_Boiler_E9 | F1 | Commercial | Retail | New | Space Heating | Natural Gas | Boiler | E9 | CCE | 0 | 0 | 0 | 0 | 0 | 0 | 0 | 0 | 0 | 0 | 0 | 0 | 0 | 0 | 0 | 0 | 0 | 0 | 0 | 0 | 0 | 0 | 0 | 0 | 0 | 0 | 0
F1_Commercial_Retail_New_Space Heating_Natural Gas_Boiler_E10 | F1 | Commercial | Retail | New | Space Heating | Natural Gas | Boiler | E10 | CCE | 0 | 0 | 0 | 0 | 0 | 0 | 0 | 0 | 0 | 0 | 0 | 0 | 0 | 0 | 0 | 0 | 0 | 0 | 0 | 0 | 0 | 0 | 0 | 0 | 0 | 0 | 0
F2_Commercial_Retail_New_Space Heating_Natural Gas_Boiler_E1 | F2 | Commercial | Retail | New | Space Heating | Natural Gas | Boiler | E1 | TRC BC Ratio | bar: 2021 to 2047
F2_Commercial_Retail_New_Space Heating_Natural Gas_Boiler_E2 | F2 | Commercial | Retail | New | Space Heating | Natural Gas | Boiler | E2 | TRC BC Ratio | 0.83299 | 0.82729 | 0.81491 | 0.80151 | 0.79693 | 0.79555 | 0.79667 | 0.79867 | 0.8004 | 0.8013 | 0.80134 | 0.80044 | 0.79831 | 0.79435 | 0.7886 | 0.78137 | 0.77201 | 0.76094 | 0.74773 | 0.73195 | 0.71313 | 0.69174 | 0.67409 | 0.66306 | 0.65898 | 0.66221 | 0.66546
F2_Commercial_Retail_New_Space Heating_Natural Gas_Boiler_E3 | F2 | Commercial | Retail | New | Space Heating | Natural Gas | Boiler | E3 | TRC BC Ratio | 0.82496 | 0.81932 | 0.80706 | 0.79379 | 0.78925 | 0.78789 | 0.789 | 0.79098 | 0.79269 | 0.79358 | 0.79363 | 0.79273 | 0.79062 | 0.7867 | 0.78101 | 0.77384 | 0.76458 | 0.75361 | 0.74053 | 0.7249 | 0.70626 | 0.68508 | 0.6676 | 0.65668 | 0.65263 | 0.65583 | 0.65905
F2_Commercial_Retail_New_Space Heating_Natural Gas_Boiler_E4 | F2 | Commercial | Retail | New | Space Heating | Natural Gas | Boiler | E4 | TRC BC Ratio | 0.1988 | 0.19707 | 0.19392 | 0.19026 | 0.18767 | 0.18551 | 0.18377 | 0.18225 | 0.18083 | 0.17949 | 0.17828 | 0.17726 | 0.17648 | 0.1758 | 0.17511 | 0.17435 | 0.17328 | 0.17195 | 0.17032 | 0.16831 | 0.16586 | 0.16303 | 0.16075 | 0.15944 | 0.15915 | 0.15993 | 0.16072
F2_Commercial_Retail_New_Space Heating_Natural Gas_Boiler_E5 | F2 | Commercial | Retail | New | Space Heating | Natural Gas | Boiler | E5 | TRC BC Ratio | 0 | 0 | 0 | 0 | 0 | 0 | 0 | 0 | 0 | 0 | 0 | 0 | 0 | 0 | 0 | 0 | 0 | 0 | 0 | 0 | 0 | 0 | 0 | 0 | 0 | 0 | 0
F2_Commercial_Retail_New_Space Heating_Natural Gas_Boiler_E6 | F2 | Commercial | Retail | New | Space Heating | Natural Gas | Boiler | E6 | TRC BC Ratio | 0 | 0 | 0 | 0 | 0 | 0 | 0 | 0 | 0 | 0 | 0 | 0 | 0 | 0 | 0 | 0 | 0 | 0 | 0 | 0 | 0 | 0 | 0 | 0 | 0 | 0 | 0
F2_Commercial_Retail_New_Space Heating_Natural Gas_Boiler_E7 | F2 | Commercial | Retail | New | Space Heating | Natural Gas | Boiler | E7 | TRC BC Ratio | 0 | 0 | 0 | 0 | 0 | 0 | 0 | 0 | 0 | 0 | 0 | 0 | 0 | 0 | 0 | 0 | 0 | 0 | 0 | 0 | 0 | 0 | 0 | 0 | 0 | 0 | 0
F2_Commercial_Retail_New_Space Heating_Natural Gas_Boiler_E8 | F2 | Commercial | Retail | New | Space Heating | Natural Gas | Boiler | E8 | TRC BC Ratio | 0 | 0 | 0 | 0 | 0 | 0 | 0 | 0 | 0 | 0 | 0 | 0 | 0 | 0 | 0 | 0 | 0 | 0 | 0 | 0 | 0 | 0 | 0 | 0 | 0 | 0 | 0
F2_Commercial_Retail_New_Space Heating_Natural Gas_Boiler_E9 | F2 | Commercial | Retail | New | Space Heating | Natural Gas | Boiler | E9 | TRC BC Ratio | 0 | 0 | 0 | 0 | 0 | 0 | 0 | 0 | 0 | 0 | 0 | 0 | 0 | 0 | 0 | 0 | 0 | 0 | 0 | 0 | 0 | 0 | 0 | 0 | 0 | 0 | 0
F2_Commercial_Retail_New_Space Heating_Natural Gas_Boiler_E10 | F2 | Commercial | Retail | New | Space Heating | Natural Gas | Boiler | E10 | TRC BC Ratio | 0 | 0 | 0 | 0 | 0 | 0 | 0 | 0 | 0 | 0 | 0 | 0 | 0 | 0 | 0 | 0 | 0 | 0 | 0 | 0 | 0 | 0 | 0 | 0 | 0 | 0 | 0
F3_Commercial_Retail_New_Space Heating_Natural Gas_Boiler_E1 | F3 | Commercial | Retail | New | Space Heating | Natural Gas | Boiler | E1 | PACT BC Ratio | bar: 2021 to 2047
F3_Commercial_Retail_New_Space Heating_Natural Gas_Boiler_E2 | F3 | Commercial | Retail | New | Space Heating | Natural Gas | Boiler | E2 | PACT BC Ratio | 1.096 | 1.0885 | 1.0723 | 1.0546 | 1.0486 | 1.0468 | 1.0483 | 1.0509 | 1.0532 | 1.0543 | 1.0544 | 1.0532 | 1.0504 | 1.0452 | 1.0376 | 1.0281 | 1.0158 | 1.0012 | 0.98386 | 0.96309 | 0.93833 | 0.91019 | 0.88697 | 0.87245 | 0.86708 | 0.87133 | 0.8756
F3_Commercial_Retail_New_Space Heating_Natural Gas_Boiler_E3 | F3 | Commercial | Retail | New | Space Heating | Natural Gas | Boiler | E3 | PACT BC Ratio | 1.0855 | 1.0781 | 1.0619 | 1.0445 | 1.0385 | 1.0367 | 1.0382 | 1.0408 | 1.043 | 1.0442 | 1.0442 | 1.0431 | 1.0403 | 1.0351 | 1.0276 | 1.0182 | 1.006 | 0.99159 | 0.97438 | 0.95381 | 0.9293 | 0.90142 | 0.87842 | 0.86405 | 0.85873 | 0.86294 | 0.86717
F3_Commercial_Retail_New_Space Heating_Natural Gas_Boiler_E4 | F3 | Commercial | Retail | New | Space Heating | Natural Gas | Boiler | E4 | PACT BC Ratio | 0.26158 | 0.25931 | 0.25516 | 0.25034 | 0.24694 | 0.2441 | 0.2418 | 0.2398 | 0.23794 | 0.23617 | 0.23458 | 0.23324 | 0.23221 | 0.23132 | 0.23041 | 0.22941 | 0.22799 | 0.22625 | 0.2241 | 0.22146 | 0.21823 | 0.21451 | 0.21151 | 0.20979 | 0.20941 | 0.21044 | 0.21147
F3_Commercial_Retail_New_Space Heating_Natural Gas_Boiler_E5 | F3 | Commercial | Retail | New | Space Heating | Natural Gas | Boiler | E5 | PACT BC Ratio | 0 | 0 | 0 | 0 | 0 | 0 | 0 | 0 | 0 | 0 | 0 | 0 | 0 | 0 | 0 | 0 | 0 | 0 | 0 | 0 | 0 | 0 | 0 | 0 | 0 | 0 | 0
F3_Commercial_Retail_New_Space Heating_Natural Gas_Boiler_E6 | F3 | Commercial | Retail | New | Space Heating | Natural Gas | Boiler | E6 | PACT BC Ratio | 0 | 0 | 0 | 0 | 0 | 0 | 0 | 0 | 0 | 0 | 0 | 0 | 0 | 0 | 0 | 0 | 0 | 0 | 0 | 0 | 0 | 0 | 0 | 0 | 0 | 0 | 0
F3_Commercial_Retail_New_Space Heating_Natural Gas_Boiler_E7 | F3 | Commercial | Retail | New | Space Heating | Natural Gas | Boiler | E7 | PACT BC Ratio | 0 | 0 | 0 | 0 | 0 | 0 | 0 | 0 | 0 | 0 | 0 | 0 | 0 | 0 | 0 | 0 | 0 | 0 | 0 | 0 | 0 | 0 | 0 | 0 | 0 | 0 | 0
F3_Commercial_Retail_New_Space Heating_Natural Gas_Boiler_E8 | F3 | Commercial | Retail | New | Space Heating | Natural Gas | Boiler | E8 | PACT BC Ratio | 0 | 0 | 0 | 0 | 0 | 0 | 0 | 0 | 0 | 0 | 0 | 0 | 0 | 0 | 0 | 0 | 0 | 0 | 0 | 0 | 0 | 0 | 0 | 0 | 0 | 0 | 0
F3_Commercial_Retail_New_Space Heating_Natural Gas_Boiler_E9 | F3 | Commercial | Retail | New | Space Heating | Natural Gas | Boiler | E9 | PACT BC Ratio | 0 | 0 | 0 | 0 | 0 | 0 | 0 | 0 | 0 | 0 | 0 | 0 | 0 | 0 | 0 | 0 | 0 | 0 | 0 | 0 | 0 | 0 | 0 | 0 | 0 | 0 | 0
F3_Commercial_Retail_New_Space Heating_Natural Gas_Boiler_E10 | F3 | Commercial | Retail | New | Space Heating | Natural Gas | Boiler | E10 | PACT BC Ratio | 0 | 0 | 0 | 0 | 0 | 0 | 0 | 0 | 0 | 0 | 0 | 0 | 0 | 0 | 0 | 0 | 0 | 0 | 0 | 0 | 0 | 0 | 0 | 0 | 0 | 0 | 0
F4_Commercial_Retail_New_Space Heating_Natural Gas_Boiler_E1 | F4 | Commercial | Retail | New | Space Heating | Natural Gas | Boiler | E1 | RVT BC Ratio | bar: 2021 to 2047
F4_Commercial_Retail_New_Space Heating_Natural Gas_Boiler_E2 | F4 | Commercial | Retail | New | Space Heating | Natural Gas | Boiler | E2 | RVT BC Ratio | 0.7 | 0.7 | 0.7 | 0.7 | 0.7 | 0.7 | 0.7 | 0.7 | 0.7 | 0.7 | 0.7 | 0.7 | 0.7 | 0.7 | 0.7 | 0.7 | 0.7 | 0.7 | 0.7 | 0.7 | 0.7 | 0.7 | 0.7 | 0.7 | 0.7 | 0.7 | 0.7
F4_Commercial_Retail_New_Space Heating_Natural Gas_Boiler_E3 | F4 | Commercial | Retail | New | Space Heating | Natural Gas | Boiler | E3 | RVT BC Ratio | 0.7 | 0.7 | 0.7 | 0.7 | 0.7 | 0.7 | 0.7 | 0.7 | 0.7 | 0.7 | 0.7 | 0.7 | 0.7 | 0.7 | 0.7 | 0.7 | 0.7 | 0.7 | 0.7 | 0.7 | 0.7 | 0.7 | 0.7 | 0.7 | 0.7 | 0.7 | 0.7
F4_Commercial_Retail_New_Space Heating_Natural Gas_Boiler_E4 | F4 | Commercial | Retail | New | Space Heating | Natural Gas | Boiler | E4 | RVT BC Ratio | 0.7 | 0.7 | 0.7 | 0.7 | 0.7 | 0.7 | 0.7 | 0.7 | 0.7 | 0.7 | 0.7 | 0.7 | 0.7 | 0.7 | 0.7 | 0.7 | 0.7 | 0.7 | 0.7 | 0.7 | 0.7 | 0.7 | 0.7 | 0.7 | 0.7 | 0.7 | 0.7
F4_Commercial_Retail_New_Space Heating_Natural Gas_Boiler_E5 | F4 | Commercial | Retail | New | Space Heating | Natural Gas | Boiler | E5 | RVT BC Ratio | 0 | 0 | 0 | 0 | 0 | 0 | 0 | 0 | 0 | 0 | 0 | 0 | 0 | 0 | 0 | 0 | 0 | 0 | 0 | 0 | 0 | 0 | 0 | 0 | 0 | 0 | 0
F4_Commercial_Retail_New_Space Heating_Natural Gas_Boiler_E6 | F4 | Commercial | Retail | New | Space Heating | Natural Gas | Boiler | E6 | RVT BC Ratio | 0 | 0 | 0 | 0 | 0 | 0 | 0 | 0 | 0 | 0 | 0 | 0 | 0 | 0 | 0 | 0 | 0 | 0 | 0 | 0 | 0 | 0 | 0 | 0 | 0 | 0 | 0
F4_Commercial_Retail_New_Space Heating_Natural Gas_Boiler_E7 | F4 | Commercial | Retail | New | Space Heating | Natural Gas | Boiler | E7 | RVT BC Ratio | 0 | 0 | 0 | 0 | 0 | 0 | 0 | 0 | 0 | 0 | 0 | 0 | 0 | 0 | 0 | 0 | 0 | 0 | 0 | 0 | 0 | 0 | 0 | 0 | 0 | 0 | 0
F4_Commercial_Retail_New_Space Heating_Natural Gas_Boiler_E8 | F4 | Commercial | Retail | New | Space Heating | Natural Gas | Boiler | E8 | RVT BC Ratio | 0 | 0 | 0 | 0 | 0 | 0 | 0 | 0 | 0 | 0 | 0 | 0 | 0 | 0 | 0 | 0 | 0 | 0 | 0 | 0 | 0 | 0 | 0 | 0 | 0 | 0 | 0
F4_Commercial_Retail_New_Space Heating_Natural Gas_Boiler_E9 | F4 | Commercial | Retail | New | Space Heating | Natural Gas | Boiler | E9 | RVT BC Ratio | 0 | 0 | 0 | 0 | 0 | 0 | 0 | 0 | 0 | 0 | 0 | 0 | 0 | 0 | 0 | 0 | 0 | 0 | 0 | 0 | 0 | 0 | 0 | 0 | 0 | 0 | 0
F4_Commercial_Retail_New_Space Heating_Natural Gas_Boiler_E10 | F4 | Commercial | Retail | New | Space Heating | Natural Gas | Boiler | E10 | RVT BC Ratio | 0 | 0 | 0 | 0 | 0 | 0 | 0 | 0 | 0 | 0 | 0 | 0 | 0 | 0 | 0 | 0 | 0 | 0 | 0 | 0 | 0 | 0 | 0 | 0 | 0 | 0 | 0
F5_Commercial_Retail_New_Space Heating_Natural Gas_Boiler_E1 | F5 | Commercial | Retail | New | Space Heating | Natural Gas | Boiler | E1 | RIM BC Ratio | bar: 2021 to 2047
F5_Commercial_Retail_New_Space Heating_Natural Gas_Boiler_E2 | F5 | Commercial | Retail | New | Space Heating | Natural Gas | Boiler | E2 | RIM BC Ratio | 1.096 | 1.0885 | 1.0723 | 1.0546 | 1.0486 | 1.0468 | 1.0483 | 1.0509 | 1.0532 | 1.0543 | 1.0544 | 1.0532 | 1.0504 | 1.0452 | 1.0376 | 1.0281 | 1.0158 | 1.0012 | 0.98386 | 0.96309 | 0.93833 | 0.91019 | 0.88697 | 0.87245 | 0.86708 | 0.87133 | 0.8756
F5_Commercial_Retail_New_Space Heating_Natural Gas_Boiler_E3 | F5 | Commercial | Retail | New | Space Heating | Natural Gas | Boiler | E3 | RIM BC Ratio | 1.0855 | 1.0781 | 1.0619 | 1.0445 | 1.0385 | 1.0367 | 1.0382 | 1.0408 | 1.043 | 1.0442 | 1.0442 | 1.0431 | 1.0403 | 1.0351 | 1.0276 | 1.0182 | 1.006 | 0.99159 | 0.97438 | 0.95381 | 0.9293 | 0.90142 | 0.87842 | 0.86405 | 0.85873 | 0.86294 | 0.86717
F5_Commercial_Retail_New_Space Heating_Natural Gas_Boiler_E4 | F5 | Commercial | Retail | New | Space Heating | Natural Gas | Boiler | E4 | RIM BC Ratio | 0.26158 | 0.25931 | 0.25516 | 0.25034 | 0.24694 | 0.2441 | 0.2418 | 0.2398 | 0.23794 | 0.23617 | 0.23458 | 0.23324 | 0.23221 | 0.23132 | 0.23041 | 0.22941 | 0.22799 | 0.22625 | 0.2241 | 0.22146 | 0.21823 | 0.21451 | 0.21151 | 0.20979 | 0.20941 | 0.21044 | 0.21147
F5_Commercial_Retail_New_Space Heating_Natural Gas_Boiler_E5 | F5 | Commercial | Retail | New | Space Heating | Natural Gas | Boiler | E5 | RIM BC Ratio | 0 | 0 | 0 | 0 | 0 | 0 | 0 | 0 | 0 | 0 | 0 | 0 | 0 | 0 | 0 | 0 | 0 | 0 | 0 | 0 | 0 | 0 | 0 | 0 | 0 | 0 | 0
F5_Commercial_Retail_New_Space Heating_Natural Gas_Boiler_E6 | F5 | Commercial | Retail | New | Space Heating | Natural Gas | Boiler | E6 | RIM BC Ratio | 0 | 0 | 0 | 0 | 0 | 0 | 0 | 0 | 0 | 0 | 0 | 0 | 0 | 0 | 0 | 0 | 0 | 0 | 0 | 0 | 0 | 0 | 0 | 0 | 0 | 0 | 0
F5_Commercial_Retail_New_Space Heating_Natural Gas_Boiler_E7 | F5 | Commercial | Retail | New | Space Heating | Natural Gas | Boiler | E7 | RIM BC Ratio | 0 | 0 | 0 | 0 | 0 | 0 | 0 | 0 | 0 | 0 | 0 | 0 | 0 | 0 | 0 | 0 | 0 | 0 | 0 | 0 | 0 | 0 | 0 | 0 | 0 | 0 | 0
F5_Commercial_Retail_New_Space Heating_Natural Gas_Boiler_E8 | F5 | Commercial | Retail | New | Space Heating | Natural Gas | Boiler | E8 | RIM BC Ratio | 0 | 0 | 0 | 0 | 0 | 0 | 0 | 0 | 0 | 0 | 0 | 0 | 0 | 0 | 0 | 0 | 0 | 0 | 0 | 0 | 0 | 0 | 0 | 0 | 0 | 0 | 0
F5_Commercial_Retail_New_Space Heating_Natural Gas_Boiler_E9 | F5 | Commercial | Retail | New | Space Heating | Natural Gas | Boiler | E9 | RIM BC Ratio | 0 | 0 | 0 | 0 | 0 | 0 | 0 | 0 | 0 | 0 | 0 | 0 | 0 | 0 | 0 | 0 | 0 | 0 | 0 | 0 | 0 | 0 | 0 | 0 | 0 | 0 | 0
F5_Commercial_Retail_New_Space Heating_Natural Gas_Boiler_E10 | F5 | Commercial | Retail | New | Space Heating | Natural Gas | Boiler | E10 | RIM BC Ratio | 0 | 0 | 0 | 0 | 0 | 0 | 0 | 0 | 0 | 0 | 0 | 0 | 0 | 0 | 0 | 0 | 0 | 0 | 0 | 0 | 0 | 0 | 0 | 0 | 0 | 0 | 0
F0_Commercial_Retail_New_Space Heating_Natural Gas_Unit Heater_E0 | F0 | Commercial | Retail | New | Space Heating | Natural Gas | Unit Heater | E0 | Economic Unit | Infrared Radiant | Infrared Radiant | Infrared Radiant | Infrared Radiant | Infrared Radiant | Infrared Radiant | Infrared Radiant | Infrared Radiant | Infrared Radiant | Infrared Radiant | Infrared Radiant | Infrared Radiant | Infrared Radiant | Infrared Radiant | Infrared Radiant | Infrared Radiant | Infrared Radiant | Infrared Radiant | Infrared Radiant | Infrared Radiant | Infrared Radiant | Infrared Radiant | Infrared Radiant | Infrared Radiant | Infrared Radiant | Infrared Radiant | Infrared Radiant
F1_Commercial_Retail_New_Space Heating_Natural Gas_Unit Heater_E1 | F1 | Commercial | Retail | New | Space Heating | Natural Gas | Unit Heater | E1 | CCE | 0 | 0 | 0 | 0 | 0 | 0 | 0 | 0 | 0 | 0 | 0 | 0 | 0 | 0 | 0 | 0 | 0 | 0 | 0 | 0 | 0 | 0 | 0 | 0 | 0 | 0 | 0
F1_Commercial_Retail_New_Space Heating_Natural Gas_Unit Heater_E2 | F1 | Commercial | Retail | New | Space Heating | Natural Gas | Unit Heater | E2 | CCE | 0.0010768 | 0.0010009 | 0.0010048 | 0.0010048 | 0.0010048 | 0.0010048 | 0.0010048 | 0.0010048 | 0.0010048 | 0.0010048 | 0.0010048 | 0.0010048 | 0.0010048 | 0.0010048 | 0.0010048 | 0.0010048 | 0.0010048 | 0.0010048 | 0.0010048 | 0.0010048 | 0.0010048 | 0.0010048 | 0.0010048 | 0.0010048 | 0.0010048 | 0.0010048 | 0.0010048
F1_Commercial_Retail_New_Space Heating_Natural Gas_Unit Heater_E3 | F1 | Commercial | Retail | New | Space Heating | Natural Gas | Unit Heater | E3 | CCE | 0.0016475 | 0.0015314 | 0.0015374 | 0.0015374 | 0.0015374 | 0.0015374 | 0.0015374 | 0.0015374 | 0.0015374 | 0.0015374 | 0.0015374 | 0.0015374 | 0.0015374 | 0.0015374 | 0.0015374 | 0.0015374 | 0.0015374 | 0.0015374 | 0.0015374 | 0.0015374 | 0.0015374 | 0.0015374 | 0.0015374 | 0.0015374 | 0.0015374 | 0.0015374 | 0.0015374
F1_Commercial_Retail_New_Space Heating_Natural Gas_Unit Heater_E4 | F1 | Commercial | Retail | New | Space Heating | Natural Gas | Unit Heater | E4 | CCE | 0 | 0 | 0 | 0 | 0 | 0 | 0 | 0 | 0 | 0 | 0 | 0 | 0 | 0 | 0 | 0 | 0 | 0 | 0 | 0 | 0 | 0 | 0 | 0 | 0 | 0 | 0
F1_Commercial_Retail_New_Space Heating_Natural Gas_Unit Heater_E5 | F1 | Commercial | Retail | New | Space Heating | Natural Gas | Unit Heater | E5 | CCE | 0 | 0 | 0 | 0 | 0 | 0 | 0 | 0 | 0 | 0 | 0 | 0 | 0 | 0 | 0 | 0 | 0 | 0 | 0 | 0 | 0 | 0 | 0 | 0 | 0 | 0 | 0
F1_Commercial_Retail_New_Space Heating_Natural Gas_Unit Heater_E6 | F1 | Commercial | Retail | New | Space Heating | Natural Gas | Unit Heater | E6 | CCE | 0 | 0 | 0 | 0 | 0 | 0 | 0 | 0 | 0 | 0 | 0 | 0 | 0 | 0 | 0 | 0 | 0 | 0 | 0 | 0 | 0 | 0 | 0 | 0 | 0 | 0 | 0
F1_Commercial_Retail_New_Space Heating_Natural Gas_Unit Heater_E7 | F1 | Commercial | Retail | New | Space Heating | Natural Gas | Unit Heater | E7 | CCE | 0 | 0 | 0 | 0 | 0 | 0 | 0 | 0 | 0 | 0 | 0 | 0 | 0 | 0 | 0 | 0 | 0 | 0 | 0 | 0 | 0 | 0 | 0 | 0 | 0 | 0 | 0
F1_Commercial_Retail_New_Space Heating_Natural Gas_Unit Heater_E8 | F1 | Commercial | Retail | New | Space Heating | Natural Gas | Unit Heater | E8 | CCE | 0 | 0 | 0 | 0 | 0 | 0 | 0 | 0 | 0 | 0 | 0 | 0 | 0 | 0 | 0 | 0 | 0 | 0 | 0 | 0 | 0 | 0 | 0 | 0 | 0 | 0 | 0
F1_Commercial_Retail_New_Space Heating_Natural Gas_Unit Heater_E9 | F1 | Commercial | Retail | New | Space Heating | Natural Gas | Unit Heater | E9 | CCE | 0 | 0 | 0 | 0 | 0 | 0 | 0 | 0 | 0 | 0 | 0 | 0 | 0 | 0 | 0 | 0 | 0 | 0 | 0 | 0 | 0 | 0 | 0 | 0 | 0 | 0 | 0
F1_Commercial_Retail_New_Space Heating_Natural Gas_Unit Heater_E10 | F1 | Commercial | Retail | New | Space Heating | Natural Gas | Unit Heater | E10 | CCE | 0 | 0 | 0 | 0 | 0 | 0 | 0 | 0 | 0 | 0 | 0 | 0 | 0 | 0 | 0 | 0 | 0 | 0 | 0 | 0 | 0 | 0 | 0 | 0 | 0 | 0 | 0
F2_Commercial_Retail_New_Space Heating_Natural Gas_Unit Heater_E1 | F2 | Commercial | Retail | New | Space Heating | Natural Gas | Unit Heater | E1 | TRC BC Ratio | bar: 2021 to 2047
F2_Commercial_Retail_New_Space Heating_Natural Gas_Unit Heater_E2 | F2 | Commercial | Retail | New | Space Heating | Natural Gas | Unit Heater | E2 | TRC BC Ratio | 14.4533 | 14.385 | 14.1956 | 13.9907 | 13.9542 | 13.9737 | 14.0292 | 14.0877 | 14.1283 | 14.1445 | 14.1396 | 14.1165 | 14.0699 | 13.9885 | 13.8726 | 13.7285 | 13.5436 | 13.326 | 13.0674 | 12.7596 | 12.3938 | 11.9788 | 11.6353 | 11.4182 | 11.334 | 11.3895 | 11.4454
F2_Commercial_Retail_New_Space Heating_Natural Gas_Unit Heater_E3 | F2 | Commercial | Retail | New | Space Heating | Natural Gas | Unit Heater | E3 | TRC BC Ratio | 10.3182 | 10.3189 | 10.2536 | 10.1157 | 9.8886 | 9.6065 | 9.2659 | 8.8706 | 8.4447 | 8.0252 | 7.6539 | 7.3791 | 7.2226 | 7.1736 | 7.2023 | 7.2741 | 7.353 | 7.4378 | 7.5299 | 7.6306 | 7.7416 | 7.8612 | 7.9688 | 8.0549 | 8.1185 | 8.1583 | 8.1983
F2_Commercial_Retail_New_Space Heating_Natural Gas_Unit Heater_E4 | F2 | Commercial | Retail | New | Space Heating | Natural Gas | Unit Heater | E4 | TRC BC Ratio | 0 | 0 | 0 | 0 | 0 | 0 | 0 | 0 | 0 | 0 | 0 | 0 | 0 | 0 | 0 | 0 | 0 | 0 | 0 | 0 | 0 | 0 | 0 | 0 | 0 | 0 | 0
F2_Commercial_Retail_New_Space Heating_Natural Gas_Unit Heater_E5 | F2 | Commercial | Retail | New | Space Heating | Natural Gas | Unit Heater | E5 | TRC BC Ratio | 0 | 0 | 0 | 0 | 0 | 0 | 0 | 0 | 0 | 0 | 0 | 0 | 0 | 0 | 0 | 0 | 0 | 0 | 0 | 0 | 0 | 0 | 0 | 0 | 0 | 0 | 0
F2_Commercial_Retail_New_Space Heating_Natural Gas_Unit Heater_E6 | F2 | Commercial | Retail | New | Space Heating | Natural Gas | Unit Heater | E6 | TRC BC Ratio | 0 | 0 | 0 | 0 | 0 | 0 | 0 | 0 | 0 | 0 | 0 | 0 | 0 | 0 | 0 | 0 | 0 | 0 | 0 | 0 | 0 | 0 | 0 | 0 | 0 | 0 | 0
F2_Commercial_Retail_New_Space Heating_Natural Gas_Unit Heater_E7 | F2 | Commercial | Retail | New | Space Heating | Natural Gas | Unit Heater | E7 | TRC BC Ratio | 0 | 0 | 0 | 0 | 0 | 0 | 0 | 0 | 0 | 0 | 0 | 0 | 0 | 0 | 0 | 0 | 0 | 0 | 0 | 0 | 0 | 0 | 0 | 0 | 0 | 0 | 0
F2_Commercial_Retail_New_Space Heating_Natural Gas_Unit Heater_E8 | F2 | Commercial | Retail | New | Space Heating | Natural Gas | Unit Heater | E8 | TRC BC Ratio | 0 | 0 | 0 | 0 | 0 | 0 | 0 | 0 | 0 | 0 | 0 | 0 | 0 | 0 | 0 | 0 | 0 | 0 | 0 | 0 | 0 | 0 | 0 | 0 | 0 | 0 | 0
F2_Commercial_Retail_New_Space Heating_Natural Gas_Unit Heater_E9 | F2 | Commercial | Retail | New | Space Heating | Natural Gas | Unit Heater | E9 | TRC BC Ratio | 0 | 0 | 0 | 0 | 0 | 0 | 0 | 0 | 0 | 0 | 0 | 0 | 0 | 0 | 0 | 0 | 0 | 0 | 0 | 0 | 0 | 0 | 0 | 0 | 0 | 0 | 0
F2_Commercial_Retail_New_Space Heating_Natural Gas_Unit Heater_E10 | F2 | Commercial | Retail | New | Space Heating | Natural Gas | Unit Heater | E10 | TRC BC Ratio | 0 | 0 | 0 | 0 | 0 | 0 | 0 | 0 | 0 | 0 | 0 | 0 | 0 | 0 | 0 | 0 | 0 | 0 | 0 | 0 | 0 | 0 | 0 | 0 | 0 | 0 | 0
F3_Commercial_Retail_New_Space Heating_Natural Gas_Unit Heater_E1 | F3 | Commercial | Retail | New | Space Heating | Natural Gas | Unit Heater | E1 | PACT BC Ratio | bar: 2021 to 2047
F3_Commercial_Retail_New_Space Heating_Natural Gas_Unit Heater_E2 | F3 | Commercial | Retail | New | Space Heating | Natural Gas | Unit Heater | E2 | PACT BC Ratio | 19.0175 | 18.9276 | 18.6784 | 18.4089 | 18.3609 | 18.3864 | 18.4595 | 18.5364 | 18.5899 | 18.6112 | 18.6047 | 18.5743 | 18.5131 | 18.4059 | 18.2534 | 18.0638 | 17.8205 | 17.5342 | 17.194 | 16.7889 | 16.3077 | 15.7615 | 15.3096 | 15.0239 | 14.9131 | 14.9862 | 15.0597
F3_Commercial_Retail_New_Space Heating_Natural Gas_Unit Heater_E3 | F3 | Commercial | Retail | New | Space Heating | Natural Gas | Unit Heater | E3 | PACT BC Ratio | 13.5765 | 13.5775 | 13.4916 | 13.3101 | 13.0113 | 12.6401 | 12.192 | 11.6718 | 11.1114 | 10.5595 | 10.0709 | 9.7093 | 9.5034 | 9.439 | 9.4768 | 9.5711 | 9.675 | 9.7866 | 9.9077 | 10.0403 | 10.1863 | 10.3437 | 10.4853 | 10.5986 | 10.6822 | 10.7346 | 10.7872
F3_Commercial_Retail_New_Space Heating_Natural Gas_Unit Heater_E4 | F3 | Commercial | Retail | New | Space Heating | Natural Gas | Unit Heater | E4 | PACT BC Ratio | 0 | 0 | 0 | 0 | 0 | 0 | 0 | 0 | 0 | 0 | 0 | 0 | 0 | 0 | 0 | 0 | 0 | 0 | 0 | 0 | 0 | 0 | 0 | 0 | 0 | 0 | 0
F3_Commercial_Retail_New_Space Heating_Natural Gas_Unit Heater_E5 | F3 | Commercial | Retail | New | Space Heating | Natural Gas | Unit Heater | E5 | PACT BC Ratio | 0 | 0 | 0 | 0 | 0 | 0 | 0 | 0 | 0 | 0 | 0 | 0 | 0 | 0 | 0 | 0 | 0 | 0 | 0 | 0 | 0 | 0 | 0 | 0 | 0 | 0 | 0
F3_Commercial_Retail_New_Space Heating_Natural Gas_Unit Heater_E6 | F3 | Commercial | Retail | New | Space Heating | Natural Gas | Unit Heater | E6 | PACT BC Ratio | 0 | 0 | 0 | 0 | 0 | 0 | 0 | 0 | 0 | 0 | 0 | 0 | 0 | 0 | 0 | 0 | 0 | 0 | 0 | 0 | 0 | 0 | 0 | 0 | 0 | 0 | 0
F3_Commercial_Retail_New_Space Heating_Natural Gas_Unit Heater_E7 | F3 | Commercial | Retail | New | Space Heating | Natural Gas | Unit Heater | E7 | PACT BC Ratio | 0 | 0 | 0 | 0 | 0 | 0 | 0 | 0 | 0 | 0 | 0 | 0 | 0 | 0 | 0 | 0 | 0 | 0 | 0 | 0 | 0 | 0 | 0 | 0 | 0 | 0 | 0
F3_Commercial_Retail_New_Space Heating_Natural Gas_Unit Heater_E8 | F3 | Commercial | Retail | New | Space Heating | Natural Gas | Unit Heater | E8 | PACT BC Ratio | 0 | 0 | 0 | 0 | 0 | 0 | 0 | 0 | 0 | 0 | 0 | 0 | 0 | 0 | 0 | 0 | 0 | 0 | 0 | 0 | 0 | 0 | 0 | 0 | 0 | 0 | 0
F3_Commercial_Retail_New_Space Heating_Natural Gas_Unit Heater_E9 | F3 | Commercial | Retail | New | Space Heating | Natural Gas | Unit Heater | E9 | PACT BC Ratio | 0 | 0 | 0 | 0 | 0 | 0 | 0 | 0 | 0 | 0 | 0 | 0 | 0 | 0 | 0 | 0 | 0 | 0 | 0 | 0 | 0 | 0 | 0 | 0 | 0 | 0 | 0
F3_Commercial_Retail_New_Space Heating_Natural Gas_Unit Heater_E10 | F3 | Commercial | Retail | New | Space Heating | Natural Gas | Unit Heater | E10 | PACT BC Ratio | 0 | 0 | 0 | 0 | 0 | 0 | 0 | 0 | 0 | 0 | 0 | 0 | 0 | 0 | 0 | 0 | 0 | 0 | 0 | 0 | 0 | 0 | 0 | 0 | 0 | 0 | 0
F4_Commercial_Retail_New_Space Heating_Natural Gas_Unit Heater_E1 | F4 | Commercial | Retail | New | Space Heating | Natural Gas | Unit Heater | E1 | RVT BC Ratio | bar: 2021 to 2047
F4_Commercial_Retail_New_Space Heating_Natural Gas_Unit Heater_E2 | F4 | Commercial | Retail | New | Space Heating | Natural Gas | Unit Heater | E2 | RVT BC Ratio | 0.7 | 0.7 | 0.7 | 0.7 | 0.7 | 0.7 | 0.7 | 0.7 | 0.7 | 0.7 | 0.7 | 0.7 | 0.7 | 0.7 | 0.7 | 0.7 | 0.7 | 0.7 | 0.7 | 0.7 | 0.7 | 0.7 | 0.7 | 0.7 | 0.7 | 0.7 | 0.7
F4_Commercial_Retail_New_Space Heating_Natural Gas_Unit Heater_E3 | F4 | Commercial | Retail | New | Space Heating | Natural Gas | Unit Heater | E3 | RVT BC Ratio | 0.7 | 0.7 | 0.7 | 0.7 | 0.7 | 0.7 | 0.7 | 0.7 | 0.7 | 0.7 | 0.7 | 0.7 | 0.7 | 0.7 | 0.7 | 0.7 | 0.7 | 0.7 | 0.7 | 0.7 | 0.7 | 0.7 | 0.7 | 0.7 | 0.7 | 0.7 | 0.7
F4_Commercial_Retail_New_Space Heating_Natural Gas_Unit Heater_E4 | F4 | Commercial | Retail | New | Space Heating | Natural Gas | Unit Heater | E4 | RVT BC Ratio | 0 | 0 | 0 | 0 | 0 | 0 | 0 | 0 | 0 | 0 | 0 | 0 | 0 | 0 | 0 | 0 | 0 | 0 | 0 | 0 | 0 | 0 | 0 | 0 | 0 | 0 | 0
F4_Commercial_Retail_New_Space Heating_Natural Gas_Unit Heater_E5 | F4 | Commercial | Retail | New | Space Heating | Natural Gas | Unit Heater | E5 | RVT BC Ratio | 0 | 0 | 0 | 0 | 0 | 0 | 0 | 0 | 0 | 0 | 0 | 0 | 0 | 0 | 0 | 0 | 0 | 0 | 0 | 0 | 0 | 0 | 0 | 0 | 0 | 0 | 0
F4_Commercial_Retail_New_Space Heating_Natural Gas_Unit Heater_E6 | F4 | Commercial | Retail | New | Space Heating | Natural Gas | Unit Heater | E6 | RVT BC Ratio | 0 | 0 | 0 | 0 | 0 | 0 | 0 | 0 | 0 | 0 | 0 | 0 | 0 | 0 | 0 | 0 | 0 | 0 | 0 | 0 | 0 | 0 | 0 | 0 | 0 | 0 | 0
F4_Commercial_Retail_New_Space Heating_Natural Gas_Unit Heater_E7 | F4 | Commercial | Retail | New | Space Heating | Natural Gas | Unit Heater | E7 | RVT BC Ratio | 0 | 0 | 0 | 0 | 0 | 0 | 0 | 0 | 0 | 0 | 0 | 0 | 0 | 0 | 0 | 0 | 0 | 0 | 0 | 0 | 0 | 0 | 0 | 0 | 0 | 0 | 0
F4_Commercial_Retail_New_Space Heating_Natural Gas_Unit Heater_E8 | F4 | Commercial | Retail | New | Space Heating | Natural Gas | Unit Heater | E8 | RVT BC Ratio | 0 | 0 | 0 | 0 | 0 | 0 | 0 | 0 | 0 | 0 | 0 | 0 | 0 | 0 | 0 | 0 | 0 | 0 | 0 | 0 | 0 | 0 | 0 | 0 | 0 | 0 | 0
F4_Commercial_Retail_New_Space Heating_Natural Gas_Unit Heater_E9 | F4 | Commercial | Retail | New | Space Heating | Natural Gas | Unit Heater | E9 | RVT BC Ratio | 0 | 0 | 0 | 0 | 0 | 0 | 0 | 0 | 0 | 0 | 0 | 0 | 0 | 0 | 0 | 0 | 0 | 0 | 0 | 0 | 0 | 0 | 0 | 0 | 0 | 0 | 0
F4_Commercial_Retail_New_Space Heating_Natural Gas_Unit Heater_E10 | F4 | Commercial | Retail | New | Space Heating | Natural Gas | Unit Heater | E10 | RVT BC Ratio | 0 | 0 | 0 | 0 | 0 | 0 | 0 | 0 | 0 | 0 | 0 | 0 | 0 | 0 | 0 | 0 | 0 | 0 | 0 | 0 | 0 | 0 | 0 | 0 | 0 | 0 | 0
F5_Commercial_Retail_New_Space Heating_Natural Gas_Unit Heater_E1 | F5 | Commercial | Retail | New | Space Heating | Natural Gas | Unit Heater | E1 | RIM BC Ratio | bar: 2021 to 2047
F5_Commercial_Retail_New_Space Heating_Natural Gas_Unit Heater_E2 | F5 | Commercial | Retail | New | Space Heating | Natural Gas | Unit Heater | E2 | RIM BC Ratio | 19.0175 | 18.9276 | 18.6784 | 18.4089 | 18.3609 | 18.3864 | 18.4595 | 18.5364 | 18.5899 | 18.6112 | 18.6047 | 18.5743 | 18.5131 | 18.4059 | 18.2534 | 18.0638 | 17.8205 | 17.5342 | 17.194 | 16.7889 | 16.3077 | 15.7615 | 15.3096 | 15.0239 | 14.9131 | 14.9862 | 15.0597
F5_Commercial_Retail_New_Space Heating_Natural Gas_Unit Heater_E3 | F5 | Commercial | Retail | New | Space Heating | Natural Gas | Unit Heater | E3 | RIM BC Ratio | 13.5765 | 13.5775 | 13.4916 | 13.3101 | 13.0113 | 12.6401 | 12.192 | 11.6718 | 11.1114 | 10.5595 | 10.0709 | 9.7093 | 9.5034 | 9.439 | 9.4768 | 9.5711 | 9.675 | 9.7866 | 9.9077 | 10.0403 | 10.1863 | 10.3437 | 10.4853 | 10.5986 | 10.6822 | 10.7346 | 10.7872
F5_Commercial_Retail_New_Space Heating_Natural Gas_Unit Heater_E4 | F5 | Commercial | Retail | New | Space Heating | Natural Gas | Unit Heater | E4 | RIM BC Ratio | 0 | 0 | 0 | 0 | 0 | 0 | 0 | 0 | 0 | 0 | 0 | 0 | 0 | 0 | 0 | 0 | 0 | 0 | 0 | 0 | 0 | 0 | 0 | 0 | 0 | 0 | 0
F5_Commercial_Retail_New_Space Heating_Natural Gas_Unit Heater_E5 | F5 | Commercial | Retail | New | Space Heating | Natural Gas | Unit Heater | E5 | RIM BC Ratio | 0 | 0 | 0 | 0 | 0 | 0 | 0 | 0 | 0 | 0 | 0 | 0 | 0 | 0 | 0 | 0 | 0 | 0 | 0 | 0 | 0 | 0 | 0 | 0 | 0 | 0 | 0
F5_Commercial_Retail_New_Space Heating_Natural Gas_Unit Heater_E6 | F5 | Commercial | Retail | New | Space Heating | Natural Gas | Unit Heater | E6 | RIM BC Ratio | 0 | 0 | 0 | 0 | 0 | 0 | 0 | 0 | 0 | 0 | 0 | 0 | 0 | 0 | 0 | 0 | 0 | 0 | 0 | 0 | 0 | 0 | 0 | 0 | 0 | 0 | 0
F5_Commercial_Retail_New_Space Heating_Natural Gas_Unit Heater_E7 | F5 | Commercial | Retail | New | Space Heating | Natural Gas | Unit Heater | E7 | RIM BC Ratio | 0 | 0 | 0 | 0 | 0 | 0 | 0 | 0 | 0 | 0 | 0 | 0 | 0 | 0 | 0 | 0 | 0 | 0 | 0 | 0 | 0 | 0 | 0 | 0 | 0 | 0 | 0
F5_Commercial_Retail_New_Space Heating_Natural Gas_Unit Heater_E8 | F5 | Commercial | Retail | New | Space Heating | Natural Gas | Unit Heater | E8 | RIM BC Ratio | 0 | 0 | 0 | 0 | 0 | 0 | 0 | 0 | 0 | 0 | 0 | 0 | 0 | 0 | 0 | 0 | 0 | 0 | 0 | 0 | 0 | 0 | 0 | 0 | 0 | 0 | 0
F5_Commercial_Retail_New_Space Heating_Natural Gas_Unit Heater_E9 | F5 | Commercial | Retail | New | Space Heating | Natural Gas | Unit Heater | E9 | RIM BC Ratio | 0 | 0 | 0 | 0 | 0 | 0 | 0 | 0 | 0 | 0 | 0 | 0 | 0 | 0 | 0 | 0 | 0 | 0 | 0 | 0 | 0 | 0 | 0 | 0 | 0 | 0 | 0
F5_Commercial_Retail_New_Space Heating_Natural Gas_Unit Heater_E10 | F5 | Commercial | Retail | New | Space Heating | Natural Gas | Unit Heater | E10 | RIM BC Ratio | 0 | 0 | 0 | 0 | 0 | 0 | 0 | 0 | 0 | 0 | 0 | 0 | 0 | 0 | 0 | 0 | 0 | 0 | 0 | 0 | 0 | 0 | 0 | 0 | 0 | 0 | 0
F0_Commercial_Retail_New_Water Heating_Natural Gas_Water Heater_E0 | F0 | Commercial | Retail | New | Water Heating | Natural Gas | Water Heater | E0 | Economic Unit | Tankless | Tankless | Tankless | Tankless | Tankless | Tankless | Tankless | Tankless | Tankless | Tankless | Tankless | Tankless | Tankless | Tankless | Tankless | Tankless | Tankless | Tankless | Tankless | Tankless | Tankless | Tankless | Tankless | Tankless | Tankless | Tankless | Tankless
F1_Commercial_Retail_New_Water Heating_Natural Gas_Water Heater_E1 | F1 | Commercial | Retail | New | Water Heating | Natural Gas | Water Heater | E1 | CCE | 0 | 0 | 0 | 0 | 0 | 0 | 0 | 0 | 0 | 0 | 0 | 0 | 0 | 0 | 0 | 0 | 0 | 0 | 0 | 0 | 0 | 0 | 0 | 0 | 0 | 0 | 0
F1_Commercial_Retail_New_Water Heating_Natural Gas_Water Heater_E2 | F1 | Commercial | Retail | New | Water Heating | Natural Gas | Water Heater | E2 | CCE | 0.0026027 | 0.0026027 | 0.0026027 | 0.0026027 | 0.0026027 | 0.0026027 | 0.0026027 | 0.0026027 | 0.0026027 | 0.0026027 | 0.0026027 | 0.0026027 | 0.0026027 | 0.0026027 | 0.0026027 | 0.0026027 | 0.0026027 | 0.0026027 | 0.0026027 | 0.0026027 | 0.0026027 | 0.0026027 | 0.0026027 | 0.0026027 | 0.0026027 | 0.0026027 | 0.0026027
F1_Commercial_Retail_New_Water Heating_Natural Gas_Water Heater_E3 | F1 | Commercial | Retail | New | Water Heating | Natural Gas | Water Heater | E3 | CCE | -0.0020548 | -0.0020548 | -0.0020548 | -0.0020548 | -0.0020548 | -0.0020548 | -0.0020548 | -0.0020548 | -0.0020548 | -0.0020548 | -0.0020548 | -0.0020548 | -0.0020548 | -0.0020548 | -0.0020548 | -0.0020548 | -0.0020548 | -0.0020548 | -0.0020548 | -0.0020548 | -0.0020548 | -0.0020548 | -0.0020548 | -0.0020548 | -0.0020548 | -0.0020548 | -0.0020548
F1_Commercial_Retail_New_Water Heating_Natural Gas_Water Heater_E4 | F1 | Commercial | Retail | New | Water Heating | Natural Gas | Water Heater | E4 | CCE | 0 | 0 | 0.027312 | 0.027312 | 0.027312 | 0.027312 | 0.027312 | 0.027312 | 0.027312 | 0.027312 | 0.027312 | 0.027312 | 0.027312 | 0.027312 | 0.027312 | 0.027312 | 0.027312 | 0.027312 | 0.027312 | 0.027312 | 0.027312 | 0.027312 | 0.027312 | 0.027312 | 0.027312 | 0.027312 | 0.027312
F1_Commercial_Retail_New_Water Heating_Natural Gas_Water Heater_E5 | F1 | Commercial | Retail | New | Water Heating | Natural Gas | Water Heater | E5 | CCE | 0 | 0 | 0 | 0 | 0 | 0 | 0 | 0 | 0 | 0 | 0 | 0 | 0 | 0 | 0 | 0 | 0 | 0 | 0 | 0 | 0 | 0 | 0 | 0 | 0 | 0 | 0
F1_Commercial_Retail_New_Water Heating_Natural Gas_Water Heater_E6 | F1 | Commercial | Retail | New | Water Heating | Natural Gas | Water Heater | E6 | CCE | 0 | 0 | 0 | 0 | 0 | 0 | 0 | 0 | 0 | 0 | 0 | 0 | 0 | 0 | 0 | 0 | 0 | 0 | 0 | 0 | 0 | 0 | 0 | 0 | 0 | 0 | 0
F1_Commercial_Retail_New_Water Heating_Natural Gas_Water Heater_E7 | F1 | Commercial | Retail | New | Water Heating | Natural Gas | Water Heater | E7 | CCE | 0 | 0 | 0 | 0 | 0 | 0 | 0 | 0 | 0 | 0 | 0 | 0 | 0 | 0 | 0 | 0 | 0 | 0 | 0 | 0 | 0 | 0 | 0 | 0 | 0 | 0 | 0
F1_Commercial_Retail_New_Water Heating_Natural Gas_Water Heater_E8 | F1 | Commercial | Retail | New | Water Heating | Natural Gas | Water Heater | E8 | CCE | 0 | 0 | 0 | 0 | 0 | 0 | 0 | 0 | 0 | 0 | 0 | 0 | 0 | 0 | 0 | 0 | 0 | 0 | 0 | 0 | 0 | 0 | 0 | 0 | 0 | 0 | 0
F1_Commercial_Retail_New_Water Heating_Natural Gas_Water Heater_E9 | F1 | Commercial | Retail | New | Water Heating | Natural Gas | Water Heater | E9 | CCE | 0 | 0 | 0 | 0 | 0 | 0 | 0 | 0 | 0 | 0 | 0 | 0 | 0 | 0 | 0 | 0 | 0 | 0 | 0 | 0 | 0 | 0 | 0 | 0 | 0 | 0 | 0
F1_Commercial_Retail_New_Water Heating_Natural Gas_Water Heater_E10 | F1 | Commercial | Retail | New | Water Heating | Natural Gas | Water Heater | E10 | CCE | 0 | 0 | 0 | 0 | 0 | 0 | 0 | 0 | 0 | 0 | 0 | 0 | 0 | 0 | 0 | 0 | 0 | 0 | 0 | 0 | 0 | 0 | 0 | 0 | 0 | 0 | 0
F2_Commercial_Retail_New_Water Heating_Natural Gas_Water Heater_E1 | F2 | Commercial | Retail | New | Water Heating | Natural Gas | Water Heater | E1 | TRC BC Ratio | bar: 2021 to 2047
F2_Commercial_Retail_New_Water Heating_Natural Gas_Water Heater_E2 | F2 | Commercial | Retail | New | Water Heating | Natural Gas | Water Heater | E2 | TRC BC Ratio | 5.2799 | 5.2037 | 5.1294 | 5.0573 | 5.058 | 5.106 | 5.1837 | 5.278 | 5.3797 | 5.4837 | 5.5865 | 5.6776 | 5.7471 | 5.7766 | 5.763 | 5.7065 | 5.6115 | 5.4871 | 5.339 | 5.1634 | 4.9581 | 4.7217 | 4.5119 | 4.3761 | 4.3174 | 4.3386 | 4.3598
F2_Commercial_Retail_New_Water Heating_Natural Gas_Water Heater_E3 | F2 | Commercial | Retail | New | Water Heating | Natural Gas | Water Heater | E3 | TRC BC Ratio | bar: 2021 to 2047
F2_Commercial_Retail_New_Water Heating_Natural Gas_Water Heater_E4 | F2 | Commercial | Retail | New | Water Heating | Natural Gas | Water Heater | E4 | TRC BC Ratio | 0 | 0 | 0.46668 | 0.44639 | 0.43826 | 0.43799 | 0.44354 | 0.45493 | 0.47312 | 0.49993 | 0.53429 | 0.57206 | 0.60887 | 0.63669 | 0.65104 | 0.6505 | 0.63645 | 0.61374 | 0.587 | 0.55558 | 0.51908 | 0.4773 | 0.44003 | 0.41533 | 0.40374 | 0.40572 | 0.40771
F2_Commercial_Retail_New_Water Heating_Natural Gas_Water Heater_E5 | F2 | Commercial | Retail | New | Water Heating | Natural Gas | Water Heater | E5 | TRC BC Ratio | 0 | 0 | 0 | 0 | 0 | 0 | 0 | 0 | 0 | 0 | 0 | 0 | 0 | 0 | 0 | 0 | 0 | 0 | 0 | 0 | 0 | 0 | 0 | 0 | 0 | 0 | 0
F2_Commercial_Retail_New_Water Heating_Natural Gas_Water Heater_E6 | F2 | Commercial | Retail | New | Water Heating | Natural Gas | Water Heater | E6 | TRC BC Ratio | 0 | 0 | 0 | 0 | 0 | 0 | 0 | 0 | 0 | 0 | 0 | 0 | 0 | 0 | 0 | 0 | 0 | 0 | 0 | 0 | 0 | 0 | 0 | 0 | 0 | 0 | 0
F2_Commercial_Retail_New_Water Heating_Natural Gas_Water Heater_E7 | F2 | Commercial | Retail | New | Water Heating | Natural Gas | Water Heater | E7 | TRC BC Ratio | 0 | 0 | 0 | 0 | 0 | 0 | 0 | 0 | 0 | 0 | 0 | 0 | 0 | 0 | 0 | 0 | 0 | 0 | 0 | 0 | 0 | 0 | 0 | 0 | 0 | 0 | 0
F2_Commercial_Retail_New_Water Heating_Natural Gas_Water Heater_E8 | F2 | Commercial | Retail | New | Water Heating | Natural Gas | Water Heater | E8 | TRC BC Ratio | 0 | 0 | 0 | 0 | 0 | 0 | 0 | 0 | 0 | 0 | 0 | 0 | 0 | 0 | 0 | 0 | 0 | 0 | 0 | 0 | 0 | 0 | 0 | 0 | 0 | 0 | 0
F2_Commercial_Retail_New_Water Heating_Natural Gas_Water Heater_E9 | F2 | Commercial | Retail | New | Water Heating | Natural Gas | Water Heater | E9 | TRC BC Ratio | 0 | 0 | 0 | 0 | 0 | 0 | 0 | 0 | 0 | 0 | 0 | 0 | 0 | 0 | 0 | 0 | 0 | 0 | 0 | 0 | 0 | 0 | 0 | 0 | 0 | 0 | 0
F2_Commercial_Retail_New_Water Heating_Natural Gas_Water Heater_E10 | F2 | Commercial | Retail | New | Water Heating | Natural Gas | Water Heater | E10 | TRC BC Ratio | 0 | 0 | 0 | 0 | 0 | 0 | 0 | 0 | 0 | 0 | 0 | 0 | 0 | 0 | 0 | 0 | 0 | 0 | 0 | 0 | 0 | 0 | 0 | 0 | 0 | 0 | 0
F3_Commercial_Retail_New_Water Heating_Natural Gas_Water Heater_E1 | F3 | Commercial | Retail | New | Water Heating | Natural Gas | Water Heater | E1 | PACT BC Ratio | bar: 2021 to 2047
F3_Commercial_Retail_New_Water Heating_Natural Gas_Water Heater_E2 | F3 | Commercial | Retail | New | Water Heating | Natural Gas | Water Heater | E2 | PACT BC Ratio | 6.6572 | 6.5612 | 6.4675 | 6.3766 | 6.3775 | 6.438 | 6.536 | 6.6548 | 6.783 | 6.9142 | 7.0439 | 7.1587 | 7.2463 | 7.2836 | 7.2664 | 7.1951 | 7.0753 | 6.9185 | 6.7318 | 6.5104 | 6.2515 | 5.9535 | 5.6889 | 5.5176 | 5.4437 | 5.4704 | 5.4972
F3_Commercial_Retail_New_Water Heating_Natural Gas_Water Heater_E3 | F3 | Commercial | Retail | New | Water Heating | Natural Gas | Water Heater | E3 | PACT BC Ratio | bar: 2021 to 2047
F3_Commercial_Retail_New_Water Heating_Natural Gas_Water Heater_E4 | F3 | Commercial | Retail | New | Water Heating | Natural Gas | Water Heater | E4 | PACT BC Ratio | 0 | 0 | 0.58842 | 0.56284 | 0.55259 | 0.55224 | 0.55925 | 0.57361 | 0.59654 | 0.63035 | 0.67367 | 0.72129 | 0.7677 | 0.80278 | 0.82088 | 0.8202 | 0.80248 | 0.77385 | 0.74012 | 0.70051 | 0.65449 | 0.60182 | 0.55482 | 0.52368 | 0.50907 | 0.51156 | 0.51407
F3_Commercial_Retail_New_Water Heating_Natural Gas_Water Heater_E5 | F3 | Commercial | Retail | New | Water Heating | Natural Gas | Water Heater | E5 | PACT BC Ratio | 0 | 0 | 0 | 0 | 0 | 0 | 0 | 0 | 0 | 0 | 0 | 0 | 0 | 0 | 0 | 0 | 0 | 0 | 0 | 0 | 0 | 0 | 0 | 0 | 0 | 0 | 0
F3_Commercial_Retail_New_Water Heating_Natural Gas_Water Heater_E6 | F3 | Commercial | Retail | New | Water Heating | Natural Gas | Water Heater | E6 | PACT BC Ratio | 0 | 0 | 0 | 0 | 0 | 0 | 0 | 0 | 0 | 0 | 0 | 0 | 0 | 0 | 0 | 0 | 0 | 0 | 0 | 0 | 0 | 0 | 0 | 0 | 0 | 0 | 0
F3_Commercial_Retail_New_Water Heating_Natural Gas_Water Heater_E7 | F3 | Commercial | Retail | New | Water Heating | Natural Gas | Water Heater | E7 | PACT BC Ratio | 0 | 0 | 0 | 0 | 0 | 0 | 0 | 0 | 0 | 0 | 0 | 0 | 0 | 0 | 0 | 0 | 0 | 0 | 0 | 0 | 0 | 0 | 0 | 0 | 0 | 0 | 0
F3_Commercial_Retail_New_Water Heating_Natural Gas_Water Heater_E8 | F3 | Commercial | Retail | New | Water Heating | Natural Gas | Water Heater | E8 | PACT BC Ratio | 0 | 0 | 0 | 0 | 0 | 0 | 0 | 0 | 0 | 0 | 0 | 0 | 0 | 0 | 0 | 0 | 0 | 0 | 0 | 0 | 0 | 0 | 0 | 0 | 0 | 0 | 0
F3_Commercial_Retail_New_Water Heating_Natural Gas_Water Heater_E9 | F3 | Commercial | Retail | New | Water Heating | Natural Gas | Water Heater | E9 | PACT BC Ratio | 0 | 0 | 0 | 0 | 0 | 0 | 0 | 0 | 0 | 0 | 0 | 0 | 0 | 0 | 0 | 0 | 0 | 0 | 0 | 0 | 0 | 0 | 0 | 0 | 0 | 0 | 0
F3_Commercial_Retail_New_Water Heating_Natural Gas_Water Heater_E10 | F3 | Commercial | Retail | New | Water Heating | Natural Gas | Water Heater | E10 | PACT BC Ratio | 0 | 0 | 0 | 0 | 0 | 0 | 0 | 0 | 0 | 0 | 0 | 0 | 0 | 0 | 0 | 0 | 0 | 0 | 0 | 0 | 0 | 0 | 0 | 0 | 0 | 0 | 0
F4_Commercial_Retail_New_Water Heating_Natural Gas_Water Heater_E1 | F4 | Commercial | Retail | New | Water Heating | Natural Gas | Water Heater | E1 | RVT BC Ratio | bar: 2021 to 2047
F4_Commercial_Retail_New_Water Heating_Natural Gas_Water Heater_E2 | F4 | Commercial | Retail | New | Water Heating | Natural Gas | Water Heater | E2 | RVT BC Ratio | 0.7 | 0.7 | 0.7 | 0.7 | 0.7 | 0.7 | 0.7 | 0.7 | 0.7 | 0.7 | 0.7 | 0.7 | 0.7 | 0.7 | 0.7 | 0.7 | 0.7 | 0.7 | 0.7 | 0.7 | 0.7 | 0.7 | 0.7 | 0.7 | 0.7 | 0.7 | 0.7
F4_Commercial_Retail_New_Water Heating_Natural Gas_Water Heater_E3 | F4 | Commercial | Retail | New | Water Heating | Natural Gas | Water Heater | E3 | RVT BC Ratio | bar: 2021 to 2047
F4_Commercial_Retail_New_Water Heating_Natural Gas_Water Heater_E4 | F4 | Commercial | Retail | New | Water Heating | Natural Gas | Water Heater | E4 | RVT BC Ratio | 0 | 0 | 0.7 | 0.7 | 0.7 | 0.7 | 0.7 | 0.7 | 0.7 | 0.7 | 0.7 | 0.7 | 0.7 | 0.7 | 0.7 | 0.7 | 0.7 | 0.7 | 0.7 | 0.7 | 0.7 | 0.7 | 0.7 | 0.7 | 0.7 | 0.7 | 0.7
F4_Commercial_Retail_New_Water Heating_Natural Gas_Water Heater_E5 | F4 | Commercial | Retail | New | Water Heating | Natural Gas | Water Heater | E5 | RVT BC Ratio | 0 | 0 | 0 | 0 | 0 | 0 | 0 | 0 | 0 | 0 | 0 | 0 | 0 | 0 | 0 | 0 | 0 | 0 | 0 | 0 | 0 | 0 | 0 | 0 | 0 | 0 | 0
F4_Commercial_Retail_New_Water Heating_Natural Gas_Water Heater_E6 | F4 | Commercial | Retail | New | Water Heating | Natural Gas | Water Heater | E6 | RVT BC Ratio | 0 | 0 | 0 | 0 | 0 | 0 | 0 | 0 | 0 | 0 | 0 | 0 | 0 | 0 | 0 | 0 | 0 | 0 | 0 | 0 | 0 | 0 | 0 | 0 | 0 | 0 | 0
F4_Commercial_Retail_New_Water Heating_Natural Gas_Water Heater_E7 | F4 | Commercial | Retail | New | Water Heating | Natural Gas | Water Heater | E7 | RVT BC Ratio | 0 | 0 | 0 | 0 | 0 | 0 | 0 | 0 | 0 | 0 | 0 | 0 | 0 | 0 | 0 | 0 | 0 | 0 | 0 | 0 | 0 | 0 | 0 | 0 | 0 | 0 | 0
F4_Commercial_Retail_New_Water Heating_Natural Gas_Water Heater_E8 | F4 | Commercial | Retail | New | Water Heating | Natural Gas | Water Heater | E8 | RVT BC Ratio | 0 | 0 | 0 | 0 | 0 | 0 | 0 | 0 | 0 | 0 | 0 | 0 | 0 | 0 | 0 | 0 | 0 | 0 | 0 | 0 | 0 | 0 | 0 | 0 | 0 | 0 | 0
F4_Commercial_Retail_New_Water Heating_Natural Gas_Water Heater_E9 | F4 | Commercial | Retail | New | Water Heating | Natural Gas | Water Heater | E9 | RVT BC Ratio | 0 | 0 | 0 | 0 | 0 | 0 | 0 | 0 | 0 | 0 | 0 | 0 | 0 | 0 | 0 | 0 | 0 | 0 | 0 | 0 | 0 | 0 | 0 | 0 | 0 | 0 | 0
F4_Commercial_Retail_New_Water Heating_Natural Gas_Water Heater_E10 | F4 | Commercial | Retail | New | Water Heating | Natural Gas | Water Heater | E10 | RVT BC Ratio | 0 | 0 | 0 | 0 | 0 | 0 | 0 | 0 | 0 | 0 | 0 | 0 | 0 | 0 | 0 | 0 | 0 | 0 | 0 | 0 | 0 | 0 | 0 | 0 | 0 | 0 | 0
F5_Commercial_Retail_New_Water Heating_Natural Gas_Water Heater_E1 | F5 | Commercial | Retail | New | Water Heating | Natural Gas | Water Heater | E1 | RIM BC Ratio | bar: 2021 to 2047
F5_Commercial_Retail_New_Water Heating_Natural Gas_Water Heater_E2 | F5 | Commercial | Retail | New | Water Heating | Natural Gas | Water Heater | E2 | RIM BC Ratio | 6.6572 | 6.5612 | 6.4675 | 6.3766 | 6.3775 | 6.438 | 6.536 | 6.6548 | 6.783 | 6.9142 | 7.0439 | 7.1587 | 7.2463 | 7.2836 | 7.2664 | 7.1951 | 7.0753 | 6.9185 | 6.7318 | 6.5104 | 6.2515 | 5.9535 | 5.6889 | 5.5176 | 5.4437 | 5.4704 | 5.4972
F5_Commercial_Retail_New_Water Heating_Natural Gas_Water Heater_E3 | F5 | Commercial | Retail | New | Water Heating | Natural Gas | Water Heater | E3 | RIM BC Ratio | bar: 2021 to 2047
F5_Commercial_Retail_New_Water Heating_Natural Gas_Water Heater_E4 | F5 | Commercial | Retail | New | Water Heating | Natural Gas | Water Heater | E4 | RIM BC Ratio | 0 | 0 | 0.58842 | 0.56284 | 0.55259 | 0.55224 | 0.55925 | 0.57361 | 0.59654 | 0.63035 | 0.67367 | 0.72129 | 0.7677 | 0.80278 | 0.82088 | 0.8202 | 0.80248 | 0.77385 | 0.74012 | 0.70051 | 0.65449 | 0.60182 | 0.55482 | 0.52368 | 0.50907 | 0.51156 | 0.51407
F5_Commercial_Retail_New_Water Heating_Natural Gas_Water Heater_E5 | F5 | Commercial | Retail | New | Water Heating | Natural Gas | Water Heater | E5 | RIM BC Ratio | 0 | 0 | 0 | 0 | 0 | 0 | 0 | 0 | 0 | 0 | 0 | 0 | 0 | 0 | 0 | 0 | 0 | 0 | 0 | 0 | 0 | 0 | 0 | 0 | 0 | 0 | 0
F5_Commercial_Retail_New_Water Heating_Natural Gas_Water Heater_E6 | F5 | Commercial | Retail | New | Water Heating | Natural Gas | Water Heater | E6 | RIM BC Ratio | 0 | 0 | 0 | 0 | 0 | 0 | 0 | 0 | 0 | 0 | 0 | 0 | 0 | 0 | 0 | 0 | 0 | 0 | 0 | 0 | 0 | 0 | 0 | 0 | 0 | 0 | 0
F5_Commercial_Retail_New_Water Heating_Natural Gas_Water Heater_E7 | F5 | Commercial | Retail | New | Water Heating | Natural Gas | Water Heater | E7 | RIM BC Ratio | 0 | 0 | 0 | 0 | 0 | 0 | 0 | 0 | 0 | 0 | 0 | 0 | 0 | 0 | 0 | 0 | 0 | 0 | 0 | 0 | 0 | 0 | 0 | 0 | 0 | 0 | 0
F5_Commercial_Retail_New_Water Heating_Natural Gas_Water Heater_E8 | F5 | Commercial | Retail | New | Water Heating | Natural Gas | Water Heater | E8 | RIM BC Ratio | 0 | 0 | 0 | 0 | 0 | 0 | 0 | 0 | 0 | 0 | 0 | 0 | 0 | 0 | 0 | 0 | 0 | 0 | 0 | 0 | 0 | 0 | 0 | 0 | 0 | 0 | 0
F5_Commercial_Retail_New_Water Heating_Natural Gas_Water Heater_E9 | F5 | Commercial | Retail | New | Water Heating | Natural Gas | Water Heater | E9 | RIM BC Ratio | 0 | 0 | 0 | 0 | 0 | 0 | 0 | 0 | 0 | 0 | 0 | 0 | 0 | 0 | 0 | 0 | 0 | 0 | 0 | 0 | 0 | 0 | 0 | 0 | 0 | 0 | 0
F5_Commercial_Retail_New_Water Heating_Natural Gas_Water Heater_E10 | F5 | Commercial | Retail | New | Water Heating | Natural Gas | Water Heater | E10 | RIM BC Ratio | 0 | 0 | 0 | 0 | 0 | 0 | 0 | 0 | 0 | 0 | 0 | 0 | 0 | 0 | 0 | 0 | 0 | 0 | 0 | 0 | 0 | 0 | 0 | 0 | 0 | 0 | 0
F0_Commercial_Retail_New_Food Preparation_Natural Gas_Oven_E0 | F0 | Commercial | Retail | New | Food Preparation | Natural Gas | Oven | E0 | Economic Unit | ENERGY STAR (>42% Baking Efficiency) | ENERGY STAR (>42% Baking Efficiency) | ENERGY STAR (>42% Baking Efficiency) | ENERGY STAR (>42% Baking Efficiency) | ENERGY STAR (>42% Baking Efficiency) | ENERGY STAR (>42% Baking Efficiency) | ENERGY STAR (>42% Baking Efficiency) | ENERGY STAR (>42% Baking Efficiency) | ENERGY STAR (>42% Baking Efficiency) | ENERGY STAR (>42% Baking Efficiency) | ENERGY STAR (>42% Baking Efficiency) | ENERGY STAR (>42% Baking Efficiency) | ENERGY STAR (>42% Baking Efficiency) | ENERGY STAR (>42% Baking Efficiency) | ENERGY STAR (>42% Baking Efficiency) | ENERGY STAR (>42% Baking Efficiency) | ENERGY STAR (>42% Baking Efficiency) | ENERGY STAR (>42% Baking Efficiency) | ENERGY STAR (>42% Baking Efficiency) | ENERGY STAR (>42% Baking Efficiency) | ENERGY STAR (>42% Baking Efficiency) | ENERGY STAR (>42% Baking Efficiency) | ENERGY STAR (>42% Baking Efficiency) | ENERGY STAR (>42% Baking Efficiency) | ENERGY STAR (>42% Baking Efficiency) | ENERGY STAR (>42% Baking Efficiency) | ENERGY STAR (>42% Baking Efficiency)
F1_Commercial_Retail_New_Food Preparation_Natural Gas_Oven_E1 | F1 | Commercial | Retail | New | Food Preparation | Natural Gas | Oven | E1 | CCE | 0 | 0 | 0 | 0 | 0 | 0 | 0 | 0 | 0 | 0 | 0 | 0 | 0 | 0 | 0 | 0 | 0 | 0 | 0 | 0 | 0 | 0 | 0 | 0 | 0 | 0 | 0
F1_Commercial_Retail_New_Food Preparation_Natural Gas_Oven_E2 | F1 | Commercial | Retail | New | Food Preparation | Natural Gas | Oven | E2 | CCE | 0.0064069 | 0.0064069 | 0.0064069 | 0.0064069 | 0.0064069 | 0.0064069 | 0.0064069 | 0.0064069 | 0.0064069 | 0.0064069 | 0.0064069 | 0.0064069 | 0.0064069 | 0.0064069 | 0.0064069 | 0.0064069 | 0.0064069 | 0.0064069 | 0.0064069 | 0.0064069 | 0.0064069 | 0.0064069 | 0.0064069 | 0.0064069 | 0.0064069 | 0.0064069 | 0.0064069
F1_Commercial_Retail_New_Food Preparation_Natural Gas_Oven_E3 | F1 | Commercial | Retail | New | Food Preparation | Natural Gas | Oven | E3 | CCE | 0 | 0 | 0 | 0 | 0 | 0 | 0 | 0 | 0 | 0 | 0 | 0 | 0 | 0 | 0 | 0 | 0 | 0 | 0 | 0 | 0 | 0 | 0 | 0 | 0 | 0 | 0
F1_Commercial_Retail_New_Food Preparation_Natural Gas_Oven_E4 | F1 | Commercial | Retail | New | Food Preparation | Natural Gas | Oven | E4 | CCE | 0 | 0 | 0 | 0 | 0 | 0 | 0 | 0 | 0 | 0 | 0 | 0 | 0 | 0 | 0 | 0 | 0 | 0 | 0 | 0 | 0 | 0 | 0 | 0 | 0 | 0 | 0
F1_Commercial_Retail_New_Food Preparation_Natural Gas_Oven_E5 | F1 | Commercial | Retail | New | Food Preparation | Natural Gas | Oven | E5 | CCE | 0 | 0 | 0 | 0 | 0 | 0 | 0 | 0 | 0 | 0 | 0 | 0 | 0 | 0 | 0 | 0 | 0 | 0 | 0 | 0 | 0 | 0 | 0 | 0 | 0 | 0 | 0
F1_Commercial_Retail_New_Food Preparation_Natural Gas_Oven_E6 | F1 | Commercial | Retail | New | Food Preparation | Natural Gas | Oven | E6 | CCE | 0 | 0 | 0 | 0 | 0 | 0 | 0 | 0 | 0 | 0 | 0 | 0 | 0 | 0 | 0 | 0 | 0 | 0 | 0 | 0 | 0 | 0 | 0 | 0 | 0 | 0 | 0
F1_Commercial_Retail_New_Food Preparation_Natural Gas_Oven_E7 | F1 | Commercial | Retail | New | Food Preparation | Natural Gas | Oven | E7 | CCE | 0 | 0 | 0 | 0 | 0 | 0 | 0 | 0 | 0 | 0 | 0 | 0 | 0 | 0 | 0 | 0 | 0 | 0 | 0 | 0 | 0 | 0 | 0 | 0 | 0 | 0 | 0
F1_Commercial_Retail_New_Food Preparation_Natural Gas_Oven_E8 | F1 | Commercial | Retail | New | Food Preparation | Natural Gas | Oven | E8 | CCE | 0 | 0 | 0 | 0 | 0 | 0 | 0 | 0 | 0 | 0 | 0 | 0 | 0 | 0 | 0 | 0 | 0 | 0 | 0 | 0 | 0 | 0 | 0 | 0 | 0 | 0 | 0
F1_Commercial_Retail_New_Food Preparation_Natural Gas_Oven_E9 | F1 | Commercial | Retail | New | Food Preparation | Natural Gas | Oven | E9 | CCE | 0 | 0 | 0 | 0 | 0 | 0 | 0 | 0 | 0 | 0 | 0 | 0 | 0 | 0 | 0 | 0 | 0 | 0 | 0 | 0 | 0 | 0 | 0 | 0 | 0 | 0 | 0
F1_Commercial_Retail_New_Food Preparation_Natural Gas_Oven_E10 | F1 | Commercial | Retail | New | Food Preparation | Natural Gas | Oven | E10 | CCE | 0 | 0 | 0 | 0 | 0 | 0 | 0 | 0 | 0 | 0 | 0 | 0 | 0 | 0 | 0 | 0 | 0 | 0 | 0 | 0 | 0 | 0 | 0 | 0 | 0 | 0 | 0
F2_Commercial_Retail_New_Food Preparation_Natural Gas_Oven_E1 | F2 | Commercial | Retail | New | Food Preparation | Natural Gas | Oven | E1 | TRC BC Ratio | bar: 2021 to 2047
F2_Commercial_Retail_New_Food Preparation_Natural Gas_Oven_E2 | F2 | Commercial | Retail | New | Food Preparation | Natural Gas | Oven | E2 | TRC BC Ratio | 2.1435 | 2.1209 | 2.0991 | 2.0784 | 2.0838 | 2.1062 | 2.1397 | 2.1792 | 2.22 | 2.2569 | 2.287 | 2.3059 | 2.3122 | 2.3039 | 2.2841 | 2.2551 | 2.2186 | 2.175 | 2.1228 | 2.0608 | 1.9881 | 1.9043 | 1.83 | 1.7822 | 1.7622 | 1.7709 | 1.7795
F2_Commercial_Retail_New_Food Preparation_Natural Gas_Oven_E3 | F2 | Commercial | Retail | New | Food Preparation | Natural Gas | Oven | E3 | TRC BC Ratio | 0 | 0 | 0 | 0 | 0 | 0 | 0 | 0 | 0 | 0 | 0 | 0 | 0 | 0 | 0 | 0 | 0 | 0 | 0 | 0 | 0 | 0 | 0 | 0 | 0 | 0 | 0
F2_Commercial_Retail_New_Food Preparation_Natural Gas_Oven_E4 | F2 | Commercial | Retail | New | Food Preparation | Natural Gas | Oven | E4 | TRC BC Ratio | 0 | 0 | 0 | 0 | 0 | 0 | 0 | 0 | 0 | 0 | 0 | 0 | 0 | 0 | 0 | 0 | 0 | 0 | 0 | 0 | 0 | 0 | 0 | 0 | 0 | 0 | 0
F2_Commercial_Retail_New_Food Preparation_Natural Gas_Oven_E5 | F2 | Commercial | Retail | New | Food Preparation | Natural Gas | Oven | E5 | TRC BC Ratio | 0 | 0 | 0 | 0 | 0 | 0 | 0 | 0 | 0 | 0 | 0 | 0 | 0 | 0 | 0 | 0 | 0 | 0 | 0 | 0 | 0 | 0 | 0 | 0 | 0 | 0 | 0
F2_Commercial_Retail_New_Food Preparation_Natural Gas_Oven_E6 | F2 | Commercial | Retail | New | Food Preparation | Natural Gas | Oven | E6 | TRC BC Ratio | 0 | 0 | 0 | 0 | 0 | 0 | 0 | 0 | 0 | 0 | 0 | 0 | 0 | 0 | 0 | 0 | 0 | 0 | 0 | 0 | 0 | 0 | 0 | 0 | 0 | 0 | 0
F2_Commercial_Retail_New_Food Preparation_Natural Gas_Oven_E7 | F2 | Commercial | Retail | New | Food Preparation | Natural Gas | Oven | E7 | TRC BC Ratio | 0 | 0 | 0 | 0 | 0 | 0 | 0 | 0 | 0 | 0 | 0 | 0 | 0 | 0 | 0 | 0 | 0 | 0 | 0 | 0 | 0 | 0 | 0 | 0 | 0 | 0 | 0
F2_Commercial_Retail_New_Food Preparation_Natural Gas_Oven_E8 | F2 | Commercial | Retail | New | Food Preparation | Natural Gas | Oven | E8 | TRC BC Ratio | 0 | 0 | 0 | 0 | 0 | 0 | 0 | 0 | 0 | 0 | 0 | 0 | 0 | 0 | 0 | 0 | 0 | 0 | 0 | 0 | 0 | 0 | 0 | 0 | 0 | 0 | 0
F2_Commercial_Retail_New_Food Preparation_Natural Gas_Oven_E9 | F2 | Commercial | Retail | New | Food Preparation | Natural Gas | Oven | E9 | TRC BC Ratio | 0 | 0 | 0 | 0 | 0 | 0 | 0 | 0 | 0 | 0 | 0 | 0 | 0 | 0 | 0 | 0 | 0 | 0 | 0 | 0 | 0 | 0 | 0 | 0 | 0 | 0 | 0
F2_Commercial_Retail_New_Food Preparation_Natural Gas_Oven_E10 | F2 | Commercial | Retail | New | Food Preparation | Natural Gas | Oven | E10 | TRC BC Ratio | 0 | 0 | 0 | 0 | 0 | 0 | 0 | 0 | 0 | 0 | 0 | 0 | 0 | 0 | 0 | 0 | 0 | 0 | 0 | 0 | 0 | 0 | 0 | 0 | 0 | 0 | 0
F3_Commercial_Retail_New_Food Preparation_Natural Gas_Oven_E1 | F3 | Commercial | Retail | New | Food Preparation | Natural Gas | Oven | E1 | PACT BC Ratio | bar: 2021 to 2047
F3_Commercial_Retail_New_Food Preparation_Natural Gas_Oven_E2 | F3 | Commercial | Retail | New | Food Preparation | Natural Gas | Oven | E2 | PACT BC Ratio | 2.8204 | 2.7906 | 2.762 | 2.7347 | 2.7418 | 2.7714 | 2.8154 | 2.8674 | 2.9211 | 2.9697 | 3.0092 | 3.0341 | 3.0424 | 3.0315 | 3.0054 | 2.9673 | 2.9193 | 2.8618 | 2.7932 | 2.7116 | 2.6159 | 2.5056 | 2.4079 | 2.3451 | 2.3187 | 2.3301 | 2.3415
F3_Commercial_Retail_New_Food Preparation_Natural Gas_Oven_E3 | F3 | Commercial | Retail | New | Food Preparation | Natural Gas | Oven | E3 | PACT BC Ratio | 0 | 0 | 0 | 0 | 0 | 0 | 0 | 0 | 0 | 0 | 0 | 0 | 0 | 0 | 0 | 0 | 0 | 0 | 0 | 0 | 0 | 0 | 0 | 0 | 0 | 0 | 0
F3_Commercial_Retail_New_Food Preparation_Natural Gas_Oven_E4 | F3 | Commercial | Retail | New | Food Preparation | Natural Gas | Oven | E4 | PACT BC Ratio | 0 | 0 | 0 | 0 | 0 | 0 | 0 | 0 | 0 | 0 | 0 | 0 | 0 | 0 | 0 | 0 | 0 | 0 | 0 | 0 | 0 | 0 | 0 | 0 | 0 | 0 | 0
F3_Commercial_Retail_New_Food Preparation_Natural Gas_Oven_E5 | F3 | Commercial | Retail | New | Food Preparation | Natural Gas | Oven | E5 | PACT BC Ratio | 0 | 0 | 0 | 0 | 0 | 0 | 0 | 0 | 0 | 0 | 0 | 0 | 0 | 0 | 0 | 0 | 0 | 0 | 0 | 0 | 0 | 0 | 0 | 0 | 0 | 0 | 0
F3_Commercial_Retail_New_Food Preparation_Natural Gas_Oven_E6 | F3 | Commercial | Retail | New | Food Preparation | Natural Gas | Oven | E6 | PACT BC Ratio | 0 | 0 | 0 | 0 | 0 | 0 | 0 | 0 | 0 | 0 | 0 | 0 | 0 | 0 | 0 | 0 | 0 | 0 | 0 | 0 | 0 | 0 | 0 | 0 | 0 | 0 | 0
F3_Commercial_Retail_New_Food Preparation_Natural Gas_Oven_E7 | F3 | Commercial | Retail | New | Food Preparation | Natural Gas | Oven | E7 | PACT BC Ratio | 0 | 0 | 0 | 0 | 0 | 0 | 0 | 0 | 0 | 0 | 0 | 0 | 0 | 0 | 0 | 0 | 0 | 0 | 0 | 0 | 0 | 0 | 0 | 0 | 0 | 0 | 0
F3_Commercial_Retail_New_Food Preparation_Natural Gas_Oven_E8 | F3 | Commercial | Retail | New | Food Preparation | Natural Gas | Oven | E8 | PACT BC Ratio | 0 | 0 | 0 | 0 | 0 | 0 | 0 | 0 | 0 | 0 | 0 | 0 | 0 | 0 | 0 | 0 | 0 | 0 | 0 | 0 | 0 | 0 | 0 | 0 | 0 | 0 | 0
F3_Commercial_Retail_New_Food Preparation_Natural Gas_Oven_E9 | F3 | Commercial | Retail | New | Food Preparation | Natural Gas | Oven | E9 | PACT BC Ratio | 0 | 0 | 0 | 0 | 0 | 0 | 0 | 0 | 0 | 0 | 0 | 0 | 0 | 0 | 0 | 0 | 0 | 0 | 0 | 0 | 0 | 0 | 0 | 0 | 0 | 0 | 0
F3_Commercial_Retail_New_Food Preparation_Natural Gas_Oven_E10 | F3 | Commercial | Retail | New | Food Preparation | Natural Gas | Oven | E10 | PACT BC Ratio | 0 | 0 | 0 | 0 | 0 | 0 | 0 | 0 | 0 | 0 | 0 | 0 | 0 | 0 | 0 | 0 | 0 | 0 | 0 | 0 | 0 | 0 | 0 | 0 | 0 | 0 | 0
F4_Commercial_Retail_New_Food Preparation_Natural Gas_Oven_E1 | F4 | Commercial | Retail | New | Food Preparation | Natural Gas | Oven | E1 | RVT BC Ratio | bar: 2021 to 2047
F4_Commercial_Retail_New_Food Preparation_Natural Gas_Oven_E2 | F4 | Commercial | Retail | New | Food Preparation | Natural Gas | Oven | E2 | RVT BC Ratio | 0.7 | 0.7 | 0.7 | 0.7 | 0.7 | 0.7 | 0.7 | 0.7 | 0.7 | 0.7 | 0.7 | 0.7 | 0.7 | 0.7 | 0.7 | 0.7 | 0.7 | 0.7 | 0.7 | 0.7 | 0.7 | 0.7 | 0.7 | 0.7 | 0.7 | 0.7 | 0.7
F4_Commercial_Retail_New_Food Preparation_Natural Gas_Oven_E3 | F4 | Commercial | Retail | New | Food Preparation | Natural Gas | Oven | E3 | RVT BC Ratio | 0 | 0 | 0 | 0 | 0 | 0 | 0 | 0 | 0 | 0 | 0 | 0 | 0 | 0 | 0 | 0 | 0 | 0 | 0 | 0 | 0 | 0 | 0 | 0 | 0 | 0 | 0
F4_Commercial_Retail_New_Food Preparation_Natural Gas_Oven_E4 | F4 | Commercial | Retail | New | Food Preparation | Natural Gas | Oven | E4 | RVT BC Ratio | 0 | 0 | 0 | 0 | 0 | 0 | 0 | 0 | 0 | 0 | 0 | 0 | 0 | 0 | 0 | 0 | 0 | 0 | 0 | 0 | 0 | 0 | 0 | 0 | 0 | 0 | 0
F4_Commercial_Retail_New_Food Preparation_Natural Gas_Oven_E5 | F4 | Commercial | Retail | New | Food Preparation | Natural Gas | Oven | E5 | RVT BC Ratio | 0 | 0 | 0 | 0 | 0 | 0 | 0 | 0 | 0 | 0 | 0 | 0 | 0 | 0 | 0 | 0 | 0 | 0 | 0 | 0 | 0 | 0 | 0 | 0 | 0 | 0 | 0
F4_Commercial_Retail_New_Food Preparation_Natural Gas_Oven_E6 | F4 | Commercial | Retail | New | Food Preparation | Natural Gas | Oven | E6 | RVT BC Ratio | 0 | 0 | 0 | 0 | 0 | 0 | 0 | 0 | 0 | 0 | 0 | 0 | 0 | 0 | 0 | 0 | 0 | 0 | 0 | 0 | 0 | 0 | 0 | 0 | 0 | 0 | 0
F4_Commercial_Retail_New_Food Preparation_Natural Gas_Oven_E7 | F4 | Commercial | Retail | New | Food Preparation | Natural Gas | Oven | E7 | RVT BC Ratio | 0 | 0 | 0 | 0 | 0 | 0 | 0 | 0 | 0 | 0 | 0 | 0 | 0 | 0 | 0 | 0 | 0 | 0 | 0 | 0 | 0 | 0 | 0 | 0 | 0 | 0 | 0
F4_Commercial_Retail_New_Food Preparation_Natural Gas_Oven_E8 | F4 | Commercial | Retail | New | Food Preparation | Natural Gas | Oven | E8 | RVT BC Ratio | 0 | 0 | 0 | 0 | 0 | 0 | 0 | 0 | 0 | 0 | 0 | 0 | 0 | 0 | 0 | 0 | 0 | 0 | 0 | 0 | 0 | 0 | 0 | 0 | 0 | 0 | 0
F4_Commercial_Retail_New_Food Preparation_Natural Gas_Oven_E9 | F4 | Commercial | Retail | New | Food Preparation | Natural Gas | Oven | E9 | RVT BC Ratio | 0 | 0 | 0 | 0 | 0 | 0 | 0 | 0 | 0 | 0 | 0 | 0 | 0 | 0 | 0 | 0 | 0 | 0 | 0 | 0 | 0 | 0 | 0 | 0 | 0 | 0 | 0
F4_Commercial_Retail_New_Food Preparation_Natural Gas_Oven_E10 | F4 | Commercial | Retail | New | Food Preparation | Natural Gas | Oven | E10 | RVT BC Ratio | 0 | 0 | 0 | 0 | 0 | 0 | 0 | 0 | 0 | 0 | 0 | 0 | 0 | 0 | 0 | 0 | 0 | 0 | 0 | 0 | 0 | 0 | 0 | 0 | 0 | 0 | 0
F5_Commercial_Retail_New_Food Preparation_Natural Gas_Oven_E1 | F5 | Commercial | Retail | New | Food Preparation | Natural Gas | Oven | E1 | RIM BC Ratio | bar: 2021 to 2047
F5_Commercial_Retail_New_Food Preparation_Natural Gas_Oven_E2 | F5 | Commercial | Retail | New | Food Preparation | Natural Gas | Oven | E2 | RIM BC Ratio | 2.8204 | 2.7906 | 2.762 | 2.7347 | 2.7418 | 2.7714 | 2.8154 | 2.8674 | 2.9211 | 2.9697 | 3.0092 | 3.0341 | 3.0424 | 3.0315 | 3.0054 | 2.9673 | 2.9193 | 2.8618 | 2.7932 | 2.7116 | 2.6159 | 2.5056 | 2.4079 | 2.3451 | 2.3187 | 2.3301 | 2.3415
F5_Commercial_Retail_New_Food Preparation_Natural Gas_Oven_E3 | F5 | Commercial | Retail | New | Food Preparation | Natural Gas | Oven | E3 | RIM BC Ratio | 0 | 0 | 0 | 0 | 0 | 0 | 0 | 0 | 0 | 0 | 0 | 0 | 0 | 0 | 0 | 0 | 0 | 0 | 0 | 0 | 0 | 0 | 0 | 0 | 0 | 0 | 0
F5_Commercial_Retail_New_Food Preparation_Natural Gas_Oven_E4 | F5 | Commercial | Retail | New | Food Preparation | Natural Gas | Oven | E4 | RIM BC Ratio | 0 | 0 | 0 | 0 | 0 | 0 | 0 | 0 | 0 | 0 | 0 | 0 | 0 | 0 | 0 | 0 | 0 | 0 | 0 | 0 | 0 | 0 | 0 | 0 | 0 | 0 | 0
F5_Commercial_Retail_New_Food Preparation_Natural Gas_Oven_E5 | F5 | Commercial | Retail | New | Food Preparation | Natural Gas | Oven | E5 | RIM BC Ratio | 0 | 0 | 0 | 0 | 0 | 0 | 0 | 0 | 0 | 0 | 0 | 0 | 0 | 0 | 0 | 0 | 0 | 0 | 0 | 0 | 0 | 0 | 0 | 0 | 0 | 0 | 0
F5_Commercial_Retail_New_Food Preparation_Natural Gas_Oven_E6 | F5 | Commercial | Retail | New | Food Preparation | Natural Gas | Oven | E6 | RIM BC Ratio | 0 | 0 | 0 | 0 | 0 | 0 | 0 | 0 | 0 | 0 | 0 | 0 | 0 | 0 | 0 | 0 | 0 | 0 | 0 | 0 | 0 | 0 | 0 | 0 | 0 | 0 | 0
F5_Commercial_Retail_New_Food Preparation_Natural Gas_Oven_E7 | F5 | Commercial | Retail | New | Food Preparation | Natural Gas | Oven | E7 | RIM BC Ratio | 0 | 0 | 0 | 0 | 0 | 0 | 0 | 0 | 0 | 0 | 0 | 0 | 0 | 0 | 0 | 0 | 0 | 0 | 0 | 0 | 0 | 0 | 0 | 0 | 0 | 0 | 0
F5_Commercial_Retail_New_Food Preparation_Natural Gas_Oven_E8 | F5 | Commercial | Retail | New | Food Preparation | Natural Gas | Oven | E8 | RIM BC Ratio | 0 | 0 | 0 | 0 | 0 | 0 | 0 | 0 | 0 | 0 | 0 | 0 | 0 | 0 | 0 | 0 | 0 | 0 | 0 | 0 | 0 | 0 | 0 | 0 | 0 | 0 | 0
F5_Commercial_Retail_New_Food Preparation_Natural Gas_Oven_E9 | F5 | Commercial | Retail | New | Food Preparation | Natural Gas | Oven | E9 | RIM BC Ratio | 0 | 0 | 0 | 0 | 0 | 0 | 0 | 0 | 0 | 0 | 0 | 0 | 0 | 0 | 0 | 0 | 0 | 0 | 0 | 0 | 0 | 0 | 0 | 0 | 0 | 0 | 0
F5_Commercial_Retail_New_Food Preparation_Natural Gas_Oven_E10 | F5 | Commercial | Retail | New | Food Preparation | Natural Gas | Oven | E10 | RIM BC Ratio | 0 | 0 | 0 | 0 | 0 | 0 | 0 | 0 | 0 | 0 | 0 | 0 | 0 | 0 | 0 | 0 | 0 | 0 | 0 | 0 | 0 | 0 | 0 | 0 | 0 | 0 | 0
F0_Commercial_Retail_New_Food Preparation_Natural Gas_Conveyor Oven_E0 | F0 | Commercial | Retail | New | Food Preparation | Natural Gas | Conveyor Oven | E0 | Economic Unit | Efficient (>42% Baking Efficiency) | Efficient (>42% Baking Efficiency) | Efficient (>42% Baking Efficiency) | Efficient (>42% Baking Efficiency) | Efficient (>42% Baking Efficiency) | Efficient (>42% Baking Efficiency) | Efficient (>42% Baking Efficiency) | Efficient (>42% Baking Efficiency) | Efficient (>42% Baking Efficiency) | Efficient (>42% Baking Efficiency) | Efficient (>42% Baking Efficiency) | Efficient (>42% Baking Efficiency) | Efficient (>42% Baking Efficiency) | Efficient (>42% Baking Efficiency) | Efficient (>42% Baking Efficiency) | Efficient (>42% Baking Efficiency) | Efficient (>42% Baking Efficiency) | Efficient (>42% Baking Efficiency) | Efficient (>42% Baking Efficiency) | Efficient (>42% Baking Efficiency) | Efficient (>42% Baking Efficiency) | Efficient (>42% Baking Efficiency) | Efficient (>42% Baking Efficiency) | Efficient (>42% Baking Efficiency) | Efficient (>42% Baking Efficiency) | Efficient (>42% Baking Efficiency) | Efficient (>42% Baking Efficiency)
F1_Commercial_Retail_New_Food Preparation_Natural Gas_Conveyor Oven_E1 | F1 | Commercial | Retail | New | Food Preparation | Natural Gas | Conveyor Oven | E1 | CCE | 0 | 0 | 0 | 0 | 0 | 0 | 0 | 0 | 0 | 0 | 0 | 0 | 0 | 0 | 0 | 0 | 0 | 0 | 0 | 0 | 0 | 0 | 0 | 0 | 0 | 0 | 0
F1_Commercial_Retail_New_Food Preparation_Natural Gas_Conveyor Oven_E2 | F1 | Commercial | Retail | New | Food Preparation | Natural Gas | Conveyor Oven | E2 | CCE | 0.0044579 | 0.0044579 | 0.0044579 | 0.0044579 | 0.0044579 | 0.0044579 | 0.0044579 | 0.0044579 | 0.0044579 | 0.0044579 | 0.0044579 | 0.0044579 | 0.0044579 | 0.0044579 | 0.0044579 | 0.0044579 | 0.0044579 | 0.0044579 | 0.0044579 | 0.0044579 | 0.0044579 | 0.0044579 | 0.0044579 | 0.0044579 | 0.0044579 | 0.0044579 | 0.0044579
F1_Commercial_Retail_New_Food Preparation_Natural Gas_Conveyor Oven_E3 | F1 | Commercial | Retail | New | Food Preparation | Natural Gas | Conveyor Oven | E3 | CCE | 0 | 0 | 0 | 0 | 0 | 0 | 0 | 0 | 0 | 0 | 0 | 0 | 0 | 0 | 0 | 0 | 0 | 0 | 0 | 0 | 0 | 0 | 0 | 0 | 0 | 0 | 0
F1_Commercial_Retail_New_Food Preparation_Natural Gas_Conveyor Oven_E4 | F1 | Commercial | Retail | New | Food Preparation | Natural Gas | Conveyor Oven | E4 | CCE | 0 | 0 | 0 | 0 | 0 | 0 | 0 | 0 | 0 | 0 | 0 | 0 | 0 | 0 | 0 | 0 | 0 | 0 | 0 | 0 | 0 | 0 | 0 | 0 | 0 | 0 | 0
F1_Commercial_Retail_New_Food Preparation_Natural Gas_Conveyor Oven_E5 | F1 | Commercial | Retail | New | Food Preparation | Natural Gas | Conveyor Oven | E5 | CCE | 0 | 0 | 0 | 0 | 0 | 0 | 0 | 0 | 0 | 0 | 0 | 0 | 0 | 0 | 0 | 0 | 0 | 0 | 0 | 0 | 0 | 0 | 0 | 0 | 0 | 0 | 0
F1_Commercial_Retail_New_Food Preparation_Natural Gas_Conveyor Oven_E6 | F1 | Commercial | Retail | New | Food Preparation | Natural Gas | Conveyor Oven | E6 | CCE | 0 | 0 | 0 | 0 | 0 | 0 | 0 | 0 | 0 | 0 | 0 | 0 | 0 | 0 | 0 | 0 | 0 | 0 | 0 | 0 | 0 | 0 | 0 | 0 | 0 | 0 | 0
F1_Commercial_Retail_New_Food Preparation_Natural Gas_Conveyor Oven_E7 | F1 | Commercial | Retail | New | Food Preparation | Natural Gas | Conveyor Oven | E7 | CCE | 0 | 0 | 0 | 0 | 0 | 0 | 0 | 0 | 0 | 0 | 0 | 0 | 0 | 0 | 0 | 0 | 0 | 0 | 0 | 0 | 0 | 0 | 0 | 0 | 0 | 0 | 0
F1_Commercial_Retail_New_Food Preparation_Natural Gas_Conveyor Oven_E8 | F1 | Commercial | Retail | New | Food Preparation | Natural Gas | Conveyor Oven | E8 | CCE | 0 | 0 | 0 | 0 | 0 | 0 | 0 | 0 | 0 | 0 | 0 | 0 | 0 | 0 | 0 | 0 | 0 | 0 | 0 | 0 | 0 | 0 | 0 | 0 | 0 | 0 | 0
F1_Commercial_Retail_New_Food Preparation_Natural Gas_Conveyor Oven_E9 | F1 | Commercial | Retail | New | Food Preparation | Natural Gas | Conveyor Oven | E9 | CCE | 0 | 0 | 0 | 0 | 0 | 0 | 0 | 0 | 0 | 0 | 0 | 0 | 0 | 0 | 0 | 0 | 0 | 0 | 0 | 0 | 0 | 0 | 0 | 0 | 0 | 0 | 0
F1_Commercial_Retail_New_Food Preparation_Natural Gas_Conveyor Oven_E10 | F1 | Commercial | Retail | New | Food Preparation | Natural Gas | Conveyor Oven | E10 | CCE | 0 | 0 | 0 | 0 | 0 | 0 | 0 | 0 | 0 | 0 | 0 | 0 | 0 | 0 | 0 | 0 | 0 | 0 | 0 | 0 | 0 | 0 | 0 | 0 | 0 | 0 | 0
F2_Commercial_Retail_New_Food Preparation_Natural Gas_Conveyor Oven_E1 | F2 | Commercial | Retail | New | Food Preparation | Natural Gas | Conveyor Oven | E1 | TRC BC Ratio | bar: 2021 to 2047
F2_Commercial_Retail_New_Food Preparation_Natural Gas_Conveyor Oven_E2 | F2 | Commercial | Retail | New | Food Preparation | Natural Gas | Conveyor Oven | E2 | TRC BC Ratio | 3.1168 | 3.1026 | 3.0898 | 3.0771 | 3.0914 | 3.1189 | 3.1492 | 3.1746 | 3.1913 | 3.1987 | 3.1992 | 3.1946 | 3.185 | 3.1677 | 3.1435 | 3.1119 | 3.0717 | 3.0231 | 2.9646 | 2.8946 | 2.8121 | 2.7166 | 2.6323 | 2.579 | 2.558 | 2.5706 | 2.5832
F2_Commercial_Retail_New_Food Preparation_Natural Gas_Conveyor Oven_E3 | F2 | Commercial | Retail | New | Food Preparation | Natural Gas | Conveyor Oven | E3 | TRC BC Ratio | 0 | 0 | 0 | 0 | 0 | 0 | 0 | 0 | 0 | 0 | 0 | 0 | 0 | 0 | 0 | 0 | 0 | 0 | 0 | 0 | 0 | 0 | 0 | 0 | 0 | 0 | 0
F2_Commercial_Retail_New_Food Preparation_Natural Gas_Conveyor Oven_E4 | F2 | Commercial | Retail | New | Food Preparation | Natural Gas | Conveyor Oven | E4 | TRC BC Ratio | 0 | 0 | 0 | 0 | 0 | 0 | 0 | 0 | 0 | 0 | 0 | 0 | 0 | 0 | 0 | 0 | 0 | 0 | 0 | 0 | 0 | 0 | 0 | 0 | 0 | 0 | 0
F2_Commercial_Retail_New_Food Preparation_Natural Gas_Conveyor Oven_E5 | F2 | Commercial | Retail | New | Food Preparation | Natural Gas | Conveyor Oven | E5 | TRC BC Ratio | 0 | 0 | 0 | 0 | 0 | 0 | 0 | 0 | 0 | 0 | 0 | 0 | 0 | 0 | 0 | 0 | 0 | 0 | 0 | 0 | 0 | 0 | 0 | 0 | 0 | 0 | 0
F2_Commercial_Retail_New_Food Preparation_Natural Gas_Conveyor Oven_E6 | F2 | Commercial | Retail | New | Food Preparation | Natural Gas | Conveyor Oven | E6 | TRC BC Ratio | 0 | 0 | 0 | 0 | 0 | 0 | 0 | 0 | 0 | 0 | 0 | 0 | 0 | 0 | 0 | 0 | 0 | 0 | 0 | 0 | 0 | 0 | 0 | 0 | 0 | 0 | 0
F2_Commercial_Retail_New_Food Preparation_Natural Gas_Conveyor Oven_E7 | F2 | Commercial | Retail | New | Food Preparation | Natural Gas | Conveyor Oven | E7 | TRC BC Ratio | 0 | 0 | 0 | 0 | 0 | 0 | 0 | 0 | 0 | 0 | 0 | 0 | 0 | 0 | 0 | 0 | 0 | 0 | 0 | 0 | 0 | 0 | 0 | 0 | 0 | 0 | 0
F2_Commercial_Retail_New_Food Preparation_Natural Gas_Conveyor Oven_E8 | F2 | Commercial | Retail | New | Food Preparation | Natural Gas | Conveyor Oven | E8 | TRC BC Ratio | 0 | 0 | 0 | 0 | 0 | 0 | 0 | 0 | 0 | 0 | 0 | 0 | 0 | 0 | 0 | 0 | 0 | 0 | 0 | 0 | 0 | 0 | 0 | 0 | 0 | 0 | 0
F2_Commercial_Retail_New_Food Preparation_Natural Gas_Conveyor Oven_E9 | F2 | Commercial | Retail | New | Food Preparation | Natural Gas | Conveyor Oven | E9 | TRC BC Ratio | 0 | 0 | 0 | 0 | 0 | 0 | 0 | 0 | 0 | 0 | 0 | 0 | 0 | 0 | 0 | 0 | 0 | 0 | 0 | 0 | 0 | 0 | 0 | 0 | 0 | 0 | 0
F2_Commercial_Retail_New_Food Preparation_Natural Gas_Conveyor Oven_E10 | F2 | Commercial | Retail | New | Food Preparation | Natural Gas | Conveyor Oven | E10 | TRC BC Ratio | 0 | 0 | 0 | 0 | 0 | 0 | 0 | 0 | 0 | 0 | 0 | 0 | 0 | 0 | 0 | 0 | 0 | 0 | 0 | 0 | 0 | 0 | 0 | 0 | 0 | 0 | 0
F3_Commercial_Retail_New_Food Preparation_Natural Gas_Conveyor Oven_E1 | F3 | Commercial | Retail | New | Food Preparation | Natural Gas | Conveyor Oven | E1 | PACT BC Ratio | bar: 2021 to 2047
F3_Commercial_Retail_New_Food Preparation_Natural Gas_Conveyor Oven_E2 | F3 | Commercial | Retail | New | Food Preparation | Natural Gas | Conveyor Oven | E2 | PACT BC Ratio | 4.1011 | 4.0824 | 4.0655 | 4.0488 | 4.0676 | 4.1039 | 4.1436 | 4.1771 | 4.1991 | 4.2088 | 4.2095 | 4.2034 | 4.1908 | 4.168 | 4.1362 | 4.0947 | 4.0417 | 3.9778 | 3.9008 | 3.8086 | 3.7001 | 3.5745 | 3.4635 | 3.3934 | 3.3658 | 3.3823 | 3.3989
F3_Commercial_Retail_New_Food Preparation_Natural Gas_Conveyor Oven_E3 | F3 | Commercial | Retail | New | Food Preparation | Natural Gas | Conveyor Oven | E3 | PACT BC Ratio | 0 | 0 | 0 | 0 | 0 | 0 | 0 | 0 | 0 | 0 | 0 | 0 | 0 | 0 | 0 | 0 | 0 | 0 | 0 | 0 | 0 | 0 | 0 | 0 | 0 | 0 | 0
F3_Commercial_Retail_New_Food Preparation_Natural Gas_Conveyor Oven_E4 | F3 | Commercial | Retail | New | Food Preparation | Natural Gas | Conveyor Oven | E4 | PACT BC Ratio | 0 | 0 | 0 | 0 | 0 | 0 | 0 | 0 | 0 | 0 | 0 | 0 | 0 | 0 | 0 | 0 | 0 | 0 | 0 | 0 | 0 | 0 | 0 | 0 | 0 | 0 | 0
F3_Commercial_Retail_New_Food Preparation_Natural Gas_Conveyor Oven_E5 | F3 | Commercial | Retail | New | Food Preparation | Natural Gas | Conveyor Oven | E5 | PACT BC Ratio | 0 | 0 | 0 | 0 | 0 | 0 | 0 | 0 | 0 | 0 | 0 | 0 | 0 | 0 | 0 | 0 | 0 | 0 | 0 | 0 | 0 | 0 | 0 | 0 | 0 | 0 | 0
F3_Commercial_Retail_New_Food Preparation_Natural Gas_Conveyor Oven_E6 | F3 | Commercial | Retail | New | Food Preparation | Natural Gas | Conveyor Oven | E6 | PACT BC Ratio | 0 | 0 | 0 | 0 | 0 | 0 | 0 | 0 | 0 | 0 | 0 | 0 | 0 | 0 | 0 | 0 | 0 | 0 | 0 | 0 | 0 | 0 | 0 | 0 | 0 | 0 | 0
F3_Commercial_Retail_New_Food Preparation_Natural Gas_Conveyor Oven_E7 | F3 | Commercial | Retail | New | Food Preparation | Natural Gas | Conveyor Oven | E7 | PACT BC Ratio | 0 | 0 | 0 | 0 | 0 | 0 | 0 | 0 | 0 | 0 | 0 | 0 | 0 | 0 | 0 | 0 | 0 | 0 | 0 | 0 | 0 | 0 | 0 | 0 | 0 | 0 | 0
F3_Commercial_Retail_New_Food Preparation_Natural Gas_Conveyor Oven_E8 | F3 | Commercial | Retail | New | Food Preparation | Natural Gas | Conveyor Oven | E8 | PACT BC Ratio | 0 | 0 | 0 | 0 | 0 | 0 | 0 | 0 | 0 | 0 | 0 | 0 | 0 | 0 | 0 | 0 | 0 | 0 | 0 | 0 | 0 | 0 | 0 | 0 | 0 | 0 | 0
F3_Commercial_Retail_New_Food Preparation_Natural Gas_Conveyor Oven_E9 | F3 | Commercial | Retail | New | Food Preparation | Natural Gas | Conveyor Oven | E9 | PACT BC Ratio | 0 | 0 | 0 | 0 | 0 | 0 | 0 | 0 | 0 | 0 | 0 | 0 | 0 | 0 | 0 | 0 | 0 | 0 | 0 | 0 | 0 | 0 | 0 | 0 | 0 | 0 | 0
F3_Commercial_Retail_New_Food Preparation_Natural Gas_Conveyor Oven_E10 | F3 | Commercial | Retail | New | Food Preparation | Natural Gas | Conveyor Oven | E10 | PACT BC Ratio | 0 | 0 | 0 | 0 | 0 | 0 | 0 | 0 | 0 | 0 | 0 | 0 | 0 | 0 | 0 | 0 | 0 | 0 | 0 | 0 | 0 | 0 | 0 | 0 | 0 | 0 | 0
F4_Commercial_Retail_New_Food Preparation_Natural Gas_Conveyor Oven_E1 | F4 | Commercial | Retail | New | Food Preparation | Natural Gas | Conveyor Oven | E1 | RVT BC Ratio | bar: 2021 to 2047
F4_Commercial_Retail_New_Food Preparation_Natural Gas_Conveyor Oven_E2 | F4 | Commercial | Retail | New | Food Preparation | Natural Gas | Conveyor Oven | E2 | RVT BC Ratio | 0.7 | 0.7 | 0.7 | 0.7 | 0.7 | 0.7 | 0.7 | 0.7 | 0.7 | 0.7 | 0.7 | 0.7 | 0.7 | 0.7 | 0.7 | 0.7 | 0.7 | 0.7 | 0.7 | 0.7 | 0.7 | 0.7 | 0.7 | 0.7 | 0.7 | 0.7 | 0.7
F4_Commercial_Retail_New_Food Preparation_Natural Gas_Conveyor Oven_E3 | F4 | Commercial | Retail | New | Food Preparation | Natural Gas | Conveyor Oven | E3 | RVT BC Ratio | 0 | 0 | 0 | 0 | 0 | 0 | 0 | 0 | 0 | 0 | 0 | 0 | 0 | 0 | 0 | 0 | 0 | 0 | 0 | 0 | 0 | 0 | 0 | 0 | 0 | 0 | 0
F4_Commercial_Retail_New_Food Preparation_Natural Gas_Conveyor Oven_E4 | F4 | Commercial | Retail | New | Food Preparation | Natural Gas | Conveyor Oven | E4 | RVT BC Ratio | 0 | 0 | 0 | 0 | 0 | 0 | 0 | 0 | 0 | 0 | 0 | 0 | 0 | 0 | 0 | 0 | 0 | 0 | 0 | 0 | 0 | 0 | 0 | 0 | 0 | 0 | 0
F4_Commercial_Retail_New_Food Preparation_Natural Gas_Conveyor Oven_E5 | F4 | Commercial | Retail | New | Food Preparation | Natural Gas | Conveyor Oven | E5 | RVT BC Ratio | 0 | 0 | 0 | 0 | 0 | 0 | 0 | 0 | 0 | 0 | 0 | 0 | 0 | 0 | 0 | 0 | 0 | 0 | 0 | 0 | 0 | 0 | 0 | 0 | 0 | 0 | 0
F4_Commercial_Retail_New_Food Preparation_Natural Gas_Conveyor Oven_E6 | F4 | Commercial | Retail | New | Food Preparation | Natural Gas | Conveyor Oven | E6 | RVT BC Ratio | 0 | 0 | 0 | 0 | 0 | 0 | 0 | 0 | 0 | 0 | 0 | 0 | 0 | 0 | 0 | 0 | 0 | 0 | 0 | 0 | 0 | 0 | 0 | 0 | 0 | 0 | 0
F4_Commercial_Retail_New_Food Preparation_Natural Gas_Conveyor Oven_E7 | F4 | Commercial | Retail | New | Food Preparation | Natural Gas | Conveyor Oven | E7 | RVT BC Ratio | 0 | 0 | 0 | 0 | 0 | 0 | 0 | 0 | 0 | 0 | 0 | 0 | 0 | 0 | 0 | 0 | 0 | 0 | 0 | 0 | 0 | 0 | 0 | 0 | 0 | 0 | 0
F4_Commercial_Retail_New_Food Preparation_Natural Gas_Conveyor Oven_E8 | F4 | Commercial | Retail | New | Food Preparation | Natural Gas | Conveyor Oven | E8 | RVT BC Ratio | 0 | 0 | 0 | 0 | 0 | 0 | 0 | 0 | 0 | 0 | 0 | 0 | 0 | 0 | 0 | 0 | 0 | 0 | 0 | 0 | 0 | 0 | 0 | 0 | 0 | 0 | 0
F4_Commercial_Retail_New_Food Preparation_Natural Gas_Conveyor Oven_E9 | F4 | Commercial | Retail | New | Food Preparation | Natural Gas | Conveyor Oven | E9 | RVT BC Ratio | 0 | 0 | 0 | 0 | 0 | 0 | 0 | 0 | 0 | 0 | 0 | 0 | 0 | 0 | 0 | 0 | 0 | 0 | 0 | 0 | 0 | 0 | 0 | 0 | 0 | 0 | 0
F4_Commercial_Retail_New_Food Preparation_Natural Gas_Conveyor Oven_E10 | F4 | Commercial | Retail | New | Food Preparation | Natural Gas | Conveyor Oven | E10 | RVT BC Ratio | 0 | 0 | 0 | 0 | 0 | 0 | 0 | 0 | 0 | 0 | 0 | 0 | 0 | 0 | 0 | 0 | 0 | 0 | 0 | 0 | 0 | 0 | 0 | 0 | 0 | 0 | 0
F5_Commercial_Retail_New_Food Preparation_Natural Gas_Conveyor Oven_E1 | F5 | Commercial | Retail | New | Food Preparation | Natural Gas | Conveyor Oven | E1 | RIM BC Ratio | bar: 2021 to 2047
F5_Commercial_Retail_New_Food Preparation_Natural Gas_Conveyor Oven_E2 | F5 | Commercial | Retail | New | Food Preparation | Natural Gas | Conveyor Oven | E2 | RIM BC Ratio | 4.1011 | 4.0824 | 4.0655 | 4.0488 | 4.0676 | 4.1039 | 4.1436 | 4.1771 | 4.1991 | 4.2088 | 4.2095 | 4.2034 | 4.1908 | 4.168 | 4.1362 | 4.0947 | 4.0417 | 3.9778 | 3.9008 | 3.8086 | 3.7001 | 3.5745 | 3.4635 | 3.3934 | 3.3658 | 3.3823 | 3.3989
F5_Commercial_Retail_New_Food Preparation_Natural Gas_Conveyor Oven_E3 | F5 | Commercial | Retail | New | Food Preparation | Natural Gas | Conveyor Oven | E3 | RIM BC Ratio | 0 | 0 | 0 | 0 | 0 | 0 | 0 | 0 | 0 | 0 | 0 | 0 | 0 | 0 | 0 | 0 | 0 | 0 | 0 | 0 | 0 | 0 | 0 | 0 | 0 | 0 | 0
F5_Commercial_Retail_New_Food Preparation_Natural Gas_Conveyor Oven_E4 | F5 | Commercial | Retail | New | Food Preparation | Natural Gas | Conveyor Oven | E4 | RIM BC Ratio | 0 | 0 | 0 | 0 | 0 | 0 | 0 | 0 | 0 | 0 | 0 | 0 | 0 | 0 | 0 | 0 | 0 | 0 | 0 | 0 | 0 | 0 | 0 | 0 | 0 | 0 | 0
F5_Commercial_Retail_New_Food Preparation_Natural Gas_Conveyor Oven_E5 | F5 | Commercial | Retail | New | Food Preparation | Natural Gas | Conveyor Oven | E5 | RIM BC Ratio | 0 | 0 | 0 | 0 | 0 | 0 | 0 | 0 | 0 | 0 | 0 | 0 | 0 | 0 | 0 | 0 | 0 | 0 | 0 | 0 | 0 | 0 | 0 | 0 | 0 | 0 | 0
F5_Commercial_Retail_New_Food Preparation_Natural Gas_Conveyor Oven_E6 | F5 | Commercial | Retail | New | Food Preparation | Natural Gas | Conveyor Oven | E6 | RIM BC Ratio | 0 | 0 | 0 | 0 | 0 | 0 | 0 | 0 | 0 | 0 | 0 | 0 | 0 | 0 | 0 | 0 | 0 | 0 | 0 | 0 | 0 | 0 | 0 | 0 | 0 | 0 | 0
F5_Commercial_Retail_New_Food Preparation_Natural Gas_Conveyor Oven_E7 | F5 | Commercial | Retail | New | Food Preparation | Natural Gas | Conveyor Oven | E7 | RIM BC Ratio | 0 | 0 | 0 | 0 | 0 | 0 | 0 | 0 | 0 | 0 | 0 | 0 | 0 | 0 | 0 | 0 | 0 | 0 | 0 | 0 | 0 | 0 | 0 | 0 | 0 | 0 | 0
F5_Commercial_Retail_New_Food Preparation_Natural Gas_Conveyor Oven_E8 | F5 | Commercial | Retail | New | Food Preparation | Natural Gas | Conveyor Oven | E8 | RIM BC Ratio | 0 | 0 | 0 | 0 | 0 | 0 | 0 | 0 | 0 | 0 | 0 | 0 | 0 | 0 | 0 | 0 | 0 | 0 | 0 | 0 | 0 | 0 | 0 | 0 | 0 | 0 | 0
F5_Commercial_Retail_New_Food Preparation_Natural Gas_Conveyor Oven_E9 | F5 | Commercial | Retail | New | Food Preparation | Natural Gas | Conveyor Oven | E9 | RIM BC Ratio | 0 | 0 | 0 | 0 | 0 | 0 | 0 | 0 | 0 | 0 | 0 | 0 | 0 | 0 | 0 | 0 | 0 | 0 | 0 | 0 | 0 | 0 | 0 | 0 | 0 | 0 | 0
F5_Commercial_Retail_New_Food Preparation_Natural Gas_Conveyor Oven_E10 | F5 | Commercial | Retail | New | Food Preparation | Natural Gas | Conveyor Oven | E10 | RIM BC Ratio | 0 | 0 | 0 | 0 | 0 | 0 | 0 | 0 | 0 | 0 | 0 | 0 | 0 | 0 | 0 | 0 | 0 | 0 | 0 | 0 | 0 | 0 | 0 | 0 | 0 | 0 | 0
F0_Commercial_Retail_New_Food Preparation_Natural Gas_Double Rack Oven_E0 | F0 | Commercial | Retail | New | Food Preparation | Natural Gas | Double Rack Oven | E0 | Economic Unit | FTSC Qualified (>50% Cooking Efficiency) | FTSC Qualified (>50% Cooking Efficiency) | FTSC Qualified (>50% Cooking Efficiency) | FTSC Qualified (>50% Cooking Efficiency) | FTSC Qualified (>50% Cooking Efficiency) | FTSC Qualified (>50% Cooking Efficiency) | FTSC Qualified (>50% Cooking Efficiency) | FTSC Qualified (>50% Cooking Efficiency) | FTSC Qualified (>50% Cooking Efficiency) | FTSC Qualified (>50% Cooking Efficiency) | FTSC Qualified (>50% Cooking Efficiency) | FTSC Qualified (>50% Cooking Efficiency) | FTSC Qualified (>50% Cooking Efficiency) | FTSC Qualified (>50% Cooking Efficiency) | FTSC Qualified (>50% Cooking Efficiency) | FTSC Qualified (>50% Cooking Efficiency) | FTSC Qualified (>50% Cooking Efficiency) | FTSC Qualified (>50% Cooking Efficiency) | FTSC Qualified (>50% Cooking Efficiency) | FTSC Qualified (>50% Cooking Efficiency) | FTSC Qualified (>50% Cooking Efficiency) | FTSC Qualified (>50% Cooking Efficiency) | FTSC Qualified (>50% Cooking Efficiency) | FTSC Qualified (>50% Cooking Efficiency) | FTSC Qualified (>50% Cooking Efficiency) | FTSC Qualified (>50% Cooking Efficiency) | FTSC Qualified (>50% Cooking Efficiency)
F1_Commercial_Retail_New_Food Preparation_Natural Gas_Double Rack Oven_E1 | F1 | Commercial | Retail | New | Food Preparation | Natural Gas | Double Rack Oven | E1 | CCE | 0 | 0 | 0 | 0 | 0 | 0 | 0 | 0 | 0 | 0 | 0 | 0 | 0 | 0 | 0 | 0 | 0 | 0 | 0 | 0 | 0 | 0 | 0 | 0 | 0 | 0 | 0
F1_Commercial_Retail_New_Food Preparation_Natural Gas_Double Rack Oven_E2 | F1 | Commercial | Retail | New | Food Preparation | Natural Gas | Double Rack Oven | E2 | CCE | 0.00516 | 0.00516 | 0.00516 | 0.00516 | 0.00516 | 0.00516 | 0.00516 | 0.00516 | 0.00516 | 0.00516 | 0.00516 | 0.00516 | 0.00516 | 0.00516 | 0.00516 | 0.00516 | 0.00516 | 0.00516 | 0.00516 | 0.00516 | 0.00516 | 0.00516 | 0.00516 | 0.00516 | 0.00516 | 0.00516 | 0.00516
F1_Commercial_Retail_New_Food Preparation_Natural Gas_Double Rack Oven_E3 | F1 | Commercial | Retail | New | Food Preparation | Natural Gas | Double Rack Oven | E3 | CCE | 0 | 0 | 0 | 0 | 0 | 0 | 0 | 0 | 0 | 0 | 0 | 0 | 0 | 0 | 0 | 0 | 0 | 0 | 0 | 0 | 0 | 0 | 0 | 0 | 0 | 0 | 0
F1_Commercial_Retail_New_Food Preparation_Natural Gas_Double Rack Oven_E4 | F1 | Commercial | Retail | New | Food Preparation | Natural Gas | Double Rack Oven | E4 | CCE | 0 | 0 | 0 | 0 | 0 | 0 | 0 | 0 | 0 | 0 | 0 | 0 | 0 | 0 | 0 | 0 | 0 | 0 | 0 | 0 | 0 | 0 | 0 | 0 | 0 | 0 | 0
F1_Commercial_Retail_New_Food Preparation_Natural Gas_Double Rack Oven_E5 | F1 | Commercial | Retail | New | Food Preparation | Natural Gas | Double Rack Oven | E5 | CCE | 0 | 0 | 0 | 0 | 0 | 0 | 0 | 0 | 0 | 0 | 0 | 0 | 0 | 0 | 0 | 0 | 0 | 0 | 0 | 0 | 0 | 0 | 0 | 0 | 0 | 0 | 0
F1_Commercial_Retail_New_Food Preparation_Natural Gas_Double Rack Oven_E6 | F1 | Commercial | Retail | New | Food Preparation | Natural Gas | Double Rack Oven | E6 | CCE | 0 | 0 | 0 | 0 | 0 | 0 | 0 | 0 | 0 | 0 | 0 | 0 | 0 | 0 | 0 | 0 | 0 | 0 | 0 | 0 | 0 | 0 | 0 | 0 | 0 | 0 | 0
F1_Commercial_Retail_New_Food Preparation_Natural Gas_Double Rack Oven_E7 | F1 | Commercial | Retail | New | Food Preparation | Natural Gas | Double Rack Oven | E7 | CCE | 0 | 0 | 0 | 0 | 0 | 0 | 0 | 0 | 0 | 0 | 0 | 0 | 0 | 0 | 0 | 0 | 0 | 0 | 0 | 0 | 0 | 0 | 0 | 0 | 0 | 0 | 0
F1_Commercial_Retail_New_Food Preparation_Natural Gas_Double Rack Oven_E8 | F1 | Commercial | Retail | New | Food Preparation | Natural Gas | Double Rack Oven | E8 | CCE | 0 | 0 | 0 | 0 | 0 | 0 | 0 | 0 | 0 | 0 | 0 | 0 | 0 | 0 | 0 | 0 | 0 | 0 | 0 | 0 | 0 | 0 | 0 | 0 | 0 | 0 | 0
F1_Commercial_Retail_New_Food Preparation_Natural Gas_Double Rack Oven_E9 | F1 | Commercial | Retail | New | Food Preparation | Natural Gas | Double Rack Oven | E9 | CCE | 0 | 0 | 0 | 0 | 0 | 0 | 0 | 0 | 0 | 0 | 0 | 0 | 0 | 0 | 0 | 0 | 0 | 0 | 0 | 0 | 0 | 0 | 0 | 0 | 0 | 0 | 0
F1_Commercial_Retail_New_Food Preparation_Natural Gas_Double Rack Oven_E10 | F1 | Commercial | Retail | New | Food Preparation | Natural Gas | Double Rack Oven | E10 | CCE | 0 | 0 | 0 | 0 | 0 | 0 | 0 | 0 | 0 | 0 | 0 | 0 | 0 | 0 | 0 | 0 | 0 | 0 | 0 | 0 | 0 | 0 | 0 | 0 | 0 | 0 | 0
F2_Commercial_Retail_New_Food Preparation_Natural Gas_Double Rack Oven_E1 | F2 | Commercial | Retail | New | Food Preparation | Natural Gas | Double Rack Oven | E1 | TRC BC Ratio | bar: 2021 to 2047
F2_Commercial_Retail_New_Food Preparation_Natural Gas_Double Rack Oven_E2 | F2 | Commercial | Retail | New | Food Preparation | Natural Gas | Double Rack Oven | E2 | TRC BC Ratio | 2.6451 | 2.6168 | 2.5895 | 2.5634 | 2.5698 | 2.5976 | 2.6379 | 2.6828 | 2.726 | 2.7629 | 2.793 | 2.8145 | 2.8267 | 2.8253 | 2.81 | 2.7806 | 2.7375 | 2.6832 | 2.6184 | 2.5413 | 2.451 | 2.3468 | 2.2544 | 2.1951 | 2.1701 | 2.1808 | 2.1915
F2_Commercial_Retail_New_Food Preparation_Natural Gas_Double Rack Oven_E3 | F2 | Commercial | Retail | New | Food Preparation | Natural Gas | Double Rack Oven | E3 | TRC BC Ratio | 0 | 0 | 0 | 0 | 0 | 0 | 0 | 0 | 0 | 0 | 0 | 0 | 0 | 0 | 0 | 0 | 0 | 0 | 0 | 0 | 0 | 0 | 0 | 0 | 0 | 0 | 0
F2_Commercial_Retail_New_Food Preparation_Natural Gas_Double Rack Oven_E4 | F2 | Commercial | Retail | New | Food Preparation | Natural Gas | Double Rack Oven | E4 | TRC BC Ratio | 0 | 0 | 0 | 0 | 0 | 0 | 0 | 0 | 0 | 0 | 0 | 0 | 0 | 0 | 0 | 0 | 0 | 0 | 0 | 0 | 0 | 0 | 0 | 0 | 0 | 0 | 0
F2_Commercial_Retail_New_Food Preparation_Natural Gas_Double Rack Oven_E5 | F2 | Commercial | Retail | New | Food Preparation | Natural Gas | Double Rack Oven | E5 | TRC BC Ratio | 0 | 0 | 0 | 0 | 0 | 0 | 0 | 0 | 0 | 0 | 0 | 0 | 0 | 0 | 0 | 0 | 0 | 0 | 0 | 0 | 0 | 0 | 0 | 0 | 0 | 0 | 0
F2_Commercial_Retail_New_Food Preparation_Natural Gas_Double Rack Oven_E6 | F2 | Commercial | Retail | New | Food Preparation | Natural Gas | Double Rack Oven | E6 | TRC BC Ratio | 0 | 0 | 0 | 0 | 0 | 0 | 0 | 0 | 0 | 0 | 0 | 0 | 0 | 0 | 0 | 0 | 0 | 0 | 0 | 0 | 0 | 0 | 0 | 0 | 0 | 0 | 0
F2_Commercial_Retail_New_Food Preparation_Natural Gas_Double Rack Oven_E7 | F2 | Commercial | Retail | New | Food Preparation | Natural Gas | Double Rack Oven | E7 | TRC BC Ratio | 0 | 0 | 0 | 0 | 0 | 0 | 0 | 0 | 0 | 0 | 0 | 0 | 0 | 0 | 0 | 0 | 0 | 0 | 0 | 0 | 0 | 0 | 0 | 0 | 0 | 0 | 0
F2_Commercial_Retail_New_Food Preparation_Natural Gas_Double Rack Oven_E8 | F2 | Commercial | Retail | New | Food Preparation | Natural Gas | Double Rack Oven | E8 | TRC BC Ratio | 0 | 0 | 0 | 0 | 0 | 0 | 0 | 0 | 0 | 0 | 0 | 0 | 0 | 0 | 0 | 0 | 0 | 0 | 0 | 0 | 0 | 0 | 0 | 0 | 0 | 0 | 0
F2_Commercial_Retail_New_Food Preparation_Natural Gas_Double Rack Oven_E9 | F2 | Commercial | Retail | New | Food Preparation | Natural Gas | Double Rack Oven | E9 | TRC BC Ratio | 0 | 0 | 0 | 0 | 0 | 0 | 0 | 0 | 0 | 0 | 0 | 0 | 0 | 0 | 0 | 0 | 0 | 0 | 0 | 0 | 0 | 0 | 0 | 0 | 0 | 0 | 0
F2_Commercial_Retail_New_Food Preparation_Natural Gas_Double Rack Oven_E10 | F2 | Commercial | Retail | New | Food Preparation | Natural Gas | Double Rack Oven | E10 | TRC BC Ratio | 0 | 0 | 0 | 0 | 0 | 0 | 0 | 0 | 0 | 0 | 0 | 0 | 0 | 0 | 0 | 0 | 0 | 0 | 0 | 0 | 0 | 0 | 0 | 0 | 0 | 0 | 0
F3_Commercial_Retail_New_Food Preparation_Natural Gas_Double Rack Oven_E1 | F3 | Commercial | Retail | New | Food Preparation | Natural Gas | Double Rack Oven | E1 | PACT BC Ratio | bar: 2021 to 2047
F3_Commercial_Retail_New_Food Preparation_Natural Gas_Double Rack Oven_E2 | F3 | Commercial | Retail | New | Food Preparation | Natural Gas | Double Rack Oven | E2 | PACT BC Ratio | 3.4804 | 3.4432 | 3.4073 | 3.3729 | 3.3814 | 3.4179 | 3.4709 | 3.53 | 3.5869 | 3.6354 | 3.675 | 3.7033 | 3.7193 | 3.7175 | 3.6974 | 3.6587 | 3.602 | 3.5306 | 3.4453 | 3.3438 | 3.2249 | 3.0879 | 2.9664 | 2.8883 | 2.8554 | 2.8694 | 2.8835
F3_Commercial_Retail_New_Food Preparation_Natural Gas_Double Rack Oven_E3 | F3 | Commercial | Retail | New | Food Preparation | Natural Gas | Double Rack Oven | E3 | PACT BC Ratio | 0 | 0 | 0 | 0 | 0 | 0 | 0 | 0 | 0 | 0 | 0 | 0 | 0 | 0 | 0 | 0 | 0 | 0 | 0 | 0 | 0 | 0 | 0 | 0 | 0 | 0 | 0
F3_Commercial_Retail_New_Food Preparation_Natural Gas_Double Rack Oven_E4 | F3 | Commercial | Retail | New | Food Preparation | Natural Gas | Double Rack Oven | E4 | PACT BC Ratio | 0 | 0 | 0 | 0 | 0 | 0 | 0 | 0 | 0 | 0 | 0 | 0 | 0 | 0 | 0 | 0 | 0 | 0 | 0 | 0 | 0 | 0 | 0 | 0 | 0 | 0 | 0
F3_Commercial_Retail_New_Food Preparation_Natural Gas_Double Rack Oven_E5 | F3 | Commercial | Retail | New | Food Preparation | Natural Gas | Double Rack Oven | E5 | PACT BC Ratio | 0 | 0 | 0 | 0 | 0 | 0 | 0 | 0 | 0 | 0 | 0 | 0 | 0 | 0 | 0 | 0 | 0 | 0 | 0 | 0 | 0 | 0 | 0 | 0 | 0 | 0 | 0
F3_Commercial_Retail_New_Food Preparation_Natural Gas_Double Rack Oven_E6 | F3 | Commercial | Retail | New | Food Preparation | Natural Gas | Double Rack Oven | E6 | PACT BC Ratio | 0 | 0 | 0 | 0 | 0 | 0 | 0 | 0 | 0 | 0 | 0 | 0 | 0 | 0 | 0 | 0 | 0 | 0 | 0 | 0 | 0 | 0 | 0 | 0 | 0 | 0 | 0
F3_Commercial_Retail_New_Food Preparation_Natural Gas_Double Rack Oven_E7 | F3 | Commercial | Retail | New | Food Preparation | Natural Gas | Double Rack Oven | E7 | PACT BC Ratio | 0 | 0 | 0 | 0 | 0 | 0 | 0 | 0 | 0 | 0 | 0 | 0 | 0 | 0 | 0 | 0 | 0 | 0 | 0 | 0 | 0 | 0 | 0 | 0 | 0 | 0 | 0
F3_Commercial_Retail_New_Food Preparation_Natural Gas_Double Rack Oven_E8 | F3 | Commercial | Retail | New | Food Preparation | Natural Gas | Double Rack Oven | E8 | PACT BC Ratio | 0 | 0 | 0 | 0 | 0 | 0 | 0 | 0 | 0 | 0 | 0 | 0 | 0 | 0 | 0 | 0 | 0 | 0 | 0 | 0 | 0 | 0 | 0 | 0 | 0 | 0 | 0
F3_Commercial_Retail_New_Food Preparation_Natural Gas_Double Rack Oven_E9 | F3 | Commercial | Retail | New | Food Preparation | Natural Gas | Double Rack Oven | E9 | PACT BC Ratio | 0 | 0 | 0 | 0 | 0 | 0 | 0 | 0 | 0 | 0 | 0 | 0 | 0 | 0 | 0 | 0 | 0 | 0 | 0 | 0 | 0 | 0 | 0 | 0 | 0 | 0 | 0
F3_Commercial_Retail_New_Food Preparation_Natural Gas_Double Rack Oven_E10 | F3 | Commercial | Retail | New | Food Preparation | Natural Gas | Double Rack Oven | E10 | PACT BC Ratio | 0 | 0 | 0 | 0 | 0 | 0 | 0 | 0 | 0 | 0 | 0 | 0 | 0 | 0 | 0 | 0 | 0 | 0 | 0 | 0 | 0 | 0 | 0 | 0 | 0 | 0 | 0
F4_Commercial_Retail_New_Food Preparation_Natural Gas_Double Rack Oven_E1 | F4 | Commercial | Retail | New | Food Preparation | Natural Gas | Double Rack Oven | E1 | RVT BC Ratio | bar: 2021 to 2047
F4_Commercial_Retail_New_Food Preparation_Natural Gas_Double Rack Oven_E2 | F4 | Commercial | Retail | New | Food Preparation | Natural Gas | Double Rack Oven | E2 | RVT BC Ratio | 0.7 | 0.7 | 0.7 | 0.7 | 0.7 | 0.7 | 0.7 | 0.7 | 0.7 | 0.7 | 0.7 | 0.7 | 0.7 | 0.7 | 0.7 | 0.7 | 0.7 | 0.7 | 0.7 | 0.7 | 0.7 | 0.7 | 0.7 | 0.7 | 0.7 | 0.7 | 0.7
F4_Commercial_Retail_New_Food Preparation_Natural Gas_Double Rack Oven_E3 | F4 | Commercial | Retail | New | Food Preparation | Natural Gas | Double Rack Oven | E3 | RVT BC Ratio | 0 | 0 | 0 | 0 | 0 | 0 | 0 | 0 | 0 | 0 | 0 | 0 | 0 | 0 | 0 | 0 | 0 | 0 | 0 | 0 | 0 | 0 | 0 | 0 | 0 | 0 | 0
F4_Commercial_Retail_New_Food Preparation_Natural Gas_Double Rack Oven_E4 | F4 | Commercial | Retail | New | Food Preparation | Natural Gas | Double Rack Oven | E4 | RVT BC Ratio | 0 | 0 | 0 | 0 | 0 | 0 | 0 | 0 | 0 | 0 | 0 | 0 | 0 | 0 | 0 | 0 | 0 | 0 | 0 | 0 | 0 | 0 | 0 | 0 | 0 | 0 | 0
F4_Commercial_Retail_New_Food Preparation_Natural Gas_Double Rack Oven_E5 | F4 | Commercial | Retail | New | Food Preparation | Natural Gas | Double Rack Oven | E5 | RVT BC Ratio | 0 | 0 | 0 | 0 | 0 | 0 | 0 | 0 | 0 | 0 | 0 | 0 | 0 | 0 | 0 | 0 | 0 | 0 | 0 | 0 | 0 | 0 | 0 | 0 | 0 | 0 | 0
F4_Commercial_Retail_New_Food Preparation_Natural Gas_Double Rack Oven_E6 | F4 | Commercial | Retail | New | Food Preparation | Natural Gas | Double Rack Oven | E6 | RVT BC Ratio | 0 | 0 | 0 | 0 | 0 | 0 | 0 | 0 | 0 | 0 | 0 | 0 | 0 | 0 | 0 | 0 | 0 | 0 | 0 | 0 | 0 | 0 | 0 | 0 | 0 | 0 | 0
F4_Commercial_Retail_New_Food Preparation_Natural Gas_Double Rack Oven_E7 | F4 | Commercial | Retail | New | Food Preparation | Natural Gas | Double Rack Oven | E7 | RVT BC Ratio | 0 | 0 | 0 | 0 | 0 | 0 | 0 | 0 | 0 | 0 | 0 | 0 | 0 | 0 | 0 | 0 | 0 | 0 | 0 | 0 | 0 | 0 | 0 | 0 | 0 | 0 | 0
F4_Commercial_Retail_New_Food Preparation_Natural Gas_Double Rack Oven_E8 | F4 | Commercial | Retail | New | Food Preparation | Natural Gas | Double Rack Oven | E8 | RVT BC Ratio | 0 | 0 | 0 | 0 | 0 | 0 | 0 | 0 | 0 | 0 | 0 | 0 | 0 | 0 | 0 | 0 | 0 | 0 | 0 | 0 | 0 | 0 | 0 | 0 | 0 | 0 | 0
F4_Commercial_Retail_New_Food Preparation_Natural Gas_Double Rack Oven_E9 | F4 | Commercial | Retail | New | Food Preparation | Natural Gas | Double Rack Oven | E9 | RVT BC Ratio | 0 | 0 | 0 | 0 | 0 | 0 | 0 | 0 | 0 | 0 | 0 | 0 | 0 | 0 | 0 | 0 | 0 | 0 | 0 | 0 | 0 | 0 | 0 | 0 | 0 | 0 | 0
F4_Commercial_Retail_New_Food Preparation_Natural Gas_Double Rack Oven_E10 | F4 | Commercial | Retail | New | Food Preparation | Natural Gas | Double Rack Oven | E10 | RVT BC Ratio | 0 | 0 | 0 | 0 | 0 | 0 | 0 | 0 | 0 | 0 | 0 | 0 | 0 | 0 | 0 | 0 | 0 | 0 | 0 | 0 | 0 | 0 | 0 | 0 | 0 | 0 | 0
F5_Commercial_Retail_New_Food Preparation_Natural Gas_Double Rack Oven_E1 | F5 | Commercial | Retail | New | Food Preparation | Natural Gas | Double Rack Oven | E1 | RIM BC Ratio | bar: 2021 to 2047
F5_Commercial_Retail_New_Food Preparation_Natural Gas_Double Rack Oven_E2 | F5 | Commercial | Retail | New | Food Preparation | Natural Gas | Double Rack Oven | E2 | RIM BC Ratio | 3.4804 | 3.4432 | 3.4073 | 3.3729 | 3.3814 | 3.4179 | 3.4709 | 3.53 | 3.5869 | 3.6354 | 3.675 | 3.7033 | 3.7193 | 3.7175 | 3.6974 | 3.6587 | 3.602 | 3.5306 | 3.4453 | 3.3438 | 3.2249 | 3.0879 | 2.9664 | 2.8883 | 2.8554 | 2.8694 | 2.8835
F5_Commercial_Retail_New_Food Preparation_Natural Gas_Double Rack Oven_E3 | F5 | Commercial | Retail | New | Food Preparation | Natural Gas | Double Rack Oven | E3 | RIM BC Ratio | 0 | 0 | 0 | 0 | 0 | 0 | 0 | 0 | 0 | 0 | 0 | 0 | 0 | 0 | 0 | 0 | 0 | 0 | 0 | 0 | 0 | 0 | 0 | 0 | 0 | 0 | 0
F5_Commercial_Retail_New_Food Preparation_Natural Gas_Double Rack Oven_E4 | F5 | Commercial | Retail | New | Food Preparation | Natural Gas | Double Rack Oven | E4 | RIM BC Ratio | 0 | 0 | 0 | 0 | 0 | 0 | 0 | 0 | 0 | 0 | 0 | 0 | 0 | 0 | 0 | 0 | 0 | 0 | 0 | 0 | 0 | 0 | 0 | 0 | 0 | 0 | 0
F5_Commercial_Retail_New_Food Preparation_Natural Gas_Double Rack Oven_E5 | F5 | Commercial | Retail | New | Food Preparation | Natural Gas | Double Rack Oven | E5 | RIM BC Ratio | 0 | 0 | 0 | 0 | 0 | 0 | 0 | 0 | 0 | 0 | 0 | 0 | 0 | 0 | 0 | 0 | 0 | 0 | 0 | 0 | 0 | 0 | 0 | 0 | 0 | 0 | 0
F5_Commercial_Retail_New_Food Preparation_Natural Gas_Double Rack Oven_E6 | F5 | Commercial | Retail | New | Food Preparation | Natural Gas | Double Rack Oven | E6 | RIM BC Ratio | 0 | 0 | 0 | 0 | 0 | 0 | 0 | 0 | 0 | 0 | 0 | 0 | 0 | 0 | 0 | 0 | 0 | 0 | 0 | 0 | 0 | 0 | 0 | 0 | 0 | 0 | 0
F5_Commercial_Retail_New_Food Preparation_Natural Gas_Double Rack Oven_E7 | F5 | Commercial | Retail | New | Food Preparation | Natural Gas | Double Rack Oven | E7 | RIM BC Ratio | 0 | 0 | 0 | 0 | 0 | 0 | 0 | 0 | 0 | 0 | 0 | 0 | 0 | 0 | 0 | 0 | 0 | 0 | 0 | 0 | 0 | 0 | 0 | 0 | 0 | 0 | 0
F5_Commercial_Retail_New_Food Preparation_Natural Gas_Double Rack Oven_E8 | F5 | Commercial | Retail | New | Food Preparation | Natural Gas | Double Rack Oven | E8 | RIM BC Ratio | 0 | 0 | 0 | 0 | 0 | 0 | 0 | 0 | 0 | 0 | 0 | 0 | 0 | 0 | 0 | 0 | 0 | 0 | 0 | 0 | 0 | 0 | 0 | 0 | 0 | 0 | 0
F5_Commercial_Retail_New_Food Preparation_Natural Gas_Double Rack Oven_E9 | F5 | Commercial | Retail | New | Food Preparation | Natural Gas | Double Rack Oven | E9 | RIM BC Ratio | 0 | 0 | 0 | 0 | 0 | 0 | 0 | 0 | 0 | 0 | 0 | 0 | 0 | 0 | 0 | 0 | 0 | 0 | 0 | 0 | 0 | 0 | 0 | 0 | 0 | 0 | 0
F5_Commercial_Retail_New_Food Preparation_Natural Gas_Double Rack Oven_E10 | F5 | Commercial | Retail | New | Food Preparation | Natural Gas | Double Rack Oven | E10 | RIM BC Ratio | 0 | 0 | 0 | 0 | 0 | 0 | 0 | 0 | 0 | 0 | 0 | 0 | 0 | 0 | 0 | 0 | 0 | 0 | 0 | 0 | 0 | 0 | 0 | 0 | 0 | 0 | 0
F0_Commercial_Retail_New_Food Preparation_Natural Gas_Fryer_E0 | F0 | Commercial | Retail | New | Food Preparation | Natural Gas | Fryer | E0 | Economic Unit | ENERGY STAR | ENERGY STAR | ENERGY STAR | ENERGY STAR | ENERGY STAR | ENERGY STAR | ENERGY STAR | ENERGY STAR | ENERGY STAR | ENERGY STAR | ENERGY STAR | ENERGY STAR | ENERGY STAR | ENERGY STAR | ENERGY STAR | ENERGY STAR | ENERGY STAR | ENERGY STAR | ENERGY STAR | ENERGY STAR | ENERGY STAR | ENERGY STAR | ENERGY STAR | ENERGY STAR | ENERGY STAR | ENERGY STAR | ENERGY STAR
F1_Commercial_Retail_New_Food Preparation_Natural Gas_Fryer_E1 | F1 | Commercial | Retail | New | Food Preparation | Natural Gas | Fryer | E1 | CCE | 0 | 0 | 0 | 0 | 0 | 0 | 0 | 0 | 0 | 0 | 0 | 0 | 0 | 0 | 0 | 0 | 0 | 0 | 0 | 0 | 0 | 0 | 0 | 0 | 0 | 0 | 0
F1_Commercial_Retail_New_Food Preparation_Natural Gas_Fryer_E2 | F1 | Commercial | Retail | New | Food Preparation | Natural Gas | Fryer | E2 | CCE | 0.0045119 | 0 | 0 | 0 | 0 | 0 | 0 | 0 | 0 | 0 | 0 | 0 | 0 | 0 | 0 | 0 | 0 | 0 | 0 | 0 | 0 | 0 | 0 | 0 | 0 | 0 | 0
F1_Commercial_Retail_New_Food Preparation_Natural Gas_Fryer_E3 | F1 | Commercial | Retail | New | Food Preparation | Natural Gas | Fryer | E3 | CCE | 0 | 0 | 0 | 0 | 0 | 0 | 0 | 0 | 0 | 0 | 0 | 0 | 0 | 0 | 0 | 0 | 0 | 0 | 0 | 0 | 0 | 0 | 0 | 0 | 0 | 0 | 0
F1_Commercial_Retail_New_Food Preparation_Natural Gas_Fryer_E4 | F1 | Commercial | Retail | New | Food Preparation | Natural Gas | Fryer | E4 | CCE | 0 | 0 | 0 | 0 | 0 | 0 | 0 | 0 | 0 | 0 | 0 | 0 | 0 | 0 | 0 | 0 | 0 | 0 | 0 | 0 | 0 | 0 | 0 | 0 | 0 | 0 | 0
F1_Commercial_Retail_New_Food Preparation_Natural Gas_Fryer_E5 | F1 | Commercial | Retail | New | Food Preparation | Natural Gas | Fryer | E5 | CCE | 0 | 0 | 0 | 0 | 0 | 0 | 0 | 0 | 0 | 0 | 0 | 0 | 0 | 0 | 0 | 0 | 0 | 0 | 0 | 0 | 0 | 0 | 0 | 0 | 0 | 0 | 0
F1_Commercial_Retail_New_Food Preparation_Natural Gas_Fryer_E6 | F1 | Commercial | Retail | New | Food Preparation | Natural Gas | Fryer | E6 | CCE | 0 | 0 | 0 | 0 | 0 | 0 | 0 | 0 | 0 | 0 | 0 | 0 | 0 | 0 | 0 | 0 | 0 | 0 | 0 | 0 | 0 | 0 | 0 | 0 | 0 | 0 | 0
F1_Commercial_Retail_New_Food Preparation_Natural Gas_Fryer_E7 | F1 | Commercial | Retail | New | Food Preparation | Natural Gas | Fryer | E7 | CCE | 0 | 0 | 0 | 0 | 0 | 0 | 0 | 0 | 0 | 0 | 0 | 0 | 0 | 0 | 0 | 0 | 0 | 0 | 0 | 0 | 0 | 0 | 0 | 0 | 0 | 0 | 0
F1_Commercial_Retail_New_Food Preparation_Natural Gas_Fryer_E8 | F1 | Commercial | Retail | New | Food Preparation | Natural Gas | Fryer | E8 | CCE | 0 | 0 | 0 | 0 | 0 | 0 | 0 | 0 | 0 | 0 | 0 | 0 | 0 | 0 | 0 | 0 | 0 | 0 | 0 | 0 | 0 | 0 | 0 | 0 | 0 | 0 | 0
F1_Commercial_Retail_New_Food Preparation_Natural Gas_Fryer_E9 | F1 | Commercial | Retail | New | Food Preparation | Natural Gas | Fryer | E9 | CCE | 0 | 0 | 0 | 0 | 0 | 0 | 0 | 0 | 0 | 0 | 0 | 0 | 0 | 0 | 0 | 0 | 0 | 0 | 0 | 0 | 0 | 0 | 0 | 0 | 0 | 0 | 0
F1_Commercial_Retail_New_Food Preparation_Natural Gas_Fryer_E10 | F1 | Commercial | Retail | New | Food Preparation | Natural Gas | Fryer | E10 | CCE | 0 | 0 | 0 | 0 | 0 | 0 | 0 | 0 | 0 | 0 | 0 | 0 | 0 | 0 | 0 | 0 | 0 | 0 | 0 | 0 | 0 | 0 | 0 | 0 | 0 | 0 | 0
F2_Commercial_Retail_New_Food Preparation_Natural Gas_Fryer_E1 | F2 | Commercial | Retail | New | Food Preparation | Natural Gas | Fryer | E1 | TRC BC Ratio | 1 | 0 | 0 | 0 | 0 | 0 | 0 | 0 | 0 | 0 | 0 | 0 | 0 | 0 | 0 | 0 | 0 | 0 | 0 | 0 | 0 | 0 | 0 | 0 | 0 | 0 | 0
F2_Commercial_Retail_New_Food Preparation_Natural Gas_Fryer_E2 | F2 | Commercial | Retail | New | Food Preparation | Natural Gas | Fryer | E2 | TRC BC Ratio | 3.0535 | 1 | 1 | 1 | 1 | 1 | 1 | 1 | 1 | 1 | 1 | 1 | 1 | 1 | 1 | 1 | 1 | 1 | 1 | 1 | 1 | 1 | 1 | 1 | 1 | 1 | 1
F2_Commercial_Retail_New_Food Preparation_Natural Gas_Fryer_E3 | F2 | Commercial | Retail | New | Food Preparation | Natural Gas | Fryer | E3 | TRC BC Ratio | 0 | 0 | 0 | 0 | 0 | 0 | 0 | 0 | 0 | 0 | 0 | 0 | 0 | 0 | 0 | 0 | 0 | 0 | 0 | 0 | 0 | 0 | 0 | 0 | 0 | 0 | 0
F2_Commercial_Retail_New_Food Preparation_Natural Gas_Fryer_E4 | F2 | Commercial | Retail | New | Food Preparation | Natural Gas | Fryer | E4 | TRC BC Ratio | 0 | 0 | 0 | 0 | 0 | 0 | 0 | 0 | 0 | 0 | 0 | 0 | 0 | 0 | 0 | 0 | 0 | 0 | 0 | 0 | 0 | 0 | 0 | 0 | 0 | 0 | 0
F2_Commercial_Retail_New_Food Preparation_Natural Gas_Fryer_E5 | F2 | Commercial | Retail | New | Food Preparation | Natural Gas | Fryer | E5 | TRC BC Ratio | 0 | 0 | 0 | 0 | 0 | 0 | 0 | 0 | 0 | 0 | 0 | 0 | 0 | 0 | 0 | 0 | 0 | 0 | 0 | 0 | 0 | 0 | 0 | 0 | 0 | 0 | 0
F2_Commercial_Retail_New_Food Preparation_Natural Gas_Fryer_E6 | F2 | Commercial | Retail | New | Food Preparation | Natural Gas | Fryer | E6 | TRC BC Ratio | 0 | 0 | 0 | 0 | 0 | 0 | 0 | 0 | 0 | 0 | 0 | 0 | 0 | 0 | 0 | 0 | 0 | 0 | 0 | 0 | 0 | 0 | 0 | 0 | 0 | 0 | 0
F2_Commercial_Retail_New_Food Preparation_Natural Gas_Fryer_E7 | F2 | Commercial | Retail | New | Food Preparation | Natural Gas | Fryer | E7 | TRC BC Ratio | 0 | 0 | 0 | 0 | 0 | 0 | 0 | 0 | 0 | 0 | 0 | 0 | 0 | 0 | 0 | 0 | 0 | 0 | 0 | 0 | 0 | 0 | 0 | 0 | 0 | 0 | 0
F2_Commercial_Retail_New_Food Preparation_Natural Gas_Fryer_E8 | F2 | Commercial | Retail | New | Food Preparation | Natural Gas | Fryer | E8 | TRC BC Ratio | 0 | 0 | 0 | 0 | 0 | 0 | 0 | 0 | 0 | 0 | 0 | 0 | 0 | 0 | 0 | 0 | 0 | 0 | 0 | 0 | 0 | 0 | 0 | 0 | 0 | 0 | 0
F2_Commercial_Retail_New_Food Preparation_Natural Gas_Fryer_E9 | F2 | Commercial | Retail | New | Food Preparation | Natural Gas | Fryer | E9 | TRC BC Ratio | 0 | 0 | 0 | 0 | 0 | 0 | 0 | 0 | 0 | 0 | 0 | 0 | 0 | 0 | 0 | 0 | 0 | 0 | 0 | 0 | 0 | 0 | 0 | 0 | 0 | 0 | 0
F2_Commercial_Retail_New_Food Preparation_Natural Gas_Fryer_E10 | F2 | Commercial | Retail | New | Food Preparation | Natural Gas | Fryer | E10 | TRC BC Ratio | 0 | 0 | 0 | 0 | 0 | 0 | 0 | 0 | 0 | 0 | 0 | 0 | 0 | 0 | 0 | 0 | 0 | 0 | 0 | 0 | 0 | 0 | 0 | 0 | 0 | 0 | 0
F3_Commercial_Retail_New_Food Preparation_Natural Gas_Fryer_E1 | F3 | Commercial | Retail | New | Food Preparation | Natural Gas | Fryer | E1 | PACT BC Ratio | 1 | 0 | 0 | 0 | 0 | 0 | 0 | 0 | 0 | 0 | 0 | 0 | 0 | 0 | 0 | 0 | 0 | 0 | 0 | 0 | 0 | 0 | 0 | 0 | 0 | 0 | 0
F3_Commercial_Retail_New_Food Preparation_Natural Gas_Fryer_E2 | F3 | Commercial | Retail | New | Food Preparation | Natural Gas | Fryer | E2 | PACT BC Ratio | 4.0178 | 1 | 1 | 1 | 1 | 1 | 1 | 1 | 1 | 1 | 1 | 1 | 1 | 1 | 1 | 1 | 1 | 1 | 1 | 1 | 1 | 1 | 1 | 1 | 1 | 1 | 1
F3_Commercial_Retail_New_Food Preparation_Natural Gas_Fryer_E3 | F3 | Commercial | Retail | New | Food Preparation | Natural Gas | Fryer | E3 | PACT BC Ratio | 0 | 0 | 0 | 0 | 0 | 0 | 0 | 0 | 0 | 0 | 0 | 0 | 0 | 0 | 0 | 0 | 0 | 0 | 0 | 0 | 0 | 0 | 0 | 0 | 0 | 0 | 0
F3_Commercial_Retail_New_Food Preparation_Natural Gas_Fryer_E4 | F3 | Commercial | Retail | New | Food Preparation | Natural Gas | Fryer | E4 | PACT BC Ratio | 0 | 0 | 0 | 0 | 0 | 0 | 0 | 0 | 0 | 0 | 0 | 0 | 0 | 0 | 0 | 0 | 0 | 0 | 0 | 0 | 0 | 0 | 0 | 0 | 0 | 0 | 0
F3_Commercial_Retail_New_Food Preparation_Natural Gas_Fryer_E5 | F3 | Commercial | Retail | New | Food Preparation | Natural Gas | Fryer | E5 | PACT BC Ratio | 0 | 0 | 0 | 0 | 0 | 0 | 0 | 0 | 0 | 0 | 0 | 0 | 0 | 0 | 0 | 0 | 0 | 0 | 0 | 0 | 0 | 0 | 0 | 0 | 0 | 0 | 0
F3_Commercial_Retail_New_Food Preparation_Natural Gas_Fryer_E6 | F3 | Commercial | Retail | New | Food Preparation | Natural Gas | Fryer | E6 | PACT BC Ratio | 0 | 0 | 0 | 0 | 0 | 0 | 0 | 0 | 0 | 0 | 0 | 0 | 0 | 0 | 0 | 0 | 0 | 0 | 0 | 0 | 0 | 0 | 0 | 0 | 0 | 0 | 0
F3_Commercial_Retail_New_Food Preparation_Natural Gas_Fryer_E7 | F3 | Commercial | Retail | New | Food Preparation | Natural Gas | Fryer | E7 | PACT BC Ratio | 0 | 0 | 0 | 0 | 0 | 0 | 0 | 0 | 0 | 0 | 0 | 0 | 0 | 0 | 0 | 0 | 0 | 0 | 0 | 0 | 0 | 0 | 0 | 0 | 0 | 0 | 0
F3_Commercial_Retail_New_Food Preparation_Natural Gas_Fryer_E8 | F3 | Commercial | Retail | New | Food Preparation | Natural Gas | Fryer | E8 | PACT BC Ratio | 0 | 0 | 0 | 0 | 0 | 0 | 0 | 0 | 0 | 0 | 0 | 0 | 0 | 0 | 0 | 0 | 0 | 0 | 0 | 0 | 0 | 0 | 0 | 0 | 0 | 0 | 0
F3_Commercial_Retail_New_Food Preparation_Natural Gas_Fryer_E9 | F3 | Commercial | Retail | New | Food Preparation | Natural Gas | Fryer | E9 | PACT BC Ratio | 0 | 0 | 0 | 0 | 0 | 0 | 0 | 0 | 0 | 0 | 0 | 0 | 0 | 0 | 0 | 0 | 0 | 0 | 0 | 0 | 0 | 0 | 0 | 0 | 0 | 0 | 0
F3_Commercial_Retail_New_Food Preparation_Natural Gas_Fryer_E10 | F3 | Commercial | Retail | New | Food Preparation | Natural Gas | Fryer | E10 | PACT BC Ratio | 0 | 0 | 0 | 0 | 0 | 0 | 0 | 0 | 0 | 0 | 0 | 0 | 0 | 0 | 0 | 0 | 0 | 0 | 0 | 0 | 0 | 0 | 0 | 0 | 0 | 0 | 0
F4_Commercial_Retail_New_Food Preparation_Natural Gas_Fryer_E1 | F4 | Commercial | Retail | New | Food Preparation | Natural Gas | Fryer | E1 | RVT BC Ratio | 1 | 0 | 0 | 0 | 0 | 0 | 0 | 0 | 0 | 0 | 0 | 0 | 0 | 0 | 0 | 0 | 0 | 0 | 0 | 0 | 0 | 0 | 0 | 0 | 0 | 0 | 0
F4_Commercial_Retail_New_Food Preparation_Natural Gas_Fryer_E2 | F4 | Commercial | Retail | New | Food Preparation | Natural Gas | Fryer | E2 | RVT BC Ratio | 0.7 | 1 | 1 | 1 | 1 | 1 | 1 | 1 | 1 | 1 | 1 | 1 | 1 | 1 | 1 | 1 | 1 | 1 | 1 | 1 | 1 | 1 | 1 | 1 | 1 | 1 | 1
F4_Commercial_Retail_New_Food Preparation_Natural Gas_Fryer_E3 | F4 | Commercial | Retail | New | Food Preparation | Natural Gas | Fryer | E3 | RVT BC Ratio | 0 | 0 | 0 | 0 | 0 | 0 | 0 | 0 | 0 | 0 | 0 | 0 | 0 | 0 | 0 | 0 | 0 | 0 | 0 | 0 | 0 | 0 | 0 | 0 | 0 | 0 | 0
F4_Commercial_Retail_New_Food Preparation_Natural Gas_Fryer_E4 | F4 | Commercial | Retail | New | Food Preparation | Natural Gas | Fryer | E4 | RVT BC Ratio | 0 | 0 | 0 | 0 | 0 | 0 | 0 | 0 | 0 | 0 | 0 | 0 | 0 | 0 | 0 | 0 | 0 | 0 | 0 | 0 | 0 | 0 | 0 | 0 | 0 | 0 | 0
F4_Commercial_Retail_New_Food Preparation_Natural Gas_Fryer_E5 | F4 | Commercial | Retail | New | Food Preparation | Natural Gas | Fryer | E5 | RVT BC Ratio | 0 | 0 | 0 | 0 | 0 | 0 | 0 | 0 | 0 | 0 | 0 | 0 | 0 | 0 | 0 | 0 | 0 | 0 | 0 | 0 | 0 | 0 | 0 | 0 | 0 | 0 | 0
F4_Commercial_Retail_New_Food Preparation_Natural Gas_Fryer_E6 | F4 | Commercial | Retail | New | Food Preparation | Natural Gas | Fryer | E6 | RVT BC Ratio | 0 | 0 | 0 | 0 | 0 | 0 | 0 | 0 | 0 | 0 | 0 | 0 | 0 | 0 | 0 | 0 | 0 | 0 | 0 | 0 | 0 | 0 | 0 | 0 | 0 | 0 | 0
F4_Commercial_Retail_New_Food Preparation_Natural Gas_Fryer_E7 | F4 | Commercial | Retail | New | Food Preparation | Natural Gas | Fryer | E7 | RVT BC Ratio | 0 | 0 | 0 | 0 | 0 | 0 | 0 | 0 | 0 | 0 | 0 | 0 | 0 | 0 | 0 | 0 | 0 | 0 | 0 | 0 | 0 | 0 | 0 | 0 | 0 | 0 | 0
F4_Commercial_Retail_New_Food Preparation_Natural Gas_Fryer_E8 | F4 | Commercial | Retail | New | Food Preparation | Natural Gas | Fryer | E8 | RVT BC Ratio | 0 | 0 | 0 | 0 | 0 | 0 | 0 | 0 | 0 | 0 | 0 | 0 | 0 | 0 | 0 | 0 | 0 | 0 | 0 | 0 | 0 | 0 | 0 | 0 | 0 | 0 | 0
F4_Commercial_Retail_New_Food Preparation_Natural Gas_Fryer_E9 | F4 | Commercial | Retail | New | Food Preparation | Natural Gas | Fryer | E9 | RVT BC Ratio | 0 | 0 | 0 | 0 | 0 | 0 | 0 | 0 | 0 | 0 | 0 | 0 | 0 | 0 | 0 | 0 | 0 | 0 | 0 | 0 | 0 | 0 | 0 | 0 | 0 | 0 | 0
F4_Commercial_Retail_New_Food Preparation_Natural Gas_Fryer_E10 | F4 | Commercial | Retail | New | Food Preparation | Natural Gas | Fryer | E10 | RVT BC Ratio | 0 | 0 | 0 | 0 | 0 | 0 | 0 | 0 | 0 | 0 | 0 | 0 | 0 | 0 | 0 | 0 | 0 | 0 | 0 | 0 | 0 | 0 | 0 | 0 | 0 | 0 | 0
F5_Commercial_Retail_New_Food Preparation_Natural Gas_Fryer_E1 | F5 | Commercial | Retail | New | Food Preparation | Natural Gas | Fryer | E1 | RIM BC Ratio | 1 | 0 | 0 | 0 | 0 | 0 | 0 | 0 | 0 | 0 | 0 | 0 | 0 | 0 | 0 | 0 | 0 | 0 | 0 | 0 | 0 | 0 | 0 | 0 | 0 | 0 | 0
F5_Commercial_Retail_New_Food Preparation_Natural Gas_Fryer_E2 | F5 | Commercial | Retail | New | Food Preparation | Natural Gas | Fryer | E2 | RIM BC Ratio | 4.0178 | 1 | 1 | 1 | 1 | 1 | 1 | 1 | 1 | 1 | 1 | 1 | 1 | 1 | 1 | 1 | 1 | 1 | 1 | 1 | 1 | 1 | 1 | 1 | 1 | 1 | 1
F5_Commercial_Retail_New_Food Preparation_Natural Gas_Fryer_E3 | F5 | Commercial | Retail | New | Food Preparation | Natural Gas | Fryer | E3 | RIM BC Ratio | 0 | 0 | 0 | 0 | 0 | 0 | 0 | 0 | 0 | 0 | 0 | 0 | 0 | 0 | 0 | 0 | 0 | 0 | 0 | 0 | 0 | 0 | 0 | 0 | 0 | 0 | 0
F5_Commercial_Retail_New_Food Preparation_Natural Gas_Fryer_E4 | F5 | Commercial | Retail | New | Food Preparation | Natural Gas | Fryer | E4 | RIM BC Ratio | 0 | 0 | 0 | 0 | 0 | 0 | 0 | 0 | 0 | 0 | 0 | 0 | 0 | 0 | 0 | 0 | 0 | 0 | 0 | 0 | 0 | 0 | 0 | 0 | 0 | 0 | 0
F5_Commercial_Retail_New_Food Preparation_Natural Gas_Fryer_E5 | F5 | Commercial | Retail | New | Food Preparation | Natural Gas | Fryer | E5 | RIM BC Ratio | 0 | 0 | 0 | 0 | 0 | 0 | 0 | 0 | 0 | 0 | 0 | 0 | 0 | 0 | 0 | 0 | 0 | 0 | 0 | 0 | 0 | 0 | 0 | 0 | 0 | 0 | 0
F5_Commercial_Retail_New_Food Preparation_Natural Gas_Fryer_E6 | F5 | Commercial | Retail | New | Food Preparation | Natural Gas | Fryer | E6 | RIM BC Ratio | 0 | 0 | 0 | 0 | 0 | 0 | 0 | 0 | 0 | 0 | 0 | 0 | 0 | 0 | 0 | 0 | 0 | 0 | 0 | 0 | 0 | 0 | 0 | 0 | 0 | 0 | 0
F5_Commercial_Retail_New_Food Preparation_Natural Gas_Fryer_E7 | F5 | Commercial | Retail | New | Food Preparation | Natural Gas | Fryer | E7 | RIM BC Ratio | 0 | 0 | 0 | 0 | 0 | 0 | 0 | 0 | 0 | 0 | 0 | 0 | 0 | 0 | 0 | 0 | 0 | 0 | 0 | 0 | 0 | 0 | 0 | 0 | 0 | 0 | 0
F5_Commercial_Retail_New_Food Preparation_Natural Gas_Fryer_E8 | F5 | Commercial | Retail | New | Food Preparation | Natural Gas | Fryer | E8 | RIM BC Ratio | 0 | 0 | 0 | 0 | 0 | 0 | 0 | 0 | 0 | 0 | 0 | 0 | 0 | 0 | 0 | 0 | 0 | 0 | 0 | 0 | 0 | 0 | 0 | 0 | 0 | 0 | 0
F5_Commercial_Retail_New_Food Preparation_Natural Gas_Fryer_E9 | F5 | Commercial | Retail | New | Food Preparation | Natural Gas | Fryer | E9 | RIM BC Ratio | 0 | 0 | 0 | 0 | 0 | 0 | 0 | 0 | 0 | 0 | 0 | 0 | 0 | 0 | 0 | 0 | 0 | 0 | 0 | 0 | 0 | 0 | 0 | 0 | 0 | 0 | 0
F5_Commercial_Retail_New_Food Preparation_Natural Gas_Fryer_E10 | F5 | Commercial | Retail | New | Food Preparation | Natural Gas | Fryer | E10 | RIM BC Ratio | 0 | 0 | 0 | 0 | 0 | 0 | 0 | 0 | 0 | 0 | 0 | 0 | 0 | 0 | 0 | 0 | 0 | 0 | 0 | 0 | 0 | 0 | 0 | 0 | 0 | 0 | 0
F0_Commercial_Retail_New_Food Preparation_Natural Gas_Broiler_E0 | F0 | Commercial | Retail | New | Food Preparation | Natural Gas | Broiler | E0 | Economic Unit | Infrared Burners | Infrared Burners | Infrared Burners | Infrared Burners | Infrared Burners | Infrared Burners | Infrared Burners | Infrared Burners | Infrared Burners | Infrared Burners | Infrared Burners | Infrared Burners | Infrared Burners | Infrared Burners | Infrared Burners | Infrared Burners | Infrared Burners | Infrared Burners | Infrared Burners | Infrared Burners | Infrared Burners | Infrared Burners | Infrared Burners | Infrared Burners | Infrared Burners | Infrared Burners | Infrared Burners
F1_Commercial_Retail_New_Food Preparation_Natural Gas_Broiler_E1 | F1 | Commercial | Retail | New | Food Preparation | Natural Gas | Broiler | E1 | CCE | 0 | 0 | 0 | 0 | 0 | 0 | 0 | 0 | 0 | 0 | 0 | 0 | 0 | 0 | 0 | 0 | 0 | 0 | 0 | 0 | 0 | 0 | 0 | 0 | 0 | 0 | 0
F1_Commercial_Retail_New_Food Preparation_Natural Gas_Broiler_E2 | F1 | Commercial | Retail | New | Food Preparation | Natural Gas | Broiler | E2 | CCE | 0.0088234 | 0.0088234 | 0.0088234 | 0.0088234 | 0.0088234 | 0.0088234 | 0.0088234 | 0.0088234 | 0.0088234 | 0.0088234 | 0.0088234 | 0.0088234 | 0.0088234 | 0.0088234 | 0.0088234 | 0.0088234 | 0.0088234 | 0.0088234 | 0.0088234 | 0.0088234 | 0.0088234 | 0.0088234 | 0.0088234 | 0.0088234 | 0.0088234 | 0.0088234 | 0.0088234
F1_Commercial_Retail_New_Food Preparation_Natural Gas_Broiler_E3 | F1 | Commercial | Retail | New | Food Preparation | Natural Gas | Broiler | E3 | CCE | 0 | 0 | 0 | 0 | 0 | 0 | 0 | 0 | 0 | 0 | 0 | 0 | 0 | 0 | 0 | 0 | 0 | 0 | 0 | 0 | 0 | 0 | 0 | 0 | 0 | 0 | 0
F1_Commercial_Retail_New_Food Preparation_Natural Gas_Broiler_E4 | F1 | Commercial | Retail | New | Food Preparation | Natural Gas | Broiler | E4 | CCE | 0 | 0 | 0 | 0 | 0 | 0 | 0 | 0 | 0 | 0 | 0 | 0 | 0 | 0 | 0 | 0 | 0 | 0 | 0 | 0 | 0 | 0 | 0 | 0 | 0 | 0 | 0
F1_Commercial_Retail_New_Food Preparation_Natural Gas_Broiler_E5 | F1 | Commercial | Retail | New | Food Preparation | Natural Gas | Broiler | E5 | CCE | 0 | 0 | 0 | 0 | 0 | 0 | 0 | 0 | 0 | 0 | 0 | 0 | 0 | 0 | 0 | 0 | 0 | 0 | 0 | 0 | 0 | 0 | 0 | 0 | 0 | 0 | 0
F1_Commercial_Retail_New_Food Preparation_Natural Gas_Broiler_E6 | F1 | Commercial | Retail | New | Food Preparation | Natural Gas | Broiler | E6 | CCE | 0 | 0 | 0 | 0 | 0 | 0 | 0 | 0 | 0 | 0 | 0 | 0 | 0 | 0 | 0 | 0 | 0 | 0 | 0 | 0 | 0 | 0 | 0 | 0 | 0 | 0 | 0
F1_Commercial_Retail_New_Food Preparation_Natural Gas_Broiler_E7 | F1 | Commercial | Retail | New | Food Preparation | Natural Gas | Broiler | E7 | CCE | 0 | 0 | 0 | 0 | 0 | 0 | 0 | 0 | 0 | 0 | 0 | 0 | 0 | 0 | 0 | 0 | 0 | 0 | 0 | 0 | 0 | 0 | 0 | 0 | 0 | 0 | 0
F1_Commercial_Retail_New_Food Preparation_Natural Gas_Broiler_E8 | F1 | Commercial | Retail | New | Food Preparation | Natural Gas | Broiler | E8 | CCE | 0 | 0 | 0 | 0 | 0 | 0 | 0 | 0 | 0 | 0 | 0 | 0 | 0 | 0 | 0 | 0 | 0 | 0 | 0 | 0 | 0 | 0 | 0 | 0 | 0 | 0 | 0
F1_Commercial_Retail_New_Food Preparation_Natural Gas_Broiler_E9 | F1 | Commercial | Retail | New | Food Preparation | Natural Gas | Broiler | E9 | CCE | 0 | 0 | 0 | 0 | 0 | 0 | 0 | 0 | 0 | 0 | 0 | 0 | 0 | 0 | 0 | 0 | 0 | 0 | 0 | 0 | 0 | 0 | 0 | 0 | 0 | 0 | 0
F1_Commercial_Retail_New_Food Preparation_Natural Gas_Broiler_E10 | F1 | Commercial | Retail | New | Food Preparation | Natural Gas | Broiler | E10 | CCE | 0 | 0 | 0 | 0 | 0 | 0 | 0 | 0 | 0 | 0 | 0 | 0 | 0 | 0 | 0 | 0 | 0 | 0 | 0 | 0 | 0 | 0 | 0 | 0 | 0 | 0 | 0
F2_Commercial_Retail_New_Food Preparation_Natural Gas_Broiler_E1 | F2 | Commercial | Retail | New | Food Preparation | Natural Gas | Broiler | E1 | TRC BC Ratio | bar: 2021 to 2047
F2_Commercial_Retail_New_Food Preparation_Natural Gas_Broiler_E2 | F2 | Commercial | Retail | New | Food Preparation | Natural Gas | Broiler | E2 | TRC BC Ratio | 1.5469 | 1.5304 | 1.5144 | 1.4991 | 1.5029 | 1.5191 | 1.5427 | 1.5689 | 1.5942 | 1.6158 | 1.6334 | 1.6459 | 1.6531 | 1.6523 | 1.6433 | 1.6261 | 1.6009 | 1.5692 | 1.5313 | 1.4862 | 1.4333 | 1.3724 | 1.3184 | 1.2837 | 1.2691 | 1.2753 | 1.2816
F2_Commercial_Retail_New_Food Preparation_Natural Gas_Broiler_E3 | F2 | Commercial | Retail | New | Food Preparation | Natural Gas | Broiler | E3 | TRC BC Ratio | 0 | 0 | 0 | 0 | 0 | 0 | 0 | 0 | 0 | 0 | 0 | 0 | 0 | 0 | 0 | 0 | 0 | 0 | 0 | 0 | 0 | 0 | 0 | 0 | 0 | 0 | 0
F2_Commercial_Retail_New_Food Preparation_Natural Gas_Broiler_E4 | F2 | Commercial | Retail | New | Food Preparation | Natural Gas | Broiler | E4 | TRC BC Ratio | 0 | 0 | 0 | 0 | 0 | 0 | 0 | 0 | 0 | 0 | 0 | 0 | 0 | 0 | 0 | 0 | 0 | 0 | 0 | 0 | 0 | 0 | 0 | 0 | 0 | 0 | 0
F2_Commercial_Retail_New_Food Preparation_Natural Gas_Broiler_E5 | F2 | Commercial | Retail | New | Food Preparation | Natural Gas | Broiler | E5 | TRC BC Ratio | 0 | 0 | 0 | 0 | 0 | 0 | 0 | 0 | 0 | 0 | 0 | 0 | 0 | 0 | 0 | 0 | 0 | 0 | 0 | 0 | 0 | 0 | 0 | 0 | 0 | 0 | 0
F2_Commercial_Retail_New_Food Preparation_Natural Gas_Broiler_E6 | F2 | Commercial | Retail | New | Food Preparation | Natural Gas | Broiler | E6 | TRC BC Ratio | 0 | 0 | 0 | 0 | 0 | 0 | 0 | 0 | 0 | 0 | 0 | 0 | 0 | 0 | 0 | 0 | 0 | 0 | 0 | 0 | 0 | 0 | 0 | 0 | 0 | 0 | 0
F2_Commercial_Retail_New_Food Preparation_Natural Gas_Broiler_E7 | F2 | Commercial | Retail | New | Food Preparation | Natural Gas | Broiler | E7 | TRC BC Ratio | 0 | 0 | 0 | 0 | 0 | 0 | 0 | 0 | 0 | 0 | 0 | 0 | 0 | 0 | 0 | 0 | 0 | 0 | 0 | 0 | 0 | 0 | 0 | 0 | 0 | 0 | 0
F2_Commercial_Retail_New_Food Preparation_Natural Gas_Broiler_E8 | F2 | Commercial | Retail | New | Food Preparation | Natural Gas | Broiler | E8 | TRC BC Ratio | 0 | 0 | 0 | 0 | 0 | 0 | 0 | 0 | 0 | 0 | 0 | 0 | 0 | 0 | 0 | 0 | 0 | 0 | 0 | 0 | 0 | 0 | 0 | 0 | 0 | 0 | 0
F2_Commercial_Retail_New_Food Preparation_Natural Gas_Broiler_E9 | F2 | Commercial | Retail | New | Food Preparation | Natural Gas | Broiler | E9 | TRC BC Ratio | 0 | 0 | 0 | 0 | 0 | 0 | 0 | 0 | 0 | 0 | 0 | 0 | 0 | 0 | 0 | 0 | 0 | 0 | 0 | 0 | 0 | 0 | 0 | 0 | 0 | 0 | 0
F2_Commercial_Retail_New_Food Preparation_Natural Gas_Broiler_E10 | F2 | Commercial | Retail | New | Food Preparation | Natural Gas | Broiler | E10 | TRC BC Ratio | 0 | 0 | 0 | 0 | 0 | 0 | 0 | 0 | 0 | 0 | 0 | 0 | 0 | 0 | 0 | 0 | 0 | 0 | 0 | 0 | 0 | 0 | 0 | 0 | 0 | 0 | 0
F3_Commercial_Retail_New_Food Preparation_Natural Gas_Broiler_E1 | F3 | Commercial | Retail | New | Food Preparation | Natural Gas | Broiler | E1 | PACT BC Ratio | bar: 2021 to 2047
F3_Commercial_Retail_New_Food Preparation_Natural Gas_Broiler_E2 | F3 | Commercial | Retail | New | Food Preparation | Natural Gas | Broiler | E2 | PACT BC Ratio | 1.9504 | 1.9296 | 1.9094 | 1.8902 | 1.8949 | 1.9154 | 1.9451 | 1.9782 | 2.0101 | 2.0373 | 2.0595 | 2.0753 | 2.0843 | 2.0833 | 2.072 | 2.0503 | 2.0186 | 1.9785 | 1.9307 | 1.8739 | 1.8073 | 1.7304 | 1.6624 | 1.6186 | 1.6002 | 1.608 | 1.6159
F3_Commercial_Retail_New_Food Preparation_Natural Gas_Broiler_E3 | F3 | Commercial | Retail | New | Food Preparation | Natural Gas | Broiler | E3 | PACT BC Ratio | 0 | 0 | 0 | 0 | 0 | 0 | 0 | 0 | 0 | 0 | 0 | 0 | 0 | 0 | 0 | 0 | 0 | 0 | 0 | 0 | 0 | 0 | 0 | 0 | 0 | 0 | 0
F3_Commercial_Retail_New_Food Preparation_Natural Gas_Broiler_E4 | F3 | Commercial | Retail | New | Food Preparation | Natural Gas | Broiler | E4 | PACT BC Ratio | 0 | 0 | 0 | 0 | 0 | 0 | 0 | 0 | 0 | 0 | 0 | 0 | 0 | 0 | 0 | 0 | 0 | 0 | 0 | 0 | 0 | 0 | 0 | 0 | 0 | 0 | 0
F3_Commercial_Retail_New_Food Preparation_Natural Gas_Broiler_E5 | F3 | Commercial | Retail | New | Food Preparation | Natural Gas | Broiler | E5 | PACT BC Ratio | 0 | 0 | 0 | 0 | 0 | 0 | 0 | 0 | 0 | 0 | 0 | 0 | 0 | 0 | 0 | 0 | 0 | 0 | 0 | 0 | 0 | 0 | 0 | 0 | 0 | 0 | 0
F3_Commercial_Retail_New_Food Preparation_Natural Gas_Broiler_E6 | F3 | Commercial | Retail | New | Food Preparation | Natural Gas | Broiler | E6 | PACT BC Ratio | 0 | 0 | 0 | 0 | 0 | 0 | 0 | 0 | 0 | 0 | 0 | 0 | 0 | 0 | 0 | 0 | 0 | 0 | 0 | 0 | 0 | 0 | 0 | 0 | 0 | 0 | 0
F3_Commercial_Retail_New_Food Preparation_Natural Gas_Broiler_E7 | F3 | Commercial | Retail | New | Food Preparation | Natural Gas | Broiler | E7 | PACT BC Ratio | 0 | 0 | 0 | 0 | 0 | 0 | 0 | 0 | 0 | 0 | 0 | 0 | 0 | 0 | 0 | 0 | 0 | 0 | 0 | 0 | 0 | 0 | 0 | 0 | 0 | 0 | 0
F3_Commercial_Retail_New_Food Preparation_Natural Gas_Broiler_E8 | F3 | Commercial | Retail | New | Food Preparation | Natural Gas | Broiler | E8 | PACT BC Ratio | 0 | 0 | 0 | 0 | 0 | 0 | 0 | 0 | 0 | 0 | 0 | 0 | 0 | 0 | 0 | 0 | 0 | 0 | 0 | 0 | 0 | 0 | 0 | 0 | 0 | 0 | 0
F3_Commercial_Retail_New_Food Preparation_Natural Gas_Broiler_E9 | F3 | Commercial | Retail | New | Food Preparation | Natural Gas | Broiler | E9 | PACT BC Ratio | 0 | 0 | 0 | 0 | 0 | 0 | 0 | 0 | 0 | 0 | 0 | 0 | 0 | 0 | 0 | 0 | 0 | 0 | 0 | 0 | 0 | 0 | 0 | 0 | 0 | 0 | 0
F3_Commercial_Retail_New_Food Preparation_Natural Gas_Broiler_E10 | F3 | Commercial | Retail | New | Food Preparation | Natural Gas | Broiler | E10 | PACT BC Ratio | 0 | 0 | 0 | 0 | 0 | 0 | 0 | 0 | 0 | 0 | 0 | 0 | 0 | 0 | 0 | 0 | 0 | 0 | 0 | 0 | 0 | 0 | 0 | 0 | 0 | 0 | 0
F4_Commercial_Retail_New_Food Preparation_Natural Gas_Broiler_E1 | F4 | Commercial | Retail | New | Food Preparation | Natural Gas | Broiler | E1 | RVT BC Ratio | bar: 2021 to 2047
F4_Commercial_Retail_New_Food Preparation_Natural Gas_Broiler_E2 | F4 | Commercial | Retail | New | Food Preparation | Natural Gas | Broiler | E2 | RVT BC Ratio | 0.7 | 0.7 | 0.7 | 0.7 | 0.7 | 0.7 | 0.7 | 0.7 | 0.7 | 0.7 | 0.7 | 0.7 | 0.7 | 0.7 | 0.7 | 0.7 | 0.7 | 0.7 | 0.7 | 0.7 | 0.7 | 0.7 | 0.7 | 0.7 | 0.7 | 0.7 | 0.7
F4_Commercial_Retail_New_Food Preparation_Natural Gas_Broiler_E3 | F4 | Commercial | Retail | New | Food Preparation | Natural Gas | Broiler | E3 | RVT BC Ratio | 0 | 0 | 0 | 0 | 0 | 0 | 0 | 0 | 0 | 0 | 0 | 0 | 0 | 0 | 0 | 0 | 0 | 0 | 0 | 0 | 0 | 0 | 0 | 0 | 0 | 0 | 0
F4_Commercial_Retail_New_Food Preparation_Natural Gas_Broiler_E4 | F4 | Commercial | Retail | New | Food Preparation | Natural Gas | Broiler | E4 | RVT BC Ratio | 0 | 0 | 0 | 0 | 0 | 0 | 0 | 0 | 0 | 0 | 0 | 0 | 0 | 0 | 0 | 0 | 0 | 0 | 0 | 0 | 0 | 0 | 0 | 0 | 0 | 0 | 0
F4_Commercial_Retail_New_Food Preparation_Natural Gas_Broiler_E5 | F4 | Commercial | Retail | New | Food Preparation | Natural Gas | Broiler | E5 | RVT BC Ratio | 0 | 0 | 0 | 0 | 0 | 0 | 0 | 0 | 0 | 0 | 0 | 0 | 0 | 0 | 0 | 0 | 0 | 0 | 0 | 0 | 0 | 0 | 0 | 0 | 0 | 0 | 0
F4_Commercial_Retail_New_Food Preparation_Natural Gas_Broiler_E6 | F4 | Commercial | Retail | New | Food Preparation | Natural Gas | Broiler | E6 | RVT BC Ratio | 0 | 0 | 0 | 0 | 0 | 0 | 0 | 0 | 0 | 0 | 0 | 0 | 0 | 0 | 0 | 0 | 0 | 0 | 0 | 0 | 0 | 0 | 0 | 0 | 0 | 0 | 0
F4_Commercial_Retail_New_Food Preparation_Natural Gas_Broiler_E7 | F4 | Commercial | Retail | New | Food Preparation | Natural Gas | Broiler | E7 | RVT BC Ratio | 0 | 0 | 0 | 0 | 0 | 0 | 0 | 0 | 0 | 0 | 0 | 0 | 0 | 0 | 0 | 0 | 0 | 0 | 0 | 0 | 0 | 0 | 0 | 0 | 0 | 0 | 0
F4_Commercial_Retail_New_Food Preparation_Natural Gas_Broiler_E8 | F4 | Commercial | Retail | New | Food Preparation | Natural Gas | Broiler | E8 | RVT BC Ratio | 0 | 0 | 0 | 0 | 0 | 0 | 0 | 0 | 0 | 0 | 0 | 0 | 0 | 0 | 0 | 0 | 0 | 0 | 0 | 0 | 0 | 0 | 0 | 0 | 0 | 0 | 0
F4_Commercial_Retail_New_Food Preparation_Natural Gas_Broiler_E9 | F4 | Commercial | Retail | New | Food Preparation | Natural Gas | Broiler | E9 | RVT BC Ratio | 0 | 0 | 0 | 0 | 0 | 0 | 0 | 0 | 0 | 0 | 0 | 0 | 0 | 0 | 0 | 0 | 0 | 0 | 0 | 0 | 0 | 0 | 0 | 0 | 0 | 0 | 0
F4_Commercial_Retail_New_Food Preparation_Natural Gas_Broiler_E10 | F4 | Commercial | Retail | New | Food Preparation | Natural Gas | Broiler | E10 | RVT BC Ratio | 0 | 0 | 0 | 0 | 0 | 0 | 0 | 0 | 0 | 0 | 0 | 0 | 0 | 0 | 0 | 0 | 0 | 0 | 0 | 0 | 0 | 0 | 0 | 0 | 0 | 0 | 0
F5_Commercial_Retail_New_Food Preparation_Natural Gas_Broiler_E1 | F5 | Commercial | Retail | New | Food Preparation | Natural Gas | Broiler | E1 | RIM BC Ratio | bar: 2021 to 2047
F5_Commercial_Retail_New_Food Preparation_Natural Gas_Broiler_E2 | F5 | Commercial | Retail | New | Food Preparation | Natural Gas | Broiler | E2 | RIM BC Ratio | 1.9504 | 1.9296 | 1.9094 | 1.8902 | 1.8949 | 1.9154 | 1.9451 | 1.9782 | 2.0101 | 2.0373 | 2.0595 | 2.0753 | 2.0843 | 2.0833 | 2.072 | 2.0503 | 2.0186 | 1.9785 | 1.9307 | 1.8739 | 1.8073 | 1.7304 | 1.6624 | 1.6186 | 1.6002 | 1.608 | 1.6159
F5_Commercial_Retail_New_Food Preparation_Natural Gas_Broiler_E3 | F5 | Commercial | Retail | New | Food Preparation | Natural Gas | Broiler | E3 | RIM BC Ratio | 0 | 0 | 0 | 0 | 0 | 0 | 0 | 0 | 0 | 0 | 0 | 0 | 0 | 0 | 0 | 0 | 0 | 0 | 0 | 0 | 0 | 0 | 0 | 0 | 0 | 0 | 0
F5_Commercial_Retail_New_Food Preparation_Natural Gas_Broiler_E4 | F5 | Commercial | Retail | New | Food Preparation | Natural Gas | Broiler | E4 | RIM BC Ratio | 0 | 0 | 0 | 0 | 0 | 0 | 0 | 0 | 0 | 0 | 0 | 0 | 0 | 0 | 0 | 0 | 0 | 0 | 0 | 0 | 0 | 0 | 0 | 0 | 0 | 0 | 0
F5_Commercial_Retail_New_Food Preparation_Natural Gas_Broiler_E5 | F5 | Commercial | Retail | New | Food Preparation | Natural Gas | Broiler | E5 | RIM BC Ratio | 0 | 0 | 0 | 0 | 0 | 0 | 0 | 0 | 0 | 0 | 0 | 0 | 0 | 0 | 0 | 0 | 0 | 0 | 0 | 0 | 0 | 0 | 0 | 0 | 0 | 0 | 0
F5_Commercial_Retail_New_Food Preparation_Natural Gas_Broiler_E6 | F5 | Commercial | Retail | New | Food Preparation | Natural Gas | Broiler | E6 | RIM BC Ratio | 0 | 0 | 0 | 0 | 0 | 0 | 0 | 0 | 0 | 0 | 0 | 0 | 0 | 0 | 0 | 0 | 0 | 0 | 0 | 0 | 0 | 0 | 0 | 0 | 0 | 0 | 0
F5_Commercial_Retail_New_Food Preparation_Natural Gas_Broiler_E7 | F5 | Commercial | Retail | New | Food Preparation | Natural Gas | Broiler | E7 | RIM BC Ratio | 0 | 0 | 0 | 0 | 0 | 0 | 0 | 0 | 0 | 0 | 0 | 0 | 0 | 0 | 0 | 0 | 0 | 0 | 0 | 0 | 0 | 0 | 0 | 0 | 0 | 0 | 0
F5_Commercial_Retail_New_Food Preparation_Natural Gas_Broiler_E8 | F5 | Commercial | Retail | New | Food Preparation | Natural Gas | Broiler | E8 | RIM BC Ratio | 0 | 0 | 0 | 0 | 0 | 0 | 0 | 0 | 0 | 0 | 0 | 0 | 0 | 0 | 0 | 0 | 0 | 0 | 0 | 0 | 0 | 0 | 0 | 0 | 0 | 0 | 0
F5_Commercial_Retail_New_Food Preparation_Natural Gas_Broiler_E9 | F5 | Commercial | Retail | New | Food Preparation | Natural Gas | Broiler | E9 | RIM BC Ratio | 0 | 0 | 0 | 0 | 0 | 0 | 0 | 0 | 0 | 0 | 0 | 0 | 0 | 0 | 0 | 0 | 0 | 0 | 0 | 0 | 0 | 0 | 0 | 0 | 0 | 0 | 0
F5_Commercial_Retail_New_Food Preparation_Natural Gas_Broiler_E10 | F5 | Commercial | Retail | New | Food Preparation | Natural Gas | Broiler | E10 | RIM BC Ratio | 0 | 0 | 0 | 0 | 0 | 0 | 0 | 0 | 0 | 0 | 0 | 0 | 0 | 0 | 0 | 0 | 0 | 0 | 0 | 0 | 0 | 0 | 0 | 0 | 0 | 0 | 0
F0_Commercial_Retail_New_Food Preparation_Natural Gas_Griddle_E0 | F0 | Commercial | Retail | New | Food Preparation | Natural Gas | Griddle | E0 | Economic Unit | ENERGY STAR | ENERGY STAR | ENERGY STAR | ENERGY STAR | ENERGY STAR | ENERGY STAR | ENERGY STAR | ENERGY STAR | ENERGY STAR | ENERGY STAR | ENERGY STAR | ENERGY STAR | ENERGY STAR | ENERGY STAR | ENERGY STAR | ENERGY STAR | ENERGY STAR | ENERGY STAR | ENERGY STAR | ENERGY STAR | Standard | Standard | Standard | Standard | Standard | Standard | Standard
F1_Commercial_Retail_New_Food Preparation_Natural Gas_Griddle_E1 | F1 | Commercial | Retail | New | Food Preparation | Natural Gas | Griddle | E1 | CCE | 0 | 0 | 0 | 0 | 0 | 0 | 0 | 0 | 0 | 0 | 0 | 0 | 0 | 0 | 0 | 0 | 0 | 0 | 0 | 0 | 0 | 0 | 0 | 0 | 0 | 0 | 0
F1_Commercial_Retail_New_Food Preparation_Natural Gas_Griddle_E2 | F1 | Commercial | Retail | New | Food Preparation | Natural Gas | Griddle | E2 | CCE | 0.01311 | 0.01311 | 0.01311 | 0.01311 | 0.01311 | 0.01311 | 0.01311 | 0.01311 | 0.01311 | 0.01311 | 0.01311 | 0.01311 | 0.01311 | 0.01311 | 0.01311 | 0.01311 | 0.01311 | 0.01311 | 0.01311 | 0.01311 | 0.01311 | 0.01311 | 0.01311 | 0.01311 | 0.01311 | 0.01311 | 0.01311
F1_Commercial_Retail_New_Food Preparation_Natural Gas_Griddle_E3 | F1 | Commercial | Retail | New | Food Preparation | Natural Gas | Griddle | E3 | CCE | 0 | 0 | 0 | 0 | 0 | 0 | 0 | 0 | 0 | 0 | 0 | 0 | 0 | 0 | 0 | 0 | 0 | 0 | 0 | 0 | 0 | 0 | 0 | 0 | 0 | 0 | 0
F1_Commercial_Retail_New_Food Preparation_Natural Gas_Griddle_E4 | F1 | Commercial | Retail | New | Food Preparation | Natural Gas | Griddle | E4 | CCE | 0 | 0 | 0 | 0 | 0 | 0 | 0 | 0 | 0 | 0 | 0 | 0 | 0 | 0 | 0 | 0 | 0 | 0 | 0 | 0 | 0 | 0 | 0 | 0 | 0 | 0 | 0
F1_Commercial_Retail_New_Food Preparation_Natural Gas_Griddle_E5 | F1 | Commercial | Retail | New | Food Preparation | Natural Gas | Griddle | E5 | CCE | 0 | 0 | 0 | 0 | 0 | 0 | 0 | 0 | 0 | 0 | 0 | 0 | 0 | 0 | 0 | 0 | 0 | 0 | 0 | 0 | 0 | 0 | 0 | 0 | 0 | 0 | 0
F1_Commercial_Retail_New_Food Preparation_Natural Gas_Griddle_E6 | F1 | Commercial | Retail | New | Food Preparation | Natural Gas | Griddle | E6 | CCE | 0 | 0 | 0 | 0 | 0 | 0 | 0 | 0 | 0 | 0 | 0 | 0 | 0 | 0 | 0 | 0 | 0 | 0 | 0 | 0 | 0 | 0 | 0 | 0 | 0 | 0 | 0
F1_Commercial_Retail_New_Food Preparation_Natural Gas_Griddle_E7 | F1 | Commercial | Retail | New | Food Preparation | Natural Gas | Griddle | E7 | CCE | 0 | 0 | 0 | 0 | 0 | 0 | 0 | 0 | 0 | 0 | 0 | 0 | 0 | 0 | 0 | 0 | 0 | 0 | 0 | 0 | 0 | 0 | 0 | 0 | 0 | 0 | 0
F1_Commercial_Retail_New_Food Preparation_Natural Gas_Griddle_E8 | F1 | Commercial | Retail | New | Food Preparation | Natural Gas | Griddle | E8 | CCE | 0 | 0 | 0 | 0 | 0 | 0 | 0 | 0 | 0 | 0 | 0 | 0 | 0 | 0 | 0 | 0 | 0 | 0 | 0 | 0 | 0 | 0 | 0 | 0 | 0 | 0 | 0
F1_Commercial_Retail_New_Food Preparation_Natural Gas_Griddle_E9 | F1 | Commercial | Retail | New | Food Preparation | Natural Gas | Griddle | E9 | CCE | 0 | 0 | 0 | 0 | 0 | 0 | 0 | 0 | 0 | 0 | 0 | 0 | 0 | 0 | 0 | 0 | 0 | 0 | 0 | 0 | 0 | 0 | 0 | 0 | 0 | 0 | 0
F1_Commercial_Retail_New_Food Preparation_Natural Gas_Griddle_E10 | F1 | Commercial | Retail | New | Food Preparation | Natural Gas | Griddle | E10 | CCE | 0 | 0 | 0 | 0 | 0 | 0 | 0 | 0 | 0 | 0 | 0 | 0 | 0 | 0 | 0 | 0 | 0 | 0 | 0 | 0 | 0 | 0 | 0 | 0 | 0 | 0 | 0
F2_Commercial_Retail_New_Food Preparation_Natural Gas_Griddle_E1 | F2 | Commercial | Retail | New | Food Preparation | Natural Gas | Griddle | E1 | TRC BC Ratio | bar: 2021 to 2047
F2_Commercial_Retail_New_Food Preparation_Natural Gas_Griddle_E2 | F2 | Commercial | Retail | New | Food Preparation | Natural Gas | Griddle | E2 | TRC BC Ratio | 1.0411 | 1.0299 | 1.0192 | 1.0089 | 1.0114 | 1.0224 | 1.0382 | 1.0559 | 1.0729 | 1.0874 | 1.0993 | 1.1077 | 1.1125 | 1.112 | 1.106 | 1.0944 | 1.0774 | 1.0561 | 1.0305 | 1.0002 | 0.96464 | 0.92365 | 0.8873 | 0.86394 | 0.85412 | 0.85831 | 0.86251
F2_Commercial_Retail_New_Food Preparation_Natural Gas_Griddle_E3 | F2 | Commercial | Retail | New | Food Preparation | Natural Gas | Griddle | E3 | TRC BC Ratio | 0 | 0 | 0 | 0 | 0 | 0 | 0 | 0 | 0 | 0 | 0 | 0 | 0 | 0 | 0 | 0 | 0 | 0 | 0 | 0 | 0 | 0 | 0 | 0 | 0 | 0 | 0
F2_Commercial_Retail_New_Food Preparation_Natural Gas_Griddle_E4 | F2 | Commercial | Retail | New | Food Preparation | Natural Gas | Griddle | E4 | TRC BC Ratio | 0 | 0 | 0 | 0 | 0 | 0 | 0 | 0 | 0 | 0 | 0 | 0 | 0 | 0 | 0 | 0 | 0 | 0 | 0 | 0 | 0 | 0 | 0 | 0 | 0 | 0 | 0
F2_Commercial_Retail_New_Food Preparation_Natural Gas_Griddle_E5 | F2 | Commercial | Retail | New | Food Preparation | Natural Gas | Griddle | E5 | TRC BC Ratio | 0 | 0 | 0 | 0 | 0 | 0 | 0 | 0 | 0 | 0 | 0 | 0 | 0 | 0 | 0 | 0 | 0 | 0 | 0 | 0 | 0 | 0 | 0 | 0 | 0 | 0 | 0
F2_Commercial_Retail_New_Food Preparation_Natural Gas_Griddle_E6 | F2 | Commercial | Retail | New | Food Preparation | Natural Gas | Griddle | E6 | TRC BC Ratio | 0 | 0 | 0 | 0 | 0 | 0 | 0 | 0 | 0 | 0 | 0 | 0 | 0 | 0 | 0 | 0 | 0 | 0 | 0 | 0 | 0 | 0 | 0 | 0 | 0 | 0 | 0
F2_Commercial_Retail_New_Food Preparation_Natural Gas_Griddle_E7 | F2 | Commercial | Retail | New | Food Preparation | Natural Gas | Griddle | E7 | TRC BC Ratio | 0 | 0 | 0 | 0 | 0 | 0 | 0 | 0 | 0 | 0 | 0 | 0 | 0 | 0 | 0 | 0 | 0 | 0 | 0 | 0 | 0 | 0 | 0 | 0 | 0 | 0 | 0
F2_Commercial_Retail_New_Food Preparation_Natural Gas_Griddle_E8 | F2 | Commercial | Retail | New | Food Preparation | Natural Gas | Griddle | E8 | TRC BC Ratio | 0 | 0 | 0 | 0 | 0 | 0 | 0 | 0 | 0 | 0 | 0 | 0 | 0 | 0 | 0 | 0 | 0 | 0 | 0 | 0 | 0 | 0 | 0 | 0 | 0 | 0 | 0
F2_Commercial_Retail_New_Food Preparation_Natural Gas_Griddle_E9 | F2 | Commercial | Retail | New | Food Preparation | Natural Gas | Griddle | E9 | TRC BC Ratio | 0 | 0 | 0 | 0 | 0 | 0 | 0 | 0 | 0 | 0 | 0 | 0 | 0 | 0 | 0 | 0 | 0 | 0 | 0 | 0 | 0 | 0 | 0 | 0 | 0 | 0 | 0
F2_Commercial_Retail_New_Food Preparation_Natural Gas_Griddle_E10 | F2 | Commercial | Retail | New | Food Preparation | Natural Gas | Griddle | E10 | TRC BC Ratio | 0 | 0 | 0 | 0 | 0 | 0 | 0 | 0 | 0 | 0 | 0 | 0 | 0 | 0 | 0 | 0 | 0 | 0 | 0 | 0 | 0 | 0 | 0 | 0 | 0 | 0 | 0
F3_Commercial_Retail_New_Food Preparation_Natural Gas_Griddle_E1 | F3 | Commercial | Retail | New | Food Preparation | Natural Gas | Griddle | E1 | PACT BC Ratio | bar: 2021 to 2047
F3_Commercial_Retail_New_Food Preparation_Natural Gas_Griddle_E2 | F3 | Commercial | Retail | New | Food Preparation | Natural Gas | Griddle | E2 | PACT BC Ratio | 1.3698 | 1.3552 | 1.341 | 1.3275 | 1.3308 | 1.3452 | 1.3661 | 1.3893 | 1.4117 | 1.4308 | 1.4464 | 1.4575 | 1.4639 | 1.4631 | 1.4552 | 1.44 | 1.4177 | 1.3896 | 1.356 | 1.3161 | 1.2693 | 1.2153 | 1.1675 | 1.1368 | 1.1238 | 1.1294 | 1.1349
F3_Commercial_Retail_New_Food Preparation_Natural Gas_Griddle_E3 | F3 | Commercial | Retail | New | Food Preparation | Natural Gas | Griddle | E3 | PACT BC Ratio | 0 | 0 | 0 | 0 | 0 | 0 | 0 | 0 | 0 | 0 | 0 | 0 | 0 | 0 | 0 | 0 | 0 | 0 | 0 | 0 | 0 | 0 | 0 | 0 | 0 | 0 | 0
F3_Commercial_Retail_New_Food Preparation_Natural Gas_Griddle_E4 | F3 | Commercial | Retail | New | Food Preparation | Natural Gas | Griddle | E4 | PACT BC Ratio | 0 | 0 | 0 | 0 | 0 | 0 | 0 | 0 | 0 | 0 | 0 | 0 | 0 | 0 | 0 | 0 | 0 | 0 | 0 | 0 | 0 | 0 | 0 | 0 | 0 | 0 | 0
F3_Commercial_Retail_New_Food Preparation_Natural Gas_Griddle_E5 | F3 | Commercial | Retail | New | Food Preparation | Natural Gas | Griddle | E5 | PACT BC Ratio | 0 | 0 | 0 | 0 | 0 | 0 | 0 | 0 | 0 | 0 | 0 | 0 | 0 | 0 | 0 | 0 | 0 | 0 | 0 | 0 | 0 | 0 | 0 | 0 | 0 | 0 | 0
F3_Commercial_Retail_New_Food Preparation_Natural Gas_Griddle_E6 | F3 | Commercial | Retail | New | Food Preparation | Natural Gas | Griddle | E6 | PACT BC Ratio | 0 | 0 | 0 | 0 | 0 | 0 | 0 | 0 | 0 | 0 | 0 | 0 | 0 | 0 | 0 | 0 | 0 | 0 | 0 | 0 | 0 | 0 | 0 | 0 | 0 | 0 | 0
F3_Commercial_Retail_New_Food Preparation_Natural Gas_Griddle_E7 | F3 | Commercial | Retail | New | Food Preparation | Natural Gas | Griddle | E7 | PACT BC Ratio | 0 | 0 | 0 | 0 | 0 | 0 | 0 | 0 | 0 | 0 | 0 | 0 | 0 | 0 | 0 | 0 | 0 | 0 | 0 | 0 | 0 | 0 | 0 | 0 | 0 | 0 | 0
F3_Commercial_Retail_New_Food Preparation_Natural Gas_Griddle_E8 | F3 | Commercial | Retail | New | Food Preparation | Natural Gas | Griddle | E8 | PACT BC Ratio | 0 | 0 | 0 | 0 | 0 | 0 | 0 | 0 | 0 | 0 | 0 | 0 | 0 | 0 | 0 | 0 | 0 | 0 | 0 | 0 | 0 | 0 | 0 | 0 | 0 | 0 | 0
F3_Commercial_Retail_New_Food Preparation_Natural Gas_Griddle_E9 | F3 | Commercial | Retail | New | Food Preparation | Natural Gas | Griddle | E9 | PACT BC Ratio | 0 | 0 | 0 | 0 | 0 | 0 | 0 | 0 | 0 | 0 | 0 | 0 | 0 | 0 | 0 | 0 | 0 | 0 | 0 | 0 | 0 | 0 | 0 | 0 | 0 | 0 | 0
F3_Commercial_Retail_New_Food Preparation_Natural Gas_Griddle_E10 | F3 | Commercial | Retail | New | Food Preparation | Natural Gas | Griddle | E10 | PACT BC Ratio | 0 | 0 | 0 | 0 | 0 | 0 | 0 | 0 | 0 | 0 | 0 | 0 | 0 | 0 | 0 | 0 | 0 | 0 | 0 | 0 | 0 | 0 | 0 | 0 | 0 | 0 | 0
F4_Commercial_Retail_New_Food Preparation_Natural Gas_Griddle_E1 | F4 | Commercial | Retail | New | Food Preparation | Natural Gas | Griddle | E1 | RVT BC Ratio | bar: 2021 to 2047
F4_Commercial_Retail_New_Food Preparation_Natural Gas_Griddle_E2 | F4 | Commercial | Retail | New | Food Preparation | Natural Gas | Griddle | E2 | RVT BC Ratio | 0.7 | 0.7 | 0.7 | 0.7 | 0.7 | 0.7 | 0.7 | 0.7 | 0.7 | 0.7 | 0.7 | 0.7 | 0.7 | 0.7 | 0.7 | 0.7 | 0.7 | 0.7 | 0.7 | 0.7 | 0.7 | 0.7 | 0.7 | 0.7 | 0.7 | 0.7 | 0.7
F4_Commercial_Retail_New_Food Preparation_Natural Gas_Griddle_E3 | F4 | Commercial | Retail | New | Food Preparation | Natural Gas | Griddle | E3 | RVT BC Ratio | 0 | 0 | 0 | 0 | 0 | 0 | 0 | 0 | 0 | 0 | 0 | 0 | 0 | 0 | 0 | 0 | 0 | 0 | 0 | 0 | 0 | 0 | 0 | 0 | 0 | 0 | 0
F4_Commercial_Retail_New_Food Preparation_Natural Gas_Griddle_E4 | F4 | Commercial | Retail | New | Food Preparation | Natural Gas | Griddle | E4 | RVT BC Ratio | 0 | 0 | 0 | 0 | 0 | 0 | 0 | 0 | 0 | 0 | 0 | 0 | 0 | 0 | 0 | 0 | 0 | 0 | 0 | 0 | 0 | 0 | 0 | 0 | 0 | 0 | 0
F4_Commercial_Retail_New_Food Preparation_Natural Gas_Griddle_E5 | F4 | Commercial | Retail | New | Food Preparation | Natural Gas | Griddle | E5 | RVT BC Ratio | 0 | 0 | 0 | 0 | 0 | 0 | 0 | 0 | 0 | 0 | 0 | 0 | 0 | 0 | 0 | 0 | 0 | 0 | 0 | 0 | 0 | 0 | 0 | 0 | 0 | 0 | 0
F4_Commercial_Retail_New_Food Preparation_Natural Gas_Griddle_E6 | F4 | Commercial | Retail | New | Food Preparation | Natural Gas | Griddle | E6 | RVT BC Ratio | 0 | 0 | 0 | 0 | 0 | 0 | 0 | 0 | 0 | 0 | 0 | 0 | 0 | 0 | 0 | 0 | 0 | 0 | 0 | 0 | 0 | 0 | 0 | 0 | 0 | 0 | 0
F4_Commercial_Retail_New_Food Preparation_Natural Gas_Griddle_E7 | F4 | Commercial | Retail | New | Food Preparation | Natural Gas | Griddle | E7 | RVT BC Ratio | 0 | 0 | 0 | 0 | 0 | 0 | 0 | 0 | 0 | 0 | 0 | 0 | 0 | 0 | 0 | 0 | 0 | 0 | 0 | 0 | 0 | 0 | 0 | 0 | 0 | 0 | 0
F4_Commercial_Retail_New_Food Preparation_Natural Gas_Griddle_E8 | F4 | Commercial | Retail | New | Food Preparation | Natural Gas | Griddle | E8 | RVT BC Ratio | 0 | 0 | 0 | 0 | 0 | 0 | 0 | 0 | 0 | 0 | 0 | 0 | 0 | 0 | 0 | 0 | 0 | 0 | 0 | 0 | 0 | 0 | 0 | 0 | 0 | 0 | 0
F4_Commercial_Retail_New_Food Preparation_Natural Gas_Griddle_E9 | F4 | Commercial | Retail | New | Food Preparation | Natural Gas | Griddle | E9 | RVT BC Ratio | 0 | 0 | 0 | 0 | 0 | 0 | 0 | 0 | 0 | 0 | 0 | 0 | 0 | 0 | 0 | 0 | 0 | 0 | 0 | 0 | 0 | 0 | 0 | 0 | 0 | 0 | 0
F4_Commercial_Retail_New_Food Preparation_Natural Gas_Griddle_E10 | F4 | Commercial | Retail | New | Food Preparation | Natural Gas | Griddle | E10 | RVT BC Ratio | 0 | 0 | 0 | 0 | 0 | 0 | 0 | 0 | 0 | 0 | 0 | 0 | 0 | 0 | 0 | 0 | 0 | 0 | 0 | 0 | 0 | 0 | 0 | 0 | 0 | 0 | 0
F5_Commercial_Retail_New_Food Preparation_Natural Gas_Griddle_E1 | F5 | Commercial | Retail | New | Food Preparation | Natural Gas | Griddle | E1 | RIM BC Ratio | bar: 2021 to 2047
F5_Commercial_Retail_New_Food Preparation_Natural Gas_Griddle_E2 | F5 | Commercial | Retail | New | Food Preparation | Natural Gas | Griddle | E2 | RIM BC Ratio | 1.3698 | 1.3552 | 1.341 | 1.3275 | 1.3308 | 1.3452 | 1.3661 | 1.3893 | 1.4117 | 1.4308 | 1.4464 | 1.4575 | 1.4639 | 1.4631 | 1.4552 | 1.44 | 1.4177 | 1.3896 | 1.356 | 1.3161 | 1.2693 | 1.2153 | 1.1675 | 1.1368 | 1.1238 | 1.1294 | 1.1349
F5_Commercial_Retail_New_Food Preparation_Natural Gas_Griddle_E3 | F5 | Commercial | Retail | New | Food Preparation | Natural Gas | Griddle | E3 | RIM BC Ratio | 0 | 0 | 0 | 0 | 0 | 0 | 0 | 0 | 0 | 0 | 0 | 0 | 0 | 0 | 0 | 0 | 0 | 0 | 0 | 0 | 0 | 0 | 0 | 0 | 0 | 0 | 0
F5_Commercial_Retail_New_Food Preparation_Natural Gas_Griddle_E4 | F5 | Commercial | Retail | New | Food Preparation | Natural Gas | Griddle | E4 | RIM BC Ratio | 0 | 0 | 0 | 0 | 0 | 0 | 0 | 0 | 0 | 0 | 0 | 0 | 0 | 0 | 0 | 0 | 0 | 0 | 0 | 0 | 0 | 0 | 0 | 0 | 0 | 0 | 0
F5_Commercial_Retail_New_Food Preparation_Natural Gas_Griddle_E5 | F5 | Commercial | Retail | New | Food Preparation | Natural Gas | Griddle | E5 | RIM BC Ratio | 0 | 0 | 0 | 0 | 0 | 0 | 0 | 0 | 0 | 0 | 0 | 0 | 0 | 0 | 0 | 0 | 0 | 0 | 0 | 0 | 0 | 0 | 0 | 0 | 0 | 0 | 0
F5_Commercial_Retail_New_Food Preparation_Natural Gas_Griddle_E6 | F5 | Commercial | Retail | New | Food Preparation | Natural Gas | Griddle | E6 | RIM BC Ratio | 0 | 0 | 0 | 0 | 0 | 0 | 0 | 0 | 0 | 0 | 0 | 0 | 0 | 0 | 0 | 0 | 0 | 0 | 0 | 0 | 0 | 0 | 0 | 0 | 0 | 0 | 0
F5_Commercial_Retail_New_Food Preparation_Natural Gas_Griddle_E7 | F5 | Commercial | Retail | New | Food Preparation | Natural Gas | Griddle | E7 | RIM BC Ratio | 0 | 0 | 0 | 0 | 0 | 0 | 0 | 0 | 0 | 0 | 0 | 0 | 0 | 0 | 0 | 0 | 0 | 0 | 0 | 0 | 0 | 0 | 0 | 0 | 0 | 0 | 0
F5_Commercial_Retail_New_Food Preparation_Natural Gas_Griddle_E8 | F5 | Commercial | Retail | New | Food Preparation | Natural Gas | Griddle | E8 | RIM BC Ratio | 0 | 0 | 0 | 0 | 0 | 0 | 0 | 0 | 0 | 0 | 0 | 0 | 0 | 0 | 0 | 0 | 0 | 0 | 0 | 0 | 0 | 0 | 0 | 0 | 0 | 0 | 0
F5_Commercial_Retail_New_Food Preparation_Natural Gas_Griddle_E9 | F5 | Commercial | Retail | New | Food Preparation | Natural Gas | Griddle | E9 | RIM BC Ratio | 0 | 0 | 0 | 0 | 0 | 0 | 0 | 0 | 0 | 0 | 0 | 0 | 0 | 0 | 0 | 0 | 0 | 0 | 0 | 0 | 0 | 0 | 0 | 0 | 0 | 0 | 0
F5_Commercial_Retail_New_Food Preparation_Natural Gas_Griddle_E10 | F5 | Commercial | Retail | New | Food Preparation | Natural Gas | Griddle | E10 | RIM BC Ratio | 0 | 0 | 0 | 0 | 0 | 0 | 0 | 0 | 0 | 0 | 0 | 0 | 0 | 0 | 0 | 0 | 0 | 0 | 0 | 0 | 0 | 0 | 0 | 0 | 0 | 0 | 0
F0_Commercial_Retail_New_Food Preparation_Natural Gas_Range_E0 | F0 | Commercial | Retail | New | Food Preparation | Natural Gas | Range | E0 | Economic Unit | High Efficiency | High Efficiency | High Efficiency | High Efficiency | High Efficiency | High Efficiency | High Efficiency | High Efficiency | High Efficiency | High Efficiency | High Efficiency | High Efficiency | High Efficiency | High Efficiency | High Efficiency | High Efficiency | High Efficiency | High Efficiency | High Efficiency | High Efficiency | High Efficiency | High Efficiency | High Efficiency | High Efficiency | High Efficiency | High Efficiency | High Efficiency
F1_Commercial_Retail_New_Food Preparation_Natural Gas_Range_E1 | F1 | Commercial | Retail | New | Food Preparation | Natural Gas | Range | E1 | CCE | 0 | 0 | 0 | 0 | 0 | 0 | 0 | 0 | 0 | 0 | 0 | 0 | 0 | 0 | 0 | 0 | 0 | 0 | 0 | 0 | 0 | 0 | 0 | 0 | 0 | 0 | 0
F1_Commercial_Retail_New_Food Preparation_Natural Gas_Range_E2 | F1 | Commercial | Retail | New | Food Preparation | Natural Gas | Range | E2 | CCE | 1.2749e-07 | 1.2749e-07 | 1.2749e-07 | 1.2749e-07 | 1.2749e-07 | 1.2749e-07 | 1.2749e-07 | 1.2749e-07 | 1.2749e-07 | 1.2749e-07 | 1.2749e-07 | 1.2749e-07 | 1.2749e-07 | 1.2749e-07 | 1.2749e-07 | 1.2749e-07 | 1.2749e-07 | 1.2749e-07 | 1.2749e-07 | 1.2749e-07 | 1.2749e-07 | 1.2749e-07 | 1.2749e-07 | 1.2749e-07 | 1.2749e-07 | 1.2749e-07 | 1.2749e-07
F1_Commercial_Retail_New_Food Preparation_Natural Gas_Range_E3 | F1 | Commercial | Retail | New | Food Preparation | Natural Gas | Range | E3 | CCE | 0 | 0 | 0 | 0 | 0 | 0 | 0 | 0 | 0 | 0 | 0 | 0 | 0 | 0 | 0 | 0 | 0 | 0 | 0 | 0 | 0 | 0 | 0 | 0 | 0 | 0 | 0
F1_Commercial_Retail_New_Food Preparation_Natural Gas_Range_E4 | F1 | Commercial | Retail | New | Food Preparation | Natural Gas | Range | E4 | CCE | 0 | 0 | 0 | 0 | 0 | 0 | 0 | 0 | 0 | 0 | 0 | 0 | 0 | 0 | 0 | 0 | 0 | 0 | 0 | 0 | 0 | 0 | 0 | 0 | 0 | 0 | 0
F1_Commercial_Retail_New_Food Preparation_Natural Gas_Range_E5 | F1 | Commercial | Retail | New | Food Preparation | Natural Gas | Range | E5 | CCE | 0 | 0 | 0 | 0 | 0 | 0 | 0 | 0 | 0 | 0 | 0 | 0 | 0 | 0 | 0 | 0 | 0 | 0 | 0 | 0 | 0 | 0 | 0 | 0 | 0 | 0 | 0
F1_Commercial_Retail_New_Food Preparation_Natural Gas_Range_E6 | F1 | Commercial | Retail | New | Food Preparation | Natural Gas | Range | E6 | CCE | 0 | 0 | 0 | 0 | 0 | 0 | 0 | 0 | 0 | 0 | 0 | 0 | 0 | 0 | 0 | 0 | 0 | 0 | 0 | 0 | 0 | 0 | 0 | 0 | 0 | 0 | 0
F1_Commercial_Retail_New_Food Preparation_Natural Gas_Range_E7 | F1 | Commercial | Retail | New | Food Preparation | Natural Gas | Range | E7 | CCE | 0 | 0 | 0 | 0 | 0 | 0 | 0 | 0 | 0 | 0 | 0 | 0 | 0 | 0 | 0 | 0 | 0 | 0 | 0 | 0 | 0 | 0 | 0 | 0 | 0 | 0 | 0
F1_Commercial_Retail_New_Food Preparation_Natural Gas_Range_E8 | F1 | Commercial | Retail | New | Food Preparation | Natural Gas | Range | E8 | CCE | 0 | 0 | 0 | 0 | 0 | 0 | 0 | 0 | 0 | 0 | 0 | 0 | 0 | 0 | 0 | 0 | 0 | 0 | 0 | 0 | 0 | 0 | 0 | 0 | 0 | 0 | 0
F1_Commercial_Retail_New_Food Preparation_Natural Gas_Range_E9 | F1 | Commercial | Retail | New | Food Preparation | Natural Gas | Range | E9 | CCE | 0 | 0 | 0 | 0 | 0 | 0 | 0 | 0 | 0 | 0 | 0 | 0 | 0 | 0 | 0 | 0 | 0 | 0 | 0 | 0 | 0 | 0 | 0 | 0 | 0 | 0 | 0
F1_Commercial_Retail_New_Food Preparation_Natural Gas_Range_E10 | F1 | Commercial | Retail | New | Food Preparation | Natural Gas | Range | E10 | CCE | 0 | 0 | 0 | 0 | 0 | 0 | 0 | 0 | 0 | 0 | 0 | 0 | 0 | 0 | 0 | 0 | 0 | 0 | 0 | 0 | 0 | 0 | 0 | 0 | 0 | 0 | 0
F2_Commercial_Retail_New_Food Preparation_Natural Gas_Range_E1 | F2 | Commercial | Retail | New | Food Preparation | Natural Gas | Range | E1 | TRC BC Ratio | bar: 2021 to 2047
F2_Commercial_Retail_New_Food Preparation_Natural Gas_Range_E2 | F2 | Commercial | Retail | New | Food Preparation | Natural Gas | Range | E2 | TRC BC Ratio | 107783.7748 | 106228.1866 | 104711.2525 | 103240.7276 | 103254.6448 | 104233.7467 | 105821.2112 | 107744.3581 | 109820.4161 | 111943.5488 | 114043.9247 | 115902.5227 | 117321.4185 | 117924.3994 | 117645.627 | 116492.5653 | 114552.5979 | 112013.3613 | 108990.1291 | 105406.5736 | 101214.1852 | 96389.3927 | 92105.7121 | 89333.183 | 88135.3968 | 88567.4331 | 89001.5872
F2_Commercial_Retail_New_Food Preparation_Natural Gas_Range_E3 | F2 | Commercial | Retail | New | Food Preparation | Natural Gas | Range | E3 | TRC BC Ratio | 0 | 0 | 0 | 0 | 0 | 0 | 0 | 0 | 0 | 0 | 0 | 0 | 0 | 0 | 0 | 0 | 0 | 0 | 0 | 0 | 0 | 0 | 0 | 0 | 0 | 0 | 0
F2_Commercial_Retail_New_Food Preparation_Natural Gas_Range_E4 | F2 | Commercial | Retail | New | Food Preparation | Natural Gas | Range | E4 | TRC BC Ratio | 0 | 0 | 0 | 0 | 0 | 0 | 0 | 0 | 0 | 0 | 0 | 0 | 0 | 0 | 0 | 0 | 0 | 0 | 0 | 0 | 0 | 0 | 0 | 0 | 0 | 0 | 0
F2_Commercial_Retail_New_Food Preparation_Natural Gas_Range_E5 | F2 | Commercial | Retail | New | Food Preparation | Natural Gas | Range | E5 | TRC BC Ratio | 0 | 0 | 0 | 0 | 0 | 0 | 0 | 0 | 0 | 0 | 0 | 0 | 0 | 0 | 0 | 0 | 0 | 0 | 0 | 0 | 0 | 0 | 0 | 0 | 0 | 0 | 0
F2_Commercial_Retail_New_Food Preparation_Natural Gas_Range_E6 | F2 | Commercial | Retail | New | Food Preparation | Natural Gas | Range | E6 | TRC BC Ratio | 0 | 0 | 0 | 0 | 0 | 0 | 0 | 0 | 0 | 0 | 0 | 0 | 0 | 0 | 0 | 0 | 0 | 0 | 0 | 0 | 0 | 0 | 0 | 0 | 0 | 0 | 0
F2_Commercial_Retail_New_Food Preparation_Natural Gas_Range_E7 | F2 | Commercial | Retail | New | Food Preparation | Natural Gas | Range | E7 | TRC BC Ratio | 0 | 0 | 0 | 0 | 0 | 0 | 0 | 0 | 0 | 0 | 0 | 0 | 0 | 0 | 0 | 0 | 0 | 0 | 0 | 0 | 0 | 0 | 0 | 0 | 0 | 0 | 0
F2_Commercial_Retail_New_Food Preparation_Natural Gas_Range_E8 | F2 | Commercial | Retail | New | Food Preparation | Natural Gas | Range | E8 | TRC BC Ratio | 0 | 0 | 0 | 0 | 0 | 0 | 0 | 0 | 0 | 0 | 0 | 0 | 0 | 0 | 0 | 0 | 0 | 0 | 0 | 0 | 0 | 0 | 0 | 0 | 0 | 0 | 0
F2_Commercial_Retail_New_Food Preparation_Natural Gas_Range_E9 | F2 | Commercial | Retail | New | Food Preparation | Natural Gas | Range | E9 | TRC BC Ratio | 0 | 0 | 0 | 0 | 0 | 0 | 0 | 0 | 0 | 0 | 0 | 0 | 0 | 0 | 0 | 0 | 0 | 0 | 0 | 0 | 0 | 0 | 0 | 0 | 0 | 0 | 0
F2_Commercial_Retail_New_Food Preparation_Natural Gas_Range_E10 | F2 | Commercial | Retail | New | Food Preparation | Natural Gas | Range | E10 | TRC BC Ratio | 0 | 0 | 0 | 0 | 0 | 0 | 0 | 0 | 0 | 0 | 0 | 0 | 0 | 0 | 0 | 0 | 0 | 0 | 0 | 0 | 0 | 0 | 0 | 0 | 0 | 0 | 0
F3_Commercial_Retail_New_Food Preparation_Natural Gas_Range_E1 | F3 | Commercial | Retail | New | Food Preparation | Natural Gas | Range | E1 | PACT BC Ratio | bar: 2021 to 2047
F3_Commercial_Retail_New_Food Preparation_Natural Gas_Range_E2 | F3 | Commercial | Retail | New | Food Preparation | Natural Gas | Range | E2 | PACT BC Ratio | 135901.2813 | 133939.8874 | 132027.2315 | 130173.0913 | 130190.6391 | 131425.1589 | 133426.7446 | 135851.5819 | 138469.2203 | 141146.2137 | 143794.5137 | 146137.9634 | 147927.0059 | 148687.2861 | 148335.7906 | 146881.9302 | 144435.8843 | 141234.2382 | 137422.3367 | 132903.9406 | 127617.8857 | 121534.4516 | 116133.2892 | 112637.4916 | 111127.2395 | 111671.9809 | 112219.3925
F3_Commercial_Retail_New_Food Preparation_Natural Gas_Range_E3 | F3 | Commercial | Retail | New | Food Preparation | Natural Gas | Range | E3 | PACT BC Ratio | 0 | 0 | 0 | 0 | 0 | 0 | 0 | 0 | 0 | 0 | 0 | 0 | 0 | 0 | 0 | 0 | 0 | 0 | 0 | 0 | 0 | 0 | 0 | 0 | 0 | 0 | 0
F3_Commercial_Retail_New_Food Preparation_Natural Gas_Range_E4 | F3 | Commercial | Retail | New | Food Preparation | Natural Gas | Range | E4 | PACT BC Ratio | 0 | 0 | 0 | 0 | 0 | 0 | 0 | 0 | 0 | 0 | 0 | 0 | 0 | 0 | 0 | 0 | 0 | 0 | 0 | 0 | 0 | 0 | 0 | 0 | 0 | 0 | 0
F3_Commercial_Retail_New_Food Preparation_Natural Gas_Range_E5 | F3 | Commercial | Retail | New | Food Preparation | Natural Gas | Range | E5 | PACT BC Ratio | 0 | 0 | 0 | 0 | 0 | 0 | 0 | 0 | 0 | 0 | 0 | 0 | 0 | 0 | 0 | 0 | 0 | 0 | 0 | 0 | 0 | 0 | 0 | 0 | 0 | 0 | 0
F3_Commercial_Retail_New_Food Preparation_Natural Gas_Range_E6 | F3 | Commercial | Retail | New | Food Preparation | Natural Gas | Range | E6 | PACT BC Ratio | 0 | 0 | 0 | 0 | 0 | 0 | 0 | 0 | 0 | 0 | 0 | 0 | 0 | 0 | 0 | 0 | 0 | 0 | 0 | 0 | 0 | 0 | 0 | 0 | 0 | 0 | 0
F3_Commercial_Retail_New_Food Preparation_Natural Gas_Range_E7 | F3 | Commercial | Retail | New | Food Preparation | Natural Gas | Range | E7 | PACT BC Ratio | 0 | 0 | 0 | 0 | 0 | 0 | 0 | 0 | 0 | 0 | 0 | 0 | 0 | 0 | 0 | 0 | 0 | 0 | 0 | 0 | 0 | 0 | 0 | 0 | 0 | 0 | 0
F3_Commercial_Retail_New_Food Preparation_Natural Gas_Range_E8 | F3 | Commercial | Retail | New | Food Preparation | Natural Gas | Range | E8 | PACT BC Ratio | 0 | 0 | 0 | 0 | 0 | 0 | 0 | 0 | 0 | 0 | 0 | 0 | 0 | 0 | 0 | 0 | 0 | 0 | 0 | 0 | 0 | 0 | 0 | 0 | 0 | 0 | 0
F3_Commercial_Retail_New_Food Preparation_Natural Gas_Range_E9 | F3 | Commercial | Retail | New | Food Preparation | Natural Gas | Range | E9 | PACT BC Ratio | 0 | 0 | 0 | 0 | 0 | 0 | 0 | 0 | 0 | 0 | 0 | 0 | 0 | 0 | 0 | 0 | 0 | 0 | 0 | 0 | 0 | 0 | 0 | 0 | 0 | 0 | 0
F3_Commercial_Retail_New_Food Preparation_Natural Gas_Range_E10 | F3 | Commercial | Retail | New | Food Preparation | Natural Gas | Range | E10 | PACT BC Ratio | 0 | 0 | 0 | 0 | 0 | 0 | 0 | 0 | 0 | 0 | 0 | 0 | 0 | 0 | 0 | 0 | 0 | 0 | 0 | 0 | 0 | 0 | 0 | 0 | 0 | 0 | 0
F4_Commercial_Retail_New_Food Preparation_Natural Gas_Range_E1 | F4 | Commercial | Retail | New | Food Preparation | Natural Gas | Range | E1 | RVT BC Ratio | bar: 2021 to 2047
F4_Commercial_Retail_New_Food Preparation_Natural Gas_Range_E2 | F4 | Commercial | Retail | New | Food Preparation | Natural Gas | Range | E2 | RVT BC Ratio | 0.7 | 0.7 | 0.7 | 0.7 | 0.7 | 0.7 | 0.7 | 0.7 | 0.7 | 0.7 | 0.7 | 0.7 | 0.7 | 0.7 | 0.7 | 0.7 | 0.7 | 0.7 | 0.7 | 0.7 | 0.7 | 0.7 | 0.7 | 0.7 | 0.7 | 0.7 | 0.7
F4_Commercial_Retail_New_Food Preparation_Natural Gas_Range_E3 | F4 | Commercial | Retail | New | Food Preparation | Natural Gas | Range | E3 | RVT BC Ratio | 0 | 0 | 0 | 0 | 0 | 0 | 0 | 0 | 0 | 0 | 0 | 0 | 0 | 0 | 0 | 0 | 0 | 0 | 0 | 0 | 0 | 0 | 0 | 0 | 0 | 0 | 0
F4_Commercial_Retail_New_Food Preparation_Natural Gas_Range_E4 | F4 | Commercial | Retail | New | Food Preparation | Natural Gas | Range | E4 | RVT BC Ratio | 0 | 0 | 0 | 0 | 0 | 0 | 0 | 0 | 0 | 0 | 0 | 0 | 0 | 0 | 0 | 0 | 0 | 0 | 0 | 0 | 0 | 0 | 0 | 0 | 0 | 0 | 0
F4_Commercial_Retail_New_Food Preparation_Natural Gas_Range_E5 | F4 | Commercial | Retail | New | Food Preparation | Natural Gas | Range | E5 | RVT BC Ratio | 0 | 0 | 0 | 0 | 0 | 0 | 0 | 0 | 0 | 0 | 0 | 0 | 0 | 0 | 0 | 0 | 0 | 0 | 0 | 0 | 0 | 0 | 0 | 0 | 0 | 0 | 0
F4_Commercial_Retail_New_Food Preparation_Natural Gas_Range_E6 | F4 | Commercial | Retail | New | Food Preparation | Natural Gas | Range | E6 | RVT BC Ratio | 0 | 0 | 0 | 0 | 0 | 0 | 0 | 0 | 0 | 0 | 0 | 0 | 0 | 0 | 0 | 0 | 0 | 0 | 0 | 0 | 0 | 0 | 0 | 0 | 0 | 0 | 0
F4_Commercial_Retail_New_Food Preparation_Natural Gas_Range_E7 | F4 | Commercial | Retail | New | Food Preparation | Natural Gas | Range | E7 | RVT BC Ratio | 0 | 0 | 0 | 0 | 0 | 0 | 0 | 0 | 0 | 0 | 0 | 0 | 0 | 0 | 0 | 0 | 0 | 0 | 0 | 0 | 0 | 0 | 0 | 0 | 0 | 0 | 0
F4_Commercial_Retail_New_Food Preparation_Natural Gas_Range_E8 | F4 | Commercial | Retail | New | Food Preparation | Natural Gas | Range | E8 | RVT BC Ratio | 0 | 0 | 0 | 0 | 0 | 0 | 0 | 0 | 0 | 0 | 0 | 0 | 0 | 0 | 0 | 0 | 0 | 0 | 0 | 0 | 0 | 0 | 0 | 0 | 0 | 0 | 0
F4_Commercial_Retail_New_Food Preparation_Natural Gas_Range_E9 | F4 | Commercial | Retail | New | Food Preparation | Natural Gas | Range | E9 | RVT BC Ratio | 0 | 0 | 0 | 0 | 0 | 0 | 0 | 0 | 0 | 0 | 0 | 0 | 0 | 0 | 0 | 0 | 0 | 0 | 0 | 0 | 0 | 0 | 0 | 0 | 0 | 0 | 0
F4_Commercial_Retail_New_Food Preparation_Natural Gas_Range_E10 | F4 | Commercial | Retail | New | Food Preparation | Natural Gas | Range | E10 | RVT BC Ratio | 0 | 0 | 0 | 0 | 0 | 0 | 0 | 0 | 0 | 0 | 0 | 0 | 0 | 0 | 0 | 0 | 0 | 0 | 0 | 0 | 0 | 0 | 0 | 0 | 0 | 0 | 0
F5_Commercial_Retail_New_Food Preparation_Natural Gas_Range_E1 | F5 | Commercial | Retail | New | Food Preparation | Natural Gas | Range | E1 | RIM BC Ratio | bar: 2021 to 2047
F5_Commercial_Retail_New_Food Preparation_Natural Gas_Range_E2 | F5 | Commercial | Retail | New | Food Preparation | Natural Gas | Range | E2 | RIM BC Ratio | 135901.2813 | 133939.8874 | 132027.2315 | 130173.0913 | 130190.6391 | 131425.1589 | 133426.7446 | 135851.5819 | 138469.2203 | 141146.2137 | 143794.5137 | 146137.9634 | 147927.0059 | 148687.2861 | 148335.7906 | 146881.9302 | 144435.8843 | 141234.2382 | 137422.3367 | 132903.9406 | 127617.8857 | 121534.4516 | 116133.2892 | 112637.4916 | 111127.2395 | 111671.9809 | 112219.3925
F5_Commercial_Retail_New_Food Preparation_Natural Gas_Range_E3 | F5 | Commercial | Retail | New | Food Preparation | Natural Gas | Range | E3 | RIM BC Ratio | 0 | 0 | 0 | 0 | 0 | 0 | 0 | 0 | 0 | 0 | 0 | 0 | 0 | 0 | 0 | 0 | 0 | 0 | 0 | 0 | 0 | 0 | 0 | 0 | 0 | 0 | 0
F5_Commercial_Retail_New_Food Preparation_Natural Gas_Range_E4 | F5 | Commercial | Retail | New | Food Preparation | Natural Gas | Range | E4 | RIM BC Ratio | 0 | 0 | 0 | 0 | 0 | 0 | 0 | 0 | 0 | 0 | 0 | 0 | 0 | 0 | 0 | 0 | 0 | 0 | 0 | 0 | 0 | 0 | 0 | 0 | 0 | 0 | 0
F5_Commercial_Retail_New_Food Preparation_Natural Gas_Range_E5 | F5 | Commercial | Retail | New | Food Preparation | Natural Gas | Range | E5 | RIM BC Ratio | 0 | 0 | 0 | 0 | 0 | 0 | 0 | 0 | 0 | 0 | 0 | 0 | 0 | 0 | 0 | 0 | 0 | 0 | 0 | 0 | 0 | 0 | 0 | 0 | 0 | 0 | 0
F5_Commercial_Retail_New_Food Preparation_Natural Gas_Range_E6 | F5 | Commercial | Retail | New | Food Preparation | Natural Gas | Range | E6 | RIM BC Ratio | 0 | 0 | 0 | 0 | 0 | 0 | 0 | 0 | 0 | 0 | 0 | 0 | 0 | 0 | 0 | 0 | 0 | 0 | 0 | 0 | 0 | 0 | 0 | 0 | 0 | 0 | 0
F5_Commercial_Retail_New_Food Preparation_Natural Gas_Range_E7 | F5 | Commercial | Retail | New | Food Preparation | Natural Gas | Range | E7 | RIM BC Ratio | 0 | 0 | 0 | 0 | 0 | 0 | 0 | 0 | 0 | 0 | 0 | 0 | 0 | 0 | 0 | 0 | 0 | 0 | 0 | 0 | 0 | 0 | 0 | 0 | 0 | 0 | 0
F5_Commercial_Retail_New_Food Preparation_Natural Gas_Range_E8 | F5 | Commercial | Retail | New | Food Preparation | Natural Gas | Range | E8 | RIM BC Ratio | 0 | 0 | 0 | 0 | 0 | 0 | 0 | 0 | 0 | 0 | 0 | 0 | 0 | 0 | 0 | 0 | 0 | 0 | 0 | 0 | 0 | 0 | 0 | 0 | 0 | 0 | 0
F5_Commercial_Retail_New_Food Preparation_Natural Gas_Range_E9 | F5 | Commercial | Retail | New | Food Preparation | Natural Gas | Range | E9 | RIM BC Ratio | 0 | 0 | 0 | 0 | 0 | 0 | 0 | 0 | 0 | 0 | 0 | 0 | 0 | 0 | 0 | 0 | 0 | 0 | 0 | 0 | 0 | 0 | 0 | 0 | 0 | 0 | 0
F5_Commercial_Retail_New_Food Preparation_Natural Gas_Range_E10 | F5 | Commercial | Retail | New | Food Preparation | Natural Gas | Range | E10 | RIM BC Ratio | 0 | 0 | 0 | 0 | 0 | 0 | 0 | 0 | 0 | 0 | 0 | 0 | 0 | 0 | 0 | 0 | 0 | 0 | 0 | 0 | 0 | 0 | 0 | 0 | 0 | 0 | 0
F0_Commercial_Retail_New_Food Preparation_Natural Gas_Steamer_E0 | F0 | Commercial | Retail | New | Food Preparation | Natural Gas | Steamer | E0 | Economic Unit | ENERGY STAR | ENERGY STAR | ENERGY STAR | ENERGY STAR | ENERGY STAR | ENERGY STAR | ENERGY STAR | ENERGY STAR | ENERGY STAR | ENERGY STAR | ENERGY STAR | ENERGY STAR | ENERGY STAR | ENERGY STAR | ENERGY STAR | ENERGY STAR | ENERGY STAR | ENERGY STAR | ENERGY STAR | ENERGY STAR | ENERGY STAR | ENERGY STAR | ENERGY STAR | ENERGY STAR | ENERGY STAR | ENERGY STAR | ENERGY STAR
F1_Commercial_Retail_New_Food Preparation_Natural Gas_Steamer_E1 | F1 | Commercial | Retail | New | Food Preparation | Natural Gas | Steamer | E1 | CCE | 0 | 0 | 0 | 0 | 0 | 0 | 0 | 0 | 0 | 0 | 0 | 0 | 0 | 0 | 0 | 0 | 0 | 0 | 0 | 0 | 0 | 0 | 0 | 0 | 0 | 0 | 0
F1_Commercial_Retail_New_Food Preparation_Natural Gas_Steamer_E2 | F1 | Commercial | Retail | New | Food Preparation | Natural Gas | Steamer | E2 | CCE | -0.0080635 | 0 | 0 | 0 | 0 | 0 | 0 | 0 | 0 | 0 | 0 | 0 | 0 | 0 | 0 | 0 | 0 | 0 | 0 | 0 | 0 | 0 | 0 | 0 | 0 | 0 | 0
F1_Commercial_Retail_New_Food Preparation_Natural Gas_Steamer_E3 | F1 | Commercial | Retail | New | Food Preparation | Natural Gas | Steamer | E3 | CCE | 0 | 0 | 0 | 0 | 0 | 0 | 0 | 0 | 0 | 0 | 0 | 0 | 0 | 0 | 0 | 0 | 0 | 0 | 0 | 0 | 0 | 0 | 0 | 0 | 0 | 0 | 0
F1_Commercial_Retail_New_Food Preparation_Natural Gas_Steamer_E4 | F1 | Commercial | Retail | New | Food Preparation | Natural Gas | Steamer | E4 | CCE | 0 | 0 | 0 | 0 | 0 | 0 | 0 | 0 | 0 | 0 | 0 | 0 | 0 | 0 | 0 | 0 | 0 | 0 | 0 | 0 | 0 | 0 | 0 | 0 | 0 | 0 | 0
F1_Commercial_Retail_New_Food Preparation_Natural Gas_Steamer_E5 | F1 | Commercial | Retail | New | Food Preparation | Natural Gas | Steamer | E5 | CCE | 0 | 0 | 0 | 0 | 0 | 0 | 0 | 0 | 0 | 0 | 0 | 0 | 0 | 0 | 0 | 0 | 0 | 0 | 0 | 0 | 0 | 0 | 0 | 0 | 0 | 0 | 0
F1_Commercial_Retail_New_Food Preparation_Natural Gas_Steamer_E6 | F1 | Commercial | Retail | New | Food Preparation | Natural Gas | Steamer | E6 | CCE | 0 | 0 | 0 | 0 | 0 | 0 | 0 | 0 | 0 | 0 | 0 | 0 | 0 | 0 | 0 | 0 | 0 | 0 | 0 | 0 | 0 | 0 | 0 | 0 | 0 | 0 | 0
F1_Commercial_Retail_New_Food Preparation_Natural Gas_Steamer_E7 | F1 | Commercial | Retail | New | Food Preparation | Natural Gas | Steamer | E7 | CCE | 0 | 0 | 0 | 0 | 0 | 0 | 0 | 0 | 0 | 0 | 0 | 0 | 0 | 0 | 0 | 0 | 0 | 0 | 0 | 0 | 0 | 0 | 0 | 0 | 0 | 0 | 0
F1_Commercial_Retail_New_Food Preparation_Natural Gas_Steamer_E8 | F1 | Commercial | Retail | New | Food Preparation | Natural Gas | Steamer | E8 | CCE | 0 | 0 | 0 | 0 | 0 | 0 | 0 | 0 | 0 | 0 | 0 | 0 | 0 | 0 | 0 | 0 | 0 | 0 | 0 | 0 | 0 | 0 | 0 | 0 | 0 | 0 | 0
F1_Commercial_Retail_New_Food Preparation_Natural Gas_Steamer_E9 | F1 | Commercial | Retail | New | Food Preparation | Natural Gas | Steamer | E9 | CCE | 0 | 0 | 0 | 0 | 0 | 0 | 0 | 0 | 0 | 0 | 0 | 0 | 0 | 0 | 0 | 0 | 0 | 0 | 0 | 0 | 0 | 0 | 0 | 0 | 0 | 0 | 0
F1_Commercial_Retail_New_Food Preparation_Natural Gas_Steamer_E10 | F1 | Commercial | Retail | New | Food Preparation | Natural Gas | Steamer | E10 | CCE | 0 | 0 | 0 | 0 | 0 | 0 | 0 | 0 | 0 | 0 | 0 | 0 | 0 | 0 | 0 | 0 | 0 | 0 | 0 | 0 | 0 | 0 | 0 | 0 | 0 | 0 | 0
F2_Commercial_Retail_New_Food Preparation_Natural Gas_Steamer_E1 | F2 | Commercial | Retail | New | Food Preparation | Natural Gas | Steamer | E1 | TRC BC Ratio | 1 | 0 | 0 | 0 | 0 | 0 | 0 | 0 | 0 | 0 | 0 | 0 | 0 | 0 | 0 | 0 | 0 | 0 | 0 | 0 | 0 | 0 | 0 | 0 | 0 | 0 | 0
F2_Commercial_Retail_New_Food Preparation_Natural Gas_Steamer_E2 | F2 | Commercial | Retail | New | Food Preparation | Natural Gas | Steamer | E2 | TRC BC Ratio | bar: 2021 to 2047
F2_Commercial_Retail_New_Food Preparation_Natural Gas_Steamer_E3 | F2 | Commercial | Retail | New | Food Preparation | Natural Gas | Steamer | E3 | TRC BC Ratio | 0 | 0 | 0 | 0 | 0 | 0 | 0 | 0 | 0 | 0 | 0 | 0 | 0 | 0 | 0 | 0 | 0 | 0 | 0 | 0 | 0 | 0 | 0 | 0 | 0 | 0 | 0
F2_Commercial_Retail_New_Food Preparation_Natural Gas_Steamer_E4 | F2 | Commercial | Retail | New | Food Preparation | Natural Gas | Steamer | E4 | TRC BC Ratio | 0 | 0 | 0 | 0 | 0 | 0 | 0 | 0 | 0 | 0 | 0 | 0 | 0 | 0 | 0 | 0 | 0 | 0 | 0 | 0 | 0 | 0 | 0 | 0 | 0 | 0 | 0
F2_Commercial_Retail_New_Food Preparation_Natural Gas_Steamer_E5 | F2 | Commercial | Retail | New | Food Preparation | Natural Gas | Steamer | E5 | TRC BC Ratio | 0 | 0 | 0 | 0 | 0 | 0 | 0 | 0 | 0 | 0 | 0 | 0 | 0 | 0 | 0 | 0 | 0 | 0 | 0 | 0 | 0 | 0 | 0 | 0 | 0 | 0 | 0
F2_Commercial_Retail_New_Food Preparation_Natural Gas_Steamer_E6 | F2 | Commercial | Retail | New | Food Preparation | Natural Gas | Steamer | E6 | TRC BC Ratio | 0 | 0 | 0 | 0 | 0 | 0 | 0 | 0 | 0 | 0 | 0 | 0 | 0 | 0 | 0 | 0 | 0 | 0 | 0 | 0 | 0 | 0 | 0 | 0 | 0 | 0 | 0
F2_Commercial_Retail_New_Food Preparation_Natural Gas_Steamer_E7 | F2 | Commercial | Retail | New | Food Preparation | Natural Gas | Steamer | E7 | TRC BC Ratio | 0 | 0 | 0 | 0 | 0 | 0 | 0 | 0 | 0 | 0 | 0 | 0 | 0 | 0 | 0 | 0 | 0 | 0 | 0 | 0 | 0 | 0 | 0 | 0 | 0 | 0 | 0
F2_Commercial_Retail_New_Food Preparation_Natural Gas_Steamer_E8 | F2 | Commercial | Retail | New | Food Preparation | Natural Gas | Steamer | E8 | TRC BC Ratio | 0 | 0 | 0 | 0 | 0 | 0 | 0 | 0 | 0 | 0 | 0 | 0 | 0 | 0 | 0 | 0 | 0 | 0 | 0 | 0 | 0 | 0 | 0 | 0 | 0 | 0 | 0
F2_Commercial_Retail_New_Food Preparation_Natural Gas_Steamer_E9 | F2 | Commercial | Retail | New | Food Preparation | Natural Gas | Steamer | E9 | TRC BC Ratio | 0 | 0 | 0 | 0 | 0 | 0 | 0 | 0 | 0 | 0 | 0 | 0 | 0 | 0 | 0 | 0 | 0 | 0 | 0 | 0 | 0 | 0 | 0 | 0 | 0 | 0 | 0
F2_Commercial_Retail_New_Food Preparation_Natural Gas_Steamer_E10 | F2 | Commercial | Retail | New | Food Preparation | Natural Gas | Steamer | E10 | TRC BC Ratio | 0 | 0 | 0 | 0 | 0 | 0 | 0 | 0 | 0 | 0 | 0 | 0 | 0 | 0 | 0 | 0 | 0 | 0 | 0 | 0 | 0 | 0 | 0 | 0 | 0 | 0 | 0
F3_Commercial_Retail_New_Food Preparation_Natural Gas_Steamer_E1 | F3 | Commercial | Retail | New | Food Preparation | Natural Gas | Steamer | E1 | PACT BC Ratio | 1 | 0 | 0 | 0 | 0 | 0 | 0 | 0 | 0 | 0 | 0 | 0 | 0 | 0 | 0 | 0 | 0 | 0 | 0 | 0 | 0 | 0 | 0 | 0 | 0 | 0 | 0
F3_Commercial_Retail_New_Food Preparation_Natural Gas_Steamer_E2 | F3 | Commercial | Retail | New | Food Preparation | Natural Gas | Steamer | E2 | PACT BC Ratio | bar: 2021 to 2047
F3_Commercial_Retail_New_Food Preparation_Natural Gas_Steamer_E3 | F3 | Commercial | Retail | New | Food Preparation | Natural Gas | Steamer | E3 | PACT BC Ratio | 0 | 0 | 0 | 0 | 0 | 0 | 0 | 0 | 0 | 0 | 0 | 0 | 0 | 0 | 0 | 0 | 0 | 0 | 0 | 0 | 0 | 0 | 0 | 0 | 0 | 0 | 0
F3_Commercial_Retail_New_Food Preparation_Natural Gas_Steamer_E4 | F3 | Commercial | Retail | New | Food Preparation | Natural Gas | Steamer | E4 | PACT BC Ratio | 0 | 0 | 0 | 0 | 0 | 0 | 0 | 0 | 0 | 0 | 0 | 0 | 0 | 0 | 0 | 0 | 0 | 0 | 0 | 0 | 0 | 0 | 0 | 0 | 0 | 0 | 0
F3_Commercial_Retail_New_Food Preparation_Natural Gas_Steamer_E5 | F3 | Commercial | Retail | New | Food Preparation | Natural Gas | Steamer | E5 | PACT BC Ratio | 0 | 0 | 0 | 0 | 0 | 0 | 0 | 0 | 0 | 0 | 0 | 0 | 0 | 0 | 0 | 0 | 0 | 0 | 0 | 0 | 0 | 0 | 0 | 0 | 0 | 0 | 0
F3_Commercial_Retail_New_Food Preparation_Natural Gas_Steamer_E6 | F3 | Commercial | Retail | New | Food Preparation | Natural Gas | Steamer | E6 | PACT BC Ratio | 0 | 0 | 0 | 0 | 0 | 0 | 0 | 0 | 0 | 0 | 0 | 0 | 0 | 0 | 0 | 0 | 0 | 0 | 0 | 0 | 0 | 0 | 0 | 0 | 0 | 0 | 0
F3_Commercial_Retail_New_Food Preparation_Natural Gas_Steamer_E7 | F3 | Commercial | Retail | New | Food Preparation | Natural Gas | Steamer | E7 | PACT BC Ratio | 0 | 0 | 0 | 0 | 0 | 0 | 0 | 0 | 0 | 0 | 0 | 0 | 0 | 0 | 0 | 0 | 0 | 0 | 0 | 0 | 0 | 0 | 0 | 0 | 0 | 0 | 0
F3_Commercial_Retail_New_Food Preparation_Natural Gas_Steamer_E8 | F3 | Commercial | Retail | New | Food Preparation | Natural Gas | Steamer | E8 | PACT BC Ratio | 0 | 0 | 0 | 0 | 0 | 0 | 0 | 0 | 0 | 0 | 0 | 0 | 0 | 0 | 0 | 0 | 0 | 0 | 0 | 0 | 0 | 0 | 0 | 0 | 0 | 0 | 0
F3_Commercial_Retail_New_Food Preparation_Natural Gas_Steamer_E9 | F3 | Commercial | Retail | New | Food Preparation | Natural Gas | Steamer | E9 | PACT BC Ratio | 0 | 0 | 0 | 0 | 0 | 0 | 0 | 0 | 0 | 0 | 0 | 0 | 0 | 0 | 0 | 0 | 0 | 0 | 0 | 0 | 0 | 0 | 0 | 0 | 0 | 0 | 0
F3_Commercial_Retail_New_Food Preparation_Natural Gas_Steamer_E10 | F3 | Commercial | Retail | New | Food Preparation | Natural Gas | Steamer | E10 | PACT BC Ratio | 0 | 0 | 0 | 0 | 0 | 0 | 0 | 0 | 0 | 0 | 0 | 0 | 0 | 0 | 0 | 0 | 0 | 0 | 0 | 0 | 0 | 0 | 0 | 0 | 0 | 0 | 0
F4_Commercial_Retail_New_Food Preparation_Natural Gas_Steamer_E1 | F4 | Commercial | Retail | New | Food Preparation | Natural Gas | Steamer | E1 | RVT BC Ratio | 1 | 0 | 0 | 0 | 0 | 0 | 0 | 0 | 0 | 0 | 0 | 0 | 0 | 0 | 0 | 0 | 0 | 0 | 0 | 0 | 0 | 0 | 0 | 0 | 0 | 0 | 0
F4_Commercial_Retail_New_Food Preparation_Natural Gas_Steamer_E2 | F4 | Commercial | Retail | New | Food Preparation | Natural Gas | Steamer | E2 | RVT BC Ratio | bar: 2021 to 2047
F4_Commercial_Retail_New_Food Preparation_Natural Gas_Steamer_E3 | F4 | Commercial | Retail | New | Food Preparation | Natural Gas | Steamer | E3 | RVT BC Ratio | 0 | 0 | 0 | 0 | 0 | 0 | 0 | 0 | 0 | 0 | 0 | 0 | 0 | 0 | 0 | 0 | 0 | 0 | 0 | 0 | 0 | 0 | 0 | 0 | 0 | 0 | 0
F4_Commercial_Retail_New_Food Preparation_Natural Gas_Steamer_E4 | F4 | Commercial | Retail | New | Food Preparation | Natural Gas | Steamer | E4 | RVT BC Ratio | 0 | 0 | 0 | 0 | 0 | 0 | 0 | 0 | 0 | 0 | 0 | 0 | 0 | 0 | 0 | 0 | 0 | 0 | 0 | 0 | 0 | 0 | 0 | 0 | 0 | 0 | 0
F4_Commercial_Retail_New_Food Preparation_Natural Gas_Steamer_E5 | F4 | Commercial | Retail | New | Food Preparation | Natural Gas | Steamer | E5 | RVT BC Ratio | 0 | 0 | 0 | 0 | 0 | 0 | 0 | 0 | 0 | 0 | 0 | 0 | 0 | 0 | 0 | 0 | 0 | 0 | 0 | 0 | 0 | 0 | 0 | 0 | 0 | 0 | 0
F4_Commercial_Retail_New_Food Preparation_Natural Gas_Steamer_E6 | F4 | Commercial | Retail | New | Food Preparation | Natural Gas | Steamer | E6 | RVT BC Ratio | 0 | 0 | 0 | 0 | 0 | 0 | 0 | 0 | 0 | 0 | 0 | 0 | 0 | 0 | 0 | 0 | 0 | 0 | 0 | 0 | 0 | 0 | 0 | 0 | 0 | 0 | 0
F4_Commercial_Retail_New_Food Preparation_Natural Gas_Steamer_E7 | F4 | Commercial | Retail | New | Food Preparation | Natural Gas | Steamer | E7 | RVT BC Ratio | 0 | 0 | 0 | 0 | 0 | 0 | 0 | 0 | 0 | 0 | 0 | 0 | 0 | 0 | 0 | 0 | 0 | 0 | 0 | 0 | 0 | 0 | 0 | 0 | 0 | 0 | 0
F4_Commercial_Retail_New_Food Preparation_Natural Gas_Steamer_E8 | F4 | Commercial | Retail | New | Food Preparation | Natural Gas | Steamer | E8 | RVT BC Ratio | 0 | 0 | 0 | 0 | 0 | 0 | 0 | 0 | 0 | 0 | 0 | 0 | 0 | 0 | 0 | 0 | 0 | 0 | 0 | 0 | 0 | 0 | 0 | 0 | 0 | 0 | 0
F4_Commercial_Retail_New_Food Preparation_Natural Gas_Steamer_E9 | F4 | Commercial | Retail | New | Food Preparation | Natural Gas | Steamer | E9 | RVT BC Ratio | 0 | 0 | 0 | 0 | 0 | 0 | 0 | 0 | 0 | 0 | 0 | 0 | 0 | 0 | 0 | 0 | 0 | 0 | 0 | 0 | 0 | 0 | 0 | 0 | 0 | 0 | 0
F4_Commercial_Retail_New_Food Preparation_Natural Gas_Steamer_E10 | F4 | Commercial | Retail | New | Food Preparation | Natural Gas | Steamer | E10 | RVT BC Ratio | 0 | 0 | 0 | 0 | 0 | 0 | 0 | 0 | 0 | 0 | 0 | 0 | 0 | 0 | 0 | 0 | 0 | 0 | 0 | 0 | 0 | 0 | 0 | 0 | 0 | 0 | 0
F5_Commercial_Retail_New_Food Preparation_Natural Gas_Steamer_E1 | F5 | Commercial | Retail | New | Food Preparation | Natural Gas | Steamer | E1 | RIM BC Ratio | 1 | 0 | 0 | 0 | 0 | 0 | 0 | 0 | 0 | 0 | 0 | 0 | 0 | 0 | 0 | 0 | 0 | 0 | 0 | 0 | 0 | 0 | 0 | 0 | 0 | 0 | 0
F5_Commercial_Retail_New_Food Preparation_Natural Gas_Steamer_E2 | F5 | Commercial | Retail | New | Food Preparation | Natural Gas | Steamer | E2 | RIM BC Ratio | bar: 2021 to 2047
F5_Commercial_Retail_New_Food Preparation_Natural Gas_Steamer_E3 | F5 | Commercial | Retail | New | Food Preparation | Natural Gas | Steamer | E3 | RIM BC Ratio | 0 | 0 | 0 | 0 | 0 | 0 | 0 | 0 | 0 | 0 | 0 | 0 | 0 | 0 | 0 | 0 | 0 | 0 | 0 | 0 | 0 | 0 | 0 | 0 | 0 | 0 | 0
F5_Commercial_Retail_New_Food Preparation_Natural Gas_Steamer_E4 | F5 | Commercial | Retail | New | Food Preparation | Natural Gas | Steamer | E4 | RIM BC Ratio | 0 | 0 | 0 | 0 | 0 | 0 | 0 | 0 | 0 | 0 | 0 | 0 | 0 | 0 | 0 | 0 | 0 | 0 | 0 | 0 | 0 | 0 | 0 | 0 | 0 | 0 | 0
F5_Commercial_Retail_New_Food Preparation_Natural Gas_Steamer_E5 | F5 | Commercial | Retail | New | Food Preparation | Natural Gas | Steamer | E5 | RIM BC Ratio | 0 | 0 | 0 | 0 | 0 | 0 | 0 | 0 | 0 | 0 | 0 | 0 | 0 | 0 | 0 | 0 | 0 | 0 | 0 | 0 | 0 | 0 | 0 | 0 | 0 | 0 | 0
F5_Commercial_Retail_New_Food Preparation_Natural Gas_Steamer_E6 | F5 | Commercial | Retail | New | Food Preparation | Natural Gas | Steamer | E6 | RIM BC Ratio | 0 | 0 | 0 | 0 | 0 | 0 | 0 | 0 | 0 | 0 | 0 | 0 | 0 | 0 | 0 | 0 | 0 | 0 | 0 | 0 | 0 | 0 | 0 | 0 | 0 | 0 | 0
F5_Commercial_Retail_New_Food Preparation_Natural Gas_Steamer_E7 | F5 | Commercial | Retail | New | Food Preparation | Natural Gas | Steamer | E7 | RIM BC Ratio | 0 | 0 | 0 | 0 | 0 | 0 | 0 | 0 | 0 | 0 | 0 | 0 | 0 | 0 | 0 | 0 | 0 | 0 | 0 | 0 | 0 | 0 | 0 | 0 | 0 | 0 | 0
F5_Commercial_Retail_New_Food Preparation_Natural Gas_Steamer_E8 | F5 | Commercial | Retail | New | Food Preparation | Natural Gas | Steamer | E8 | RIM BC Ratio | 0 | 0 | 0 | 0 | 0 | 0 | 0 | 0 | 0 | 0 | 0 | 0 | 0 | 0 | 0 | 0 | 0 | 0 | 0 | 0 | 0 | 0 | 0 | 0 | 0 | 0 | 0
F5_Commercial_Retail_New_Food Preparation_Natural Gas_Steamer_E9 | F5 | Commercial | Retail | New | Food Preparation | Natural Gas | Steamer | E9 | RIM BC Ratio | 0 | 0 | 0 | 0 | 0 | 0 | 0 | 0 | 0 | 0 | 0 | 0 | 0 | 0 | 0 | 0 | 0 | 0 | 0 | 0 | 0 | 0 | 0 | 0 | 0 | 0 | 0
F5_Commercial_Retail_New_Food Preparation_Natural Gas_Steamer_E10 | F5 | Commercial | Retail | New | Food Preparation | Natural Gas | Steamer | E10 | RIM BC Ratio | 0 | 0 | 0 | 0 | 0 | 0 | 0 | 0 | 0 | 0 | 0 | 0 | 0 | 0 | 0 | 0 | 0 | 0 | 0 | 0 | 0 | 0 | 0 | 0 | 0 | 0 | 0
F0_Commercial_Retail_New_Food Preparation_Natural Gas_Commercial Food Prep Other_E0 | F0 | Commercial | Retail | New | Food Preparation | Natural Gas | Commercial Food Prep Other | E0 | Economic Unit | ENERGY STAR | ENERGY STAR | ENERGY STAR | ENERGY STAR | ENERGY STAR | ENERGY STAR | ENERGY STAR | ENERGY STAR | ENERGY STAR | ENERGY STAR | ENERGY STAR | ENERGY STAR | ENERGY STAR | ENERGY STAR | ENERGY STAR | ENERGY STAR | ENERGY STAR | ENERGY STAR | ENERGY STAR | ENERGY STAR | ENERGY STAR | ENERGY STAR | ENERGY STAR | ENERGY STAR | ENERGY STAR | ENERGY STAR | ENERGY STAR
F1_Commercial_Retail_New_Food Preparation_Natural Gas_Commercial Food Prep Other_E1 | F1 | Commercial | Retail | New | Food Preparation | Natural Gas | Commercial Food Prep Other | E1 | CCE | 0 | 0 | 0 | 0 | 0 | 0 | 0 | 0 | 0 | 0 | 0 | 0 | 0 | 0 | 0 | 0 | 0 | 0 | 0 | 0 | 0 | 0 | 0 | 0 | 0 | 0 | 0
F1_Commercial_Retail_New_Food Preparation_Natural Gas_Commercial Food Prep Other_E2 | F1 | Commercial | Retail | New | Food Preparation | Natural Gas | Commercial Food Prep Other | E2 | CCE | 0.0014297 | 0.0014297 | 0.0014297 | 0.0014297 | 0.0014297 | 0.0014297 | 0.0014297 | 0.0014297 | 0.0014297 | 0.0014297 | 0.0014297 | 0.0014297 | 0.0014297 | 0.0014297 | 0.0014297 | 0.0014297 | 0.0014297 | 0.0014297 | 0.0014297 | 0.0014297 | 0.0014297 | 0.0014297 | 0.0014297 | 0.0014297 | 0.0014297 | 0.0014297 | 0.0014297
F1_Commercial_Retail_New_Food Preparation_Natural Gas_Commercial Food Prep Other_E3 | F1 | Commercial | Retail | New | Food Preparation | Natural Gas | Commercial Food Prep Other | E3 | CCE | 0 | 0 | 0 | 0 | 0 | 0 | 0 | 0 | 0 | 0 | 0 | 0 | 0 | 0 | 0 | 0 | 0 | 0 | 0 | 0 | 0 | 0 | 0 | 0 | 0 | 0 | 0
F1_Commercial_Retail_New_Food Preparation_Natural Gas_Commercial Food Prep Other_E4 | F1 | Commercial | Retail | New | Food Preparation | Natural Gas | Commercial Food Prep Other | E4 | CCE | 0 | 0 | 0 | 0 | 0 | 0 | 0 | 0 | 0 | 0 | 0 | 0 | 0 | 0 | 0 | 0 | 0 | 0 | 0 | 0 | 0 | 0 | 0 | 0 | 0 | 0 | 0
F1_Commercial_Retail_New_Food Preparation_Natural Gas_Commercial Food Prep Other_E5 | F1 | Commercial | Retail | New | Food Preparation | Natural Gas | Commercial Food Prep Other | E5 | CCE | 0 | 0 | 0 | 0 | 0 | 0 | 0 | 0 | 0 | 0 | 0 | 0 | 0 | 0 | 0 | 0 | 0 | 0 | 0 | 0 | 0 | 0 | 0 | 0 | 0 | 0 | 0
F1_Commercial_Retail_New_Food Preparation_Natural Gas_Commercial Food Prep Other_E6 | F1 | Commercial | Retail | New | Food Preparation | Natural Gas | Commercial Food Prep Other | E6 | CCE | 0 | 0 | 0 | 0 | 0 | 0 | 0 | 0 | 0 | 0 | 0 | 0 | 0 | 0 | 0 | 0 | 0 | 0 | 0 | 0 | 0 | 0 | 0 | 0 | 0 | 0 | 0
F1_Commercial_Retail_New_Food Preparation_Natural Gas_Commercial Food Prep Other_E7 | F1 | Commercial | Retail | New | Food Preparation | Natural Gas | Commercial Food Prep Other | E7 | CCE | 0 | 0 | 0 | 0 | 0 | 0 | 0 | 0 | 0 | 0 | 0 | 0 | 0 | 0 | 0 | 0 | 0 | 0 | 0 | 0 | 0 | 0 | 0 | 0 | 0 | 0 | 0
F1_Commercial_Retail_New_Food Preparation_Natural Gas_Commercial Food Prep Other_E8 | F1 | Commercial | Retail | New | Food Preparation | Natural Gas | Commercial Food Prep Other | E8 | CCE | 0 | 0 | 0 | 0 | 0 | 0 | 0 | 0 | 0 | 0 | 0 | 0 | 0 | 0 | 0 | 0 | 0 | 0 | 0 | 0 | 0 | 0 | 0 | 0 | 0 | 0 | 0
F1_Commercial_Retail_New_Food Preparation_Natural Gas_Commercial Food Prep Other_E9 | F1 | Commercial | Retail | New | Food Preparation | Natural Gas | Commercial Food Prep Other | E9 | CCE | 0 | 0 | 0 | 0 | 0 | 0 | 0 | 0 | 0 | 0 | 0 | 0 | 0 | 0 | 0 | 0 | 0 | 0 | 0 | 0 | 0 | 0 | 0 | 0 | 0 | 0 | 0
F1_Commercial_Retail_New_Food Preparation_Natural Gas_Commercial Food Prep Other_E10 | F1 | Commercial | Retail | New | Food Preparation | Natural Gas | Commercial Food Prep Other | E10 | CCE | 0 | 0 | 0 | 0 | 0 | 0 | 0 | 0 | 0 | 0 | 0 | 0 | 0 | 0 | 0 | 0 | 0 | 0 | 0 | 0 | 0 | 0 | 0 | 0 | 0 | 0 | 0
F2_Commercial_Retail_New_Food Preparation_Natural Gas_Commercial Food Prep Other_E1 | F2 | Commercial | Retail | New | Food Preparation | Natural Gas | Commercial Food Prep Other | E1 | TRC BC Ratio | bar: 2021 to 2047
F2_Commercial_Retail_New_Food Preparation_Natural Gas_Commercial Food Prep Other_E2 | F2 | Commercial | Retail | New | Food Preparation | Natural Gas | Commercial Food Prep Other | E2 | TRC BC Ratio | 9.6116 | 9.4729 | 9.3376 | 9.2065 | 9.2077 | 9.295 | 9.4366 | 9.6081 | 9.7932 | 9.9825 | 10.1698 | 10.3356 | 10.4621 | 10.5159 | 10.491 | 10.3882 | 10.2152 | 9.9888 | 9.7192 | 9.3996 | 9.0257 | 8.5955 | 8.2135 | 7.9663 | 7.8594 | 7.898 | 7.9367
F2_Commercial_Retail_New_Food Preparation_Natural Gas_Commercial Food Prep Other_E3 | F2 | Commercial | Retail | New | Food Preparation | Natural Gas | Commercial Food Prep Other | E3 | TRC BC Ratio | 0 | 0 | 0 | 0 | 0 | 0 | 0 | 0 | 0 | 0 | 0 | 0 | 0 | 0 | 0 | 0 | 0 | 0 | 0 | 0 | 0 | 0 | 0 | 0 | 0 | 0 | 0
F2_Commercial_Retail_New_Food Preparation_Natural Gas_Commercial Food Prep Other_E4 | F2 | Commercial | Retail | New | Food Preparation | Natural Gas | Commercial Food Prep Other | E4 | TRC BC Ratio | 0 | 0 | 0 | 0 | 0 | 0 | 0 | 0 | 0 | 0 | 0 | 0 | 0 | 0 | 0 | 0 | 0 | 0 | 0 | 0 | 0 | 0 | 0 | 0 | 0 | 0 | 0
F2_Commercial_Retail_New_Food Preparation_Natural Gas_Commercial Food Prep Other_E5 | F2 | Commercial | Retail | New | Food Preparation | Natural Gas | Commercial Food Prep Other | E5 | TRC BC Ratio | 0 | 0 | 0 | 0 | 0 | 0 | 0 | 0 | 0 | 0 | 0 | 0 | 0 | 0 | 0 | 0 | 0 | 0 | 0 | 0 | 0 | 0 | 0 | 0 | 0 | 0 | 0
F2_Commercial_Retail_New_Food Preparation_Natural Gas_Commercial Food Prep Other_E6 | F2 | Commercial | Retail | New | Food Preparation | Natural Gas | Commercial Food Prep Other | E6 | TRC BC Ratio | 0 | 0 | 0 | 0 | 0 | 0 | 0 | 0 | 0 | 0 | 0 | 0 | 0 | 0 | 0 | 0 | 0 | 0 | 0 | 0 | 0 | 0 | 0 | 0 | 0 | 0 | 0
F2_Commercial_Retail_New_Food Preparation_Natural Gas_Commercial Food Prep Other_E7 | F2 | Commercial | Retail | New | Food Preparation | Natural Gas | Commercial Food Prep Other | E7 | TRC BC Ratio | 0 | 0 | 0 | 0 | 0 | 0 | 0 | 0 | 0 | 0 | 0 | 0 | 0 | 0 | 0 | 0 | 0 | 0 | 0 | 0 | 0 | 0 | 0 | 0 | 0 | 0 | 0
F2_Commercial_Retail_New_Food Preparation_Natural Gas_Commercial Food Prep Other_E8 | F2 | Commercial | Retail | New | Food Preparation | Natural Gas | Commercial Food Prep Other | E8 | TRC BC Ratio | 0 | 0 | 0 | 0 | 0 | 0 | 0 | 0 | 0 | 0 | 0 | 0 | 0 | 0 | 0 | 0 | 0 | 0 | 0 | 0 | 0 | 0 | 0 | 0 | 0 | 0 | 0
F2_Commercial_Retail_New_Food Preparation_Natural Gas_Commercial Food Prep Other_E9 | F2 | Commercial | Retail | New | Food Preparation | Natural Gas | Commercial Food Prep Other | E9 | TRC BC Ratio | 0 | 0 | 0 | 0 | 0 | 0 | 0 | 0 | 0 | 0 | 0 | 0 | 0 | 0 | 0 | 0 | 0 | 0 | 0 | 0 | 0 | 0 | 0 | 0 | 0 | 0 | 0
F2_Commercial_Retail_New_Food Preparation_Natural Gas_Commercial Food Prep Other_E10 | F2 | Commercial | Retail | New | Food Preparation | Natural Gas | Commercial Food Prep Other | E10 | TRC BC Ratio | 0 | 0 | 0 | 0 | 0 | 0 | 0 | 0 | 0 | 0 | 0 | 0 | 0 | 0 | 0 | 0 | 0 | 0 | 0 | 0 | 0 | 0 | 0 | 0 | 0 | 0 | 0
F3_Commercial_Retail_New_Food Preparation_Natural Gas_Commercial Food Prep Other_E1 | F3 | Commercial | Retail | New | Food Preparation | Natural Gas | Commercial Food Prep Other | E1 | PACT BC Ratio | bar: 2021 to 2047
F3_Commercial_Retail_New_Food Preparation_Natural Gas_Commercial Food Prep Other_E2 | F3 | Commercial | Retail | New | Food Preparation | Natural Gas | Commercial Food Prep Other | E2 | PACT BC Ratio | 12.119 | 11.9441 | 11.7735 | 11.6081 | 11.6097 | 11.7198 | 11.8983 | 12.1145 | 12.348 | 12.5867 | 12.8228 | 13.0318 | 13.1913 | 13.2591 | 13.2278 | 13.0982 | 12.88 | 12.5945 | 12.2546 | 11.8517 | 11.3803 | 10.8378 | 10.3562 | 10.0444 | 9.9097 | 9.9583 | 10.0071
F3_Commercial_Retail_New_Food Preparation_Natural Gas_Commercial Food Prep Other_E3 | F3 | Commercial | Retail | New | Food Preparation | Natural Gas | Commercial Food Prep Other | E3 | PACT BC Ratio | 0 | 0 | 0 | 0 | 0 | 0 | 0 | 0 | 0 | 0 | 0 | 0 | 0 | 0 | 0 | 0 | 0 | 0 | 0 | 0 | 0 | 0 | 0 | 0 | 0 | 0 | 0
F3_Commercial_Retail_New_Food Preparation_Natural Gas_Commercial Food Prep Other_E4 | F3 | Commercial | Retail | New | Food Preparation | Natural Gas | Commercial Food Prep Other | E4 | PACT BC Ratio | 0 | 0 | 0 | 0 | 0 | 0 | 0 | 0 | 0 | 0 | 0 | 0 | 0 | 0 | 0 | 0 | 0 | 0 | 0 | 0 | 0 | 0 | 0 | 0 | 0 | 0 | 0
F3_Commercial_Retail_New_Food Preparation_Natural Gas_Commercial Food Prep Other_E5 | F3 | Commercial | Retail | New | Food Preparation | Natural Gas | Commercial Food Prep Other | E5 | PACT BC Ratio | 0 | 0 | 0 | 0 | 0 | 0 | 0 | 0 | 0 | 0 | 0 | 0 | 0 | 0 | 0 | 0 | 0 | 0 | 0 | 0 | 0 | 0 | 0 | 0 | 0 | 0 | 0
F3_Commercial_Retail_New_Food Preparation_Natural Gas_Commercial Food Prep Other_E6 | F3 | Commercial | Retail | New | Food Preparation | Natural Gas | Commercial Food Prep Other | E6 | PACT BC Ratio | 0 | 0 | 0 | 0 | 0 | 0 | 0 | 0 | 0 | 0 | 0 | 0 | 0 | 0 | 0 | 0 | 0 | 0 | 0 | 0 | 0 | 0 | 0 | 0 | 0 | 0 | 0
F3_Commercial_Retail_New_Food Preparation_Natural Gas_Commercial Food Prep Other_E7 | F3 | Commercial | Retail | New | Food Preparation | Natural Gas | Commercial Food Prep Other | E7 | PACT BC Ratio | 0 | 0 | 0 | 0 | 0 | 0 | 0 | 0 | 0 | 0 | 0 | 0 | 0 | 0 | 0 | 0 | 0 | 0 | 0 | 0 | 0 | 0 | 0 | 0 | 0 | 0 | 0
F3_Commercial_Retail_New_Food Preparation_Natural Gas_Commercial Food Prep Other_E8 | F3 | Commercial | Retail | New | Food Preparation | Natural Gas | Commercial Food Prep Other | E8 | PACT BC Ratio | 0 | 0 | 0 | 0 | 0 | 0 | 0 | 0 | 0 | 0 | 0 | 0 | 0 | 0 | 0 | 0 | 0 | 0 | 0 | 0 | 0 | 0 | 0 | 0 | 0 | 0 | 0
F3_Commercial_Retail_New_Food Preparation_Natural Gas_Commercial Food Prep Other_E9 | F3 | Commercial | Retail | New | Food Preparation | Natural Gas | Commercial Food Prep Other | E9 | PACT BC Ratio | 0 | 0 | 0 | 0 | 0 | 0 | 0 | 0 | 0 | 0 | 0 | 0 | 0 | 0 | 0 | 0 | 0 | 0 | 0 | 0 | 0 | 0 | 0 | 0 | 0 | 0 | 0
F3_Commercial_Retail_New_Food Preparation_Natural Gas_Commercial Food Prep Other_E10 | F3 | Commercial | Retail | New | Food Preparation | Natural Gas | Commercial Food Prep Other | E10 | PACT BC Ratio | 0 | 0 | 0 | 0 | 0 | 0 | 0 | 0 | 0 | 0 | 0 | 0 | 0 | 0 | 0 | 0 | 0 | 0 | 0 | 0 | 0 | 0 | 0 | 0 | 0 | 0 | 0
F4_Commercial_Retail_New_Food Preparation_Natural Gas_Commercial Food Prep Other_E1 | F4 | Commercial | Retail | New | Food Preparation | Natural Gas | Commercial Food Prep Other | E1 | RVT BC Ratio | bar: 2021 to 2047
F4_Commercial_Retail_New_Food Preparation_Natural Gas_Commercial Food Prep Other_E2 | F4 | Commercial | Retail | New | Food Preparation | Natural Gas | Commercial Food Prep Other | E2 | RVT BC Ratio | 0.7 | 0.7 | 0.7 | 0.7 | 0.7 | 0.7 | 0.7 | 0.7 | 0.7 | 0.7 | 0.7 | 0.7 | 0.7 | 0.7 | 0.7 | 0.7 | 0.7 | 0.7 | 0.7 | 0.7 | 0.7 | 0.7 | 0.7 | 0.7 | 0.7 | 0.7 | 0.7
F4_Commercial_Retail_New_Food Preparation_Natural Gas_Commercial Food Prep Other_E3 | F4 | Commercial | Retail | New | Food Preparation | Natural Gas | Commercial Food Prep Other | E3 | RVT BC Ratio | 0 | 0 | 0 | 0 | 0 | 0 | 0 | 0 | 0 | 0 | 0 | 0 | 0 | 0 | 0 | 0 | 0 | 0 | 0 | 0 | 0 | 0 | 0 | 0 | 0 | 0 | 0
F4_Commercial_Retail_New_Food Preparation_Natural Gas_Commercial Food Prep Other_E4 | F4 | Commercial | Retail | New | Food Preparation | Natural Gas | Commercial Food Prep Other | E4 | RVT BC Ratio | 0 | 0 | 0 | 0 | 0 | 0 | 0 | 0 | 0 | 0 | 0 | 0 | 0 | 0 | 0 | 0 | 0 | 0 | 0 | 0 | 0 | 0 | 0 | 0 | 0 | 0 | 0
F4_Commercial_Retail_New_Food Preparation_Natural Gas_Commercial Food Prep Other_E5 | F4 | Commercial | Retail | New | Food Preparation | Natural Gas | Commercial Food Prep Other | E5 | RVT BC Ratio | 0 | 0 | 0 | 0 | 0 | 0 | 0 | 0 | 0 | 0 | 0 | 0 | 0 | 0 | 0 | 0 | 0 | 0 | 0 | 0 | 0 | 0 | 0 | 0 | 0 | 0 | 0
F4_Commercial_Retail_New_Food Preparation_Natural Gas_Commercial Food Prep Other_E6 | F4 | Commercial | Retail | New | Food Preparation | Natural Gas | Commercial Food Prep Other | E6 | RVT BC Ratio | 0 | 0 | 0 | 0 | 0 | 0 | 0 | 0 | 0 | 0 | 0 | 0 | 0 | 0 | 0 | 0 | 0 | 0 | 0 | 0 | 0 | 0 | 0 | 0 | 0 | 0 | 0
F4_Commercial_Retail_New_Food Preparation_Natural Gas_Commercial Food Prep Other_E7 | F4 | Commercial | Retail | New | Food Preparation | Natural Gas | Commercial Food Prep Other | E7 | RVT BC Ratio | 0 | 0 | 0 | 0 | 0 | 0 | 0 | 0 | 0 | 0 | 0 | 0 | 0 | 0 | 0 | 0 | 0 | 0 | 0 | 0 | 0 | 0 | 0 | 0 | 0 | 0 | 0
F4_Commercial_Retail_New_Food Preparation_Natural Gas_Commercial Food Prep Other_E8 | F4 | Commercial | Retail | New | Food Preparation | Natural Gas | Commercial Food Prep Other | E8 | RVT BC Ratio | 0 | 0 | 0 | 0 | 0 | 0 | 0 | 0 | 0 | 0 | 0 | 0 | 0 | 0 | 0 | 0 | 0 | 0 | 0 | 0 | 0 | 0 | 0 | 0 | 0 | 0 | 0
F4_Commercial_Retail_New_Food Preparation_Natural Gas_Commercial Food Prep Other_E9 | F4 | Commercial | Retail | New | Food Preparation | Natural Gas | Commercial Food Prep Other | E9 | RVT BC Ratio | 0 | 0 | 0 | 0 | 0 | 0 | 0 | 0 | 0 | 0 | 0 | 0 | 0 | 0 | 0 | 0 | 0 | 0 | 0 | 0 | 0 | 0 | 0 | 0 | 0 | 0 | 0
F4_Commercial_Retail_New_Food Preparation_Natural Gas_Commercial Food Prep Other_E10 | F4 | Commercial | Retail | New | Food Preparation | Natural Gas | Commercial Food Prep Other | E10 | RVT BC Ratio | 0 | 0 | 0 | 0 | 0 | 0 | 0 | 0 | 0 | 0 | 0 | 0 | 0 | 0 | 0 | 0 | 0 | 0 | 0 | 0 | 0 | 0 | 0 | 0 | 0 | 0 | 0
F5_Commercial_Retail_New_Food Preparation_Natural Gas_Commercial Food Prep Other_E1 | F5 | Commercial | Retail | New | Food Preparation | Natural Gas | Commercial Food Prep Other | E1 | RIM BC Ratio | bar: 2021 to 2047
F5_Commercial_Retail_New_Food Preparation_Natural Gas_Commercial Food Prep Other_E2 | F5 | Commercial | Retail | New | Food Preparation | Natural Gas | Commercial Food Prep Other | E2 | RIM BC Ratio | 12.119 | 11.9441 | 11.7735 | 11.6081 | 11.6097 | 11.7198 | 11.8983 | 12.1145 | 12.348 | 12.5867 | 12.8228 | 13.0318 | 13.1913 | 13.2591 | 13.2278 | 13.0982 | 12.88 | 12.5945 | 12.2546 | 11.8517 | 11.3803 | 10.8378 | 10.3562 | 10.0444 | 9.9097 | 9.9583 | 10.0071
F5_Commercial_Retail_New_Food Preparation_Natural Gas_Commercial Food Prep Other_E3 | F5 | Commercial | Retail | New | Food Preparation | Natural Gas | Commercial Food Prep Other | E3 | RIM BC Ratio | 0 | 0 | 0 | 0 | 0 | 0 | 0 | 0 | 0 | 0 | 0 | 0 | 0 | 0 | 0 | 0 | 0 | 0 | 0 | 0 | 0 | 0 | 0 | 0 | 0 | 0 | 0
F5_Commercial_Retail_New_Food Preparation_Natural Gas_Commercial Food Prep Other_E4 | F5 | Commercial | Retail | New | Food Preparation | Natural Gas | Commercial Food Prep Other | E4 | RIM BC Ratio | 0 | 0 | 0 | 0 | 0 | 0 | 0 | 0 | 0 | 0 | 0 | 0 | 0 | 0 | 0 | 0 | 0 | 0 | 0 | 0 | 0 | 0 | 0 | 0 | 0 | 0 | 0
F5_Commercial_Retail_New_Food Preparation_Natural Gas_Commercial Food Prep Other_E5 | F5 | Commercial | Retail | New | Food Preparation | Natural Gas | Commercial Food Prep Other | E5 | RIM BC Ratio | 0 | 0 | 0 | 0 | 0 | 0 | 0 | 0 | 0 | 0 | 0 | 0 | 0 | 0 | 0 | 0 | 0 | 0 | 0 | 0 | 0 | 0 | 0 | 0 | 0 | 0 | 0
F5_Commercial_Retail_New_Food Preparation_Natural Gas_Commercial Food Prep Other_E6 | F5 | Commercial | Retail | New | Food Preparation | Natural Gas | Commercial Food Prep Other | E6 | RIM BC Ratio | 0 | 0 | 0 | 0 | 0 | 0 | 0 | 0 | 0 | 0 | 0 | 0 | 0 | 0 | 0 | 0 | 0 | 0 | 0 | 0 | 0 | 0 | 0 | 0 | 0 | 0 | 0
F5_Commercial_Retail_New_Food Preparation_Natural Gas_Commercial Food Prep Other_E7 | F5 | Commercial | Retail | New | Food Preparation | Natural Gas | Commercial Food Prep Other | E7 | RIM BC Ratio | 0 | 0 | 0 | 0 | 0 | 0 | 0 | 0 | 0 | 0 | 0 | 0 | 0 | 0 | 0 | 0 | 0 | 0 | 0 | 0 | 0 | 0 | 0 | 0 | 0 | 0 | 0
F5_Commercial_Retail_New_Food Preparation_Natural Gas_Commercial Food Prep Other_E8 | F5 | Commercial | Retail | New | Food Preparation | Natural Gas | Commercial Food Prep Other | E8 | RIM BC Ratio | 0 | 0 | 0 | 0 | 0 | 0 | 0 | 0 | 0 | 0 | 0 | 0 | 0 | 0 | 0 | 0 | 0 | 0 | 0 | 0 | 0 | 0 | 0 | 0 | 0 | 0 | 0
F5_Commercial_Retail_New_Food Preparation_Natural Gas_Commercial Food Prep Other_E9 | F5 | Commercial | Retail | New | Food Preparation | Natural Gas | Commercial Food Prep Other | E9 | RIM BC Ratio | 0 | 0 | 0 | 0 | 0 | 0 | 0 | 0 | 0 | 0 | 0 | 0 | 0 | 0 | 0 | 0 | 0 | 0 | 0 | 0 | 0 | 0 | 0 | 0 | 0 | 0 | 0
F5_Commercial_Retail_New_Food Preparation_Natural Gas_Commercial Food Prep Other_E10 | F5 | Commercial | Retail | New | Food Preparation | Natural Gas | Commercial Food Prep Other | E10 | RIM BC Ratio | 0 | 0 | 0 | 0 | 0 | 0 | 0 | 0 | 0 | 0 | 0 | 0 | 0 | 0 | 0 | 0 | 0 | 0 | 0 | 0 | 0 | 0 | 0 | 0 | 0 | 0 | 0
F0_Commercial_Retail_New_Miscellaneous_Natural Gas_Pool Heater_E0 | F0 | Commercial | Retail | New | Miscellaneous | Natural Gas | Pool Heater | E0 | Economic Unit | Standard (EF .78) | Standard (EF .78) | Standard (EF .78) | Standard (EF .78) | Standard (EF .78) | Standard (EF .78) | Standard (EF .78) | Standard (EF .78) | Standard (EF .78) | Standard (EF .78) | Standard (EF .78) | Standard (EF .78) | Standard (EF .78) | Standard (EF .78) | Standard (EF .78) | Standard (EF .78) | Standard (EF .78) | Standard (EF .78) | Standard (EF .78) | Standard (EF .78) | Standard (EF .78) | Standard (EF .78) | Standard (EF .78) | Standard (EF .78) | Standard (EF .78) | Standard (EF .78) | Standard (EF .78)
F1_Commercial_Retail_New_Miscellaneous_Natural Gas_Pool Heater_E1 | F1 | Commercial | Retail | New | Miscellaneous | Natural Gas | Pool Heater | E1 | CCE | 0 | 0 | 0 | 0 | 0 | 0 | 0 | 0 | 0 | 0 | 0 | 0 | 0 | 0 | 0 | 0 | 0 | 0 | 0 | 0 | 0 | 0 | 0 | 0 | 0 | 0 | 0
F1_Commercial_Retail_New_Miscellaneous_Natural Gas_Pool Heater_E2 | F1 | Commercial | Retail | New | Miscellaneous | Natural Gas | Pool Heater | E2 | CCE | 0.01727 | 0.01727 | 0.01727 | 0.01727 | 0.01727 | 0.01727 | 0.01727 | 0.01727 | 0.01727 | 0.01727 | 0.01727 | 0.01727 | 0.01727 | 0.01727 | 0.01727 | 0.01727 | 0.01727 | 0.01727 | 0.01727 | 0.01727 | 0.01727 | 0.01727 | 0.01727 | 0.01727 | 0.01727 | 0.01727 | 0.01727
F1_Commercial_Retail_New_Miscellaneous_Natural Gas_Pool Heater_E3 | F1 | Commercial | Retail | New | Miscellaneous | Natural Gas | Pool Heater | E3 | CCE | 0 | 0 | 0 | 0 | 0 | 0 | 0 | 0 | 0 | 0 | 0 | 0 | 0 | 0 | 0 | 0 | 0 | 0 | 0 | 0 | 0 | 0 | 0 | 0 | 0 | 0 | 0
F1_Commercial_Retail_New_Miscellaneous_Natural Gas_Pool Heater_E4 | F1 | Commercial | Retail | New | Miscellaneous | Natural Gas | Pool Heater | E4 | CCE | 0 | 0 | 0 | 0 | 0 | 0 | 0 | 0 | 0 | 0 | 0 | 0 | 0 | 0 | 0 | 0 | 0 | 0 | 0 | 0 | 0 | 0 | 0 | 0 | 0 | 0 | 0
F1_Commercial_Retail_New_Miscellaneous_Natural Gas_Pool Heater_E5 | F1 | Commercial | Retail | New | Miscellaneous | Natural Gas | Pool Heater | E5 | CCE | 0 | 0 | 0 | 0 | 0 | 0 | 0 | 0 | 0 | 0 | 0 | 0 | 0 | 0 | 0 | 0 | 0 | 0 | 0 | 0 | 0 | 0 | 0 | 0 | 0 | 0 | 0
F1_Commercial_Retail_New_Miscellaneous_Natural Gas_Pool Heater_E6 | F1 | Commercial | Retail | New | Miscellaneous | Natural Gas | Pool Heater | E6 | CCE | 0 | 0 | 0 | 0 | 0 | 0 | 0 | 0 | 0 | 0 | 0 | 0 | 0 | 0 | 0 | 0 | 0 | 0 | 0 | 0 | 0 | 0 | 0 | 0 | 0 | 0 | 0
F1_Commercial_Retail_New_Miscellaneous_Natural Gas_Pool Heater_E7 | F1 | Commercial | Retail | New | Miscellaneous | Natural Gas | Pool Heater | E7 | CCE | 0 | 0 | 0 | 0 | 0 | 0 | 0 | 0 | 0 | 0 | 0 | 0 | 0 | 0 | 0 | 0 | 0 | 0 | 0 | 0 | 0 | 0 | 0 | 0 | 0 | 0 | 0
F1_Commercial_Retail_New_Miscellaneous_Natural Gas_Pool Heater_E8 | F1 | Commercial | Retail | New | Miscellaneous | Natural Gas | Pool Heater | E8 | CCE | 0 | 0 | 0 | 0 | 0 | 0 | 0 | 0 | 0 | 0 | 0 | 0 | 0 | 0 | 0 | 0 | 0 | 0 | 0 | 0 | 0 | 0 | 0 | 0 | 0 | 0 | 0
F1_Commercial_Retail_New_Miscellaneous_Natural Gas_Pool Heater_E9 | F1 | Commercial | Retail | New | Miscellaneous | Natural Gas | Pool Heater | E9 | CCE | 0 | 0 | 0 | 0 | 0 | 0 | 0 | 0 | 0 | 0 | 0 | 0 | 0 | 0 | 0 | 0 | 0 | 0 | 0 | 0 | 0 | 0 | 0 | 0 | 0 | 0 | 0
F1_Commercial_Retail_New_Miscellaneous_Natural Gas_Pool Heater_E10 | F1 | Commercial | Retail | New | Miscellaneous | Natural Gas | Pool Heater | E10 | CCE | 0 | 0 | 0 | 0 | 0 | 0 | 0 | 0 | 0 | 0 | 0 | 0 | 0 | 0 | 0 | 0 | 0 | 0 | 0 | 0 | 0 | 0 | 0 | 0 | 0 | 0 | 0
F2_Commercial_Retail_New_Miscellaneous_Natural Gas_Pool Heater_E1 | F2 | Commercial | Retail | New | Miscellaneous | Natural Gas | Pool Heater | E1 | TRC BC Ratio | bar: 2021 to 2047
F2_Commercial_Retail_New_Miscellaneous_Natural Gas_Pool Heater_E2 | F2 | Commercial | Retail | New | Miscellaneous | Natural Gas | Pool Heater | E2 | TRC BC Ratio | 0.81519 | 0.79395 | 0.77145 | 0.74865 | 0.74158 | 0.74479 | 0.75444 | 0.76754 | 0.78207 | 0.7969 | 0.8123 | 0.82818 | 0.84505 | 0.86169 | 0.87741 | 0.88939 | 0.89388 | 0.88772 | 0.8685 | 0.83583 | 0.79136 | 0.73728 | 0.68909 | 0.65735 | 0.64275 | 0.6459 | 0.64907
F2_Commercial_Retail_New_Miscellaneous_Natural Gas_Pool Heater_E3 | F2 | Commercial | Retail | New | Miscellaneous | Natural Gas | Pool Heater | E3 | TRC BC Ratio | 0 | 0 | 0 | 0 | 0 | 0 | 0 | 0 | 0 | 0 | 0 | 0 | 0 | 0 | 0 | 0 | 0 | 0 | 0 | 0 | 0 | 0 | 0 | 0 | 0 | 0 | 0
F2_Commercial_Retail_New_Miscellaneous_Natural Gas_Pool Heater_E4 | F2 | Commercial | Retail | New | Miscellaneous | Natural Gas | Pool Heater | E4 | TRC BC Ratio | 0 | 0 | 0 | 0 | 0 | 0 | 0 | 0 | 0 | 0 | 0 | 0 | 0 | 0 | 0 | 0 | 0 | 0 | 0 | 0 | 0 | 0 | 0 | 0 | 0 | 0 | 0
F2_Commercial_Retail_New_Miscellaneous_Natural Gas_Pool Heater_E5 | F2 | Commercial | Retail | New | Miscellaneous | Natural Gas | Pool Heater | E5 | TRC BC Ratio | 0 | 0 | 0 | 0 | 0 | 0 | 0 | 0 | 0 | 0 | 0 | 0 | 0 | 0 | 0 | 0 | 0 | 0 | 0 | 0 | 0 | 0 | 0 | 0 | 0 | 0 | 0
F2_Commercial_Retail_New_Miscellaneous_Natural Gas_Pool Heater_E6 | F2 | Commercial | Retail | New | Miscellaneous | Natural Gas | Pool Heater | E6 | TRC BC Ratio | 0 | 0 | 0 | 0 | 0 | 0 | 0 | 0 | 0 | 0 | 0 | 0 | 0 | 0 | 0 | 0 | 0 | 0 | 0 | 0 | 0 | 0 | 0 | 0 | 0 | 0 | 0
F2_Commercial_Retail_New_Miscellaneous_Natural Gas_Pool Heater_E7 | F2 | Commercial | Retail | New | Miscellaneous | Natural Gas | Pool Heater | E7 | TRC BC Ratio | 0 | 0 | 0 | 0 | 0 | 0 | 0 | 0 | 0 | 0 | 0 | 0 | 0 | 0 | 0 | 0 | 0 | 0 | 0 | 0 | 0 | 0 | 0 | 0 | 0 | 0 | 0
F2_Commercial_Retail_New_Miscellaneous_Natural Gas_Pool Heater_E8 | F2 | Commercial | Retail | New | Miscellaneous | Natural Gas | Pool Heater | E8 | TRC BC Ratio | 0 | 0 | 0 | 0 | 0 | 0 | 0 | 0 | 0 | 0 | 0 | 0 | 0 | 0 | 0 | 0 | 0 | 0 | 0 | 0 | 0 | 0 | 0 | 0 | 0 | 0 | 0
F2_Commercial_Retail_New_Miscellaneous_Natural Gas_Pool Heater_E9 | F2 | Commercial | Retail | New | Miscellaneous | Natural Gas | Pool Heater | E9 | TRC BC Ratio | 0 | 0 | 0 | 0 | 0 | 0 | 0 | 0 | 0 | 0 | 0 | 0 | 0 | 0 | 0 | 0 | 0 | 0 | 0 | 0 | 0 | 0 | 0 | 0 | 0 | 0 | 0
F2_Commercial_Retail_New_Miscellaneous_Natural Gas_Pool Heater_E10 | F2 | Commercial | Retail | New | Miscellaneous | Natural Gas | Pool Heater | E10 | TRC BC Ratio | 0 | 0 | 0 | 0 | 0 | 0 | 0 | 0 | 0 | 0 | 0 | 0 | 0 | 0 | 0 | 0 | 0 | 0 | 0 | 0 | 0 | 0 | 0 | 0 | 0 | 0 | 0
F3_Commercial_Retail_New_Miscellaneous_Natural Gas_Pool Heater_E1 | F3 | Commercial | Retail | New | Miscellaneous | Natural Gas | Pool Heater | E1 | PACT BC Ratio | bar: 2021 to 2047
F3_Commercial_Retail_New_Miscellaneous_Natural Gas_Pool Heater_E2 | F3 | Commercial | Retail | New | Miscellaneous | Natural Gas | Pool Heater | E2 | PACT BC Ratio | 1.0278 | 1.0011 | 0.9727 | 0.94395 | 0.93503 | 0.93908 | 0.95126 | 0.96777 | 0.98608 | 1.0048 | 1.0242 | 1.0442 | 1.0655 | 1.0865 | 1.1063 | 1.1214 | 1.1271 | 1.1193 | 1.0951 | 1.0539 | 0.99781 | 0.92962 | 0.86885 | 0.82883 | 0.81042 | 0.8144 | 0.81839
F3_Commercial_Retail_New_Miscellaneous_Natural Gas_Pool Heater_E3 | F3 | Commercial | Retail | New | Miscellaneous | Natural Gas | Pool Heater | E3 | PACT BC Ratio | 0 | 0 | 0 | 0 | 0 | 0 | 0 | 0 | 0 | 0 | 0 | 0 | 0 | 0 | 0 | 0 | 0 | 0 | 0 | 0 | 0 | 0 | 0 | 0 | 0 | 0 | 0
F3_Commercial_Retail_New_Miscellaneous_Natural Gas_Pool Heater_E4 | F3 | Commercial | Retail | New | Miscellaneous | Natural Gas | Pool Heater | E4 | PACT BC Ratio | 0 | 0 | 0 | 0 | 0 | 0 | 0 | 0 | 0 | 0 | 0 | 0 | 0 | 0 | 0 | 0 | 0 | 0 | 0 | 0 | 0 | 0 | 0 | 0 | 0 | 0 | 0
F3_Commercial_Retail_New_Miscellaneous_Natural Gas_Pool Heater_E5 | F3 | Commercial | Retail | New | Miscellaneous | Natural Gas | Pool Heater | E5 | PACT BC Ratio | 0 | 0 | 0 | 0 | 0 | 0 | 0 | 0 | 0 | 0 | 0 | 0 | 0 | 0 | 0 | 0 | 0 | 0 | 0 | 0 | 0 | 0 | 0 | 0 | 0 | 0 | 0
F3_Commercial_Retail_New_Miscellaneous_Natural Gas_Pool Heater_E6 | F3 | Commercial | Retail | New | Miscellaneous | Natural Gas | Pool Heater | E6 | PACT BC Ratio | 0 | 0 | 0 | 0 | 0 | 0 | 0 | 0 | 0 | 0 | 0 | 0 | 0 | 0 | 0 | 0 | 0 | 0 | 0 | 0 | 0 | 0 | 0 | 0 | 0 | 0 | 0
F3_Commercial_Retail_New_Miscellaneous_Natural Gas_Pool Heater_E7 | F3 | Commercial | Retail | New | Miscellaneous | Natural Gas | Pool Heater | E7 | PACT BC Ratio | 0 | 0 | 0 | 0 | 0 | 0 | 0 | 0 | 0 | 0 | 0 | 0 | 0 | 0 | 0 | 0 | 0 | 0 | 0 | 0 | 0 | 0 | 0 | 0 | 0 | 0 | 0
F3_Commercial_Retail_New_Miscellaneous_Natural Gas_Pool Heater_E8 | F3 | Commercial | Retail | New | Miscellaneous | Natural Gas | Pool Heater | E8 | PACT BC Ratio | 0 | 0 | 0 | 0 | 0 | 0 | 0 | 0 | 0 | 0 | 0 | 0 | 0 | 0 | 0 | 0 | 0 | 0 | 0 | 0 | 0 | 0 | 0 | 0 | 0 | 0 | 0
F3_Commercial_Retail_New_Miscellaneous_Natural Gas_Pool Heater_E9 | F3 | Commercial | Retail | New | Miscellaneous | Natural Gas | Pool Heater | E9 | PACT BC Ratio | 0 | 0 | 0 | 0 | 0 | 0 | 0 | 0 | 0 | 0 | 0 | 0 | 0 | 0 | 0 | 0 | 0 | 0 | 0 | 0 | 0 | 0 | 0 | 0 | 0 | 0 | 0
F3_Commercial_Retail_New_Miscellaneous_Natural Gas_Pool Heater_E10 | F3 | Commercial | Retail | New | Miscellaneous | Natural Gas | Pool Heater | E10 | PACT BC Ratio | 0 | 0 | 0 | 0 | 0 | 0 | 0 | 0 | 0 | 0 | 0 | 0 | 0 | 0 | 0 | 0 | 0 | 0 | 0 | 0 | 0 | 0 | 0 | 0 | 0 | 0 | 0
F4_Commercial_Retail_New_Miscellaneous_Natural Gas_Pool Heater_E1 | F4 | Commercial | Retail | New | Miscellaneous | Natural Gas | Pool Heater | E1 | RVT BC Ratio | bar: 2021 to 2047
F4_Commercial_Retail_New_Miscellaneous_Natural Gas_Pool Heater_E2 | F4 | Commercial | Retail | New | Miscellaneous | Natural Gas | Pool Heater | E2 | RVT BC Ratio | 0.7 | 0.7 | 0.7 | 0.7 | 0.7 | 0.7 | 0.7 | 0.7 | 0.7 | 0.7 | 0.7 | 0.7 | 0.7 | 0.7 | 0.7 | 0.7 | 0.7 | 0.7 | 0.7 | 0.7 | 0.7 | 0.7 | 0.7 | 0.7 | 0.7 | 0.7 | 0.7
F4_Commercial_Retail_New_Miscellaneous_Natural Gas_Pool Heater_E3 | F4 | Commercial | Retail | New | Miscellaneous | Natural Gas | Pool Heater | E3 | RVT BC Ratio | 0 | 0 | 0 | 0 | 0 | 0 | 0 | 0 | 0 | 0 | 0 | 0 | 0 | 0 | 0 | 0 | 0 | 0 | 0 | 0 | 0 | 0 | 0 | 0 | 0 | 0 | 0
F4_Commercial_Retail_New_Miscellaneous_Natural Gas_Pool Heater_E4 | F4 | Commercial | Retail | New | Miscellaneous | Natural Gas | Pool Heater | E4 | RVT BC Ratio | 0 | 0 | 0 | 0 | 0 | 0 | 0 | 0 | 0 | 0 | 0 | 0 | 0 | 0 | 0 | 0 | 0 | 0 | 0 | 0 | 0 | 0 | 0 | 0 | 0 | 0 | 0
F4_Commercial_Retail_New_Miscellaneous_Natural Gas_Pool Heater_E5 | F4 | Commercial | Retail | New | Miscellaneous | Natural Gas | Pool Heater | E5 | RVT BC Ratio | 0 | 0 | 0 | 0 | 0 | 0 | 0 | 0 | 0 | 0 | 0 | 0 | 0 | 0 | 0 | 0 | 0 | 0 | 0 | 0 | 0 | 0 | 0 | 0 | 0 | 0 | 0
F4_Commercial_Retail_New_Miscellaneous_Natural Gas_Pool Heater_E6 | F4 | Commercial | Retail | New | Miscellaneous | Natural Gas | Pool Heater | E6 | RVT BC Ratio | 0 | 0 | 0 | 0 | 0 | 0 | 0 | 0 | 0 | 0 | 0 | 0 | 0 | 0 | 0 | 0 | 0 | 0 | 0 | 0 | 0 | 0 | 0 | 0 | 0 | 0 | 0
F4_Commercial_Retail_New_Miscellaneous_Natural Gas_Pool Heater_E7 | F4 | Commercial | Retail | New | Miscellaneous | Natural Gas | Pool Heater | E7 | RVT BC Ratio | 0 | 0 | 0 | 0 | 0 | 0 | 0 | 0 | 0 | 0 | 0 | 0 | 0 | 0 | 0 | 0 | 0 | 0 | 0 | 0 | 0 | 0 | 0 | 0 | 0 | 0 | 0
F4_Commercial_Retail_New_Miscellaneous_Natural Gas_Pool Heater_E8 | F4 | Commercial | Retail | New | Miscellaneous | Natural Gas | Pool Heater | E8 | RVT BC Ratio | 0 | 0 | 0 | 0 | 0 | 0 | 0 | 0 | 0 | 0 | 0 | 0 | 0 | 0 | 0 | 0 | 0 | 0 | 0 | 0 | 0 | 0 | 0 | 0 | 0 | 0 | 0
F4_Commercial_Retail_New_Miscellaneous_Natural Gas_Pool Heater_E9 | F4 | Commercial | Retail | New | Miscellaneous | Natural Gas | Pool Heater | E9 | RVT BC Ratio | 0 | 0 | 0 | 0 | 0 | 0 | 0 | 0 | 0 | 0 | 0 | 0 | 0 | 0 | 0 | 0 | 0 | 0 | 0 | 0 | 0 | 0 | 0 | 0 | 0 | 0 | 0
F4_Commercial_Retail_New_Miscellaneous_Natural Gas_Pool Heater_E10 | F4 | Commercial | Retail | New | Miscellaneous | Natural Gas | Pool Heater | E10 | RVT BC Ratio | 0 | 0 | 0 | 0 | 0 | 0 | 0 | 0 | 0 | 0 | 0 | 0 | 0 | 0 | 0 | 0 | 0 | 0 | 0 | 0 | 0 | 0 | 0 | 0 | 0 | 0 | 0
F5_Commercial_Retail_New_Miscellaneous_Natural Gas_Pool Heater_E1 | F5 | Commercial | Retail | New | Miscellaneous | Natural Gas | Pool Heater | E1 | RIM BC Ratio | bar: 2021 to 2047
F5_Commercial_Retail_New_Miscellaneous_Natural Gas_Pool Heater_E2 | F5 | Commercial | Retail | New | Miscellaneous | Natural Gas | Pool Heater | E2 | RIM BC Ratio | 1.0278 | 1.0011 | 0.9727 | 0.94395 | 0.93503 | 0.93908 | 0.95126 | 0.96777 | 0.98608 | 1.0048 | 1.0242 | 1.0442 | 1.0655 | 1.0865 | 1.1063 | 1.1214 | 1.1271 | 1.1193 | 1.0951 | 1.0539 | 0.99781 | 0.92962 | 0.86885 | 0.82883 | 0.81042 | 0.8144 | 0.81839
F5_Commercial_Retail_New_Miscellaneous_Natural Gas_Pool Heater_E3 | F5 | Commercial | Retail | New | Miscellaneous | Natural Gas | Pool Heater | E3 | RIM BC Ratio | 0 | 0 | 0 | 0 | 0 | 0 | 0 | 0 | 0 | 0 | 0 | 0 | 0 | 0 | 0 | 0 | 0 | 0 | 0 | 0 | 0 | 0 | 0 | 0 | 0 | 0 | 0
F5_Commercial_Retail_New_Miscellaneous_Natural Gas_Pool Heater_E4 | F5 | Commercial | Retail | New | Miscellaneous | Natural Gas | Pool Heater | E4 | RIM BC Ratio | 0 | 0 | 0 | 0 | 0 | 0 | 0 | 0 | 0 | 0 | 0 | 0 | 0 | 0 | 0 | 0 | 0 | 0 | 0 | 0 | 0 | 0 | 0 | 0 | 0 | 0 | 0
F5_Commercial_Retail_New_Miscellaneous_Natural Gas_Pool Heater_E5 | F5 | Commercial | Retail | New | Miscellaneous | Natural Gas | Pool Heater | E5 | RIM BC Ratio | 0 | 0 | 0 | 0 | 0 | 0 | 0 | 0 | 0 | 0 | 0 | 0 | 0 | 0 | 0 | 0 | 0 | 0 | 0 | 0 | 0 | 0 | 0 | 0 | 0 | 0 | 0
F5_Commercial_Retail_New_Miscellaneous_Natural Gas_Pool Heater_E6 | F5 | Commercial | Retail | New | Miscellaneous | Natural Gas | Pool Heater | E6 | RIM BC Ratio | 0 | 0 | 0 | 0 | 0 | 0 | 0 | 0 | 0 | 0 | 0 | 0 | 0 | 0 | 0 | 0 | 0 | 0 | 0 | 0 | 0 | 0 | 0 | 0 | 0 | 0 | 0
F5_Commercial_Retail_New_Miscellaneous_Natural Gas_Pool Heater_E7 | F5 | Commercial | Retail | New | Miscellaneous | Natural Gas | Pool Heater | E7 | RIM BC Ratio | 0 | 0 | 0 | 0 | 0 | 0 | 0 | 0 | 0 | 0 | 0 | 0 | 0 | 0 | 0 | 0 | 0 | 0 | 0 | 0 | 0 | 0 | 0 | 0 | 0 | 0 | 0
F5_Commercial_Retail_New_Miscellaneous_Natural Gas_Pool Heater_E8 | F5 | Commercial | Retail | New | Miscellaneous | Natural Gas | Pool Heater | E8 | RIM BC Ratio | 0 | 0 | 0 | 0 | 0 | 0 | 0 | 0 | 0 | 0 | 0 | 0 | 0 | 0 | 0 | 0 | 0 | 0 | 0 | 0 | 0 | 0 | 0 | 0 | 0 | 0 | 0
F5_Commercial_Retail_New_Miscellaneous_Natural Gas_Pool Heater_E9 | F5 | Commercial | Retail | New | Miscellaneous | Natural Gas | Pool Heater | E9 | RIM BC Ratio | 0 | 0 | 0 | 0 | 0 | 0 | 0 | 0 | 0 | 0 | 0 | 0 | 0 | 0 | 0 | 0 | 0 | 0 | 0 | 0 | 0 | 0 | 0 | 0 | 0 | 0 | 0
F5_Commercial_Retail_New_Miscellaneous_Natural Gas_Pool Heater_E10 | F5 | Commercial | Retail | New | Miscellaneous | Natural Gas | Pool Heater | E10 | RIM BC Ratio | 0 | 0 | 0 | 0 | 0 | 0 | 0 | 0 | 0 | 0 | 0 | 0 | 0 | 0 | 0 | 0 | 0 | 0 | 0 | 0 | 0 | 0 | 0 | 0 | 0 | 0 | 0
F0_Commercial_Retail_New_Miscellaneous_Natural Gas_Miscellaneous_E0 | F0 | Commercial | Retail | New | Miscellaneous | Natural Gas | Miscellaneous | E0 | Economic Unit | Miscellaneous | Miscellaneous | Miscellaneous | Miscellaneous | Miscellaneous | Miscellaneous | Miscellaneous | Miscellaneous | Miscellaneous | Miscellaneous | Miscellaneous | Miscellaneous | Miscellaneous | Miscellaneous | Miscellaneous | Miscellaneous | Miscellaneous | Miscellaneous | Miscellaneous | Miscellaneous | Miscellaneous | Miscellaneous | Miscellaneous | Miscellaneous | Miscellaneous | Miscellaneous | Miscellaneous
F1_Commercial_Retail_New_Miscellaneous_Natural Gas_Miscellaneous_E1 | F1 | Commercial | Retail | New | Miscellaneous | Natural Gas | Miscellaneous | E1 | CCE | 0 | 0 | 0 | 0 | 0 | 0 | 0 | 0 | 0 | 0 | 0 | 0 | 0 | 0 | 0 | 0 | 0 | 0 | 0 | 0 | 0 | 0 | 0 | 0 | 0 | 0 | 0
F1_Commercial_Retail_New_Miscellaneous_Natural Gas_Miscellaneous_E2 | F1 | Commercial | Retail | New | Miscellaneous | Natural Gas | Miscellaneous | E2 | CCE | 0 | 0 | 0 | 0 | 0 | 0 | 0 | 0 | 0 | 0 | 0 | 0 | 0 | 0 | 0 | 0 | 0 | 0 | 0 | 0 | 0 | 0 | 0 | 0 | 0 | 0 | 0
F1_Commercial_Retail_New_Miscellaneous_Natural Gas_Miscellaneous_E3 | F1 | Commercial | Retail | New | Miscellaneous | Natural Gas | Miscellaneous | E3 | CCE | 0 | 0 | 0 | 0 | 0 | 0 | 0 | 0 | 0 | 0 | 0 | 0 | 0 | 0 | 0 | 0 | 0 | 0 | 0 | 0 | 0 | 0 | 0 | 0 | 0 | 0 | 0
F1_Commercial_Retail_New_Miscellaneous_Natural Gas_Miscellaneous_E4 | F1 | Commercial | Retail | New | Miscellaneous | Natural Gas | Miscellaneous | E4 | CCE | 0 | 0 | 0 | 0 | 0 | 0 | 0 | 0 | 0 | 0 | 0 | 0 | 0 | 0 | 0 | 0 | 0 | 0 | 0 | 0 | 0 | 0 | 0 | 0 | 0 | 0 | 0
F1_Commercial_Retail_New_Miscellaneous_Natural Gas_Miscellaneous_E5 | F1 | Commercial | Retail | New | Miscellaneous | Natural Gas | Miscellaneous | E5 | CCE | 0 | 0 | 0 | 0 | 0 | 0 | 0 | 0 | 0 | 0 | 0 | 0 | 0 | 0 | 0 | 0 | 0 | 0 | 0 | 0 | 0 | 0 | 0 | 0 | 0 | 0 | 0
F1_Commercial_Retail_New_Miscellaneous_Natural Gas_Miscellaneous_E6 | F1 | Commercial | Retail | New | Miscellaneous | Natural Gas | Miscellaneous | E6 | CCE | 0 | 0 | 0 | 0 | 0 | 0 | 0 | 0 | 0 | 0 | 0 | 0 | 0 | 0 | 0 | 0 | 0 | 0 | 0 | 0 | 0 | 0 | 0 | 0 | 0 | 0 | 0
F1_Commercial_Retail_New_Miscellaneous_Natural Gas_Miscellaneous_E7 | F1 | Commercial | Retail | New | Miscellaneous | Natural Gas | Miscellaneous | E7 | CCE | 0 | 0 | 0 | 0 | 0 | 0 | 0 | 0 | 0 | 0 | 0 | 0 | 0 | 0 | 0 | 0 | 0 | 0 | 0 | 0 | 0 | 0 | 0 | 0 | 0 | 0 | 0
F1_Commercial_Retail_New_Miscellaneous_Natural Gas_Miscellaneous_E8 | F1 | Commercial | Retail | New | Miscellaneous | Natural Gas | Miscellaneous | E8 | CCE | 0 | 0 | 0 | 0 | 0 | 0 | 0 | 0 | 0 | 0 | 0 | 0 | 0 | 0 | 0 | 0 | 0 | 0 | 0 | 0 | 0 | 0 | 0 | 0 | 0 | 0 | 0
F1_Commercial_Retail_New_Miscellaneous_Natural Gas_Miscellaneous_E9 | F1 | Commercial | Retail | New | Miscellaneous | Natural Gas | Miscellaneous | E9 | CCE | 0 | 0 | 0 | 0 | 0 | 0 | 0 | 0 | 0 | 0 | 0 | 0 | 0 | 0 | 0 | 0 | 0 | 0 | 0 | 0 | 0 | 0 | 0 | 0 | 0 | 0 | 0
F1_Commercial_Retail_New_Miscellaneous_Natural Gas_Miscellaneous_E10 | F1 | Commercial | Retail | New | Miscellaneous | Natural Gas | Miscellaneous | E10 | CCE | 0 | 0 | 0 | 0 | 0 | 0 | 0 | 0 | 0 | 0 | 0 | 0 | 0 | 0 | 0 | 0 | 0 | 0 | 0 | 0 | 0 | 0 | 0 | 0 | 0 | 0 | 0
F2_Commercial_Retail_New_Miscellaneous_Natural Gas_Miscellaneous_E1 | F2 | Commercial | Retail | New | Miscellaneous | Natural Gas | Miscellaneous | E1 | TRC BC Ratio | bar: 2021 to 2047
F2_Commercial_Retail_New_Miscellaneous_Natural Gas_Miscellaneous_E2 | F2 | Commercial | Retail | New | Miscellaneous | Natural Gas | Miscellaneous | E2 | TRC BC Ratio | 0 | 0 | 0 | 0 | 0 | 0 | 0 | 0 | 0 | 0 | 0 | 0 | 0 | 0 | 0 | 0 | 0 | 0 | 0 | 0 | 0 | 0 | 0 | 0 | 0 | 0 | 0
F2_Commercial_Retail_New_Miscellaneous_Natural Gas_Miscellaneous_E3 | F2 | Commercial | Retail | New | Miscellaneous | Natural Gas | Miscellaneous | E3 | TRC BC Ratio | 0 | 0 | 0 | 0 | 0 | 0 | 0 | 0 | 0 | 0 | 0 | 0 | 0 | 0 | 0 | 0 | 0 | 0 | 0 | 0 | 0 | 0 | 0 | 0 | 0 | 0 | 0
F2_Commercial_Retail_New_Miscellaneous_Natural Gas_Miscellaneous_E4 | F2 | Commercial | Retail | New | Miscellaneous | Natural Gas | Miscellaneous | E4 | TRC BC Ratio | 0 | 0 | 0 | 0 | 0 | 0 | 0 | 0 | 0 | 0 | 0 | 0 | 0 | 0 | 0 | 0 | 0 | 0 | 0 | 0 | 0 | 0 | 0 | 0 | 0 | 0 | 0
F2_Commercial_Retail_New_Miscellaneous_Natural Gas_Miscellaneous_E5 | F2 | Commercial | Retail | New | Miscellaneous | Natural Gas | Miscellaneous | E5 | TRC BC Ratio | 0 | 0 | 0 | 0 | 0 | 0 | 0 | 0 | 0 | 0 | 0 | 0 | 0 | 0 | 0 | 0 | 0 | 0 | 0 | 0 | 0 | 0 | 0 | 0 | 0 | 0 | 0
F2_Commercial_Retail_New_Miscellaneous_Natural Gas_Miscellaneous_E6 | F2 | Commercial | Retail | New | Miscellaneous | Natural Gas | Miscellaneous | E6 | TRC BC Ratio | 0 | 0 | 0 | 0 | 0 | 0 | 0 | 0 | 0 | 0 | 0 | 0 | 0 | 0 | 0 | 0 | 0 | 0 | 0 | 0 | 0 | 0 | 0 | 0 | 0 | 0 | 0
F2_Commercial_Retail_New_Miscellaneous_Natural Gas_Miscellaneous_E7 | F2 | Commercial | Retail | New | Miscellaneous | Natural Gas | Miscellaneous | E7 | TRC BC Ratio | 0 | 0 | 0 | 0 | 0 | 0 | 0 | 0 | 0 | 0 | 0 | 0 | 0 | 0 | 0 | 0 | 0 | 0 | 0 | 0 | 0 | 0 | 0 | 0 | 0 | 0 | 0
F2_Commercial_Retail_New_Miscellaneous_Natural Gas_Miscellaneous_E8 | F2 | Commercial | Retail | New | Miscellaneous | Natural Gas | Miscellaneous | E8 | TRC BC Ratio | 0 | 0 | 0 | 0 | 0 | 0 | 0 | 0 | 0 | 0 | 0 | 0 | 0 | 0 | 0 | 0 | 0 | 0 | 0 | 0 | 0 | 0 | 0 | 0 | 0 | 0 | 0
F2_Commercial_Retail_New_Miscellaneous_Natural Gas_Miscellaneous_E9 | F2 | Commercial | Retail | New | Miscellaneous | Natural Gas | Miscellaneous | E9 | TRC BC Ratio | 0 | 0 | 0 | 0 | 0 | 0 | 0 | 0 | 0 | 0 | 0 | 0 | 0 | 0 | 0 | 0 | 0 | 0 | 0 | 0 | 0 | 0 | 0 | 0 | 0 | 0 | 0
F2_Commercial_Retail_New_Miscellaneous_Natural Gas_Miscellaneous_E10 | F2 | Commercial | Retail | New | Miscellaneous | Natural Gas | Miscellaneous | E10 | TRC BC Ratio | 0 | 0 | 0 | 0 | 0 | 0 | 0 | 0 | 0 | 0 | 0 | 0 | 0 | 0 | 0 | 0 | 0 | 0 | 0 | 0 | 0 | 0 | 0 | 0 | 0 | 0 | 0
F3_Commercial_Retail_New_Miscellaneous_Natural Gas_Miscellaneous_E1 | F3 | Commercial | Retail | New | Miscellaneous | Natural Gas | Miscellaneous | E1 | PACT BC Ratio | bar: 2021 to 2047
F3_Commercial_Retail_New_Miscellaneous_Natural Gas_Miscellaneous_E2 | F3 | Commercial | Retail | New | Miscellaneous | Natural Gas | Miscellaneous | E2 | PACT BC Ratio | 0 | 0 | 0 | 0 | 0 | 0 | 0 | 0 | 0 | 0 | 0 | 0 | 0 | 0 | 0 | 0 | 0 | 0 | 0 | 0 | 0 | 0 | 0 | 0 | 0 | 0 | 0
F3_Commercial_Retail_New_Miscellaneous_Natural Gas_Miscellaneous_E3 | F3 | Commercial | Retail | New | Miscellaneous | Natural Gas | Miscellaneous | E3 | PACT BC Ratio | 0 | 0 | 0 | 0 | 0 | 0 | 0 | 0 | 0 | 0 | 0 | 0 | 0 | 0 | 0 | 0 | 0 | 0 | 0 | 0 | 0 | 0 | 0 | 0 | 0 | 0 | 0
F3_Commercial_Retail_New_Miscellaneous_Natural Gas_Miscellaneous_E4 | F3 | Commercial | Retail | New | Miscellaneous | Natural Gas | Miscellaneous | E4 | PACT BC Ratio | 0 | 0 | 0 | 0 | 0 | 0 | 0 | 0 | 0 | 0 | 0 | 0 | 0 | 0 | 0 | 0 | 0 | 0 | 0 | 0 | 0 | 0 | 0 | 0 | 0 | 0 | 0
F3_Commercial_Retail_New_Miscellaneous_Natural Gas_Miscellaneous_E5 | F3 | Commercial | Retail | New | Miscellaneous | Natural Gas | Miscellaneous | E5 | PACT BC Ratio | 0 | 0 | 0 | 0 | 0 | 0 | 0 | 0 | 0 | 0 | 0 | 0 | 0 | 0 | 0 | 0 | 0 | 0 | 0 | 0 | 0 | 0 | 0 | 0 | 0 | 0 | 0
F3_Commercial_Retail_New_Miscellaneous_Natural Gas_Miscellaneous_E6 | F3 | Commercial | Retail | New | Miscellaneous | Natural Gas | Miscellaneous | E6 | PACT BC Ratio | 0 | 0 | 0 | 0 | 0 | 0 | 0 | 0 | 0 | 0 | 0 | 0 | 0 | 0 | 0 | 0 | 0 | 0 | 0 | 0 | 0 | 0 | 0 | 0 | 0 | 0 | 0
F3_Commercial_Retail_New_Miscellaneous_Natural Gas_Miscellaneous_E7 | F3 | Commercial | Retail | New | Miscellaneous | Natural Gas | Miscellaneous | E7 | PACT BC Ratio | 0 | 0 | 0 | 0 | 0 | 0 | 0 | 0 | 0 | 0 | 0 | 0 | 0 | 0 | 0 | 0 | 0 | 0 | 0 | 0 | 0 | 0 | 0 | 0 | 0 | 0 | 0
F3_Commercial_Retail_New_Miscellaneous_Natural Gas_Miscellaneous_E8 | F3 | Commercial | Retail | New | Miscellaneous | Natural Gas | Miscellaneous | E8 | PACT BC Ratio | 0 | 0 | 0 | 0 | 0 | 0 | 0 | 0 | 0 | 0 | 0 | 0 | 0 | 0 | 0 | 0 | 0 | 0 | 0 | 0 | 0 | 0 | 0 | 0 | 0 | 0 | 0
F3_Commercial_Retail_New_Miscellaneous_Natural Gas_Miscellaneous_E9 | F3 | Commercial | Retail | New | Miscellaneous | Natural Gas | Miscellaneous | E9 | PACT BC Ratio | 0 | 0 | 0 | 0 | 0 | 0 | 0 | 0 | 0 | 0 | 0 | 0 | 0 | 0 | 0 | 0 | 0 | 0 | 0 | 0 | 0 | 0 | 0 | 0 | 0 | 0 | 0
F3_Commercial_Retail_New_Miscellaneous_Natural Gas_Miscellaneous_E10 | F3 | Commercial | Retail | New | Miscellaneous | Natural Gas | Miscellaneous | E10 | PACT BC Ratio | 0 | 0 | 0 | 0 | 0 | 0 | 0 | 0 | 0 | 0 | 0 | 0 | 0 | 0 | 0 | 0 | 0 | 0 | 0 | 0 | 0 | 0 | 0 | 0 | 0 | 0 | 0
F4_Commercial_Retail_New_Miscellaneous_Natural Gas_Miscellaneous_E1 | F4 | Commercial | Retail | New | Miscellaneous | Natural Gas | Miscellaneous | E1 | RVT BC Ratio | bar: 2021 to 2047
F4_Commercial_Retail_New_Miscellaneous_Natural Gas_Miscellaneous_E2 | F4 | Commercial | Retail | New | Miscellaneous | Natural Gas | Miscellaneous | E2 | RVT BC Ratio | 0 | 0 | 0 | 0 | 0 | 0 | 0 | 0 | 0 | 0 | 0 | 0 | 0 | 0 | 0 | 0 | 0 | 0 | 0 | 0 | 0 | 0 | 0 | 0 | 0 | 0 | 0
F4_Commercial_Retail_New_Miscellaneous_Natural Gas_Miscellaneous_E3 | F4 | Commercial | Retail | New | Miscellaneous | Natural Gas | Miscellaneous | E3 | RVT BC Ratio | 0 | 0 | 0 | 0 | 0 | 0 | 0 | 0 | 0 | 0 | 0 | 0 | 0 | 0 | 0 | 0 | 0 | 0 | 0 | 0 | 0 | 0 | 0 | 0 | 0 | 0 | 0
F4_Commercial_Retail_New_Miscellaneous_Natural Gas_Miscellaneous_E4 | F4 | Commercial | Retail | New | Miscellaneous | Natural Gas | Miscellaneous | E4 | RVT BC Ratio | 0 | 0 | 0 | 0 | 0 | 0 | 0 | 0 | 0 | 0 | 0 | 0 | 0 | 0 | 0 | 0 | 0 | 0 | 0 | 0 | 0 | 0 | 0 | 0 | 0 | 0 | 0
F4_Commercial_Retail_New_Miscellaneous_Natural Gas_Miscellaneous_E5 | F4 | Commercial | Retail | New | Miscellaneous | Natural Gas | Miscellaneous | E5 | RVT BC Ratio | 0 | 0 | 0 | 0 | 0 | 0 | 0 | 0 | 0 | 0 | 0 | 0 | 0 | 0 | 0 | 0 | 0 | 0 | 0 | 0 | 0 | 0 | 0 | 0 | 0 | 0 | 0
F4_Commercial_Retail_New_Miscellaneous_Natural Gas_Miscellaneous_E6 | F4 | Commercial | Retail | New | Miscellaneous | Natural Gas | Miscellaneous | E6 | RVT BC Ratio | 0 | 0 | 0 | 0 | 0 | 0 | 0 | 0 | 0 | 0 | 0 | 0 | 0 | 0 | 0 | 0 | 0 | 0 | 0 | 0 | 0 | 0 | 0 | 0 | 0 | 0 | 0
F4_Commercial_Retail_New_Miscellaneous_Natural Gas_Miscellaneous_E7 | F4 | Commercial | Retail | New | Miscellaneous | Natural Gas | Miscellaneous | E7 | RVT BC Ratio | 0 | 0 | 0 | 0 | 0 | 0 | 0 | 0 | 0 | 0 | 0 | 0 | 0 | 0 | 0 | 0 | 0 | 0 | 0 | 0 | 0 | 0 | 0 | 0 | 0 | 0 | 0
F4_Commercial_Retail_New_Miscellaneous_Natural Gas_Miscellaneous_E8 | F4 | Commercial | Retail | New | Miscellaneous | Natural Gas | Miscellaneous | E8 | RVT BC Ratio | 0 | 0 | 0 | 0 | 0 | 0 | 0 | 0 | 0 | 0 | 0 | 0 | 0 | 0 | 0 | 0 | 0 | 0 | 0 | 0 | 0 | 0 | 0 | 0 | 0 | 0 | 0
F4_Commercial_Retail_New_Miscellaneous_Natural Gas_Miscellaneous_E9 | F4 | Commercial | Retail | New | Miscellaneous | Natural Gas | Miscellaneous | E9 | RVT BC Ratio | 0 | 0 | 0 | 0 | 0 | 0 | 0 | 0 | 0 | 0 | 0 | 0 | 0 | 0 | 0 | 0 | 0 | 0 | 0 | 0 | 0 | 0 | 0 | 0 | 0 | 0 | 0
F4_Commercial_Retail_New_Miscellaneous_Natural Gas_Miscellaneous_E10 | F4 | Commercial | Retail | New | Miscellaneous | Natural Gas | Miscellaneous | E10 | RVT BC Ratio | 0 | 0 | 0 | 0 | 0 | 0 | 0 | 0 | 0 | 0 | 0 | 0 | 0 | 0 | 0 | 0 | 0 | 0 | 0 | 0 | 0 | 0 | 0 | 0 | 0 | 0 | 0
F5_Commercial_Retail_New_Miscellaneous_Natural Gas_Miscellaneous_E1 | F5 | Commercial | Retail | New | Miscellaneous | Natural Gas | Miscellaneous | E1 | RIM BC Ratio | bar: 2021 to 2047
F5_Commercial_Retail_New_Miscellaneous_Natural Gas_Miscellaneous_E2 | F5 | Commercial | Retail | New | Miscellaneous | Natural Gas | Miscellaneous | E2 | RIM BC Ratio | 0 | 0 | 0 | 0 | 0 | 0 | 0 | 0 | 0 | 0 | 0 | 0 | 0 | 0 | 0 | 0 | 0 | 0 | 0 | 0 | 0 | 0 | 0 | 0 | 0 | 0 | 0
F5_Commercial_Retail_New_Miscellaneous_Natural Gas_Miscellaneous_E3 | F5 | Commercial | Retail | New | Miscellaneous | Natural Gas | Miscellaneous | E3 | RIM BC Ratio | 0 | 0 | 0 | 0 | 0 | 0 | 0 | 0 | 0 | 0 | 0 | 0 | 0 | 0 | 0 | 0 | 0 | 0 | 0 | 0 | 0 | 0 | 0 | 0 | 0 | 0 | 0
F5_Commercial_Retail_New_Miscellaneous_Natural Gas_Miscellaneous_E4 | F5 | Commercial | Retail | New | Miscellaneous | Natural Gas | Miscellaneous | E4 | RIM BC Ratio | 0 | 0 | 0 | 0 | 0 | 0 | 0 | 0 | 0 | 0 | 0 | 0 | 0 | 0 | 0 | 0 | 0 | 0 | 0 | 0 | 0 | 0 | 0 | 0 | 0 | 0 | 0
F5_Commercial_Retail_New_Miscellaneous_Natural Gas_Miscellaneous_E5 | F5 | Commercial | Retail | New | Miscellaneous | Natural Gas | Miscellaneous | E5 | RIM BC Ratio | 0 | 0 | 0 | 0 | 0 | 0 | 0 | 0 | 0 | 0 | 0 | 0 | 0 | 0 | 0 | 0 | 0 | 0 | 0 | 0 | 0 | 0 | 0 | 0 | 0 | 0 | 0
F5_Commercial_Retail_New_Miscellaneous_Natural Gas_Miscellaneous_E6 | F5 | Commercial | Retail | New | Miscellaneous | Natural Gas | Miscellaneous | E6 | RIM BC Ratio | 0 | 0 | 0 | 0 | 0 | 0 | 0 | 0 | 0 | 0 | 0 | 0 | 0 | 0 | 0 | 0 | 0 | 0 | 0 | 0 | 0 | 0 | 0 | 0 | 0 | 0 | 0
F5_Commercial_Retail_New_Miscellaneous_Natural Gas_Miscellaneous_E7 | F5 | Commercial | Retail | New | Miscellaneous | Natural Gas | Miscellaneous | E7 | RIM BC Ratio | 0 | 0 | 0 | 0 | 0 | 0 | 0 | 0 | 0 | 0 | 0 | 0 | 0 | 0 | 0 | 0 | 0 | 0 | 0 | 0 | 0 | 0 | 0 | 0 | 0 | 0 | 0
F5_Commercial_Retail_New_Miscellaneous_Natural Gas_Miscellaneous_E8 | F5 | Commercial | Retail | New | Miscellaneous | Natural Gas | Miscellaneous | E8 | RIM BC Ratio | 0 | 0 | 0 | 0 | 0 | 0 | 0 | 0 | 0 | 0 | 0 | 0 | 0 | 0 | 0 | 0 | 0 | 0 | 0 | 0 | 0 | 0 | 0 | 0 | 0 | 0 | 0
F5_Commercial_Retail_New_Miscellaneous_Natural Gas_Miscellaneous_E9 | F5 | Commercial | Retail | New | Miscellaneous | Natural Gas | Miscellaneous | E9 | RIM BC Ratio | 0 | 0 | 0 | 0 | 0 | 0 | 0 | 0 | 0 | 0 | 0 | 0 | 0 | 0 | 0 | 0 | 0 | 0 | 0 | 0 | 0 | 0 | 0 | 0 | 0 | 0 | 0
F5_Commercial_Retail_New_Miscellaneous_Natural Gas_Miscellaneous_E10 | F5 | Commercial | Retail | New | Miscellaneous | Natural Gas | Miscellaneous | E10 | RIM BC Ratio | 0 | 0 | 0 | 0 | 0 | 0 | 0 | 0 | 0 | 0 | 0 | 0 | 0 | 0 | 0 | 0 | 0 | 0 | 0 | 0 | 0 | 0 | 0 | 0 | 0 | 0 | 0
F0_Commercial_Grocery_Existing_Space Heating_Natural Gas_Furnace_E0 | F0 | Commercial | Grocery | Existing | Space Heating | Natural Gas | Furnace | E0 | Economic Unit | AFUE 96% | AFUE 96% | AFUE 96% | AFUE 96% | AFUE 96% | AFUE 96% | AFUE 96% | AFUE 96% | AFUE 96% | AFUE 96% | AFUE 96% | AFUE 96% | AFUE 96% | AFUE 96% | AFUE 96% | AFUE 96% | AFUE 96% | AFUE 96% | AFUE 96% | AFUE 96% | AFUE 96% | AFUE 96% | AFUE 96% | AFUE 96% | AFUE 96% | AFUE 96% | AFUE 96%
F1_Commercial_Grocery_Existing_Space Heating_Natural Gas_Furnace_E1 | F1 | Commercial | Grocery | Existing | Space Heating | Natural Gas | Furnace | E1 | CCE | 0 | 0 | 0 | 0 | 0 | 0 | 0 | 0 | 0 | 0 | 0 | 0 | 0 | 0 | 0 | 0 | 0 | 0 | 0 | 0 | 0 | 0 | 0 | 0 | 0 | 0 | 0
F1_Commercial_Grocery_Existing_Space Heating_Natural Gas_Furnace_E2 | F1 | Commercial | Grocery | Existing | Space Heating | Natural Gas | Furnace | E2 | CCE | 0.0023667 | 0.0021999 | 0.0022085 | 0 | 0 | 0 | 0 | 0 | 0 | 0 | 0 | 0 | 0 | 0 | 0 | 0 | 0 | 0 | 0 | 0 | 0 | 0 | 0 | 0 | 0 | 0 | 0
F1_Commercial_Grocery_Existing_Space Heating_Natural Gas_Furnace_E3 | F1 | Commercial | Grocery | Existing | Space Heating | Natural Gas | Furnace | E3 | CCE | 0.0031556 | 0.0029332 | 0.0029446 | 0.004417 | 0.004417 | 0.004417 | 0.004417 | 0.004417 | 0.004417 | 0.004417 | 0.004417 | 0.004417 | 0.004417 | 0.004417 | 0.004417 | 0.004417 | 0.004417 | 0.004417 | 0.004417 | 0.004417 | 0.004417 | 0.004417 | 0.004417 | 0.004417 | 0.004417 | 0.004417 | 0.004417
F1_Commercial_Grocery_Existing_Space Heating_Natural Gas_Furnace_E4 | F1 | Commercial | Grocery | Existing | Space Heating | Natural Gas | Furnace | E4 | CCE | 0 | 0 | 0 | 0 | 0 | 0 | 0 | 0 | 0 | 0 | 0 | 0 | 0 | 0 | 0 | 0 | 0 | 0 | 0 | 0 | 0 | 0 | 0 | 0 | 0 | 0 | 0
F1_Commercial_Grocery_Existing_Space Heating_Natural Gas_Furnace_E5 | F1 | Commercial | Grocery | Existing | Space Heating | Natural Gas | Furnace | E5 | CCE | 0 | 0 | 0 | 0 | 0 | 0 | 0 | 0 | 0 | 0 | 0 | 0 | 0 | 0 | 0 | 0 | 0 | 0 | 0 | 0 | 0 | 0 | 0 | 0 | 0 | 0 | 0
F1_Commercial_Grocery_Existing_Space Heating_Natural Gas_Furnace_E6 | F1 | Commercial | Grocery | Existing | Space Heating | Natural Gas | Furnace | E6 | CCE | 0 | 0 | 0 | 0 | 0 | 0 | 0 | 0 | 0 | 0 | 0 | 0 | 0 | 0 | 0 | 0 | 0 | 0 | 0 | 0 | 0 | 0 | 0 | 0 | 0 | 0 | 0
F1_Commercial_Grocery_Existing_Space Heating_Natural Gas_Furnace_E7 | F1 | Commercial | Grocery | Existing | Space Heating | Natural Gas | Furnace | E7 | CCE | 0 | 0 | 0 | 0 | 0 | 0 | 0 | 0 | 0 | 0 | 0 | 0 | 0 | 0 | 0 | 0 | 0 | 0 | 0 | 0 | 0 | 0 | 0 | 0 | 0 | 0 | 0
F1_Commercial_Grocery_Existing_Space Heating_Natural Gas_Furnace_E8 | F1 | Commercial | Grocery | Existing | Space Heating | Natural Gas | Furnace | E8 | CCE | 0 | 0 | 0 | 0 | 0 | 0 | 0 | 0 | 0 | 0 | 0 | 0 | 0 | 0 | 0 | 0 | 0 | 0 | 0 | 0 | 0 | 0 | 0 | 0 | 0 | 0 | 0
F1_Commercial_Grocery_Existing_Space Heating_Natural Gas_Furnace_E9 | F1 | Commercial | Grocery | Existing | Space Heating | Natural Gas | Furnace | E9 | CCE | 0 | 0 | 0 | 0 | 0 | 0 | 0 | 0 | 0 | 0 | 0 | 0 | 0 | 0 | 0 | 0 | 0 | 0 | 0 | 0 | 0 | 0 | 0 | 0 | 0 | 0 | 0
F1_Commercial_Grocery_Existing_Space Heating_Natural Gas_Furnace_E10 | F1 | Commercial | Grocery | Existing | Space Heating | Natural Gas | Furnace | E10 | CCE | 0 | 0 | 0 | 0 | 0 | 0 | 0 | 0 | 0 | 0 | 0 | 0 | 0 | 0 | 0 | 0 | 0 | 0 | 0 | 0 | 0 | 0 | 0 | 0 | 0 | 0 | 0
F2_Commercial_Grocery_Existing_Space Heating_Natural Gas_Furnace_E1 | F2 | Commercial | Grocery | Existing | Space Heating | Natural Gas | Furnace | E1 | TRC BC Ratio | 1 | 1 | 1 | 0 | 0 | 0 | 0 | 0 | 0 | 0 | 0 | 0 | 0 | 0 | 0 | 0 | 0 | 0 | 0 | 0 | 0 | 0 | 0 | 0 | 0 | 0 | 0
F2_Commercial_Grocery_Existing_Space Heating_Natural Gas_Furnace_E2 | F2 | Commercial | Grocery | Existing | Space Heating | Natural Gas | Furnace | E2 | TRC BC Ratio | 6.5622 | 6.5237 | 6.4327 | 1 | 1 | 1 | 1 | 1 | 1 | 1 | 1 | 1 | 1 | 1 | 1 | 1 | 1 | 1 | 1 | 1 | 1 | 1 | 1 | 1 | 1 | 1 | 1
F2_Commercial_Grocery_Existing_Space Heating_Natural Gas_Furnace_E3 | F2 | Commercial | Grocery | Existing | Space Heating | Natural Gas | Furnace | E3 | TRC BC Ratio | 4.9217 | 4.8927 | 4.8245 | 3.1672 | 3.1536 | 3.1516 | 3.1578 | 3.1663 | 3.1729 | 3.1761 | 3.1758 | 3.1716 | 3.1624 | 3.1458 | 3.1218 | 3.0918 | 3.053 | 3.0073 | 2.9529 | 2.8879 | 2.8105 | 2.7226 | 2.6501 | 2.6045 | 2.5873 | 2.6 | 2.6127
F2_Commercial_Grocery_Existing_Space Heating_Natural Gas_Furnace_E4 | F2 | Commercial | Grocery | Existing | Space Heating | Natural Gas | Furnace | E4 | TRC BC Ratio | 0 | 0 | 0 | 0 | 0 | 0 | 0 | 0 | 0 | 0 | 0 | 0 | 0 | 0 | 0 | 0 | 0 | 0 | 0 | 0 | 0 | 0 | 0 | 0 | 0 | 0 | 0
F2_Commercial_Grocery_Existing_Space Heating_Natural Gas_Furnace_E5 | F2 | Commercial | Grocery | Existing | Space Heating | Natural Gas | Furnace | E5 | TRC BC Ratio | 0 | 0 | 0 | 0 | 0 | 0 | 0 | 0 | 0 | 0 | 0 | 0 | 0 | 0 | 0 | 0 | 0 | 0 | 0 | 0 | 0 | 0 | 0 | 0 | 0 | 0 | 0
F2_Commercial_Grocery_Existing_Space Heating_Natural Gas_Furnace_E6 | F2 | Commercial | Grocery | Existing | Space Heating | Natural Gas | Furnace | E6 | TRC BC Ratio | 0 | 0 | 0 | 0 | 0 | 0 | 0 | 0 | 0 | 0 | 0 | 0 | 0 | 0 | 0 | 0 | 0 | 0 | 0 | 0 | 0 | 0 | 0 | 0 | 0 | 0 | 0
F2_Commercial_Grocery_Existing_Space Heating_Natural Gas_Furnace_E7 | F2 | Commercial | Grocery | Existing | Space Heating | Natural Gas | Furnace | E7 | TRC BC Ratio | 0 | 0 | 0 | 0 | 0 | 0 | 0 | 0 | 0 | 0 | 0 | 0 | 0 | 0 | 0 | 0 | 0 | 0 | 0 | 0 | 0 | 0 | 0 | 0 | 0 | 0 | 0
F2_Commercial_Grocery_Existing_Space Heating_Natural Gas_Furnace_E8 | F2 | Commercial | Grocery | Existing | Space Heating | Natural Gas | Furnace | E8 | TRC BC Ratio | 0 | 0 | 0 | 0 | 0 | 0 | 0 | 0 | 0 | 0 | 0 | 0 | 0 | 0 | 0 | 0 | 0 | 0 | 0 | 0 | 0 | 0 | 0 | 0 | 0 | 0 | 0
F2_Commercial_Grocery_Existing_Space Heating_Natural Gas_Furnace_E9 | F2 | Commercial | Grocery | Existing | Space Heating | Natural Gas | Furnace | E9 | TRC BC Ratio | 0 | 0 | 0 | 0 | 0 | 0 | 0 | 0 | 0 | 0 | 0 | 0 | 0 | 0 | 0 | 0 | 0 | 0 | 0 | 0 | 0 | 0 | 0 | 0 | 0 | 0 | 0
F2_Commercial_Grocery_Existing_Space Heating_Natural Gas_Furnace_E10 | F2 | Commercial | Grocery | Existing | Space Heating | Natural Gas | Furnace | E10 | TRC BC Ratio | 0 | 0 | 0 | 0 | 0 | 0 | 0 | 0 | 0 | 0 | 0 | 0 | 0 | 0 | 0 | 0 | 0 | 0 | 0 | 0 | 0 | 0 | 0 | 0 | 0 | 0 | 0
F3_Commercial_Grocery_Existing_Space Heating_Natural Gas_Furnace_E1 | F3 | Commercial | Grocery | Existing | Space Heating | Natural Gas | Furnace | E1 | PACT BC Ratio | 1 | 1 | 1 | 0 | 0 | 0 | 0 | 0 | 0 | 0 | 0 | 0 | 0 | 0 | 0 | 0 | 0 | 0 | 0 | 0 | 0 | 0 | 0 | 0 | 0 | 0 | 0
F3_Commercial_Grocery_Existing_Space Heating_Natural Gas_Furnace_E2 | F3 | Commercial | Grocery | Existing | Space Heating | Natural Gas | Furnace | E2 | PACT BC Ratio | 8.6345 | 8.5838 | 8.4641 | 1 | 1 | 1 | 1 | 1 | 1 | 1 | 1 | 1 | 1 | 1 | 1 | 1 | 1 | 1 | 1 | 1 | 1 | 1 | 1 | 1 | 1 | 1 | 1
F3_Commercial_Grocery_Existing_Space Heating_Natural Gas_Furnace_E3 | F3 | Commercial | Grocery | Existing | Space Heating | Natural Gas | Furnace | E3 | PACT BC Ratio | 6.4759 | 6.4378 | 6.348 | 4.1674 | 4.1495 | 4.1469 | 4.1551 | 4.1662 | 4.1748 | 4.179 | 4.1786 | 4.1731 | 4.1611 | 4.1392 | 4.1076 | 4.0681 | 4.0172 | 3.957 | 3.8854 | 3.7998 | 3.6981 | 3.5824 | 3.4869 | 3.4269 | 3.4043 | 3.421 | 3.4378
F3_Commercial_Grocery_Existing_Space Heating_Natural Gas_Furnace_E4 | F3 | Commercial | Grocery | Existing | Space Heating | Natural Gas | Furnace | E4 | PACT BC Ratio | 0 | 0 | 0 | 0 | 0 | 0 | 0 | 0 | 0 | 0 | 0 | 0 | 0 | 0 | 0 | 0 | 0 | 0 | 0 | 0 | 0 | 0 | 0 | 0 | 0 | 0 | 0
F3_Commercial_Grocery_Existing_Space Heating_Natural Gas_Furnace_E5 | F3 | Commercial | Grocery | Existing | Space Heating | Natural Gas | Furnace | E5 | PACT BC Ratio | 0 | 0 | 0 | 0 | 0 | 0 | 0 | 0 | 0 | 0 | 0 | 0 | 0 | 0 | 0 | 0 | 0 | 0 | 0 | 0 | 0 | 0 | 0 | 0 | 0 | 0 | 0
F3_Commercial_Grocery_Existing_Space Heating_Natural Gas_Furnace_E6 | F3 | Commercial | Grocery | Existing | Space Heating | Natural Gas | Furnace | E6 | PACT BC Ratio | 0 | 0 | 0 | 0 | 0 | 0 | 0 | 0 | 0 | 0 | 0 | 0 | 0 | 0 | 0 | 0 | 0 | 0 | 0 | 0 | 0 | 0 | 0 | 0 | 0 | 0 | 0
F3_Commercial_Grocery_Existing_Space Heating_Natural Gas_Furnace_E7 | F3 | Commercial | Grocery | Existing | Space Heating | Natural Gas | Furnace | E7 | PACT BC Ratio | 0 | 0 | 0 | 0 | 0 | 0 | 0 | 0 | 0 | 0 | 0 | 0 | 0 | 0 | 0 | 0 | 0 | 0 | 0 | 0 | 0 | 0 | 0 | 0 | 0 | 0 | 0
F3_Commercial_Grocery_Existing_Space Heating_Natural Gas_Furnace_E8 | F3 | Commercial | Grocery | Existing | Space Heating | Natural Gas | Furnace | E8 | PACT BC Ratio | 0 | 0 | 0 | 0 | 0 | 0 | 0 | 0 | 0 | 0 | 0 | 0 | 0 | 0 | 0 | 0 | 0 | 0 | 0 | 0 | 0 | 0 | 0 | 0 | 0 | 0 | 0
F3_Commercial_Grocery_Existing_Space Heating_Natural Gas_Furnace_E9 | F3 | Commercial | Grocery | Existing | Space Heating | Natural Gas | Furnace | E9 | PACT BC Ratio | 0 | 0 | 0 | 0 | 0 | 0 | 0 | 0 | 0 | 0 | 0 | 0 | 0 | 0 | 0 | 0 | 0 | 0 | 0 | 0 | 0 | 0 | 0 | 0 | 0 | 0 | 0
F3_Commercial_Grocery_Existing_Space Heating_Natural Gas_Furnace_E10 | F3 | Commercial | Grocery | Existing | Space Heating | Natural Gas | Furnace | E10 | PACT BC Ratio | 0 | 0 | 0 | 0 | 0 | 0 | 0 | 0 | 0 | 0 | 0 | 0 | 0 | 0 | 0 | 0 | 0 | 0 | 0 | 0 | 0 | 0 | 0 | 0 | 0 | 0 | 0
F4_Commercial_Grocery_Existing_Space Heating_Natural Gas_Furnace_E1 | F4 | Commercial | Grocery | Existing | Space Heating | Natural Gas | Furnace | E1 | RVT BC Ratio | 1 | 1 | 1 | 0 | 0 | 0 | 0 | 0 | 0 | 0 | 0 | 0 | 0 | 0 | 0 | 0 | 0 | 0 | 0 | 0 | 0 | 0 | 0 | 0 | 0 | 0 | 0
F4_Commercial_Grocery_Existing_Space Heating_Natural Gas_Furnace_E2 | F4 | Commercial | Grocery | Existing | Space Heating | Natural Gas | Furnace | E2 | RVT BC Ratio | 0.7 | 0.7 | 0.7 | 1 | 1 | 1 | 1 | 1 | 1 | 1 | 1 | 1 | 1 | 1 | 1 | 1 | 1 | 1 | 1 | 1 | 1 | 1 | 1 | 1 | 1 | 1 | 1
F4_Commercial_Grocery_Existing_Space Heating_Natural Gas_Furnace_E3 | F4 | Commercial | Grocery | Existing | Space Heating | Natural Gas | Furnace | E3 | RVT BC Ratio | 0.7 | 0.7 | 0.7 | 0.7 | 0.7 | 0.7 | 0.7 | 0.7 | 0.7 | 0.7 | 0.7 | 0.7 | 0.7 | 0.7 | 0.7 | 0.7 | 0.7 | 0.7 | 0.7 | 0.7 | 0.7 | 0.7 | 0.7 | 0.7 | 0.7 | 0.7 | 0.7
F4_Commercial_Grocery_Existing_Space Heating_Natural Gas_Furnace_E4 | F4 | Commercial | Grocery | Existing | Space Heating | Natural Gas | Furnace | E4 | RVT BC Ratio | 0 | 0 | 0 | 0 | 0 | 0 | 0 | 0 | 0 | 0 | 0 | 0 | 0 | 0 | 0 | 0 | 0 | 0 | 0 | 0 | 0 | 0 | 0 | 0 | 0 | 0 | 0
F4_Commercial_Grocery_Existing_Space Heating_Natural Gas_Furnace_E5 | F4 | Commercial | Grocery | Existing | Space Heating | Natural Gas | Furnace | E5 | RVT BC Ratio | 0 | 0 | 0 | 0 | 0 | 0 | 0 | 0 | 0 | 0 | 0 | 0 | 0 | 0 | 0 | 0 | 0 | 0 | 0 | 0 | 0 | 0 | 0 | 0 | 0 | 0 | 0
F4_Commercial_Grocery_Existing_Space Heating_Natural Gas_Furnace_E6 | F4 | Commercial | Grocery | Existing | Space Heating | Natural Gas | Furnace | E6 | RVT BC Ratio | 0 | 0 | 0 | 0 | 0 | 0 | 0 | 0 | 0 | 0 | 0 | 0 | 0 | 0 | 0 | 0 | 0 | 0 | 0 | 0 | 0 | 0 | 0 | 0 | 0 | 0 | 0
F4_Commercial_Grocery_Existing_Space Heating_Natural Gas_Furnace_E7 | F4 | Commercial | Grocery | Existing | Space Heating | Natural Gas | Furnace | E7 | RVT BC Ratio | 0 | 0 | 0 | 0 | 0 | 0 | 0 | 0 | 0 | 0 | 0 | 0 | 0 | 0 | 0 | 0 | 0 | 0 | 0 | 0 | 0 | 0 | 0 | 0 | 0 | 0 | 0
F4_Commercial_Grocery_Existing_Space Heating_Natural Gas_Furnace_E8 | F4 | Commercial | Grocery | Existing | Space Heating | Natural Gas | Furnace | E8 | RVT BC Ratio | 0 | 0 | 0 | 0 | 0 | 0 | 0 | 0 | 0 | 0 | 0 | 0 | 0 | 0 | 0 | 0 | 0 | 0 | 0 | 0 | 0 | 0 | 0 | 0 | 0 | 0 | 0
F4_Commercial_Grocery_Existing_Space Heating_Natural Gas_Furnace_E9 | F4 | Commercial | Grocery | Existing | Space Heating | Natural Gas | Furnace | E9 | RVT BC Ratio | 0 | 0 | 0 | 0 | 0 | 0 | 0 | 0 | 0 | 0 | 0 | 0 | 0 | 0 | 0 | 0 | 0 | 0 | 0 | 0 | 0 | 0 | 0 | 0 | 0 | 0 | 0
F4_Commercial_Grocery_Existing_Space Heating_Natural Gas_Furnace_E10 | F4 | Commercial | Grocery | Existing | Space Heating | Natural Gas | Furnace | E10 | RVT BC Ratio | 0 | 0 | 0 | 0 | 0 | 0 | 0 | 0 | 0 | 0 | 0 | 0 | 0 | 0 | 0 | 0 | 0 | 0 | 0 | 0 | 0 | 0 | 0 | 0 | 0 | 0 | 0
F5_Commercial_Grocery_Existing_Space Heating_Natural Gas_Furnace_E1 | F5 | Commercial | Grocery | Existing | Space Heating | Natural Gas | Furnace | E1 | RIM BC Ratio | 1 | 1 | 1 | 0 | 0 | 0 | 0 | 0 | 0 | 0 | 0 | 0 | 0 | 0 | 0 | 0 | 0 | 0 | 0 | 0 | 0 | 0 | 0 | 0 | 0 | 0 | 0
F5_Commercial_Grocery_Existing_Space Heating_Natural Gas_Furnace_E2 | F5 | Commercial | Grocery | Existing | Space Heating | Natural Gas | Furnace | E2 | RIM BC Ratio | 8.6345 | 8.5838 | 8.4641 | 1 | 1 | 1 | 1 | 1 | 1 | 1 | 1 | 1 | 1 | 1 | 1 | 1 | 1 | 1 | 1 | 1 | 1 | 1 | 1 | 1 | 1 | 1 | 1
F5_Commercial_Grocery_Existing_Space Heating_Natural Gas_Furnace_E3 | F5 | Commercial | Grocery | Existing | Space Heating | Natural Gas | Furnace | E3 | RIM BC Ratio | 6.4759 | 6.4378 | 6.348 | 4.1674 | 4.1495 | 4.1469 | 4.1551 | 4.1662 | 4.1748 | 4.179 | 4.1786 | 4.1731 | 4.1611 | 4.1392 | 4.1076 | 4.0681 | 4.0172 | 3.957 | 3.8854 | 3.7998 | 3.6981 | 3.5824 | 3.4869 | 3.4269 | 3.4043 | 3.421 | 3.4378
F5_Commercial_Grocery_Existing_Space Heating_Natural Gas_Furnace_E4 | F5 | Commercial | Grocery | Existing | Space Heating | Natural Gas | Furnace | E4 | RIM BC Ratio | 0 | 0 | 0 | 0 | 0 | 0 | 0 | 0 | 0 | 0 | 0 | 0 | 0 | 0 | 0 | 0 | 0 | 0 | 0 | 0 | 0 | 0 | 0 | 0 | 0 | 0 | 0
F5_Commercial_Grocery_Existing_Space Heating_Natural Gas_Furnace_E5 | F5 | Commercial | Grocery | Existing | Space Heating | Natural Gas | Furnace | E5 | RIM BC Ratio | 0 | 0 | 0 | 0 | 0 | 0 | 0 | 0 | 0 | 0 | 0 | 0 | 0 | 0 | 0 | 0 | 0 | 0 | 0 | 0 | 0 | 0 | 0 | 0 | 0 | 0 | 0
F5_Commercial_Grocery_Existing_Space Heating_Natural Gas_Furnace_E6 | F5 | Commercial | Grocery | Existing | Space Heating | Natural Gas | Furnace | E6 | RIM BC Ratio | 0 | 0 | 0 | 0 | 0 | 0 | 0 | 0 | 0 | 0 | 0 | 0 | 0 | 0 | 0 | 0 | 0 | 0 | 0 | 0 | 0 | 0 | 0 | 0 | 0 | 0 | 0
F5_Commercial_Grocery_Existing_Space Heating_Natural Gas_Furnace_E7 | F5 | Commercial | Grocery | Existing | Space Heating | Natural Gas | Furnace | E7 | RIM BC Ratio | 0 | 0 | 0 | 0 | 0 | 0 | 0 | 0 | 0 | 0 | 0 | 0 | 0 | 0 | 0 | 0 | 0 | 0 | 0 | 0 | 0 | 0 | 0 | 0 | 0 | 0 | 0
F5_Commercial_Grocery_Existing_Space Heating_Natural Gas_Furnace_E8 | F5 | Commercial | Grocery | Existing | Space Heating | Natural Gas | Furnace | E8 | RIM BC Ratio | 0 | 0 | 0 | 0 | 0 | 0 | 0 | 0 | 0 | 0 | 0 | 0 | 0 | 0 | 0 | 0 | 0 | 0 | 0 | 0 | 0 | 0 | 0 | 0 | 0 | 0 | 0
F5_Commercial_Grocery_Existing_Space Heating_Natural Gas_Furnace_E9 | F5 | Commercial | Grocery | Existing | Space Heating | Natural Gas | Furnace | E9 | RIM BC Ratio | 0 | 0 | 0 | 0 | 0 | 0 | 0 | 0 | 0 | 0 | 0 | 0 | 0 | 0 | 0 | 0 | 0 | 0 | 0 | 0 | 0 | 0 | 0 | 0 | 0 | 0 | 0
F5_Commercial_Grocery_Existing_Space Heating_Natural Gas_Furnace_E10 | F5 | Commercial | Grocery | Existing | Space Heating | Natural Gas | Furnace | E10 | RIM BC Ratio | 0 | 0 | 0 | 0 | 0 | 0 | 0 | 0 | 0 | 0 | 0 | 0 | 0 | 0 | 0 | 0 | 0 | 0 | 0 | 0 | 0 | 0 | 0 | 0 | 0 | 0 | 0
F0_Commercial_Grocery_Existing_Space Heating_Natural Gas_Boiler_E0 | F0 | Commercial | Grocery | Existing | Space Heating | Natural Gas | Boiler | E0 | Economic Unit | AFUE 97% | AFUE 97% | AFUE 97% | AFUE 97% | AFUE 97% | AFUE 97% | AFUE 97% | AFUE 97% | AFUE 97% | AFUE 97% | AFUE 97% | AFUE 97% | AFUE 97% | AFUE 97% | AFUE 97% | AFUE 97% | AFUE 97% | AFUE 97% | AFUE 97% | AFUE 97% | AFUE 97% | AFUE 97% | AFUE 97% | AFUE 97% | AFUE 97% | AFUE 97% | AFUE 97%
F1_Commercial_Grocery_Existing_Space Heating_Natural Gas_Boiler_E1 | F1 | Commercial | Grocery | Existing | Space Heating | Natural Gas | Boiler | E1 | CCE | 0 | 0 | 0 | 0 | 0 | 0 | 0 | 0 | 0 | 0 | 0 | 0 | 0 | 0 | 0 | 0 | 0 | 0 | 0 | 0 | 0 | 0 | 0 | 0 | 0 | 0 | 0
F1_Commercial_Grocery_Existing_Space Heating_Natural Gas_Boiler_E2 | F1 | Commercial | Grocery | Existing | Space Heating | Natural Gas | Boiler | E2 | CCE | 0.0095072 | 0.0088373 | 0.0088717 | 0.0088717 | 0.0088717 | 0.0088717 | 0.0088717 | 0.0088717 | 0.0088717 | 0.0088717 | 0.0088717 | 0.0088717 | 0.0088717 | 0.0088717 | 0.0088717 | 0.0088717 | 0.0088717 | 0.0088717 | 0.0088717 | 0.0088717 | 0.0088717 | 0.0088717 | 0.0088717 | 0.0088717 | 0.0088717 | 0.0088717 | 0.0088717
F1_Commercial_Grocery_Existing_Space Heating_Natural Gas_Boiler_E3 | F1 | Commercial | Grocery | Existing | Space Heating | Natural Gas | Boiler | E3 | CCE | 0.0095996 | 0.0089232 | 0.0089579 | 0.0089579 | 0.0089579 | 0.0089579 | 0.0089579 | 0.0089579 | 0.0089579 | 0.0089579 | 0.0089579 | 0.0089579 | 0.0089579 | 0.0089579 | 0.0089579 | 0.0089579 | 0.0089579 | 0.0089579 | 0.0089579 | 0.0089579 | 0.0089579 | 0.0089579 | 0.0089579 | 0.0089579 | 0.0089579 | 0.0089579 | 0.0089579
F1_Commercial_Grocery_Existing_Space Heating_Natural Gas_Boiler_E4 | F1 | Commercial | Grocery | Existing | Space Heating | Natural Gas | Boiler | E4 | CCE | 0.040507 | 0.037652 | 0.037799 | 0.037799 | 0.037799 | 0.037799 | 0.037799 | 0.037799 | 0.037799 | 0.037799 | 0.037799 | 0.037799 | 0.037799 | 0.037799 | 0.037799 | 0.037799 | 0.037799 | 0.037799 | 0.037799 | 0.037799 | 0.037799 | 0.037799 | 0.037799 | 0.037799 | 0.037799 | 0.037799 | 0.037799
F1_Commercial_Grocery_Existing_Space Heating_Natural Gas_Boiler_E5 | F1 | Commercial | Grocery | Existing | Space Heating | Natural Gas | Boiler | E5 | CCE | 0 | 0 | 0 | 0 | 0 | 0 | 0 | 0 | 0 | 0 | 0 | 0 | 0 | 0 | 0 | 0 | 0 | 0 | 0 | 0 | 0 | 0 | 0 | 0 | 0 | 0 | 0
F1_Commercial_Grocery_Existing_Space Heating_Natural Gas_Boiler_E6 | F1 | Commercial | Grocery | Existing | Space Heating | Natural Gas | Boiler | E6 | CCE | 0 | 0 | 0 | 0 | 0 | 0 | 0 | 0 | 0 | 0 | 0 | 0 | 0 | 0 | 0 | 0 | 0 | 0 | 0 | 0 | 0 | 0 | 0 | 0 | 0 | 0 | 0
F1_Commercial_Grocery_Existing_Space Heating_Natural Gas_Boiler_E7 | F1 | Commercial | Grocery | Existing | Space Heating | Natural Gas | Boiler | E7 | CCE | 0 | 0 | 0 | 0 | 0 | 0 | 0 | 0 | 0 | 0 | 0 | 0 | 0 | 0 | 0 | 0 | 0 | 0 | 0 | 0 | 0 | 0 | 0 | 0 | 0 | 0 | 0
F1_Commercial_Grocery_Existing_Space Heating_Natural Gas_Boiler_E8 | F1 | Commercial | Grocery | Existing | Space Heating | Natural Gas | Boiler | E8 | CCE | 0 | 0 | 0 | 0 | 0 | 0 | 0 | 0 | 0 | 0 | 0 | 0 | 0 | 0 | 0 | 0 | 0 | 0 | 0 | 0 | 0 | 0 | 0 | 0 | 0 | 0 | 0
F1_Commercial_Grocery_Existing_Space Heating_Natural Gas_Boiler_E9 | F1 | Commercial | Grocery | Existing | Space Heating | Natural Gas | Boiler | E9 | CCE | 0 | 0 | 0 | 0 | 0 | 0 | 0 | 0 | 0 | 0 | 0 | 0 | 0 | 0 | 0 | 0 | 0 | 0 | 0 | 0 | 0 | 0 | 0 | 0 | 0 | 0 | 0
F1_Commercial_Grocery_Existing_Space Heating_Natural Gas_Boiler_E10 | F1 | Commercial | Grocery | Existing | Space Heating | Natural Gas | Boiler | E10 | CCE | 0 | 0 | 0 | 0 | 0 | 0 | 0 | 0 | 0 | 0 | 0 | 0 | 0 | 0 | 0 | 0 | 0 | 0 | 0 | 0 | 0 | 0 | 0 | 0 | 0 | 0 | 0
F2_Commercial_Grocery_Existing_Space Heating_Natural Gas_Boiler_E1 | F2 | Commercial | Grocery | Existing | Space Heating | Natural Gas | Boiler | E1 | TRC BC Ratio | bar: 2021 to 2047
F2_Commercial_Grocery_Existing_Space Heating_Natural Gas_Boiler_E2 | F2 | Commercial | Grocery | Existing | Space Heating | Natural Gas | Boiler | E2 | TRC BC Ratio | 1.638 | 1.6268 | 1.6024 | 1.5761 | 1.5671 | 1.5644 | 1.5666 | 1.5705 | 1.5739 | 1.5757 | 1.5758 | 1.574 | 1.5698 | 1.562 | 1.5507 | 1.5365 | 1.5181 | 1.4963 | 1.4703 | 1.4393 | 1.4023 | 1.3602 | 1.3255 | 1.3039 | 1.2958 | 1.3022 | 1.3086
F2_Commercial_Grocery_Existing_Space Heating_Natural Gas_Boiler_E3 | F2 | Commercial | Grocery | Existing | Space Heating | Natural Gas | Boiler | E3 | TRC BC Ratio | 1.6222 | 1.6111 | 1.587 | 1.5609 | 1.552 | 1.5493 | 1.5515 | 1.5554 | 1.5588 | 1.5605 | 1.5606 | 1.5588 | 1.5547 | 1.547 | 1.5358 | 1.5217 | 1.5035 | 1.4819 | 1.4562 | 1.4254 | 1.3888 | 1.3471 | 1.3128 | 1.2913 | 1.2833 | 1.2896 | 1.296
F2_Commercial_Grocery_Existing_Space Heating_Natural Gas_Boiler_E4 | F2 | Commercial | Grocery | Existing | Space Heating | Natural Gas | Boiler | E4 | TRC BC Ratio | 0.39092 | 0.38753 | 0.38133 | 0.37412 | 0.36905 | 0.36479 | 0.36136 | 0.35838 | 0.35559 | 0.35295 | 0.35057 | 0.34857 | 0.34704 | 0.3457 | 0.34435 | 0.34284 | 0.34073 | 0.33813 | 0.33491 | 0.33096 | 0.32614 | 0.32058 | 0.3161 | 0.31353 | 0.31296 | 0.31449 | 0.31603
F2_Commercial_Grocery_Existing_Space Heating_Natural Gas_Boiler_E5 | F2 | Commercial | Grocery | Existing | Space Heating | Natural Gas | Boiler | E5 | TRC BC Ratio | 0 | 0 | 0 | 0 | 0 | 0 | 0 | 0 | 0 | 0 | 0 | 0 | 0 | 0 | 0 | 0 | 0 | 0 | 0 | 0 | 0 | 0 | 0 | 0 | 0 | 0 | 0
F2_Commercial_Grocery_Existing_Space Heating_Natural Gas_Boiler_E6 | F2 | Commercial | Grocery | Existing | Space Heating | Natural Gas | Boiler | E6 | TRC BC Ratio | 0 | 0 | 0 | 0 | 0 | 0 | 0 | 0 | 0 | 0 | 0 | 0 | 0 | 0 | 0 | 0 | 0 | 0 | 0 | 0 | 0 | 0 | 0 | 0 | 0 | 0 | 0
F2_Commercial_Grocery_Existing_Space Heating_Natural Gas_Boiler_E7 | F2 | Commercial | Grocery | Existing | Space Heating | Natural Gas | Boiler | E7 | TRC BC Ratio | 0 | 0 | 0 | 0 | 0 | 0 | 0 | 0 | 0 | 0 | 0 | 0 | 0 | 0 | 0 | 0 | 0 | 0 | 0 | 0 | 0 | 0 | 0 | 0 | 0 | 0 | 0
F2_Commercial_Grocery_Existing_Space Heating_Natural Gas_Boiler_E8 | F2 | Commercial | Grocery | Existing | Space Heating | Natural Gas | Boiler | E8 | TRC BC Ratio | 0 | 0 | 0 | 0 | 0 | 0 | 0 | 0 | 0 | 0 | 0 | 0 | 0 | 0 | 0 | 0 | 0 | 0 | 0 | 0 | 0 | 0 | 0 | 0 | 0 | 0 | 0
F2_Commercial_Grocery_Existing_Space Heating_Natural Gas_Boiler_E9 | F2 | Commercial | Grocery | Existing | Space Heating | Natural Gas | Boiler | E9 | TRC BC Ratio | 0 | 0 | 0 | 0 | 0 | 0 | 0 | 0 | 0 | 0 | 0 | 0 | 0 | 0 | 0 | 0 | 0 | 0 | 0 | 0 | 0 | 0 | 0 | 0 | 0 | 0 | 0
F2_Commercial_Grocery_Existing_Space Heating_Natural Gas_Boiler_E10 | F2 | Commercial | Grocery | Existing | Space Heating | Natural Gas | Boiler | E10 | TRC BC Ratio | 0 | 0 | 0 | 0 | 0 | 0 | 0 | 0 | 0 | 0 | 0 | 0 | 0 | 0 | 0 | 0 | 0 | 0 | 0 | 0 | 0 | 0 | 0 | 0 | 0 | 0 | 0
F3_Commercial_Grocery_Existing_Space Heating_Natural Gas_Boiler_E1 | F3 | Commercial | Grocery | Existing | Space Heating | Natural Gas | Boiler | E1 | PACT BC Ratio | bar: 2021 to 2047
F3_Commercial_Grocery_Existing_Space Heating_Natural Gas_Boiler_E2 | F3 | Commercial | Grocery | Existing | Space Heating | Natural Gas | Boiler | E2 | PACT BC Ratio | 2.1553 | 2.1405 | 2.1085 | 2.0738 | 2.062 | 2.0584 | 2.0613 | 2.0665 | 2.0709 | 2.0733 | 2.0734 | 2.071 | 2.0655 | 2.0553 | 2.0404 | 2.0217 | 1.9975 | 1.9688 | 1.9347 | 1.8938 | 1.8451 | 1.7898 | 1.7441 | 1.7156 | 1.705 | 1.7134 | 1.7218
F3_Commercial_Grocery_Existing_Space Heating_Natural Gas_Boiler_E3 | F3 | Commercial | Grocery | Existing | Space Heating | Natural Gas | Boiler | E3 | PACT BC Ratio | 2.1345 | 2.1199 | 2.0882 | 2.0538 | 2.0421 | 2.0386 | 2.0414 | 2.0466 | 2.051 | 2.0533 | 2.0534 | 2.0511 | 2.0456 | 2.0355 | 2.0208 | 2.0022 | 1.9782 | 1.9499 | 1.916 | 1.8756 | 1.8274 | 1.7726 | 1.7273 | 1.6991 | 1.6886 | 1.6969 | 1.7052
F3_Commercial_Grocery_Existing_Space Heating_Natural Gas_Boiler_E4 | F3 | Commercial | Grocery | Existing | Space Heating | Natural Gas | Boiler | E4 | PACT BC Ratio | 0.51437 | 0.50991 | 0.50174 | 0.49227 | 0.48559 | 0.47999 | 0.47548 | 0.47155 | 0.46788 | 0.46441 | 0.46127 | 0.45865 | 0.45663 | 0.45486 | 0.45309 | 0.45111 | 0.44833 | 0.44491 | 0.44068 | 0.43548 | 0.42913 | 0.42182 | 0.41592 | 0.41254 | 0.41179 | 0.4138 | 0.41583
F3_Commercial_Grocery_Existing_Space Heating_Natural Gas_Boiler_E5 | F3 | Commercial | Grocery | Existing | Space Heating | Natural Gas | Boiler | E5 | PACT BC Ratio | 0 | 0 | 0 | 0 | 0 | 0 | 0 | 0 | 0 | 0 | 0 | 0 | 0 | 0 | 0 | 0 | 0 | 0 | 0 | 0 | 0 | 0 | 0 | 0 | 0 | 0 | 0
F3_Commercial_Grocery_Existing_Space Heating_Natural Gas_Boiler_E6 | F3 | Commercial | Grocery | Existing | Space Heating | Natural Gas | Boiler | E6 | PACT BC Ratio | 0 | 0 | 0 | 0 | 0 | 0 | 0 | 0 | 0 | 0 | 0 | 0 | 0 | 0 | 0 | 0 | 0 | 0 | 0 | 0 | 0 | 0 | 0 | 0 | 0 | 0 | 0
F3_Commercial_Grocery_Existing_Space Heating_Natural Gas_Boiler_E7 | F3 | Commercial | Grocery | Existing | Space Heating | Natural Gas | Boiler | E7 | PACT BC Ratio | 0 | 0 | 0 | 0 | 0 | 0 | 0 | 0 | 0 | 0 | 0 | 0 | 0 | 0 | 0 | 0 | 0 | 0 | 0 | 0 | 0 | 0 | 0 | 0 | 0 | 0 | 0
F3_Commercial_Grocery_Existing_Space Heating_Natural Gas_Boiler_E8 | F3 | Commercial | Grocery | Existing | Space Heating | Natural Gas | Boiler | E8 | PACT BC Ratio | 0 | 0 | 0 | 0 | 0 | 0 | 0 | 0 | 0 | 0 | 0 | 0 | 0 | 0 | 0 | 0 | 0 | 0 | 0 | 0 | 0 | 0 | 0 | 0 | 0 | 0 | 0
F3_Commercial_Grocery_Existing_Space Heating_Natural Gas_Boiler_E9 | F3 | Commercial | Grocery | Existing | Space Heating | Natural Gas | Boiler | E9 | PACT BC Ratio | 0 | 0 | 0 | 0 | 0 | 0 | 0 | 0 | 0 | 0 | 0 | 0 | 0 | 0 | 0 | 0 | 0 | 0 | 0 | 0 | 0 | 0 | 0 | 0 | 0 | 0 | 0
F3_Commercial_Grocery_Existing_Space Heating_Natural Gas_Boiler_E10 | F3 | Commercial | Grocery | Existing | Space Heating | Natural Gas | Boiler | E10 | PACT BC Ratio | 0 | 0 | 0 | 0 | 0 | 0 | 0 | 0 | 0 | 0 | 0 | 0 | 0 | 0 | 0 | 0 | 0 | 0 | 0 | 0 | 0 | 0 | 0 | 0 | 0 | 0 | 0
F4_Commercial_Grocery_Existing_Space Heating_Natural Gas_Boiler_E1 | F4 | Commercial | Grocery | Existing | Space Heating | Natural Gas | Boiler | E1 | RVT BC Ratio | bar: 2021 to 2047
F4_Commercial_Grocery_Existing_Space Heating_Natural Gas_Boiler_E2 | F4 | Commercial | Grocery | Existing | Space Heating | Natural Gas | Boiler | E2 | RVT BC Ratio | 0.7 | 0.7 | 0.7 | 0.7 | 0.7 | 0.7 | 0.7 | 0.7 | 0.7 | 0.7 | 0.7 | 0.7 | 0.7 | 0.7 | 0.7 | 0.7 | 0.7 | 0.7 | 0.7 | 0.7 | 0.7 | 0.7 | 0.7 | 0.7 | 0.7 | 0.7 | 0.7
F4_Commercial_Grocery_Existing_Space Heating_Natural Gas_Boiler_E3 | F4 | Commercial | Grocery | Existing | Space Heating | Natural Gas | Boiler | E3 | RVT BC Ratio | 0.7 | 0.7 | 0.7 | 0.7 | 0.7 | 0.7 | 0.7 | 0.7 | 0.7 | 0.7 | 0.7 | 0.7 | 0.7 | 0.7 | 0.7 | 0.7 | 0.7 | 0.7 | 0.7 | 0.7 | 0.7 | 0.7 | 0.7 | 0.7 | 0.7 | 0.7 | 0.7
F4_Commercial_Grocery_Existing_Space Heating_Natural Gas_Boiler_E4 | F4 | Commercial | Grocery | Existing | Space Heating | Natural Gas | Boiler | E4 | RVT BC Ratio | 0.7 | 0.7 | 0.7 | 0.7 | 0.7 | 0.7 | 0.7 | 0.7 | 0.7 | 0.7 | 0.7 | 0.7 | 0.7 | 0.7 | 0.7 | 0.7 | 0.7 | 0.7 | 0.7 | 0.7 | 0.7 | 0.7 | 0.7 | 0.7 | 0.7 | 0.7 | 0.7
F4_Commercial_Grocery_Existing_Space Heating_Natural Gas_Boiler_E5 | F4 | Commercial | Grocery | Existing | Space Heating | Natural Gas | Boiler | E5 | RVT BC Ratio | 0 | 0 | 0 | 0 | 0 | 0 | 0 | 0 | 0 | 0 | 0 | 0 | 0 | 0 | 0 | 0 | 0 | 0 | 0 | 0 | 0 | 0 | 0 | 0 | 0 | 0 | 0
F4_Commercial_Grocery_Existing_Space Heating_Natural Gas_Boiler_E6 | F4 | Commercial | Grocery | Existing | Space Heating | Natural Gas | Boiler | E6 | RVT BC Ratio | 0 | 0 | 0 | 0 | 0 | 0 | 0 | 0 | 0 | 0 | 0 | 0 | 0 | 0 | 0 | 0 | 0 | 0 | 0 | 0 | 0 | 0 | 0 | 0 | 0 | 0 | 0
F4_Commercial_Grocery_Existing_Space Heating_Natural Gas_Boiler_E7 | F4 | Commercial | Grocery | Existing | Space Heating | Natural Gas | Boiler | E7 | RVT BC Ratio | 0 | 0 | 0 | 0 | 0 | 0 | 0 | 0 | 0 | 0 | 0 | 0 | 0 | 0 | 0 | 0 | 0 | 0 | 0 | 0 | 0 | 0 | 0 | 0 | 0 | 0 | 0
F4_Commercial_Grocery_Existing_Space Heating_Natural Gas_Boiler_E8 | F4 | Commercial | Grocery | Existing | Space Heating | Natural Gas | Boiler | E8 | RVT BC Ratio | 0 | 0 | 0 | 0 | 0 | 0 | 0 | 0 | 0 | 0 | 0 | 0 | 0 | 0 | 0 | 0 | 0 | 0 | 0 | 0 | 0 | 0 | 0 | 0 | 0 | 0 | 0
F4_Commercial_Grocery_Existing_Space Heating_Natural Gas_Boiler_E9 | F4 | Commercial | Grocery | Existing | Space Heating | Natural Gas | Boiler | E9 | RVT BC Ratio | 0 | 0 | 0 | 0 | 0 | 0 | 0 | 0 | 0 | 0 | 0 | 0 | 0 | 0 | 0 | 0 | 0 | 0 | 0 | 0 | 0 | 0 | 0 | 0 | 0 | 0 | 0
F4_Commercial_Grocery_Existing_Space Heating_Natural Gas_Boiler_E10 | F4 | Commercial | Grocery | Existing | Space Heating | Natural Gas | Boiler | E10 | RVT BC Ratio | 0 | 0 | 0 | 0 | 0 | 0 | 0 | 0 | 0 | 0 | 0 | 0 | 0 | 0 | 0 | 0 | 0 | 0 | 0 | 0 | 0 | 0 | 0 | 0 | 0 | 0 | 0
F5_Commercial_Grocery_Existing_Space Heating_Natural Gas_Boiler_E1 | F5 | Commercial | Grocery | Existing | Space Heating | Natural Gas | Boiler | E1 | RIM BC Ratio | bar: 2021 to 2047
F5_Commercial_Grocery_Existing_Space Heating_Natural Gas_Boiler_E2 | F5 | Commercial | Grocery | Existing | Space Heating | Natural Gas | Boiler | E2 | RIM BC Ratio | 2.1553 | 2.1405 | 2.1085 | 2.0738 | 2.062 | 2.0584 | 2.0613 | 2.0665 | 2.0709 | 2.0733 | 2.0734 | 2.071 | 2.0655 | 2.0553 | 2.0404 | 2.0217 | 1.9975 | 1.9688 | 1.9347 | 1.8938 | 1.8451 | 1.7898 | 1.7441 | 1.7156 | 1.705 | 1.7134 | 1.7218
F5_Commercial_Grocery_Existing_Space Heating_Natural Gas_Boiler_E3 | F5 | Commercial | Grocery | Existing | Space Heating | Natural Gas | Boiler | E3 | RIM BC Ratio | 2.1345 | 2.1199 | 2.0882 | 2.0538 | 2.0421 | 2.0386 | 2.0414 | 2.0466 | 2.051 | 2.0533 | 2.0534 | 2.0511 | 2.0456 | 2.0355 | 2.0208 | 2.0022 | 1.9782 | 1.9499 | 1.916 | 1.8756 | 1.8274 | 1.7726 | 1.7273 | 1.6991 | 1.6886 | 1.6969 | 1.7052
F5_Commercial_Grocery_Existing_Space Heating_Natural Gas_Boiler_E4 | F5 | Commercial | Grocery | Existing | Space Heating | Natural Gas | Boiler | E4 | RIM BC Ratio | 0.51437 | 0.50991 | 0.50174 | 0.49227 | 0.48559 | 0.47999 | 0.47548 | 0.47155 | 0.46788 | 0.46441 | 0.46127 | 0.45865 | 0.45663 | 0.45486 | 0.45309 | 0.45111 | 0.44833 | 0.44491 | 0.44068 | 0.43548 | 0.42913 | 0.42182 | 0.41592 | 0.41254 | 0.41179 | 0.4138 | 0.41583
F5_Commercial_Grocery_Existing_Space Heating_Natural Gas_Boiler_E5 | F5 | Commercial | Grocery | Existing | Space Heating | Natural Gas | Boiler | E5 | RIM BC Ratio | 0 | 0 | 0 | 0 | 0 | 0 | 0 | 0 | 0 | 0 | 0 | 0 | 0 | 0 | 0 | 0 | 0 | 0 | 0 | 0 | 0 | 0 | 0 | 0 | 0 | 0 | 0
F5_Commercial_Grocery_Existing_Space Heating_Natural Gas_Boiler_E6 | F5 | Commercial | Grocery | Existing | Space Heating | Natural Gas | Boiler | E6 | RIM BC Ratio | 0 | 0 | 0 | 0 | 0 | 0 | 0 | 0 | 0 | 0 | 0 | 0 | 0 | 0 | 0 | 0 | 0 | 0 | 0 | 0 | 0 | 0 | 0 | 0 | 0 | 0 | 0
F5_Commercial_Grocery_Existing_Space Heating_Natural Gas_Boiler_E7 | F5 | Commercial | Grocery | Existing | Space Heating | Natural Gas | Boiler | E7 | RIM BC Ratio | 0 | 0 | 0 | 0 | 0 | 0 | 0 | 0 | 0 | 0 | 0 | 0 | 0 | 0 | 0 | 0 | 0 | 0 | 0 | 0 | 0 | 0 | 0 | 0 | 0 | 0 | 0
F5_Commercial_Grocery_Existing_Space Heating_Natural Gas_Boiler_E8 | F5 | Commercial | Grocery | Existing | Space Heating | Natural Gas | Boiler | E8 | RIM BC Ratio | 0 | 0 | 0 | 0 | 0 | 0 | 0 | 0 | 0 | 0 | 0 | 0 | 0 | 0 | 0 | 0 | 0 | 0 | 0 | 0 | 0 | 0 | 0 | 0 | 0 | 0 | 0
F5_Commercial_Grocery_Existing_Space Heating_Natural Gas_Boiler_E9 | F5 | Commercial | Grocery | Existing | Space Heating | Natural Gas | Boiler | E9 | RIM BC Ratio | 0 | 0 | 0 | 0 | 0 | 0 | 0 | 0 | 0 | 0 | 0 | 0 | 0 | 0 | 0 | 0 | 0 | 0 | 0 | 0 | 0 | 0 | 0 | 0 | 0 | 0 | 0
F5_Commercial_Grocery_Existing_Space Heating_Natural Gas_Boiler_E10 | F5 | Commercial | Grocery | Existing | Space Heating | Natural Gas | Boiler | E10 | RIM BC Ratio | 0 | 0 | 0 | 0 | 0 | 0 | 0 | 0 | 0 | 0 | 0 | 0 | 0 | 0 | 0 | 0 | 0 | 0 | 0 | 0 | 0 | 0 | 0 | 0 | 0 | 0 | 0
F0_Commercial_Grocery_Existing_Space Heating_Natural Gas_Unit Heater_E0 | F0 | Commercial | Grocery | Existing | Space Heating | Natural Gas | Unit Heater | E0 | Economic Unit | Infrared Radiant | Infrared Radiant | Infrared Radiant | Infrared Radiant | Infrared Radiant | Infrared Radiant | Infrared Radiant | Infrared Radiant | Infrared Radiant | Infrared Radiant | Infrared Radiant | Infrared Radiant | Infrared Radiant | Infrared Radiant | Infrared Radiant | Infrared Radiant | Infrared Radiant | Infrared Radiant | Infrared Radiant | Infrared Radiant | Infrared Radiant | Infrared Radiant | Infrared Radiant | Infrared Radiant | Infrared Radiant | Infrared Radiant | Infrared Radiant
F1_Commercial_Grocery_Existing_Space Heating_Natural Gas_Unit Heater_E1 | F1 | Commercial | Grocery | Existing | Space Heating | Natural Gas | Unit Heater | E1 | CCE | 0 | 0 | 0 | 0 | 0 | 0 | 0 | 0 | 0 | 0 | 0 | 0 | 0 | 0 | 0 | 0 | 0 | 0 | 0 | 0 | 0 | 0 | 0 | 0 | 0 | 0 | 0
F1_Commercial_Grocery_Existing_Space Heating_Natural Gas_Unit Heater_E2 | F1 | Commercial | Grocery | Existing | Space Heating | Natural Gas | Unit Heater | E2 | CCE | 0.0010768 | 0.0010009 | 0.0010048 | 0.0010048 | 0.0010048 | 0.0010048 | 0.0010048 | 0.0010048 | 0.0010048 | 0.0010048 | 0.0010048 | 0.0010048 | 0.0010048 | 0.0010048 | 0.0010048 | 0.0010048 | 0.0010048 | 0.0010048 | 0.0010048 | 0.0010048 | 0.0010048 | 0.0010048 | 0.0010048 | 0.0010048 | 0.0010048 | 0.0010048 | 0.0010048
F1_Commercial_Grocery_Existing_Space Heating_Natural Gas_Unit Heater_E3 | F1 | Commercial | Grocery | Existing | Space Heating | Natural Gas | Unit Heater | E3 | CCE | 0.0016475 | 0.0015314 | 0.0015374 | 0.0015374 | 0.0015374 | 0.0015374 | 0.0015374 | 0.0015374 | 0.0015374 | 0.0015374 | 0.0015374 | 0.0015374 | 0.0015374 | 0.0015374 | 0.0015374 | 0.0015374 | 0.0015374 | 0.0015374 | 0.0015374 | 0.0015374 | 0.0015374 | 0.0015374 | 0.0015374 | 0.0015374 | 0.0015374 | 0.0015374 | 0.0015374
F1_Commercial_Grocery_Existing_Space Heating_Natural Gas_Unit Heater_E4 | F1 | Commercial | Grocery | Existing | Space Heating | Natural Gas | Unit Heater | E4 | CCE | 0 | 0 | 0 | 0 | 0 | 0 | 0 | 0 | 0 | 0 | 0 | 0 | 0 | 0 | 0 | 0 | 0 | 0 | 0 | 0 | 0 | 0 | 0 | 0 | 0 | 0 | 0
F1_Commercial_Grocery_Existing_Space Heating_Natural Gas_Unit Heater_E5 | F1 | Commercial | Grocery | Existing | Space Heating | Natural Gas | Unit Heater | E5 | CCE | 0 | 0 | 0 | 0 | 0 | 0 | 0 | 0 | 0 | 0 | 0 | 0 | 0 | 0 | 0 | 0 | 0 | 0 | 0 | 0 | 0 | 0 | 0 | 0 | 0 | 0 | 0
F1_Commercial_Grocery_Existing_Space Heating_Natural Gas_Unit Heater_E6 | F1 | Commercial | Grocery | Existing | Space Heating | Natural Gas | Unit Heater | E6 | CCE | 0 | 0 | 0 | 0 | 0 | 0 | 0 | 0 | 0 | 0 | 0 | 0 | 0 | 0 | 0 | 0 | 0 | 0 | 0 | 0 | 0 | 0 | 0 | 0 | 0 | 0 | 0
F1_Commercial_Grocery_Existing_Space Heating_Natural Gas_Unit Heater_E7 | F1 | Commercial | Grocery | Existing | Space Heating | Natural Gas | Unit Heater | E7 | CCE | 0 | 0 | 0 | 0 | 0 | 0 | 0 | 0 | 0 | 0 | 0 | 0 | 0 | 0 | 0 | 0 | 0 | 0 | 0 | 0 | 0 | 0 | 0 | 0 | 0 | 0 | 0
F1_Commercial_Grocery_Existing_Space Heating_Natural Gas_Unit Heater_E8 | F1 | Commercial | Grocery | Existing | Space Heating | Natural Gas | Unit Heater | E8 | CCE | 0 | 0 | 0 | 0 | 0 | 0 | 0 | 0 | 0 | 0 | 0 | 0 | 0 | 0 | 0 | 0 | 0 | 0 | 0 | 0 | 0 | 0 | 0 | 0 | 0 | 0 | 0
F1_Commercial_Grocery_Existing_Space Heating_Natural Gas_Unit Heater_E9 | F1 | Commercial | Grocery | Existing | Space Heating | Natural Gas | Unit Heater | E9 | CCE | 0 | 0 | 0 | 0 | 0 | 0 | 0 | 0 | 0 | 0 | 0 | 0 | 0 | 0 | 0 | 0 | 0 | 0 | 0 | 0 | 0 | 0 | 0 | 0 | 0 | 0 | 0
F1_Commercial_Grocery_Existing_Space Heating_Natural Gas_Unit Heater_E10 | F1 | Commercial | Grocery | Existing | Space Heating | Natural Gas | Unit Heater | E10 | CCE | 0 | 0 | 0 | 0 | 0 | 0 | 0 | 0 | 0 | 0 | 0 | 0 | 0 | 0 | 0 | 0 | 0 | 0 | 0 | 0 | 0 | 0 | 0 | 0 | 0 | 0 | 0
F2_Commercial_Grocery_Existing_Space Heating_Natural Gas_Unit Heater_E1 | F2 | Commercial | Grocery | Existing | Space Heating | Natural Gas | Unit Heater | E1 | TRC BC Ratio | bar: 2021 to 2047
F2_Commercial_Grocery_Existing_Space Heating_Natural Gas_Unit Heater_E2 | F2 | Commercial | Grocery | Existing | Space Heating | Natural Gas | Unit Heater | E2 | TRC BC Ratio | 14.4533 | 14.385 | 14.1956 | 13.9907 | 13.9542 | 13.9737 | 14.0292 | 14.0877 | 14.1283 | 14.1445 | 14.1396 | 14.1165 | 14.0699 | 13.9885 | 13.8726 | 13.7285 | 13.5436 | 13.326 | 13.0674 | 12.7596 | 12.3938 | 11.9788 | 11.6353 | 11.4182 | 11.334 | 11.3895 | 11.4454
F2_Commercial_Grocery_Existing_Space Heating_Natural Gas_Unit Heater_E3 | F2 | Commercial | Grocery | Existing | Space Heating | Natural Gas | Unit Heater | E3 | TRC BC Ratio | 10.3182 | 10.3189 | 10.2536 | 10.1157 | 9.8886 | 9.6065 | 9.2659 | 8.8706 | 8.4447 | 8.0252 | 7.6539 | 7.3791 | 7.2226 | 7.1736 | 7.2023 | 7.2741 | 7.353 | 7.4378 | 7.5299 | 7.6306 | 7.7416 | 7.8612 | 7.9688 | 8.0549 | 8.1185 | 8.1583 | 8.1983
F2_Commercial_Grocery_Existing_Space Heating_Natural Gas_Unit Heater_E4 | F2 | Commercial | Grocery | Existing | Space Heating | Natural Gas | Unit Heater | E4 | TRC BC Ratio | 0 | 0 | 0 | 0 | 0 | 0 | 0 | 0 | 0 | 0 | 0 | 0 | 0 | 0 | 0 | 0 | 0 | 0 | 0 | 0 | 0 | 0 | 0 | 0 | 0 | 0 | 0
F2_Commercial_Grocery_Existing_Space Heating_Natural Gas_Unit Heater_E5 | F2 | Commercial | Grocery | Existing | Space Heating | Natural Gas | Unit Heater | E5 | TRC BC Ratio | 0 | 0 | 0 | 0 | 0 | 0 | 0 | 0 | 0 | 0 | 0 | 0 | 0 | 0 | 0 | 0 | 0 | 0 | 0 | 0 | 0 | 0 | 0 | 0 | 0 | 0 | 0
F2_Commercial_Grocery_Existing_Space Heating_Natural Gas_Unit Heater_E6 | F2 | Commercial | Grocery | Existing | Space Heating | Natural Gas | Unit Heater | E6 | TRC BC Ratio | 0 | 0 | 0 | 0 | 0 | 0 | 0 | 0 | 0 | 0 | 0 | 0 | 0 | 0 | 0 | 0 | 0 | 0 | 0 | 0 | 0 | 0 | 0 | 0 | 0 | 0 | 0
F2_Commercial_Grocery_Existing_Space Heating_Natural Gas_Unit Heater_E7 | F2 | Commercial | Grocery | Existing | Space Heating | Natural Gas | Unit Heater | E7 | TRC BC Ratio | 0 | 0 | 0 | 0 | 0 | 0 | 0 | 0 | 0 | 0 | 0 | 0 | 0 | 0 | 0 | 0 | 0 | 0 | 0 | 0 | 0 | 0 | 0 | 0 | 0 | 0 | 0
F2_Commercial_Grocery_Existing_Space Heating_Natural Gas_Unit Heater_E8 | F2 | Commercial | Grocery | Existing | Space Heating | Natural Gas | Unit Heater | E8 | TRC BC Ratio | 0 | 0 | 0 | 0 | 0 | 0 | 0 | 0 | 0 | 0 | 0 | 0 | 0 | 0 | 0 | 0 | 0 | 0 | 0 | 0 | 0 | 0 | 0 | 0 | 0 | 0 | 0
F2_Commercial_Grocery_Existing_Space Heating_Natural Gas_Unit Heater_E9 | F2 | Commercial | Grocery | Existing | Space Heating | Natural Gas | Unit Heater | E9 | TRC BC Ratio | 0 | 0 | 0 | 0 | 0 | 0 | 0 | 0 | 0 | 0 | 0 | 0 | 0 | 0 | 0 | 0 | 0 | 0 | 0 | 0 | 0 | 0 | 0 | 0 | 0 | 0 | 0
F2_Commercial_Grocery_Existing_Space Heating_Natural Gas_Unit Heater_E10 | F2 | Commercial | Grocery | Existing | Space Heating | Natural Gas | Unit Heater | E10 | TRC BC Ratio | 0 | 0 | 0 | 0 | 0 | 0 | 0 | 0 | 0 | 0 | 0 | 0 | 0 | 0 | 0 | 0 | 0 | 0 | 0 | 0 | 0 | 0 | 0 | 0 | 0 | 0 | 0
F3_Commercial_Grocery_Existing_Space Heating_Natural Gas_Unit Heater_E1 | F3 | Commercial | Grocery | Existing | Space Heating | Natural Gas | Unit Heater | E1 | PACT BC Ratio | bar: 2021 to 2047
F3_Commercial_Grocery_Existing_Space Heating_Natural Gas_Unit Heater_E2 | F3 | Commercial | Grocery | Existing | Space Heating | Natural Gas | Unit Heater | E2 | PACT BC Ratio | 19.0175 | 18.9276 | 18.6784 | 18.4089 | 18.3609 | 18.3864 | 18.4595 | 18.5364 | 18.5899 | 18.6112 | 18.6047 | 18.5743 | 18.5131 | 18.4059 | 18.2534 | 18.0638 | 17.8205 | 17.5342 | 17.194 | 16.7889 | 16.3077 | 15.7615 | 15.3096 | 15.0239 | 14.9131 | 14.9862 | 15.0597
F3_Commercial_Grocery_Existing_Space Heating_Natural Gas_Unit Heater_E3 | F3 | Commercial | Grocery | Existing | Space Heating | Natural Gas | Unit Heater | E3 | PACT BC Ratio | 13.5765 | 13.5775 | 13.4916 | 13.3101 | 13.0113 | 12.6401 | 12.192 | 11.6718 | 11.1114 | 10.5595 | 10.0709 | 9.7093 | 9.5034 | 9.439 | 9.4768 | 9.5711 | 9.675 | 9.7866 | 9.9077 | 10.0403 | 10.1863 | 10.3437 | 10.4853 | 10.5986 | 10.6822 | 10.7346 | 10.7872
F3_Commercial_Grocery_Existing_Space Heating_Natural Gas_Unit Heater_E4 | F3 | Commercial | Grocery | Existing | Space Heating | Natural Gas | Unit Heater | E4 | PACT BC Ratio | 0 | 0 | 0 | 0 | 0 | 0 | 0 | 0 | 0 | 0 | 0 | 0 | 0 | 0 | 0 | 0 | 0 | 0 | 0 | 0 | 0 | 0 | 0 | 0 | 0 | 0 | 0
F3_Commercial_Grocery_Existing_Space Heating_Natural Gas_Unit Heater_E5 | F3 | Commercial | Grocery | Existing | Space Heating | Natural Gas | Unit Heater | E5 | PACT BC Ratio | 0 | 0 | 0 | 0 | 0 | 0 | 0 | 0 | 0 | 0 | 0 | 0 | 0 | 0 | 0 | 0 | 0 | 0 | 0 | 0 | 0 | 0 | 0 | 0 | 0 | 0 | 0
F3_Commercial_Grocery_Existing_Space Heating_Natural Gas_Unit Heater_E6 | F3 | Commercial | Grocery | Existing | Space Heating | Natural Gas | Unit Heater | E6 | PACT BC Ratio | 0 | 0 | 0 | 0 | 0 | 0 | 0 | 0 | 0 | 0 | 0 | 0 | 0 | 0 | 0 | 0 | 0 | 0 | 0 | 0 | 0 | 0 | 0 | 0 | 0 | 0 | 0
F3_Commercial_Grocery_Existing_Space Heating_Natural Gas_Unit Heater_E7 | F3 | Commercial | Grocery | Existing | Space Heating | Natural Gas | Unit Heater | E7 | PACT BC Ratio | 0 | 0 | 0 | 0 | 0 | 0 | 0 | 0 | 0 | 0 | 0 | 0 | 0 | 0 | 0 | 0 | 0 | 0 | 0 | 0 | 0 | 0 | 0 | 0 | 0 | 0 | 0
F3_Commercial_Grocery_Existing_Space Heating_Natural Gas_Unit Heater_E8 | F3 | Commercial | Grocery | Existing | Space Heating | Natural Gas | Unit Heater | E8 | PACT BC Ratio | 0 | 0 | 0 | 0 | 0 | 0 | 0 | 0 | 0 | 0 | 0 | 0 | 0 | 0 | 0 | 0 | 0 | 0 | 0 | 0 | 0 | 0 | 0 | 0 | 0 | 0 | 0
F3_Commercial_Grocery_Existing_Space Heating_Natural Gas_Unit Heater_E9 | F3 | Commercial | Grocery | Existing | Space Heating | Natural Gas | Unit Heater | E9 | PACT BC Ratio | 0 | 0 | 0 | 0 | 0 | 0 | 0 | 0 | 0 | 0 | 0 | 0 | 0 | 0 | 0 | 0 | 0 | 0 | 0 | 0 | 0 | 0 | 0 | 0 | 0 | 0 | 0
F3_Commercial_Grocery_Existing_Space Heating_Natural Gas_Unit Heater_E10 | F3 | Commercial | Grocery | Existing | Space Heating | Natural Gas | Unit Heater | E10 | PACT BC Ratio | 0 | 0 | 0 | 0 | 0 | 0 | 0 | 0 | 0 | 0 | 0 | 0 | 0 | 0 | 0 | 0 | 0 | 0 | 0 | 0 | 0 | 0 | 0 | 0 | 0 | 0 | 0
F4_Commercial_Grocery_Existing_Space Heating_Natural Gas_Unit Heater_E1 | F4 | Commercial | Grocery | Existing | Space Heating | Natural Gas | Unit Heater | E1 | RVT BC Ratio | bar: 2021 to 2047
F4_Commercial_Grocery_Existing_Space Heating_Natural Gas_Unit Heater_E2 | F4 | Commercial | Grocery | Existing | Space Heating | Natural Gas | Unit Heater | E2 | RVT BC Ratio | 0.7 | 0.7 | 0.7 | 0.7 | 0.7 | 0.7 | 0.7 | 0.7 | 0.7 | 0.7 | 0.7 | 0.7 | 0.7 | 0.7 | 0.7 | 0.7 | 0.7 | 0.7 | 0.7 | 0.7 | 0.7 | 0.7 | 0.7 | 0.7 | 0.7 | 0.7 | 0.7
F4_Commercial_Grocery_Existing_Space Heating_Natural Gas_Unit Heater_E3 | F4 | Commercial | Grocery | Existing | Space Heating | Natural Gas | Unit Heater | E3 | RVT BC Ratio | 0.7 | 0.7 | 0.7 | 0.7 | 0.7 | 0.7 | 0.7 | 0.7 | 0.7 | 0.7 | 0.7 | 0.7 | 0.7 | 0.7 | 0.7 | 0.7 | 0.7 | 0.7 | 0.7 | 0.7 | 0.7 | 0.7 | 0.7 | 0.7 | 0.7 | 0.7 | 0.7
F4_Commercial_Grocery_Existing_Space Heating_Natural Gas_Unit Heater_E4 | F4 | Commercial | Grocery | Existing | Space Heating | Natural Gas | Unit Heater | E4 | RVT BC Ratio | 0 | 0 | 0 | 0 | 0 | 0 | 0 | 0 | 0 | 0 | 0 | 0 | 0 | 0 | 0 | 0 | 0 | 0 | 0 | 0 | 0 | 0 | 0 | 0 | 0 | 0 | 0
F4_Commercial_Grocery_Existing_Space Heating_Natural Gas_Unit Heater_E5 | F4 | Commercial | Grocery | Existing | Space Heating | Natural Gas | Unit Heater | E5 | RVT BC Ratio | 0 | 0 | 0 | 0 | 0 | 0 | 0 | 0 | 0 | 0 | 0 | 0 | 0 | 0 | 0 | 0 | 0 | 0 | 0 | 0 | 0 | 0 | 0 | 0 | 0 | 0 | 0
F4_Commercial_Grocery_Existing_Space Heating_Natural Gas_Unit Heater_E6 | F4 | Commercial | Grocery | Existing | Space Heating | Natural Gas | Unit Heater | E6 | RVT BC Ratio | 0 | 0 | 0 | 0 | 0 | 0 | 0 | 0 | 0 | 0 | 0 | 0 | 0 | 0 | 0 | 0 | 0 | 0 | 0 | 0 | 0 | 0 | 0 | 0 | 0 | 0 | 0
F4_Commercial_Grocery_Existing_Space Heating_Natural Gas_Unit Heater_E7 | F4 | Commercial | Grocery | Existing | Space Heating | Natural Gas | Unit Heater | E7 | RVT BC Ratio | 0 | 0 | 0 | 0 | 0 | 0 | 0 | 0 | 0 | 0 | 0 | 0 | 0 | 0 | 0 | 0 | 0 | 0 | 0 | 0 | 0 | 0 | 0 | 0 | 0 | 0 | 0
F4_Commercial_Grocery_Existing_Space Heating_Natural Gas_Unit Heater_E8 | F4 | Commercial | Grocery | Existing | Space Heating | Natural Gas | Unit Heater | E8 | RVT BC Ratio | 0 | 0 | 0 | 0 | 0 | 0 | 0 | 0 | 0 | 0 | 0 | 0 | 0 | 0 | 0 | 0 | 0 | 0 | 0 | 0 | 0 | 0 | 0 | 0 | 0 | 0 | 0
F4_Commercial_Grocery_Existing_Space Heating_Natural Gas_Unit Heater_E9 | F4 | Commercial | Grocery | Existing | Space Heating | Natural Gas | Unit Heater | E9 | RVT BC Ratio | 0 | 0 | 0 | 0 | 0 | 0 | 0 | 0 | 0 | 0 | 0 | 0 | 0 | 0 | 0 | 0 | 0 | 0 | 0 | 0 | 0 | 0 | 0 | 0 | 0 | 0 | 0
F4_Commercial_Grocery_Existing_Space Heating_Natural Gas_Unit Heater_E10 | F4 | Commercial | Grocery | Existing | Space Heating | Natural Gas | Unit Heater | E10 | RVT BC Ratio | 0 | 0 | 0 | 0 | 0 | 0 | 0 | 0 | 0 | 0 | 0 | 0 | 0 | 0 | 0 | 0 | 0 | 0 | 0 | 0 | 0 | 0 | 0 | 0 | 0 | 0 | 0
F5_Commercial_Grocery_Existing_Space Heating_Natural Gas_Unit Heater_E1 | F5 | Commercial | Grocery | Existing | Space Heating | Natural Gas | Unit Heater | E1 | RIM BC Ratio | bar: 2021 to 2047
F5_Commercial_Grocery_Existing_Space Heating_Natural Gas_Unit Heater_E2 | F5 | Commercial | Grocery | Existing | Space Heating | Natural Gas | Unit Heater | E2 | RIM BC Ratio | 19.0175 | 18.9276 | 18.6784 | 18.4089 | 18.3609 | 18.3864 | 18.4595 | 18.5364 | 18.5899 | 18.6112 | 18.6047 | 18.5743 | 18.5131 | 18.4059 | 18.2534 | 18.0638 | 17.8205 | 17.5342 | 17.194 | 16.7889 | 16.3077 | 15.7615 | 15.3096 | 15.0239 | 14.9131 | 14.9862 | 15.0597
F5_Commercial_Grocery_Existing_Space Heating_Natural Gas_Unit Heater_E3 | F5 | Commercial | Grocery | Existing | Space Heating | Natural Gas | Unit Heater | E3 | RIM BC Ratio | 13.5765 | 13.5775 | 13.4916 | 13.3101 | 13.0113 | 12.6401 | 12.192 | 11.6718 | 11.1114 | 10.5595 | 10.0709 | 9.7093 | 9.5034 | 9.439 | 9.4768 | 9.5711 | 9.675 | 9.7866 | 9.9077 | 10.0403 | 10.1863 | 10.3437 | 10.4853 | 10.5986 | 10.6822 | 10.7346 | 10.7872
F5_Commercial_Grocery_Existing_Space Heating_Natural Gas_Unit Heater_E4 | F5 | Commercial | Grocery | Existing | Space Heating | Natural Gas | Unit Heater | E4 | RIM BC Ratio | 0 | 0 | 0 | 0 | 0 | 0 | 0 | 0 | 0 | 0 | 0 | 0 | 0 | 0 | 0 | 0 | 0 | 0 | 0 | 0 | 0 | 0 | 0 | 0 | 0 | 0 | 0
F5_Commercial_Grocery_Existing_Space Heating_Natural Gas_Unit Heater_E5 | F5 | Commercial | Grocery | Existing | Space Heating | Natural Gas | Unit Heater | E5 | RIM BC Ratio | 0 | 0 | 0 | 0 | 0 | 0 | 0 | 0 | 0 | 0 | 0 | 0 | 0 | 0 | 0 | 0 | 0 | 0 | 0 | 0 | 0 | 0 | 0 | 0 | 0 | 0 | 0
F5_Commercial_Grocery_Existing_Space Heating_Natural Gas_Unit Heater_E6 | F5 | Commercial | Grocery | Existing | Space Heating | Natural Gas | Unit Heater | E6 | RIM BC Ratio | 0 | 0 | 0 | 0 | 0 | 0 | 0 | 0 | 0 | 0 | 0 | 0 | 0 | 0 | 0 | 0 | 0 | 0 | 0 | 0 | 0 | 0 | 0 | 0 | 0 | 0 | 0
F5_Commercial_Grocery_Existing_Space Heating_Natural Gas_Unit Heater_E7 | F5 | Commercial | Grocery | Existing | Space Heating | Natural Gas | Unit Heater | E7 | RIM BC Ratio | 0 | 0 | 0 | 0 | 0 | 0 | 0 | 0 | 0 | 0 | 0 | 0 | 0 | 0 | 0 | 0 | 0 | 0 | 0 | 0 | 0 | 0 | 0 | 0 | 0 | 0 | 0
F5_Commercial_Grocery_Existing_Space Heating_Natural Gas_Unit Heater_E8 | F5 | Commercial | Grocery | Existing | Space Heating | Natural Gas | Unit Heater | E8 | RIM BC Ratio | 0 | 0 | 0 | 0 | 0 | 0 | 0 | 0 | 0 | 0 | 0 | 0 | 0 | 0 | 0 | 0 | 0 | 0 | 0 | 0 | 0 | 0 | 0 | 0 | 0 | 0 | 0
F5_Commercial_Grocery_Existing_Space Heating_Natural Gas_Unit Heater_E9 | F5 | Commercial | Grocery | Existing | Space Heating | Natural Gas | Unit Heater | E9 | RIM BC Ratio | 0 | 0 | 0 | 0 | 0 | 0 | 0 | 0 | 0 | 0 | 0 | 0 | 0 | 0 | 0 | 0 | 0 | 0 | 0 | 0 | 0 | 0 | 0 | 0 | 0 | 0 | 0
F5_Commercial_Grocery_Existing_Space Heating_Natural Gas_Unit Heater_E10 | F5 | Commercial | Grocery | Existing | Space Heating | Natural Gas | Unit Heater | E10 | RIM BC Ratio | 0 | 0 | 0 | 0 | 0 | 0 | 0 | 0 | 0 | 0 | 0 | 0 | 0 | 0 | 0 | 0 | 0 | 0 | 0 | 0 | 0 | 0 | 0 | 0 | 0 | 0 | 0
F0_Commercial_Grocery_Existing_Water Heating_Natural Gas_Water Heater_E0 | F0 | Commercial | Grocery | Existing | Water Heating | Natural Gas | Water Heater | E0 | Economic Unit | Tankless | Tankless | Tankless | Tankless | Tankless | Tankless | Tankless | Tankless | Tankless | Tankless | Tankless | Tankless | Tankless | Tankless | Tankless | Tankless | Tankless | Tankless | Tankless | Tankless | Tankless | Tankless | Tankless | Tankless | Tankless | Tankless | Tankless
F1_Commercial_Grocery_Existing_Water Heating_Natural Gas_Water Heater_E1 | F1 | Commercial | Grocery | Existing | Water Heating | Natural Gas | Water Heater | E1 | CCE | 0 | 0 | 0 | 0 | 0 | 0 | 0 | 0 | 0 | 0 | 0 | 0 | 0 | 0 | 0 | 0 | 0 | 0 | 0 | 0 | 0 | 0 | 0 | 0 | 0 | 0 | 0
F1_Commercial_Grocery_Existing_Water Heating_Natural Gas_Water Heater_E2 | F1 | Commercial | Grocery | Existing | Water Heating | Natural Gas | Water Heater | E2 | CCE | 0.0026027 | 0.0026027 | 0.0026027 | 0.0026027 | 0.0026027 | 0.0026027 | 0.0026027 | 0.0026027 | 0.0026027 | 0.0026027 | 0.0026027 | 0.0026027 | 0.0026027 | 0.0026027 | 0.0026027 | 0.0026027 | 0.0026027 | 0.0026027 | 0.0026027 | 0.0026027 | 0.0026027 | 0.0026027 | 0.0026027 | 0.0026027 | 0.0026027 | 0.0026027 | 0.0026027
F1_Commercial_Grocery_Existing_Water Heating_Natural Gas_Water Heater_E3 | F1 | Commercial | Grocery | Existing | Water Heating | Natural Gas | Water Heater | E3 | CCE | -0.0020548 | -0.0020548 | -0.0020548 | -0.0020548 | -0.0020548 | -0.0020548 | -0.0020548 | -0.0020548 | -0.0020548 | -0.0020548 | -0.0020548 | -0.0020548 | -0.0020548 | -0.0020548 | -0.0020548 | -0.0020548 | -0.0020548 | -0.0020548 | -0.0020548 | -0.0020548 | -0.0020548 | -0.0020548 | -0.0020548 | -0.0020548 | -0.0020548 | -0.0020548 | -0.0020548
F1_Commercial_Grocery_Existing_Water Heating_Natural Gas_Water Heater_E4 | F1 | Commercial | Grocery | Existing | Water Heating | Natural Gas | Water Heater | E4 | CCE | 0 | 0 | 0.027312 | 0.027312 | 0.027312 | 0.027312 | 0.027312 | 0.027312 | 0.027312 | 0.027312 | 0.027312 | 0.027312 | 0.027312 | 0.027312 | 0.027312 | 0.027312 | 0.027312 | 0.027312 | 0.027312 | 0.027312 | 0.027312 | 0.027312 | 0.027312 | 0.027312 | 0.027312 | 0.027312 | 0.027312
F1_Commercial_Grocery_Existing_Water Heating_Natural Gas_Water Heater_E5 | F1 | Commercial | Grocery | Existing | Water Heating | Natural Gas | Water Heater | E5 | CCE | 0 | 0 | 0 | 0 | 0 | 0 | 0 | 0 | 0 | 0 | 0 | 0 | 0 | 0 | 0 | 0 | 0 | 0 | 0 | 0 | 0 | 0 | 0 | 0 | 0 | 0 | 0
F1_Commercial_Grocery_Existing_Water Heating_Natural Gas_Water Heater_E6 | F1 | Commercial | Grocery | Existing | Water Heating | Natural Gas | Water Heater | E6 | CCE | 0 | 0 | 0 | 0 | 0 | 0 | 0 | 0 | 0 | 0 | 0 | 0 | 0 | 0 | 0 | 0 | 0 | 0 | 0 | 0 | 0 | 0 | 0 | 0 | 0 | 0 | 0
F1_Commercial_Grocery_Existing_Water Heating_Natural Gas_Water Heater_E7 | F1 | Commercial | Grocery | Existing | Water Heating | Natural Gas | Water Heater | E7 | CCE | 0 | 0 | 0 | 0 | 0 | 0 | 0 | 0 | 0 | 0 | 0 | 0 | 0 | 0 | 0 | 0 | 0 | 0 | 0 | 0 | 0 | 0 | 0 | 0 | 0 | 0 | 0
F1_Commercial_Grocery_Existing_Water Heating_Natural Gas_Water Heater_E8 | F1 | Commercial | Grocery | Existing | Water Heating | Natural Gas | Water Heater | E8 | CCE | 0 | 0 | 0 | 0 | 0 | 0 | 0 | 0 | 0 | 0 | 0 | 0 | 0 | 0 | 0 | 0 | 0 | 0 | 0 | 0 | 0 | 0 | 0 | 0 | 0 | 0 | 0
F1_Commercial_Grocery_Existing_Water Heating_Natural Gas_Water Heater_E9 | F1 | Commercial | Grocery | Existing | Water Heating | Natural Gas | Water Heater | E9 | CCE | 0 | 0 | 0 | 0 | 0 | 0 | 0 | 0 | 0 | 0 | 0 | 0 | 0 | 0 | 0 | 0 | 0 | 0 | 0 | 0 | 0 | 0 | 0 | 0 | 0 | 0 | 0
F1_Commercial_Grocery_Existing_Water Heating_Natural Gas_Water Heater_E10 | F1 | Commercial | Grocery | Existing | Water Heating | Natural Gas | Water Heater | E10 | CCE | 0 | 0 | 0 | 0 | 0 | 0 | 0 | 0 | 0 | 0 | 0 | 0 | 0 | 0 | 0 | 0 | 0 | 0 | 0 | 0 | 0 | 0 | 0 | 0 | 0 | 0 | 0
F2_Commercial_Grocery_Existing_Water Heating_Natural Gas_Water Heater_E1 | F2 | Commercial | Grocery | Existing | Water Heating | Natural Gas | Water Heater | E1 | TRC BC Ratio | bar: 2021 to 2047
F2_Commercial_Grocery_Existing_Water Heating_Natural Gas_Water Heater_E2 | F2 | Commercial | Grocery | Existing | Water Heating | Natural Gas | Water Heater | E2 | TRC BC Ratio | 5.2799 | 5.2037 | 5.1294 | 5.0573 | 5.058 | 5.106 | 5.1837 | 5.278 | 5.3797 | 5.4837 | 5.5865 | 5.6776 | 5.7471 | 5.7766 | 5.763 | 5.7065 | 5.6115 | 5.4871 | 5.339 | 5.1634 | 4.9581 | 4.7217 | 4.5119 | 4.3761 | 4.3174 | 4.3386 | 4.3598
F2_Commercial_Grocery_Existing_Water Heating_Natural Gas_Water Heater_E3 | F2 | Commercial | Grocery | Existing | Water Heating | Natural Gas | Water Heater | E3 | TRC BC Ratio | bar: 2021 to 2047
F2_Commercial_Grocery_Existing_Water Heating_Natural Gas_Water Heater_E4 | F2 | Commercial | Grocery | Existing | Water Heating | Natural Gas | Water Heater | E4 | TRC BC Ratio | 0 | 0 | 0.46668 | 0.44639 | 0.43826 | 0.43799 | 0.44354 | 0.45493 | 0.47312 | 0.49993 | 0.53429 | 0.57206 | 0.60887 | 0.63669 | 0.65104 | 0.6505 | 0.63645 | 0.61374 | 0.587 | 0.55558 | 0.51908 | 0.4773 | 0.44003 | 0.41533 | 0.40374 | 0.40572 | 0.40771
F2_Commercial_Grocery_Existing_Water Heating_Natural Gas_Water Heater_E5 | F2 | Commercial | Grocery | Existing | Water Heating | Natural Gas | Water Heater | E5 | TRC BC Ratio | 0 | 0 | 0 | 0 | 0 | 0 | 0 | 0 | 0 | 0 | 0 | 0 | 0 | 0 | 0 | 0 | 0 | 0 | 0 | 0 | 0 | 0 | 0 | 0 | 0 | 0 | 0
F2_Commercial_Grocery_Existing_Water Heating_Natural Gas_Water Heater_E6 | F2 | Commercial | Grocery | Existing | Water Heating | Natural Gas | Water Heater | E6 | TRC BC Ratio | 0 | 0 | 0 | 0 | 0 | 0 | 0 | 0 | 0 | 0 | 0 | 0 | 0 | 0 | 0 | 0 | 0 | 0 | 0 | 0 | 0 | 0 | 0 | 0 | 0 | 0 | 0
F2_Commercial_Grocery_Existing_Water Heating_Natural Gas_Water Heater_E7 | F2 | Commercial | Grocery | Existing | Water Heating | Natural Gas | Water Heater | E7 | TRC BC Ratio | 0 | 0 | 0 | 0 | 0 | 0 | 0 | 0 | 0 | 0 | 0 | 0 | 0 | 0 | 0 | 0 | 0 | 0 | 0 | 0 | 0 | 0 | 0 | 0 | 0 | 0 | 0
F2_Commercial_Grocery_Existing_Water Heating_Natural Gas_Water Heater_E8 | F2 | Commercial | Grocery | Existing | Water Heating | Natural Gas | Water Heater | E8 | TRC BC Ratio | 0 | 0 | 0 | 0 | 0 | 0 | 0 | 0 | 0 | 0 | 0 | 0 | 0 | 0 | 0 | 0 | 0 | 0 | 0 | 0 | 0 | 0 | 0 | 0 | 0 | 0 | 0
F2_Commercial_Grocery_Existing_Water Heating_Natural Gas_Water Heater_E9 | F2 | Commercial | Grocery | Existing | Water Heating | Natural Gas | Water Heater | E9 | TRC BC Ratio | 0 | 0 | 0 | 0 | 0 | 0 | 0 | 0 | 0 | 0 | 0 | 0 | 0 | 0 | 0 | 0 | 0 | 0 | 0 | 0 | 0 | 0 | 0 | 0 | 0 | 0 | 0
F2_Commercial_Grocery_Existing_Water Heating_Natural Gas_Water Heater_E10 | F2 | Commercial | Grocery | Existing | Water Heating | Natural Gas | Water Heater | E10 | TRC BC Ratio | 0 | 0 | 0 | 0 | 0 | 0 | 0 | 0 | 0 | 0 | 0 | 0 | 0 | 0 | 0 | 0 | 0 | 0 | 0 | 0 | 0 | 0 | 0 | 0 | 0 | 0 | 0
F3_Commercial_Grocery_Existing_Water Heating_Natural Gas_Water Heater_E1 | F3 | Commercial | Grocery | Existing | Water Heating | Natural Gas | Water Heater | E1 | PACT BC Ratio | bar: 2021 to 2047
F3_Commercial_Grocery_Existing_Water Heating_Natural Gas_Water Heater_E2 | F3 | Commercial | Grocery | Existing | Water Heating | Natural Gas | Water Heater | E2 | PACT BC Ratio | 6.6572 | 6.5612 | 6.4675 | 6.3766 | 6.3775 | 6.438 | 6.536 | 6.6548 | 6.783 | 6.9142 | 7.0439 | 7.1587 | 7.2463 | 7.2836 | 7.2664 | 7.1951 | 7.0753 | 6.9185 | 6.7318 | 6.5104 | 6.2515 | 5.9535 | 5.6889 | 5.5176 | 5.4437 | 5.4704 | 5.4972
F3_Commercial_Grocery_Existing_Water Heating_Natural Gas_Water Heater_E3 | F3 | Commercial | Grocery | Existing | Water Heating | Natural Gas | Water Heater | E3 | PACT BC Ratio | bar: 2021 to 2047
F3_Commercial_Grocery_Existing_Water Heating_Natural Gas_Water Heater_E4 | F3 | Commercial | Grocery | Existing | Water Heating | Natural Gas | Water Heater | E4 | PACT BC Ratio | 0 | 0 | 0.58842 | 0.56284 | 0.55259 | 0.55224 | 0.55925 | 0.57361 | 0.59654 | 0.63035 | 0.67367 | 0.72129 | 0.7677 | 0.80278 | 0.82088 | 0.8202 | 0.80248 | 0.77385 | 0.74012 | 0.70051 | 0.65449 | 0.60182 | 0.55482 | 0.52368 | 0.50907 | 0.51156 | 0.51407
F3_Commercial_Grocery_Existing_Water Heating_Natural Gas_Water Heater_E5 | F3 | Commercial | Grocery | Existing | Water Heating | Natural Gas | Water Heater | E5 | PACT BC Ratio | 0 | 0 | 0 | 0 | 0 | 0 | 0 | 0 | 0 | 0 | 0 | 0 | 0 | 0 | 0 | 0 | 0 | 0 | 0 | 0 | 0 | 0 | 0 | 0 | 0 | 0 | 0
F3_Commercial_Grocery_Existing_Water Heating_Natural Gas_Water Heater_E6 | F3 | Commercial | Grocery | Existing | Water Heating | Natural Gas | Water Heater | E6 | PACT BC Ratio | 0 | 0 | 0 | 0 | 0 | 0 | 0 | 0 | 0 | 0 | 0 | 0 | 0 | 0 | 0 | 0 | 0 | 0 | 0 | 0 | 0 | 0 | 0 | 0 | 0 | 0 | 0
F3_Commercial_Grocery_Existing_Water Heating_Natural Gas_Water Heater_E7 | F3 | Commercial | Grocery | Existing | Water Heating | Natural Gas | Water Heater | E7 | PACT BC Ratio | 0 | 0 | 0 | 0 | 0 | 0 | 0 | 0 | 0 | 0 | 0 | 0 | 0 | 0 | 0 | 0 | 0 | 0 | 0 | 0 | 0 | 0 | 0 | 0 | 0 | 0 | 0
F3_Commercial_Grocery_Existing_Water Heating_Natural Gas_Water Heater_E8 | F3 | Commercial | Grocery | Existing | Water Heating | Natural Gas | Water Heater | E8 | PACT BC Ratio | 0 | 0 | 0 | 0 | 0 | 0 | 0 | 0 | 0 | 0 | 0 | 0 | 0 | 0 | 0 | 0 | 0 | 0 | 0 | 0 | 0 | 0 | 0 | 0 | 0 | 0 | 0
F3_Commercial_Grocery_Existing_Water Heating_Natural Gas_Water Heater_E9 | F3 | Commercial | Grocery | Existing | Water Heating | Natural Gas | Water Heater | E9 | PACT BC Ratio | 0 | 0 | 0 | 0 | 0 | 0 | 0 | 0 | 0 | 0 | 0 | 0 | 0 | 0 | 0 | 0 | 0 | 0 | 0 | 0 | 0 | 0 | 0 | 0 | 0 | 0 | 0
F3_Commercial_Grocery_Existing_Water Heating_Natural Gas_Water Heater_E10 | F3 | Commercial | Grocery | Existing | Water Heating | Natural Gas | Water Heater | E10 | PACT BC Ratio | 0 | 0 | 0 | 0 | 0 | 0 | 0 | 0 | 0 | 0 | 0 | 0 | 0 | 0 | 0 | 0 | 0 | 0 | 0 | 0 | 0 | 0 | 0 | 0 | 0 | 0 | 0
F4_Commercial_Grocery_Existing_Water Heating_Natural Gas_Water Heater_E1 | F4 | Commercial | Grocery | Existing | Water Heating | Natural Gas | Water Heater | E1 | RVT BC Ratio | bar: 2021 to 2047
F4_Commercial_Grocery_Existing_Water Heating_Natural Gas_Water Heater_E2 | F4 | Commercial | Grocery | Existing | Water Heating | Natural Gas | Water Heater | E2 | RVT BC Ratio | 0.7 | 0.7 | 0.7 | 0.7 | 0.7 | 0.7 | 0.7 | 0.7 | 0.7 | 0.7 | 0.7 | 0.7 | 0.7 | 0.7 | 0.7 | 0.7 | 0.7 | 0.7 | 0.7 | 0.7 | 0.7 | 0.7 | 0.7 | 0.7 | 0.7 | 0.7 | 0.7
F4_Commercial_Grocery_Existing_Water Heating_Natural Gas_Water Heater_E3 | F4 | Commercial | Grocery | Existing | Water Heating | Natural Gas | Water Heater | E3 | RVT BC Ratio | bar: 2021 to 2047
F4_Commercial_Grocery_Existing_Water Heating_Natural Gas_Water Heater_E4 | F4 | Commercial | Grocery | Existing | Water Heating | Natural Gas | Water Heater | E4 | RVT BC Ratio | 0 | 0 | 0.7 | 0.7 | 0.7 | 0.7 | 0.7 | 0.7 | 0.7 | 0.7 | 0.7 | 0.7 | 0.7 | 0.7 | 0.7 | 0.7 | 0.7 | 0.7 | 0.7 | 0.7 | 0.7 | 0.7 | 0.7 | 0.7 | 0.7 | 0.7 | 0.7
F4_Commercial_Grocery_Existing_Water Heating_Natural Gas_Water Heater_E5 | F4 | Commercial | Grocery | Existing | Water Heating | Natural Gas | Water Heater | E5 | RVT BC Ratio | 0 | 0 | 0 | 0 | 0 | 0 | 0 | 0 | 0 | 0 | 0 | 0 | 0 | 0 | 0 | 0 | 0 | 0 | 0 | 0 | 0 | 0 | 0 | 0 | 0 | 0 | 0
F4_Commercial_Grocery_Existing_Water Heating_Natural Gas_Water Heater_E6 | F4 | Commercial | Grocery | Existing | Water Heating | Natural Gas | Water Heater | E6 | RVT BC Ratio | 0 | 0 | 0 | 0 | 0 | 0 | 0 | 0 | 0 | 0 | 0 | 0 | 0 | 0 | 0 | 0 | 0 | 0 | 0 | 0 | 0 | 0 | 0 | 0 | 0 | 0 | 0
F4_Commercial_Grocery_Existing_Water Heating_Natural Gas_Water Heater_E7 | F4 | Commercial | Grocery | Existing | Water Heating | Natural Gas | Water Heater | E7 | RVT BC Ratio | 0 | 0 | 0 | 0 | 0 | 0 | 0 | 0 | 0 | 0 | 0 | 0 | 0 | 0 | 0 | 0 | 0 | 0 | 0 | 0 | 0 | 0 | 0 | 0 | 0 | 0 | 0
F4_Commercial_Grocery_Existing_Water Heating_Natural Gas_Water Heater_E8 | F4 | Commercial | Grocery | Existing | Water Heating | Natural Gas | Water Heater | E8 | RVT BC Ratio | 0 | 0 | 0 | 0 | 0 | 0 | 0 | 0 | 0 | 0 | 0 | 0 | 0 | 0 | 0 | 0 | 0 | 0 | 0 | 0 | 0 | 0 | 0 | 0 | 0 | 0 | 0
F4_Commercial_Grocery_Existing_Water Heating_Natural Gas_Water Heater_E9 | F4 | Commercial | Grocery | Existing | Water Heating | Natural Gas | Water Heater | E9 | RVT BC Ratio | 0 | 0 | 0 | 0 | 0 | 0 | 0 | 0 | 0 | 0 | 0 | 0 | 0 | 0 | 0 | 0 | 0 | 0 | 0 | 0 | 0 | 0 | 0 | 0 | 0 | 0 | 0
F4_Commercial_Grocery_Existing_Water Heating_Natural Gas_Water Heater_E10 | F4 | Commercial | Grocery | Existing | Water Heating | Natural Gas | Water Heater | E10 | RVT BC Ratio | 0 | 0 | 0 | 0 | 0 | 0 | 0 | 0 | 0 | 0 | 0 | 0 | 0 | 0 | 0 | 0 | 0 | 0 | 0 | 0 | 0 | 0 | 0 | 0 | 0 | 0 | 0
F5_Commercial_Grocery_Existing_Water Heating_Natural Gas_Water Heater_E1 | F5 | Commercial | Grocery | Existing | Water Heating | Natural Gas | Water Heater | E1 | RIM BC Ratio | bar: 2021 to 2047
F5_Commercial_Grocery_Existing_Water Heating_Natural Gas_Water Heater_E2 | F5 | Commercial | Grocery | Existing | Water Heating | Natural Gas | Water Heater | E2 | RIM BC Ratio | 6.6572 | 6.5612 | 6.4675 | 6.3766 | 6.3775 | 6.438 | 6.536 | 6.6548 | 6.783 | 6.9142 | 7.0439 | 7.1587 | 7.2463 | 7.2836 | 7.2664 | 7.1951 | 7.0753 | 6.9185 | 6.7318 | 6.5104 | 6.2515 | 5.9535 | 5.6889 | 5.5176 | 5.4437 | 5.4704 | 5.4972
F5_Commercial_Grocery_Existing_Water Heating_Natural Gas_Water Heater_E3 | F5 | Commercial | Grocery | Existing | Water Heating | Natural Gas | Water Heater | E3 | RIM BC Ratio | bar: 2021 to 2047
F5_Commercial_Grocery_Existing_Water Heating_Natural Gas_Water Heater_E4 | F5 | Commercial | Grocery | Existing | Water Heating | Natural Gas | Water Heater | E4 | RIM BC Ratio | 0 | 0 | 0.58842 | 0.56284 | 0.55259 | 0.55224 | 0.55925 | 0.57361 | 0.59654 | 0.63035 | 0.67367 | 0.72129 | 0.7677 | 0.80278 | 0.82088 | 0.8202 | 0.80248 | 0.77385 | 0.74012 | 0.70051 | 0.65449 | 0.60182 | 0.55482 | 0.52368 | 0.50907 | 0.51156 | 0.51407
F5_Commercial_Grocery_Existing_Water Heating_Natural Gas_Water Heater_E5 | F5 | Commercial | Grocery | Existing | Water Heating | Natural Gas | Water Heater | E5 | RIM BC Ratio | 0 | 0 | 0 | 0 | 0 | 0 | 0 | 0 | 0 | 0 | 0 | 0 | 0 | 0 | 0 | 0 | 0 | 0 | 0 | 0 | 0 | 0 | 0 | 0 | 0 | 0 | 0
F5_Commercial_Grocery_Existing_Water Heating_Natural Gas_Water Heater_E6 | F5 | Commercial | Grocery | Existing | Water Heating | Natural Gas | Water Heater | E6 | RIM BC Ratio | 0 | 0 | 0 | 0 | 0 | 0 | 0 | 0 | 0 | 0 | 0 | 0 | 0 | 0 | 0 | 0 | 0 | 0 | 0 | 0 | 0 | 0 | 0 | 0 | 0 | 0 | 0
F5_Commercial_Grocery_Existing_Water Heating_Natural Gas_Water Heater_E7 | F5 | Commercial | Grocery | Existing | Water Heating | Natural Gas | Water Heater | E7 | RIM BC Ratio | 0 | 0 | 0 | 0 | 0 | 0 | 0 | 0 | 0 | 0 | 0 | 0 | 0 | 0 | 0 | 0 | 0 | 0 | 0 | 0 | 0 | 0 | 0 | 0 | 0 | 0 | 0
F5_Commercial_Grocery_Existing_Water Heating_Natural Gas_Water Heater_E8 | F5 | Commercial | Grocery | Existing | Water Heating | Natural Gas | Water Heater | E8 | RIM BC Ratio | 0 | 0 | 0 | 0 | 0 | 0 | 0 | 0 | 0 | 0 | 0 | 0 | 0 | 0 | 0 | 0 | 0 | 0 | 0 | 0 | 0 | 0 | 0 | 0 | 0 | 0 | 0
F5_Commercial_Grocery_Existing_Water Heating_Natural Gas_Water Heater_E9 | F5 | Commercial | Grocery | Existing | Water Heating | Natural Gas | Water Heater | E9 | RIM BC Ratio | 0 | 0 | 0 | 0 | 0 | 0 | 0 | 0 | 0 | 0 | 0 | 0 | 0 | 0 | 0 | 0 | 0 | 0 | 0 | 0 | 0 | 0 | 0 | 0 | 0 | 0 | 0
F5_Commercial_Grocery_Existing_Water Heating_Natural Gas_Water Heater_E10 | F5 | Commercial | Grocery | Existing | Water Heating | Natural Gas | Water Heater | E10 | RIM BC Ratio | 0 | 0 | 0 | 0 | 0 | 0 | 0 | 0 | 0 | 0 | 0 | 0 | 0 | 0 | 0 | 0 | 0 | 0 | 0 | 0 | 0 | 0 | 0 | 0 | 0 | 0 | 0
F0_Commercial_Grocery_Existing_Food Preparation_Natural Gas_Oven_E0 | F0 | Commercial | Grocery | Existing | Food Preparation | Natural Gas | Oven | E0 | Economic Unit | ENERGY STAR (>42% Baking Efficiency) | ENERGY STAR (>42% Baking Efficiency) | ENERGY STAR (>42% Baking Efficiency) | ENERGY STAR (>42% Baking Efficiency) | ENERGY STAR (>42% Baking Efficiency) | ENERGY STAR (>42% Baking Efficiency) | ENERGY STAR (>42% Baking Efficiency) | ENERGY STAR (>42% Baking Efficiency) | ENERGY STAR (>42% Baking Efficiency) | ENERGY STAR (>42% Baking Efficiency) | ENERGY STAR (>42% Baking Efficiency) | ENERGY STAR (>42% Baking Efficiency) | ENERGY STAR (>42% Baking Efficiency) | ENERGY STAR (>42% Baking Efficiency) | ENERGY STAR (>42% Baking Efficiency) | ENERGY STAR (>42% Baking Efficiency) | ENERGY STAR (>42% Baking Efficiency) | ENERGY STAR (>42% Baking Efficiency) | ENERGY STAR (>42% Baking Efficiency) | ENERGY STAR (>42% Baking Efficiency) | ENERGY STAR (>42% Baking Efficiency) | ENERGY STAR (>42% Baking Efficiency) | ENERGY STAR (>42% Baking Efficiency) | ENERGY STAR (>42% Baking Efficiency) | ENERGY STAR (>42% Baking Efficiency) | ENERGY STAR (>42% Baking Efficiency) | ENERGY STAR (>42% Baking Efficiency)
F1_Commercial_Grocery_Existing_Food Preparation_Natural Gas_Oven_E1 | F1 | Commercial | Grocery | Existing | Food Preparation | Natural Gas | Oven | E1 | CCE | 0 | 0 | 0 | 0 | 0 | 0 | 0 | 0 | 0 | 0 | 0 | 0 | 0 | 0 | 0 | 0 | 0 | 0 | 0 | 0 | 0 | 0 | 0 | 0 | 0 | 0 | 0
F1_Commercial_Grocery_Existing_Food Preparation_Natural Gas_Oven_E2 | F1 | Commercial | Grocery | Existing | Food Preparation | Natural Gas | Oven | E2 | CCE | 0.0064069 | 0.0064069 | 0.0064069 | 0.0064069 | 0.0064069 | 0.0064069 | 0.0064069 | 0.0064069 | 0.0064069 | 0.0064069 | 0.0064069 | 0.0064069 | 0.0064069 | 0.0064069 | 0.0064069 | 0.0064069 | 0.0064069 | 0.0064069 | 0.0064069 | 0.0064069 | 0.0064069 | 0.0064069 | 0.0064069 | 0.0064069 | 0.0064069 | 0.0064069 | 0.0064069
F1_Commercial_Grocery_Existing_Food Preparation_Natural Gas_Oven_E3 | F1 | Commercial | Grocery | Existing | Food Preparation | Natural Gas | Oven | E3 | CCE | 0 | 0 | 0 | 0 | 0 | 0 | 0 | 0 | 0 | 0 | 0 | 0 | 0 | 0 | 0 | 0 | 0 | 0 | 0 | 0 | 0 | 0 | 0 | 0 | 0 | 0 | 0
F1_Commercial_Grocery_Existing_Food Preparation_Natural Gas_Oven_E4 | F1 | Commercial | Grocery | Existing | Food Preparation | Natural Gas | Oven | E4 | CCE | 0 | 0 | 0 | 0 | 0 | 0 | 0 | 0 | 0 | 0 | 0 | 0 | 0 | 0 | 0 | 0 | 0 | 0 | 0 | 0 | 0 | 0 | 0 | 0 | 0 | 0 | 0
F1_Commercial_Grocery_Existing_Food Preparation_Natural Gas_Oven_E5 | F1 | Commercial | Grocery | Existing | Food Preparation | Natural Gas | Oven | E5 | CCE | 0 | 0 | 0 | 0 | 0 | 0 | 0 | 0 | 0 | 0 | 0 | 0 | 0 | 0 | 0 | 0 | 0 | 0 | 0 | 0 | 0 | 0 | 0 | 0 | 0 | 0 | 0
F1_Commercial_Grocery_Existing_Food Preparation_Natural Gas_Oven_E6 | F1 | Commercial | Grocery | Existing | Food Preparation | Natural Gas | Oven | E6 | CCE | 0 | 0 | 0 | 0 | 0 | 0 | 0 | 0 | 0 | 0 | 0 | 0 | 0 | 0 | 0 | 0 | 0 | 0 | 0 | 0 | 0 | 0 | 0 | 0 | 0 | 0 | 0
F1_Commercial_Grocery_Existing_Food Preparation_Natural Gas_Oven_E7 | F1 | Commercial | Grocery | Existing | Food Preparation | Natural Gas | Oven | E7 | CCE | 0 | 0 | 0 | 0 | 0 | 0 | 0 | 0 | 0 | 0 | 0 | 0 | 0 | 0 | 0 | 0 | 0 | 0 | 0 | 0 | 0 | 0 | 0 | 0 | 0 | 0 | 0
F1_Commercial_Grocery_Existing_Food Preparation_Natural Gas_Oven_E8 | F1 | Commercial | Grocery | Existing | Food Preparation | Natural Gas | Oven | E8 | CCE | 0 | 0 | 0 | 0 | 0 | 0 | 0 | 0 | 0 | 0 | 0 | 0 | 0 | 0 | 0 | 0 | 0 | 0 | 0 | 0 | 0 | 0 | 0 | 0 | 0 | 0 | 0
F1_Commercial_Grocery_Existing_Food Preparation_Natural Gas_Oven_E9 | F1 | Commercial | Grocery | Existing | Food Preparation | Natural Gas | Oven | E9 | CCE | 0 | 0 | 0 | 0 | 0 | 0 | 0 | 0 | 0 | 0 | 0 | 0 | 0 | 0 | 0 | 0 | 0 | 0 | 0 | 0 | 0 | 0 | 0 | 0 | 0 | 0 | 0
F1_Commercial_Grocery_Existing_Food Preparation_Natural Gas_Oven_E10 | F1 | Commercial | Grocery | Existing | Food Preparation | Natural Gas | Oven | E10 | CCE | 0 | 0 | 0 | 0 | 0 | 0 | 0 | 0 | 0 | 0 | 0 | 0 | 0 | 0 | 0 | 0 | 0 | 0 | 0 | 0 | 0 | 0 | 0 | 0 | 0 | 0 | 0
F2_Commercial_Grocery_Existing_Food Preparation_Natural Gas_Oven_E1 | F2 | Commercial | Grocery | Existing | Food Preparation | Natural Gas | Oven | E1 | TRC BC Ratio | bar: 2021 to 2047
F2_Commercial_Grocery_Existing_Food Preparation_Natural Gas_Oven_E2 | F2 | Commercial | Grocery | Existing | Food Preparation | Natural Gas | Oven | E2 | TRC BC Ratio | 2.1435 | 2.1209 | 2.0991 | 2.0784 | 2.0838 | 2.1062 | 2.1397 | 2.1792 | 2.22 | 2.2569 | 2.287 | 2.3059 | 2.3122 | 2.3039 | 2.2841 | 2.2551 | 2.2186 | 2.175 | 2.1228 | 2.0608 | 1.9881 | 1.9043 | 1.83 | 1.7822 | 1.7622 | 1.7709 | 1.7795
F2_Commercial_Grocery_Existing_Food Preparation_Natural Gas_Oven_E3 | F2 | Commercial | Grocery | Existing | Food Preparation | Natural Gas | Oven | E3 | TRC BC Ratio | 0 | 0 | 0 | 0 | 0 | 0 | 0 | 0 | 0 | 0 | 0 | 0 | 0 | 0 | 0 | 0 | 0 | 0 | 0 | 0 | 0 | 0 | 0 | 0 | 0 | 0 | 0
F2_Commercial_Grocery_Existing_Food Preparation_Natural Gas_Oven_E4 | F2 | Commercial | Grocery | Existing | Food Preparation | Natural Gas | Oven | E4 | TRC BC Ratio | 0 | 0 | 0 | 0 | 0 | 0 | 0 | 0 | 0 | 0 | 0 | 0 | 0 | 0 | 0 | 0 | 0 | 0 | 0 | 0 | 0 | 0 | 0 | 0 | 0 | 0 | 0
F2_Commercial_Grocery_Existing_Food Preparation_Natural Gas_Oven_E5 | F2 | Commercial | Grocery | Existing | Food Preparation | Natural Gas | Oven | E5 | TRC BC Ratio | 0 | 0 | 0 | 0 | 0 | 0 | 0 | 0 | 0 | 0 | 0 | 0 | 0 | 0 | 0 | 0 | 0 | 0 | 0 | 0 | 0 | 0 | 0 | 0 | 0 | 0 | 0
F2_Commercial_Grocery_Existing_Food Preparation_Natural Gas_Oven_E6 | F2 | Commercial | Grocery | Existing | Food Preparation | Natural Gas | Oven | E6 | TRC BC Ratio | 0 | 0 | 0 | 0 | 0 | 0 | 0 | 0 | 0 | 0 | 0 | 0 | 0 | 0 | 0 | 0 | 0 | 0 | 0 | 0 | 0 | 0 | 0 | 0 | 0 | 0 | 0
F2_Commercial_Grocery_Existing_Food Preparation_Natural Gas_Oven_E7 | F2 | Commercial | Grocery | Existing | Food Preparation | Natural Gas | Oven | E7 | TRC BC Ratio | 0 | 0 | 0 | 0 | 0 | 0 | 0 | 0 | 0 | 0 | 0 | 0 | 0 | 0 | 0 | 0 | 0 | 0 | 0 | 0 | 0 | 0 | 0 | 0 | 0 | 0 | 0
F2_Commercial_Grocery_Existing_Food Preparation_Natural Gas_Oven_E8 | F2 | Commercial | Grocery | Existing | Food Preparation | Natural Gas | Oven | E8 | TRC BC Ratio | 0 | 0 | 0 | 0 | 0 | 0 | 0 | 0 | 0 | 0 | 0 | 0 | 0 | 0 | 0 | 0 | 0 | 0 | 0 | 0 | 0 | 0 | 0 | 0 | 0 | 0 | 0
F2_Commercial_Grocery_Existing_Food Preparation_Natural Gas_Oven_E9 | F2 | Commercial | Grocery | Existing | Food Preparation | Natural Gas | Oven | E9 | TRC BC Ratio | 0 | 0 | 0 | 0 | 0 | 0 | 0 | 0 | 0 | 0 | 0 | 0 | 0 | 0 | 0 | 0 | 0 | 0 | 0 | 0 | 0 | 0 | 0 | 0 | 0 | 0 | 0
F2_Commercial_Grocery_Existing_Food Preparation_Natural Gas_Oven_E10 | F2 | Commercial | Grocery | Existing | Food Preparation | Natural Gas | Oven | E10 | TRC BC Ratio | 0 | 0 | 0 | 0 | 0 | 0 | 0 | 0 | 0 | 0 | 0 | 0 | 0 | 0 | 0 | 0 | 0 | 0 | 0 | 0 | 0 | 0 | 0 | 0 | 0 | 0 | 0
F3_Commercial_Grocery_Existing_Food Preparation_Natural Gas_Oven_E1 | F3 | Commercial | Grocery | Existing | Food Preparation | Natural Gas | Oven | E1 | PACT BC Ratio | bar: 2021 to 2047
F3_Commercial_Grocery_Existing_Food Preparation_Natural Gas_Oven_E2 | F3 | Commercial | Grocery | Existing | Food Preparation | Natural Gas | Oven | E2 | PACT BC Ratio | 2.8204 | 2.7906 | 2.762 | 2.7347 | 2.7418 | 2.7714 | 2.8154 | 2.8674 | 2.9211 | 2.9697 | 3.0092 | 3.0341 | 3.0424 | 3.0315 | 3.0054 | 2.9673 | 2.9193 | 2.8618 | 2.7932 | 2.7116 | 2.6159 | 2.5056 | 2.4079 | 2.3451 | 2.3187 | 2.3301 | 2.3415
F3_Commercial_Grocery_Existing_Food Preparation_Natural Gas_Oven_E3 | F3 | Commercial | Grocery | Existing | Food Preparation | Natural Gas | Oven | E3 | PACT BC Ratio | 0 | 0 | 0 | 0 | 0 | 0 | 0 | 0 | 0 | 0 | 0 | 0 | 0 | 0 | 0 | 0 | 0 | 0 | 0 | 0 | 0 | 0 | 0 | 0 | 0 | 0 | 0
F3_Commercial_Grocery_Existing_Food Preparation_Natural Gas_Oven_E4 | F3 | Commercial | Grocery | Existing | Food Preparation | Natural Gas | Oven | E4 | PACT BC Ratio | 0 | 0 | 0 | 0 | 0 | 0 | 0 | 0 | 0 | 0 | 0 | 0 | 0 | 0 | 0 | 0 | 0 | 0 | 0 | 0 | 0 | 0 | 0 | 0 | 0 | 0 | 0
F3_Commercial_Grocery_Existing_Food Preparation_Natural Gas_Oven_E5 | F3 | Commercial | Grocery | Existing | Food Preparation | Natural Gas | Oven | E5 | PACT BC Ratio | 0 | 0 | 0 | 0 | 0 | 0 | 0 | 0 | 0 | 0 | 0 | 0 | 0 | 0 | 0 | 0 | 0 | 0 | 0 | 0 | 0 | 0 | 0 | 0 | 0 | 0 | 0
F3_Commercial_Grocery_Existing_Food Preparation_Natural Gas_Oven_E6 | F3 | Commercial | Grocery | Existing | Food Preparation | Natural Gas | Oven | E6 | PACT BC Ratio | 0 | 0 | 0 | 0 | 0 | 0 | 0 | 0 | 0 | 0 | 0 | 0 | 0 | 0 | 0 | 0 | 0 | 0 | 0 | 0 | 0 | 0 | 0 | 0 | 0 | 0 | 0
F3_Commercial_Grocery_Existing_Food Preparation_Natural Gas_Oven_E7 | F3 | Commercial | Grocery | Existing | Food Preparation | Natural Gas | Oven | E7 | PACT BC Ratio | 0 | 0 | 0 | 0 | 0 | 0 | 0 | 0 | 0 | 0 | 0 | 0 | 0 | 0 | 0 | 0 | 0 | 0 | 0 | 0 | 0 | 0 | 0 | 0 | 0 | 0 | 0
F3_Commercial_Grocery_Existing_Food Preparation_Natural Gas_Oven_E8 | F3 | Commercial | Grocery | Existing | Food Preparation | Natural Gas | Oven | E8 | PACT BC Ratio | 0 | 0 | 0 | 0 | 0 | 0 | 0 | 0 | 0 | 0 | 0 | 0 | 0 | 0 | 0 | 0 | 0 | 0 | 0 | 0 | 0 | 0 | 0 | 0 | 0 | 0 | 0
F3_Commercial_Grocery_Existing_Food Preparation_Natural Gas_Oven_E9 | F3 | Commercial | Grocery | Existing | Food Preparation | Natural Gas | Oven | E9 | PACT BC Ratio | 0 | 0 | 0 | 0 | 0 | 0 | 0 | 0 | 0 | 0 | 0 | 0 | 0 | 0 | 0 | 0 | 0 | 0 | 0 | 0 | 0 | 0 | 0 | 0 | 0 | 0 | 0
F3_Commercial_Grocery_Existing_Food Preparation_Natural Gas_Oven_E10 | F3 | Commercial | Grocery | Existing | Food Preparation | Natural Gas | Oven | E10 | PACT BC Ratio | 0 | 0 | 0 | 0 | 0 | 0 | 0 | 0 | 0 | 0 | 0 | 0 | 0 | 0 | 0 | 0 | 0 | 0 | 0 | 0 | 0 | 0 | 0 | 0 | 0 | 0 | 0
F4_Commercial_Grocery_Existing_Food Preparation_Natural Gas_Oven_E1 | F4 | Commercial | Grocery | Existing | Food Preparation | Natural Gas | Oven | E1 | RVT BC Ratio | bar: 2021 to 2047
F4_Commercial_Grocery_Existing_Food Preparation_Natural Gas_Oven_E2 | F4 | Commercial | Grocery | Existing | Food Preparation | Natural Gas | Oven | E2 | RVT BC Ratio | 0.7 | 0.7 | 0.7 | 0.7 | 0.7 | 0.7 | 0.7 | 0.7 | 0.7 | 0.7 | 0.7 | 0.7 | 0.7 | 0.7 | 0.7 | 0.7 | 0.7 | 0.7 | 0.7 | 0.7 | 0.7 | 0.7 | 0.7 | 0.7 | 0.7 | 0.7 | 0.7
F4_Commercial_Grocery_Existing_Food Preparation_Natural Gas_Oven_E3 | F4 | Commercial | Grocery | Existing | Food Preparation | Natural Gas | Oven | E3 | RVT BC Ratio | 0 | 0 | 0 | 0 | 0 | 0 | 0 | 0 | 0 | 0 | 0 | 0 | 0 | 0 | 0 | 0 | 0 | 0 | 0 | 0 | 0 | 0 | 0 | 0 | 0 | 0 | 0
F4_Commercial_Grocery_Existing_Food Preparation_Natural Gas_Oven_E4 | F4 | Commercial | Grocery | Existing | Food Preparation | Natural Gas | Oven | E4 | RVT BC Ratio | 0 | 0 | 0 | 0 | 0 | 0 | 0 | 0 | 0 | 0 | 0 | 0 | 0 | 0 | 0 | 0 | 0 | 0 | 0 | 0 | 0 | 0 | 0 | 0 | 0 | 0 | 0
F4_Commercial_Grocery_Existing_Food Preparation_Natural Gas_Oven_E5 | F4 | Commercial | Grocery | Existing | Food Preparation | Natural Gas | Oven | E5 | RVT BC Ratio | 0 | 0 | 0 | 0 | 0 | 0 | 0 | 0 | 0 | 0 | 0 | 0 | 0 | 0 | 0 | 0 | 0 | 0 | 0 | 0 | 0 | 0 | 0 | 0 | 0 | 0 | 0
F4_Commercial_Grocery_Existing_Food Preparation_Natural Gas_Oven_E6 | F4 | Commercial | Grocery | Existing | Food Preparation | Natural Gas | Oven | E6 | RVT BC Ratio | 0 | 0 | 0 | 0 | 0 | 0 | 0 | 0 | 0 | 0 | 0 | 0 | 0 | 0 | 0 | 0 | 0 | 0 | 0 | 0 | 0 | 0 | 0 | 0 | 0 | 0 | 0
F4_Commercial_Grocery_Existing_Food Preparation_Natural Gas_Oven_E7 | F4 | Commercial | Grocery | Existing | Food Preparation | Natural Gas | Oven | E7 | RVT BC Ratio | 0 | 0 | 0 | 0 | 0 | 0 | 0 | 0 | 0 | 0 | 0 | 0 | 0 | 0 | 0 | 0 | 0 | 0 | 0 | 0 | 0 | 0 | 0 | 0 | 0 | 0 | 0
F4_Commercial_Grocery_Existing_Food Preparation_Natural Gas_Oven_E8 | F4 | Commercial | Grocery | Existing | Food Preparation | Natural Gas | Oven | E8 | RVT BC Ratio | 0 | 0 | 0 | 0 | 0 | 0 | 0 | 0 | 0 | 0 | 0 | 0 | 0 | 0 | 0 | 0 | 0 | 0 | 0 | 0 | 0 | 0 | 0 | 0 | 0 | 0 | 0
F4_Commercial_Grocery_Existing_Food Preparation_Natural Gas_Oven_E9 | F4 | Commercial | Grocery | Existing | Food Preparation | Natural Gas | Oven | E9 | RVT BC Ratio | 0 | 0 | 0 | 0 | 0 | 0 | 0 | 0 | 0 | 0 | 0 | 0 | 0 | 0 | 0 | 0 | 0 | 0 | 0 | 0 | 0 | 0 | 0 | 0 | 0 | 0 | 0
F4_Commercial_Grocery_Existing_Food Preparation_Natural Gas_Oven_E10 | F4 | Commercial | Grocery | Existing | Food Preparation | Natural Gas | Oven | E10 | RVT BC Ratio | 0 | 0 | 0 | 0 | 0 | 0 | 0 | 0 | 0 | 0 | 0 | 0 | 0 | 0 | 0 | 0 | 0 | 0 | 0 | 0 | 0 | 0 | 0 | 0 | 0 | 0 | 0
F5_Commercial_Grocery_Existing_Food Preparation_Natural Gas_Oven_E1 | F5 | Commercial | Grocery | Existing | Food Preparation | Natural Gas | Oven | E1 | RIM BC Ratio | bar: 2021 to 2047
F5_Commercial_Grocery_Existing_Food Preparation_Natural Gas_Oven_E2 | F5 | Commercial | Grocery | Existing | Food Preparation | Natural Gas | Oven | E2 | RIM BC Ratio | 2.8204 | 2.7906 | 2.762 | 2.7347 | 2.7418 | 2.7714 | 2.8154 | 2.8674 | 2.9211 | 2.9697 | 3.0092 | 3.0341 | 3.0424 | 3.0315 | 3.0054 | 2.9673 | 2.9193 | 2.8618 | 2.7932 | 2.7116 | 2.6159 | 2.5056 | 2.4079 | 2.3451 | 2.3187 | 2.3301 | 2.3415
F5_Commercial_Grocery_Existing_Food Preparation_Natural Gas_Oven_E3 | F5 | Commercial | Grocery | Existing | Food Preparation | Natural Gas | Oven | E3 | RIM BC Ratio | 0 | 0 | 0 | 0 | 0 | 0 | 0 | 0 | 0 | 0 | 0 | 0 | 0 | 0 | 0 | 0 | 0 | 0 | 0 | 0 | 0 | 0 | 0 | 0 | 0 | 0 | 0
F5_Commercial_Grocery_Existing_Food Preparation_Natural Gas_Oven_E4 | F5 | Commercial | Grocery | Existing | Food Preparation | Natural Gas | Oven | E4 | RIM BC Ratio | 0 | 0 | 0 | 0 | 0 | 0 | 0 | 0 | 0 | 0 | 0 | 0 | 0 | 0 | 0 | 0 | 0 | 0 | 0 | 0 | 0 | 0 | 0 | 0 | 0 | 0 | 0
F5_Commercial_Grocery_Existing_Food Preparation_Natural Gas_Oven_E5 | F5 | Commercial | Grocery | Existing | Food Preparation | Natural Gas | Oven | E5 | RIM BC Ratio | 0 | 0 | 0 | 0 | 0 | 0 | 0 | 0 | 0 | 0 | 0 | 0 | 0 | 0 | 0 | 0 | 0 | 0 | 0 | 0 | 0 | 0 | 0 | 0 | 0 | 0 | 0
F5_Commercial_Grocery_Existing_Food Preparation_Natural Gas_Oven_E6 | F5 | Commercial | Grocery | Existing | Food Preparation | Natural Gas | Oven | E6 | RIM BC Ratio | 0 | 0 | 0 | 0 | 0 | 0 | 0 | 0 | 0 | 0 | 0 | 0 | 0 | 0 | 0 | 0 | 0 | 0 | 0 | 0 | 0 | 0 | 0 | 0 | 0 | 0 | 0
F5_Commercial_Grocery_Existing_Food Preparation_Natural Gas_Oven_E7 | F5 | Commercial | Grocery | Existing | Food Preparation | Natural Gas | Oven | E7 | RIM BC Ratio | 0 | 0 | 0 | 0 | 0 | 0 | 0 | 0 | 0 | 0 | 0 | 0 | 0 | 0 | 0 | 0 | 0 | 0 | 0 | 0 | 0 | 0 | 0 | 0 | 0 | 0 | 0
F5_Commercial_Grocery_Existing_Food Preparation_Natural Gas_Oven_E8 | F5 | Commercial | Grocery | Existing | Food Preparation | Natural Gas | Oven | E8 | RIM BC Ratio | 0 | 0 | 0 | 0 | 0 | 0 | 0 | 0 | 0 | 0 | 0 | 0 | 0 | 0 | 0 | 0 | 0 | 0 | 0 | 0 | 0 | 0 | 0 | 0 | 0 | 0 | 0
F5_Commercial_Grocery_Existing_Food Preparation_Natural Gas_Oven_E9 | F5 | Commercial | Grocery | Existing | Food Preparation | Natural Gas | Oven | E9 | RIM BC Ratio | 0 | 0 | 0 | 0 | 0 | 0 | 0 | 0 | 0 | 0 | 0 | 0 | 0 | 0 | 0 | 0 | 0 | 0 | 0 | 0 | 0 | 0 | 0 | 0 | 0 | 0 | 0
F5_Commercial_Grocery_Existing_Food Preparation_Natural Gas_Oven_E10 | F5 | Commercial | Grocery | Existing | Food Preparation | Natural Gas | Oven | E10 | RIM BC Ratio | 0 | 0 | 0 | 0 | 0 | 0 | 0 | 0 | 0 | 0 | 0 | 0 | 0 | 0 | 0 | 0 | 0 | 0 | 0 | 0 | 0 | 0 | 0 | 0 | 0 | 0 | 0
F0_Commercial_Grocery_Existing_Food Preparation_Natural Gas_Conveyor Oven_E0 | F0 | Commercial | Grocery | Existing | Food Preparation | Natural Gas | Conveyor Oven | E0 | Economic Unit | Efficient (>42% Baking Efficiency) | Efficient (>42% Baking Efficiency) | Efficient (>42% Baking Efficiency) | Efficient (>42% Baking Efficiency) | Efficient (>42% Baking Efficiency) | Efficient (>42% Baking Efficiency) | Efficient (>42% Baking Efficiency) | Efficient (>42% Baking Efficiency) | Efficient (>42% Baking Efficiency) | Efficient (>42% Baking Efficiency) | Efficient (>42% Baking Efficiency) | Efficient (>42% Baking Efficiency) | Efficient (>42% Baking Efficiency) | Efficient (>42% Baking Efficiency) | Efficient (>42% Baking Efficiency) | Efficient (>42% Baking Efficiency) | Efficient (>42% Baking Efficiency) | Efficient (>42% Baking Efficiency) | Efficient (>42% Baking Efficiency) | Efficient (>42% Baking Efficiency) | Efficient (>42% Baking Efficiency) | Efficient (>42% Baking Efficiency) | Efficient (>42% Baking Efficiency) | Efficient (>42% Baking Efficiency) | Efficient (>42% Baking Efficiency) | Efficient (>42% Baking Efficiency) | Efficient (>42% Baking Efficiency)
F1_Commercial_Grocery_Existing_Food Preparation_Natural Gas_Conveyor Oven_E1 | F1 | Commercial | Grocery | Existing | Food Preparation | Natural Gas | Conveyor Oven | E1 | CCE | 0 | 0 | 0 | 0 | 0 | 0 | 0 | 0 | 0 | 0 | 0 | 0 | 0 | 0 | 0 | 0 | 0 | 0 | 0 | 0 | 0 | 0 | 0 | 0 | 0 | 0 | 0
F1_Commercial_Grocery_Existing_Food Preparation_Natural Gas_Conveyor Oven_E2 | F1 | Commercial | Grocery | Existing | Food Preparation | Natural Gas | Conveyor Oven | E2 | CCE | 0.0044579 | 0.0044579 | 0.0044579 | 0.0044579 | 0.0044579 | 0.0044579 | 0.0044579 | 0.0044579 | 0.0044579 | 0.0044579 | 0.0044579 | 0.0044579 | 0.0044579 | 0.0044579 | 0.0044579 | 0.0044579 | 0.0044579 | 0.0044579 | 0.0044579 | 0.0044579 | 0.0044579 | 0.0044579 | 0.0044579 | 0.0044579 | 0.0044579 | 0.0044579 | 0.0044579
F1_Commercial_Grocery_Existing_Food Preparation_Natural Gas_Conveyor Oven_E3 | F1 | Commercial | Grocery | Existing | Food Preparation | Natural Gas | Conveyor Oven | E3 | CCE | 0 | 0 | 0 | 0 | 0 | 0 | 0 | 0 | 0 | 0 | 0 | 0 | 0 | 0 | 0 | 0 | 0 | 0 | 0 | 0 | 0 | 0 | 0 | 0 | 0 | 0 | 0
F1_Commercial_Grocery_Existing_Food Preparation_Natural Gas_Conveyor Oven_E4 | F1 | Commercial | Grocery | Existing | Food Preparation | Natural Gas | Conveyor Oven | E4 | CCE | 0 | 0 | 0 | 0 | 0 | 0 | 0 | 0 | 0 | 0 | 0 | 0 | 0 | 0 | 0 | 0 | 0 | 0 | 0 | 0 | 0 | 0 | 0 | 0 | 0 | 0 | 0
F1_Commercial_Grocery_Existing_Food Preparation_Natural Gas_Conveyor Oven_E5 | F1 | Commercial | Grocery | Existing | Food Preparation | Natural Gas | Conveyor Oven | E5 | CCE | 0 | 0 | 0 | 0 | 0 | 0 | 0 | 0 | 0 | 0 | 0 | 0 | 0 | 0 | 0 | 0 | 0 | 0 | 0 | 0 | 0 | 0 | 0 | 0 | 0 | 0 | 0
F1_Commercial_Grocery_Existing_Food Preparation_Natural Gas_Conveyor Oven_E6 | F1 | Commercial | Grocery | Existing | Food Preparation | Natural Gas | Conveyor Oven | E6 | CCE | 0 | 0 | 0 | 0 | 0 | 0 | 0 | 0 | 0 | 0 | 0 | 0 | 0 | 0 | 0 | 0 | 0 | 0 | 0 | 0 | 0 | 0 | 0 | 0 | 0 | 0 | 0
F1_Commercial_Grocery_Existing_Food Preparation_Natural Gas_Conveyor Oven_E7 | F1 | Commercial | Grocery | Existing | Food Preparation | Natural Gas | Conveyor Oven | E7 | CCE | 0 | 0 | 0 | 0 | 0 | 0 | 0 | 0 | 0 | 0 | 0 | 0 | 0 | 0 | 0 | 0 | 0 | 0 | 0 | 0 | 0 | 0 | 0 | 0 | 0 | 0 | 0
F1_Commercial_Grocery_Existing_Food Preparation_Natural Gas_Conveyor Oven_E8 | F1 | Commercial | Grocery | Existing | Food Preparation | Natural Gas | Conveyor Oven | E8 | CCE | 0 | 0 | 0 | 0 | 0 | 0 | 0 | 0 | 0 | 0 | 0 | 0 | 0 | 0 | 0 | 0 | 0 | 0 | 0 | 0 | 0 | 0 | 0 | 0 | 0 | 0 | 0
F1_Commercial_Grocery_Existing_Food Preparation_Natural Gas_Conveyor Oven_E9 | F1 | Commercial | Grocery | Existing | Food Preparation | Natural Gas | Conveyor Oven | E9 | CCE | 0 | 0 | 0 | 0 | 0 | 0 | 0 | 0 | 0 | 0 | 0 | 0 | 0 | 0 | 0 | 0 | 0 | 0 | 0 | 0 | 0 | 0 | 0 | 0 | 0 | 0 | 0
F1_Commercial_Grocery_Existing_Food Preparation_Natural Gas_Conveyor Oven_E10 | F1 | Commercial | Grocery | Existing | Food Preparation | Natural Gas | Conveyor Oven | E10 | CCE | 0 | 0 | 0 | 0 | 0 | 0 | 0 | 0 | 0 | 0 | 0 | 0 | 0 | 0 | 0 | 0 | 0 | 0 | 0 | 0 | 0 | 0 | 0 | 0 | 0 | 0 | 0
F2_Commercial_Grocery_Existing_Food Preparation_Natural Gas_Conveyor Oven_E1 | F2 | Commercial | Grocery | Existing | Food Preparation | Natural Gas | Conveyor Oven | E1 | TRC BC Ratio | bar: 2021 to 2047
F2_Commercial_Grocery_Existing_Food Preparation_Natural Gas_Conveyor Oven_E2 | F2 | Commercial | Grocery | Existing | Food Preparation | Natural Gas | Conveyor Oven | E2 | TRC BC Ratio | 3.1168 | 3.1026 | 3.0898 | 3.0771 | 3.0914 | 3.1189 | 3.1492 | 3.1746 | 3.1913 | 3.1987 | 3.1992 | 3.1946 | 3.185 | 3.1677 | 3.1435 | 3.1119 | 3.0717 | 3.0231 | 2.9646 | 2.8946 | 2.8121 | 2.7166 | 2.6323 | 2.579 | 2.558 | 2.5706 | 2.5832
F2_Commercial_Grocery_Existing_Food Preparation_Natural Gas_Conveyor Oven_E3 | F2 | Commercial | Grocery | Existing | Food Preparation | Natural Gas | Conveyor Oven | E3 | TRC BC Ratio | 0 | 0 | 0 | 0 | 0 | 0 | 0 | 0 | 0 | 0 | 0 | 0 | 0 | 0 | 0 | 0 | 0 | 0 | 0 | 0 | 0 | 0 | 0 | 0 | 0 | 0 | 0
F2_Commercial_Grocery_Existing_Food Preparation_Natural Gas_Conveyor Oven_E4 | F2 | Commercial | Grocery | Existing | Food Preparation | Natural Gas | Conveyor Oven | E4 | TRC BC Ratio | 0 | 0 | 0 | 0 | 0 | 0 | 0 | 0 | 0 | 0 | 0 | 0 | 0 | 0 | 0 | 0 | 0 | 0 | 0 | 0 | 0 | 0 | 0 | 0 | 0 | 0 | 0
F2_Commercial_Grocery_Existing_Food Preparation_Natural Gas_Conveyor Oven_E5 | F2 | Commercial | Grocery | Existing | Food Preparation | Natural Gas | Conveyor Oven | E5 | TRC BC Ratio | 0 | 0 | 0 | 0 | 0 | 0 | 0 | 0 | 0 | 0 | 0 | 0 | 0 | 0 | 0 | 0 | 0 | 0 | 0 | 0 | 0 | 0 | 0 | 0 | 0 | 0 | 0
F2_Commercial_Grocery_Existing_Food Preparation_Natural Gas_Conveyor Oven_E6 | F2 | Commercial | Grocery | Existing | Food Preparation | Natural Gas | Conveyor Oven | E6 | TRC BC Ratio | 0 | 0 | 0 | 0 | 0 | 0 | 0 | 0 | 0 | 0 | 0 | 0 | 0 | 0 | 0 | 0 | 0 | 0 | 0 | 0 | 0 | 0 | 0 | 0 | 0 | 0 | 0
F2_Commercial_Grocery_Existing_Food Preparation_Natural Gas_Conveyor Oven_E7 | F2 | Commercial | Grocery | Existing | Food Preparation | Natural Gas | Conveyor Oven | E7 | TRC BC Ratio | 0 | 0 | 0 | 0 | 0 | 0 | 0 | 0 | 0 | 0 | 0 | 0 | 0 | 0 | 0 | 0 | 0 | 0 | 0 | 0 | 0 | 0 | 0 | 0 | 0 | 0 | 0
F2_Commercial_Grocery_Existing_Food Preparation_Natural Gas_Conveyor Oven_E8 | F2 | Commercial | Grocery | Existing | Food Preparation | Natural Gas | Conveyor Oven | E8 | TRC BC Ratio | 0 | 0 | 0 | 0 | 0 | 0 | 0 | 0 | 0 | 0 | 0 | 0 | 0 | 0 | 0 | 0 | 0 | 0 | 0 | 0 | 0 | 0 | 0 | 0 | 0 | 0 | 0
F2_Commercial_Grocery_Existing_Food Preparation_Natural Gas_Conveyor Oven_E9 | F2 | Commercial | Grocery | Existing | Food Preparation | Natural Gas | Conveyor Oven | E9 | TRC BC Ratio | 0 | 0 | 0 | 0 | 0 | 0 | 0 | 0 | 0 | 0 | 0 | 0 | 0 | 0 | 0 | 0 | 0 | 0 | 0 | 0 | 0 | 0 | 0 | 0 | 0 | 0 | 0
F2_Commercial_Grocery_Existing_Food Preparation_Natural Gas_Conveyor Oven_E10 | F2 | Commercial | Grocery | Existing | Food Preparation | Natural Gas | Conveyor Oven | E10 | TRC BC Ratio | 0 | 0 | 0 | 0 | 0 | 0 | 0 | 0 | 0 | 0 | 0 | 0 | 0 | 0 | 0 | 0 | 0 | 0 | 0 | 0 | 0 | 0 | 0 | 0 | 0 | 0 | 0
F3_Commercial_Grocery_Existing_Food Preparation_Natural Gas_Conveyor Oven_E1 | F3 | Commercial | Grocery | Existing | Food Preparation | Natural Gas | Conveyor Oven | E1 | PACT BC Ratio | bar: 2021 to 2047
F3_Commercial_Grocery_Existing_Food Preparation_Natural Gas_Conveyor Oven_E2 | F3 | Commercial | Grocery | Existing | Food Preparation | Natural Gas | Conveyor Oven | E2 | PACT BC Ratio | 4.1011 | 4.0824 | 4.0655 | 4.0488 | 4.0676 | 4.1039 | 4.1436 | 4.1771 | 4.1991 | 4.2088 | 4.2095 | 4.2034 | 4.1908 | 4.168 | 4.1362 | 4.0947 | 4.0417 | 3.9778 | 3.9008 | 3.8086 | 3.7001 | 3.5745 | 3.4635 | 3.3934 | 3.3658 | 3.3823 | 3.3989
F3_Commercial_Grocery_Existing_Food Preparation_Natural Gas_Conveyor Oven_E3 | F3 | Commercial | Grocery | Existing | Food Preparation | Natural Gas | Conveyor Oven | E3 | PACT BC Ratio | 0 | 0 | 0 | 0 | 0 | 0 | 0 | 0 | 0 | 0 | 0 | 0 | 0 | 0 | 0 | 0 | 0 | 0 | 0 | 0 | 0 | 0 | 0 | 0 | 0 | 0 | 0
F3_Commercial_Grocery_Existing_Food Preparation_Natural Gas_Conveyor Oven_E4 | F3 | Commercial | Grocery | Existing | Food Preparation | Natural Gas | Conveyor Oven | E4 | PACT BC Ratio | 0 | 0 | 0 | 0 | 0 | 0 | 0 | 0 | 0 | 0 | 0 | 0 | 0 | 0 | 0 | 0 | 0 | 0 | 0 | 0 | 0 | 0 | 0 | 0 | 0 | 0 | 0
F3_Commercial_Grocery_Existing_Food Preparation_Natural Gas_Conveyor Oven_E5 | F3 | Commercial | Grocery | Existing | Food Preparation | Natural Gas | Conveyor Oven | E5 | PACT BC Ratio | 0 | 0 | 0 | 0 | 0 | 0 | 0 | 0 | 0 | 0 | 0 | 0 | 0 | 0 | 0 | 0 | 0 | 0 | 0 | 0 | 0 | 0 | 0 | 0 | 0 | 0 | 0
F3_Commercial_Grocery_Existing_Food Preparation_Natural Gas_Conveyor Oven_E6 | F3 | Commercial | Grocery | Existing | Food Preparation | Natural Gas | Conveyor Oven | E6 | PACT BC Ratio | 0 | 0 | 0 | 0 | 0 | 0 | 0 | 0 | 0 | 0 | 0 | 0 | 0 | 0 | 0 | 0 | 0 | 0 | 0 | 0 | 0 | 0 | 0 | 0 | 0 | 0 | 0
F3_Commercial_Grocery_Existing_Food Preparation_Natural Gas_Conveyor Oven_E7 | F3 | Commercial | Grocery | Existing | Food Preparation | Natural Gas | Conveyor Oven | E7 | PACT BC Ratio | 0 | 0 | 0 | 0 | 0 | 0 | 0 | 0 | 0 | 0 | 0 | 0 | 0 | 0 | 0 | 0 | 0 | 0 | 0 | 0 | 0 | 0 | 0 | 0 | 0 | 0 | 0
F3_Commercial_Grocery_Existing_Food Preparation_Natural Gas_Conveyor Oven_E8 | F3 | Commercial | Grocery | Existing | Food Preparation | Natural Gas | Conveyor Oven | E8 | PACT BC Ratio | 0 | 0 | 0 | 0 | 0 | 0 | 0 | 0 | 0 | 0 | 0 | 0 | 0 | 0 | 0 | 0 | 0 | 0 | 0 | 0 | 0 | 0 | 0 | 0 | 0 | 0 | 0
F3_Commercial_Grocery_Existing_Food Preparation_Natural Gas_Conveyor Oven_E9 | F3 | Commercial | Grocery | Existing | Food Preparation | Natural Gas | Conveyor Oven | E9 | PACT BC Ratio | 0 | 0 | 0 | 0 | 0 | 0 | 0 | 0 | 0 | 0 | 0 | 0 | 0 | 0 | 0 | 0 | 0 | 0 | 0 | 0 | 0 | 0 | 0 | 0 | 0 | 0 | 0
F3_Commercial_Grocery_Existing_Food Preparation_Natural Gas_Conveyor Oven_E10 | F3 | Commercial | Grocery | Existing | Food Preparation | Natural Gas | Conveyor Oven | E10 | PACT BC Ratio | 0 | 0 | 0 | 0 | 0 | 0 | 0 | 0 | 0 | 0 | 0 | 0 | 0 | 0 | 0 | 0 | 0 | 0 | 0 | 0 | 0 | 0 | 0 | 0 | 0 | 0 | 0
F4_Commercial_Grocery_Existing_Food Preparation_Natural Gas_Conveyor Oven_E1 | F4 | Commercial | Grocery | Existing | Food Preparation | Natural Gas | Conveyor Oven | E1 | RVT BC Ratio | bar: 2021 to 2047
F4_Commercial_Grocery_Existing_Food Preparation_Natural Gas_Conveyor Oven_E2 | F4 | Commercial | Grocery | Existing | Food Preparation | Natural Gas | Conveyor Oven | E2 | RVT BC Ratio | 0.7 | 0.7 | 0.7 | 0.7 | 0.7 | 0.7 | 0.7 | 0.7 | 0.7 | 0.7 | 0.7 | 0.7 | 0.7 | 0.7 | 0.7 | 0.7 | 0.7 | 0.7 | 0.7 | 0.7 | 0.7 | 0.7 | 0.7 | 0.7 | 0.7 | 0.7 | 0.7
F4_Commercial_Grocery_Existing_Food Preparation_Natural Gas_Conveyor Oven_E3 | F4 | Commercial | Grocery | Existing | Food Preparation | Natural Gas | Conveyor Oven | E3 | RVT BC Ratio | 0 | 0 | 0 | 0 | 0 | 0 | 0 | 0 | 0 | 0 | 0 | 0 | 0 | 0 | 0 | 0 | 0 | 0 | 0 | 0 | 0 | 0 | 0 | 0 | 0 | 0 | 0
F4_Commercial_Grocery_Existing_Food Preparation_Natural Gas_Conveyor Oven_E4 | F4 | Commercial | Grocery | Existing | Food Preparation | Natural Gas | Conveyor Oven | E4 | RVT BC Ratio | 0 | 0 | 0 | 0 | 0 | 0 | 0 | 0 | 0 | 0 | 0 | 0 | 0 | 0 | 0 | 0 | 0 | 0 | 0 | 0 | 0 | 0 | 0 | 0 | 0 | 0 | 0
F4_Commercial_Grocery_Existing_Food Preparation_Natural Gas_Conveyor Oven_E5 | F4 | Commercial | Grocery | Existing | Food Preparation | Natural Gas | Conveyor Oven | E5 | RVT BC Ratio | 0 | 0 | 0 | 0 | 0 | 0 | 0 | 0 | 0 | 0 | 0 | 0 | 0 | 0 | 0 | 0 | 0 | 0 | 0 | 0 | 0 | 0 | 0 | 0 | 0 | 0 | 0
F4_Commercial_Grocery_Existing_Food Preparation_Natural Gas_Conveyor Oven_E6 | F4 | Commercial | Grocery | Existing | Food Preparation | Natural Gas | Conveyor Oven | E6 | RVT BC Ratio | 0 | 0 | 0 | 0 | 0 | 0 | 0 | 0 | 0 | 0 | 0 | 0 | 0 | 0 | 0 | 0 | 0 | 0 | 0 | 0 | 0 | 0 | 0 | 0 | 0 | 0 | 0
F4_Commercial_Grocery_Existing_Food Preparation_Natural Gas_Conveyor Oven_E7 | F4 | Commercial | Grocery | Existing | Food Preparation | Natural Gas | Conveyor Oven | E7 | RVT BC Ratio | 0 | 0 | 0 | 0 | 0 | 0 | 0 | 0 | 0 | 0 | 0 | 0 | 0 | 0 | 0 | 0 | 0 | 0 | 0 | 0 | 0 | 0 | 0 | 0 | 0 | 0 | 0
F4_Commercial_Grocery_Existing_Food Preparation_Natural Gas_Conveyor Oven_E8 | F4 | Commercial | Grocery | Existing | Food Preparation | Natural Gas | Conveyor Oven | E8 | RVT BC Ratio | 0 | 0 | 0 | 0 | 0 | 0 | 0 | 0 | 0 | 0 | 0 | 0 | 0 | 0 | 0 | 0 | 0 | 0 | 0 | 0 | 0 | 0 | 0 | 0 | 0 | 0 | 0
F4_Commercial_Grocery_Existing_Food Preparation_Natural Gas_Conveyor Oven_E9 | F4 | Commercial | Grocery | Existing | Food Preparation | Natural Gas | Conveyor Oven | E9 | RVT BC Ratio | 0 | 0 | 0 | 0 | 0 | 0 | 0 | 0 | 0 | 0 | 0 | 0 | 0 | 0 | 0 | 0 | 0 | 0 | 0 | 0 | 0 | 0 | 0 | 0 | 0 | 0 | 0
F4_Commercial_Grocery_Existing_Food Preparation_Natural Gas_Conveyor Oven_E10 | F4 | Commercial | Grocery | Existing | Food Preparation | Natural Gas | Conveyor Oven | E10 | RVT BC Ratio | 0 | 0 | 0 | 0 | 0 | 0 | 0 | 0 | 0 | 0 | 0 | 0 | 0 | 0 | 0 | 0 | 0 | 0 | 0 | 0 | 0 | 0 | 0 | 0 | 0 | 0 | 0
F5_Commercial_Grocery_Existing_Food Preparation_Natural Gas_Conveyor Oven_E1 | F5 | Commercial | Grocery | Existing | Food Preparation | Natural Gas | Conveyor Oven | E1 | RIM BC Ratio | bar: 2021 to 2047
F5_Commercial_Grocery_Existing_Food Preparation_Natural Gas_Conveyor Oven_E2 | F5 | Commercial | Grocery | Existing | Food Preparation | Natural Gas | Conveyor Oven | E2 | RIM BC Ratio | 4.1011 | 4.0824 | 4.0655 | 4.0488 | 4.0676 | 4.1039 | 4.1436 | 4.1771 | 4.1991 | 4.2088 | 4.2095 | 4.2034 | 4.1908 | 4.168 | 4.1362 | 4.0947 | 4.0417 | 3.9778 | 3.9008 | 3.8086 | 3.7001 | 3.5745 | 3.4635 | 3.3934 | 3.3658 | 3.3823 | 3.3989
F5_Commercial_Grocery_Existing_Food Preparation_Natural Gas_Conveyor Oven_E3 | F5 | Commercial | Grocery | Existing | Food Preparation | Natural Gas | Conveyor Oven | E3 | RIM BC Ratio | 0 | 0 | 0 | 0 | 0 | 0 | 0 | 0 | 0 | 0 | 0 | 0 | 0 | 0 | 0 | 0 | 0 | 0 | 0 | 0 | 0 | 0 | 0 | 0 | 0 | 0 | 0
F5_Commercial_Grocery_Existing_Food Preparation_Natural Gas_Conveyor Oven_E4 | F5 | Commercial | Grocery | Existing | Food Preparation | Natural Gas | Conveyor Oven | E4 | RIM BC Ratio | 0 | 0 | 0 | 0 | 0 | 0 | 0 | 0 | 0 | 0 | 0 | 0 | 0 | 0 | 0 | 0 | 0 | 0 | 0 | 0 | 0 | 0 | 0 | 0 | 0 | 0 | 0
F5_Commercial_Grocery_Existing_Food Preparation_Natural Gas_Conveyor Oven_E5 | F5 | Commercial | Grocery | Existing | Food Preparation | Natural Gas | Conveyor Oven | E5 | RIM BC Ratio | 0 | 0 | 0 | 0 | 0 | 0 | 0 | 0 | 0 | 0 | 0 | 0 | 0 | 0 | 0 | 0 | 0 | 0 | 0 | 0 | 0 | 0 | 0 | 0 | 0 | 0 | 0
F5_Commercial_Grocery_Existing_Food Preparation_Natural Gas_Conveyor Oven_E6 | F5 | Commercial | Grocery | Existing | Food Preparation | Natural Gas | Conveyor Oven | E6 | RIM BC Ratio | 0 | 0 | 0 | 0 | 0 | 0 | 0 | 0 | 0 | 0 | 0 | 0 | 0 | 0 | 0 | 0 | 0 | 0 | 0 | 0 | 0 | 0 | 0 | 0 | 0 | 0 | 0
F5_Commercial_Grocery_Existing_Food Preparation_Natural Gas_Conveyor Oven_E7 | F5 | Commercial | Grocery | Existing | Food Preparation | Natural Gas | Conveyor Oven | E7 | RIM BC Ratio | 0 | 0 | 0 | 0 | 0 | 0 | 0 | 0 | 0 | 0 | 0 | 0 | 0 | 0 | 0 | 0 | 0 | 0 | 0 | 0 | 0 | 0 | 0 | 0 | 0 | 0 | 0
F5_Commercial_Grocery_Existing_Food Preparation_Natural Gas_Conveyor Oven_E8 | F5 | Commercial | Grocery | Existing | Food Preparation | Natural Gas | Conveyor Oven | E8 | RIM BC Ratio | 0 | 0 | 0 | 0 | 0 | 0 | 0 | 0 | 0 | 0 | 0 | 0 | 0 | 0 | 0 | 0 | 0 | 0 | 0 | 0 | 0 | 0 | 0 | 0 | 0 | 0 | 0
F5_Commercial_Grocery_Existing_Food Preparation_Natural Gas_Conveyor Oven_E9 | F5 | Commercial | Grocery | Existing | Food Preparation | Natural Gas | Conveyor Oven | E9 | RIM BC Ratio | 0 | 0 | 0 | 0 | 0 | 0 | 0 | 0 | 0 | 0 | 0 | 0 | 0 | 0 | 0 | 0 | 0 | 0 | 0 | 0 | 0 | 0 | 0 | 0 | 0 | 0 | 0
F5_Commercial_Grocery_Existing_Food Preparation_Natural Gas_Conveyor Oven_E10 | F5 | Commercial | Grocery | Existing | Food Preparation | Natural Gas | Conveyor Oven | E10 | RIM BC Ratio | 0 | 0 | 0 | 0 | 0 | 0 | 0 | 0 | 0 | 0 | 0 | 0 | 0 | 0 | 0 | 0 | 0 | 0 | 0 | 0 | 0 | 0 | 0 | 0 | 0 | 0 | 0
F0_Commercial_Grocery_Existing_Food Preparation_Natural Gas_Double Rack Oven_E0 | F0 | Commercial | Grocery | Existing | Food Preparation | Natural Gas | Double Rack Oven | E0 | Economic Unit | FTSC Qualified (>50% Cooking Efficiency) | FTSC Qualified (>50% Cooking Efficiency) | FTSC Qualified (>50% Cooking Efficiency) | FTSC Qualified (>50% Cooking Efficiency) | FTSC Qualified (>50% Cooking Efficiency) | FTSC Qualified (>50% Cooking Efficiency) | FTSC Qualified (>50% Cooking Efficiency) | FTSC Qualified (>50% Cooking Efficiency) | FTSC Qualified (>50% Cooking Efficiency) | FTSC Qualified (>50% Cooking Efficiency) | FTSC Qualified (>50% Cooking Efficiency) | FTSC Qualified (>50% Cooking Efficiency) | FTSC Qualified (>50% Cooking Efficiency) | FTSC Qualified (>50% Cooking Efficiency) | FTSC Qualified (>50% Cooking Efficiency) | FTSC Qualified (>50% Cooking Efficiency) | FTSC Qualified (>50% Cooking Efficiency) | FTSC Qualified (>50% Cooking Efficiency) | FTSC Qualified (>50% Cooking Efficiency) | FTSC Qualified (>50% Cooking Efficiency) | FTSC Qualified (>50% Cooking Efficiency) | FTSC Qualified (>50% Cooking Efficiency) | FTSC Qualified (>50% Cooking Efficiency) | FTSC Qualified (>50% Cooking Efficiency) | FTSC Qualified (>50% Cooking Efficiency) | FTSC Qualified (>50% Cooking Efficiency) | FTSC Qualified (>50% Cooking Efficiency)
F1_Commercial_Grocery_Existing_Food Preparation_Natural Gas_Double Rack Oven_E1 | F1 | Commercial | Grocery | Existing | Food Preparation | Natural Gas | Double Rack Oven | E1 | CCE | 0 | 0 | 0 | 0 | 0 | 0 | 0 | 0 | 0 | 0 | 0 | 0 | 0 | 0 | 0 | 0 | 0 | 0 | 0 | 0 | 0 | 0 | 0 | 0 | 0 | 0 | 0
F1_Commercial_Grocery_Existing_Food Preparation_Natural Gas_Double Rack Oven_E2 | F1 | Commercial | Grocery | Existing | Food Preparation | Natural Gas | Double Rack Oven | E2 | CCE | 0.00516 | 0.00516 | 0.00516 | 0.00516 | 0.00516 | 0.00516 | 0.00516 | 0.00516 | 0.00516 | 0.00516 | 0.00516 | 0.00516 | 0.00516 | 0.00516 | 0.00516 | 0.00516 | 0.00516 | 0.00516 | 0.00516 | 0.00516 | 0.00516 | 0.00516 | 0.00516 | 0.00516 | 0.00516 | 0.00516 | 0.00516
F1_Commercial_Grocery_Existing_Food Preparation_Natural Gas_Double Rack Oven_E3 | F1 | Commercial | Grocery | Existing | Food Preparation | Natural Gas | Double Rack Oven | E3 | CCE | 0 | 0 | 0 | 0 | 0 | 0 | 0 | 0 | 0 | 0 | 0 | 0 | 0 | 0 | 0 | 0 | 0 | 0 | 0 | 0 | 0 | 0 | 0 | 0 | 0 | 0 | 0
F1_Commercial_Grocery_Existing_Food Preparation_Natural Gas_Double Rack Oven_E4 | F1 | Commercial | Grocery | Existing | Food Preparation | Natural Gas | Double Rack Oven | E4 | CCE | 0 | 0 | 0 | 0 | 0 | 0 | 0 | 0 | 0 | 0 | 0 | 0 | 0 | 0 | 0 | 0 | 0 | 0 | 0 | 0 | 0 | 0 | 0 | 0 | 0 | 0 | 0
F1_Commercial_Grocery_Existing_Food Preparation_Natural Gas_Double Rack Oven_E5 | F1 | Commercial | Grocery | Existing | Food Preparation | Natural Gas | Double Rack Oven | E5 | CCE | 0 | 0 | 0 | 0 | 0 | 0 | 0 | 0 | 0 | 0 | 0 | 0 | 0 | 0 | 0 | 0 | 0 | 0 | 0 | 0 | 0 | 0 | 0 | 0 | 0 | 0 | 0
F1_Commercial_Grocery_Existing_Food Preparation_Natural Gas_Double Rack Oven_E6 | F1 | Commercial | Grocery | Existing | Food Preparation | Natural Gas | Double Rack Oven | E6 | CCE | 0 | 0 | 0 | 0 | 0 | 0 | 0 | 0 | 0 | 0 | 0 | 0 | 0 | 0 | 0 | 0 | 0 | 0 | 0 | 0 | 0 | 0 | 0 | 0 | 0 | 0 | 0
F1_Commercial_Grocery_Existing_Food Preparation_Natural Gas_Double Rack Oven_E7 | F1 | Commercial | Grocery | Existing | Food Preparation | Natural Gas | Double Rack Oven | E7 | CCE | 0 | 0 | 0 | 0 | 0 | 0 | 0 | 0 | 0 | 0 | 0 | 0 | 0 | 0 | 0 | 0 | 0 | 0 | 0 | 0 | 0 | 0 | 0 | 0 | 0 | 0 | 0
F1_Commercial_Grocery_Existing_Food Preparation_Natural Gas_Double Rack Oven_E8 | F1 | Commercial | Grocery | Existing | Food Preparation | Natural Gas | Double Rack Oven | E8 | CCE | 0 | 0 | 0 | 0 | 0 | 0 | 0 | 0 | 0 | 0 | 0 | 0 | 0 | 0 | 0 | 0 | 0 | 0 | 0 | 0 | 0 | 0 | 0 | 0 | 0 | 0 | 0
F1_Commercial_Grocery_Existing_Food Preparation_Natural Gas_Double Rack Oven_E9 | F1 | Commercial | Grocery | Existing | Food Preparation | Natural Gas | Double Rack Oven | E9 | CCE | 0 | 0 | 0 | 0 | 0 | 0 | 0 | 0 | 0 | 0 | 0 | 0 | 0 | 0 | 0 | 0 | 0 | 0 | 0 | 0 | 0 | 0 | 0 | 0 | 0 | 0 | 0
F1_Commercial_Grocery_Existing_Food Preparation_Natural Gas_Double Rack Oven_E10 | F1 | Commercial | Grocery | Existing | Food Preparation | Natural Gas | Double Rack Oven | E10 | CCE | 0 | 0 | 0 | 0 | 0 | 0 | 0 | 0 | 0 | 0 | 0 | 0 | 0 | 0 | 0 | 0 | 0 | 0 | 0 | 0 | 0 | 0 | 0 | 0 | 0 | 0 | 0
F2_Commercial_Grocery_Existing_Food Preparation_Natural Gas_Double Rack Oven_E1 | F2 | Commercial | Grocery | Existing | Food Preparation | Natural Gas | Double Rack Oven | E1 | TRC BC Ratio | bar: 2021 to 2047
F2_Commercial_Grocery_Existing_Food Preparation_Natural Gas_Double Rack Oven_E2 | F2 | Commercial | Grocery | Existing | Food Preparation | Natural Gas | Double Rack Oven | E2 | TRC BC Ratio | 2.6451 | 2.6168 | 2.5895 | 2.5634 | 2.5698 | 2.5976 | 2.6379 | 2.6828 | 2.726 | 2.7629 | 2.793 | 2.8145 | 2.8267 | 2.8253 | 2.81 | 2.7806 | 2.7375 | 2.6832 | 2.6184 | 2.5413 | 2.451 | 2.3468 | 2.2544 | 2.1951 | 2.1701 | 2.1808 | 2.1915
F2_Commercial_Grocery_Existing_Food Preparation_Natural Gas_Double Rack Oven_E3 | F2 | Commercial | Grocery | Existing | Food Preparation | Natural Gas | Double Rack Oven | E3 | TRC BC Ratio | 0 | 0 | 0 | 0 | 0 | 0 | 0 | 0 | 0 | 0 | 0 | 0 | 0 | 0 | 0 | 0 | 0 | 0 | 0 | 0 | 0 | 0 | 0 | 0 | 0 | 0 | 0
F2_Commercial_Grocery_Existing_Food Preparation_Natural Gas_Double Rack Oven_E4 | F2 | Commercial | Grocery | Existing | Food Preparation | Natural Gas | Double Rack Oven | E4 | TRC BC Ratio | 0 | 0 | 0 | 0 | 0 | 0 | 0 | 0 | 0 | 0 | 0 | 0 | 0 | 0 | 0 | 0 | 0 | 0 | 0 | 0 | 0 | 0 | 0 | 0 | 0 | 0 | 0
F2_Commercial_Grocery_Existing_Food Preparation_Natural Gas_Double Rack Oven_E5 | F2 | Commercial | Grocery | Existing | Food Preparation | Natural Gas | Double Rack Oven | E5 | TRC BC Ratio | 0 | 0 | 0 | 0 | 0 | 0 | 0 | 0 | 0 | 0 | 0 | 0 | 0 | 0 | 0 | 0 | 0 | 0 | 0 | 0 | 0 | 0 | 0 | 0 | 0 | 0 | 0
F2_Commercial_Grocery_Existing_Food Preparation_Natural Gas_Double Rack Oven_E6 | F2 | Commercial | Grocery | Existing | Food Preparation | Natural Gas | Double Rack Oven | E6 | TRC BC Ratio | 0 | 0 | 0 | 0 | 0 | 0 | 0 | 0 | 0 | 0 | 0 | 0 | 0 | 0 | 0 | 0 | 0 | 0 | 0 | 0 | 0 | 0 | 0 | 0 | 0 | 0 | 0
F2_Commercial_Grocery_Existing_Food Preparation_Natural Gas_Double Rack Oven_E7 | F2 | Commercial | Grocery | Existing | Food Preparation | Natural Gas | Double Rack Oven | E7 | TRC BC Ratio | 0 | 0 | 0 | 0 | 0 | 0 | 0 | 0 | 0 | 0 | 0 | 0 | 0 | 0 | 0 | 0 | 0 | 0 | 0 | 0 | 0 | 0 | 0 | 0 | 0 | 0 | 0
F2_Commercial_Grocery_Existing_Food Preparation_Natural Gas_Double Rack Oven_E8 | F2 | Commercial | Grocery | Existing | Food Preparation | Natural Gas | Double Rack Oven | E8 | TRC BC Ratio | 0 | 0 | 0 | 0 | 0 | 0 | 0 | 0 | 0 | 0 | 0 | 0 | 0 | 0 | 0 | 0 | 0 | 0 | 0 | 0 | 0 | 0 | 0 | 0 | 0 | 0 | 0
F2_Commercial_Grocery_Existing_Food Preparation_Natural Gas_Double Rack Oven_E9 | F2 | Commercial | Grocery | Existing | Food Preparation | Natural Gas | Double Rack Oven | E9 | TRC BC Ratio | 0 | 0 | 0 | 0 | 0 | 0 | 0 | 0 | 0 | 0 | 0 | 0 | 0 | 0 | 0 | 0 | 0 | 0 | 0 | 0 | 0 | 0 | 0 | 0 | 0 | 0 | 0
F2_Commercial_Grocery_Existing_Food Preparation_Natural Gas_Double Rack Oven_E10 | F2 | Commercial | Grocery | Existing | Food Preparation | Natural Gas | Double Rack Oven | E10 | TRC BC Ratio | 0 | 0 | 0 | 0 | 0 | 0 | 0 | 0 | 0 | 0 | 0 | 0 | 0 | 0 | 0 | 0 | 0 | 0 | 0 | 0 | 0 | 0 | 0 | 0 | 0 | 0 | 0
F3_Commercial_Grocery_Existing_Food Preparation_Natural Gas_Double Rack Oven_E1 | F3 | Commercial | Grocery | Existing | Food Preparation | Natural Gas | Double Rack Oven | E1 | PACT BC Ratio | bar: 2021 to 2047
F3_Commercial_Grocery_Existing_Food Preparation_Natural Gas_Double Rack Oven_E2 | F3 | Commercial | Grocery | Existing | Food Preparation | Natural Gas | Double Rack Oven | E2 | PACT BC Ratio | 3.4804 | 3.4432 | 3.4073 | 3.3729 | 3.3814 | 3.4179 | 3.4709 | 3.53 | 3.5869 | 3.6354 | 3.675 | 3.7033 | 3.7193 | 3.7175 | 3.6974 | 3.6587 | 3.602 | 3.5306 | 3.4453 | 3.3438 | 3.2249 | 3.0879 | 2.9664 | 2.8883 | 2.8554 | 2.8694 | 2.8835
F3_Commercial_Grocery_Existing_Food Preparation_Natural Gas_Double Rack Oven_E3 | F3 | Commercial | Grocery | Existing | Food Preparation | Natural Gas | Double Rack Oven | E3 | PACT BC Ratio | 0 | 0 | 0 | 0 | 0 | 0 | 0 | 0 | 0 | 0 | 0 | 0 | 0 | 0 | 0 | 0 | 0 | 0 | 0 | 0 | 0 | 0 | 0 | 0 | 0 | 0 | 0
F3_Commercial_Grocery_Existing_Food Preparation_Natural Gas_Double Rack Oven_E4 | F3 | Commercial | Grocery | Existing | Food Preparation | Natural Gas | Double Rack Oven | E4 | PACT BC Ratio | 0 | 0 | 0 | 0 | 0 | 0 | 0 | 0 | 0 | 0 | 0 | 0 | 0 | 0 | 0 | 0 | 0 | 0 | 0 | 0 | 0 | 0 | 0 | 0 | 0 | 0 | 0
F3_Commercial_Grocery_Existing_Food Preparation_Natural Gas_Double Rack Oven_E5 | F3 | Commercial | Grocery | Existing | Food Preparation | Natural Gas | Double Rack Oven | E5 | PACT BC Ratio | 0 | 0 | 0 | 0 | 0 | 0 | 0 | 0 | 0 | 0 | 0 | 0 | 0 | 0 | 0 | 0 | 0 | 0 | 0 | 0 | 0 | 0 | 0 | 0 | 0 | 0 | 0
F3_Commercial_Grocery_Existing_Food Preparation_Natural Gas_Double Rack Oven_E6 | F3 | Commercial | Grocery | Existing | Food Preparation | Natural Gas | Double Rack Oven | E6 | PACT BC Ratio | 0 | 0 | 0 | 0 | 0 | 0 | 0 | 0 | 0 | 0 | 0 | 0 | 0 | 0 | 0 | 0 | 0 | 0 | 0 | 0 | 0 | 0 | 0 | 0 | 0 | 0 | 0
F3_Commercial_Grocery_Existing_Food Preparation_Natural Gas_Double Rack Oven_E7 | F3 | Commercial | Grocery | Existing | Food Preparation | Natural Gas | Double Rack Oven | E7 | PACT BC Ratio | 0 | 0 | 0 | 0 | 0 | 0 | 0 | 0 | 0 | 0 | 0 | 0 | 0 | 0 | 0 | 0 | 0 | 0 | 0 | 0 | 0 | 0 | 0 | 0 | 0 | 0 | 0
F3_Commercial_Grocery_Existing_Food Preparation_Natural Gas_Double Rack Oven_E8 | F3 | Commercial | Grocery | Existing | Food Preparation | Natural Gas | Double Rack Oven | E8 | PACT BC Ratio | 0 | 0 | 0 | 0 | 0 | 0 | 0 | 0 | 0 | 0 | 0 | 0 | 0 | 0 | 0 | 0 | 0 | 0 | 0 | 0 | 0 | 0 | 0 | 0 | 0 | 0 | 0
F3_Commercial_Grocery_Existing_Food Preparation_Natural Gas_Double Rack Oven_E9 | F3 | Commercial | Grocery | Existing | Food Preparation | Natural Gas | Double Rack Oven | E9 | PACT BC Ratio | 0 | 0 | 0 | 0 | 0 | 0 | 0 | 0 | 0 | 0 | 0 | 0 | 0 | 0 | 0 | 0 | 0 | 0 | 0 | 0 | 0 | 0 | 0 | 0 | 0 | 0 | 0
F3_Commercial_Grocery_Existing_Food Preparation_Natural Gas_Double Rack Oven_E10 | F3 | Commercial | Grocery | Existing | Food Preparation | Natural Gas | Double Rack Oven | E10 | PACT BC Ratio | 0 | 0 | 0 | 0 | 0 | 0 | 0 | 0 | 0 | 0 | 0 | 0 | 0 | 0 | 0 | 0 | 0 | 0 | 0 | 0 | 0 | 0 | 0 | 0 | 0 | 0 | 0
F4_Commercial_Grocery_Existing_Food Preparation_Natural Gas_Double Rack Oven_E1 | F4 | Commercial | Grocery | Existing | Food Preparation | Natural Gas | Double Rack Oven | E1 | RVT BC Ratio | bar: 2021 to 2047
F4_Commercial_Grocery_Existing_Food Preparation_Natural Gas_Double Rack Oven_E2 | F4 | Commercial | Grocery | Existing | Food Preparation | Natural Gas | Double Rack Oven | E2 | RVT BC Ratio | 0.7 | 0.7 | 0.7 | 0.7 | 0.7 | 0.7 | 0.7 | 0.7 | 0.7 | 0.7 | 0.7 | 0.7 | 0.7 | 0.7 | 0.7 | 0.7 | 0.7 | 0.7 | 0.7 | 0.7 | 0.7 | 0.7 | 0.7 | 0.7 | 0.7 | 0.7 | 0.7
F4_Commercial_Grocery_Existing_Food Preparation_Natural Gas_Double Rack Oven_E3 | F4 | Commercial | Grocery | Existing | Food Preparation | Natural Gas | Double Rack Oven | E3 | RVT BC Ratio | 0 | 0 | 0 | 0 | 0 | 0 | 0 | 0 | 0 | 0 | 0 | 0 | 0 | 0 | 0 | 0 | 0 | 0 | 0 | 0 | 0 | 0 | 0 | 0 | 0 | 0 | 0
F4_Commercial_Grocery_Existing_Food Preparation_Natural Gas_Double Rack Oven_E4 | F4 | Commercial | Grocery | Existing | Food Preparation | Natural Gas | Double Rack Oven | E4 | RVT BC Ratio | 0 | 0 | 0 | 0 | 0 | 0 | 0 | 0 | 0 | 0 | 0 | 0 | 0 | 0 | 0 | 0 | 0 | 0 | 0 | 0 | 0 | 0 | 0 | 0 | 0 | 0 | 0
F4_Commercial_Grocery_Existing_Food Preparation_Natural Gas_Double Rack Oven_E5 | F4 | Commercial | Grocery | Existing | Food Preparation | Natural Gas | Double Rack Oven | E5 | RVT BC Ratio | 0 | 0 | 0 | 0 | 0 | 0 | 0 | 0 | 0 | 0 | 0 | 0 | 0 | 0 | 0 | 0 | 0 | 0 | 0 | 0 | 0 | 0 | 0 | 0 | 0 | 0 | 0
F4_Commercial_Grocery_Existing_Food Preparation_Natural Gas_Double Rack Oven_E6 | F4 | Commercial | Grocery | Existing | Food Preparation | Natural Gas | Double Rack Oven | E6 | RVT BC Ratio | 0 | 0 | 0 | 0 | 0 | 0 | 0 | 0 | 0 | 0 | 0 | 0 | 0 | 0 | 0 | 0 | 0 | 0 | 0 | 0 | 0 | 0 | 0 | 0 | 0 | 0 | 0
F4_Commercial_Grocery_Existing_Food Preparation_Natural Gas_Double Rack Oven_E7 | F4 | Commercial | Grocery | Existing | Food Preparation | Natural Gas | Double Rack Oven | E7 | RVT BC Ratio | 0 | 0 | 0 | 0 | 0 | 0 | 0 | 0 | 0 | 0 | 0 | 0 | 0 | 0 | 0 | 0 | 0 | 0 | 0 | 0 | 0 | 0 | 0 | 0 | 0 | 0 | 0
F4_Commercial_Grocery_Existing_Food Preparation_Natural Gas_Double Rack Oven_E8 | F4 | Commercial | Grocery | Existing | Food Preparation | Natural Gas | Double Rack Oven | E8 | RVT BC Ratio | 0 | 0 | 0 | 0 | 0 | 0 | 0 | 0 | 0 | 0 | 0 | 0 | 0 | 0 | 0 | 0 | 0 | 0 | 0 | 0 | 0 | 0 | 0 | 0 | 0 | 0 | 0
F4_Commercial_Grocery_Existing_Food Preparation_Natural Gas_Double Rack Oven_E9 | F4 | Commercial | Grocery | Existing | Food Preparation | Natural Gas | Double Rack Oven | E9 | RVT BC Ratio | 0 | 0 | 0 | 0 | 0 | 0 | 0 | 0 | 0 | 0 | 0 | 0 | 0 | 0 | 0 | 0 | 0 | 0 | 0 | 0 | 0 | 0 | 0 | 0 | 0 | 0 | 0
F4_Commercial_Grocery_Existing_Food Preparation_Natural Gas_Double Rack Oven_E10 | F4 | Commercial | Grocery | Existing | Food Preparation | Natural Gas | Double Rack Oven | E10 | RVT BC Ratio | 0 | 0 | 0 | 0 | 0 | 0 | 0 | 0 | 0 | 0 | 0 | 0 | 0 | 0 | 0 | 0 | 0 | 0 | 0 | 0 | 0 | 0 | 0 | 0 | 0 | 0 | 0
F5_Commercial_Grocery_Existing_Food Preparation_Natural Gas_Double Rack Oven_E1 | F5 | Commercial | Grocery | Existing | Food Preparation | Natural Gas | Double Rack Oven | E1 | RIM BC Ratio | bar: 2021 to 2047
F5_Commercial_Grocery_Existing_Food Preparation_Natural Gas_Double Rack Oven_E2 | F5 | Commercial | Grocery | Existing | Food Preparation | Natural Gas | Double Rack Oven | E2 | RIM BC Ratio | 3.4804 | 3.4432 | 3.4073 | 3.3729 | 3.3814 | 3.4179 | 3.4709 | 3.53 | 3.5869 | 3.6354 | 3.675 | 3.7033 | 3.7193 | 3.7175 | 3.6974 | 3.6587 | 3.602 | 3.5306 | 3.4453 | 3.3438 | 3.2249 | 3.0879 | 2.9664 | 2.8883 | 2.8554 | 2.8694 | 2.8835
F5_Commercial_Grocery_Existing_Food Preparation_Natural Gas_Double Rack Oven_E3 | F5 | Commercial | Grocery | Existing | Food Preparation | Natural Gas | Double Rack Oven | E3 | RIM BC Ratio | 0 | 0 | 0 | 0 | 0 | 0 | 0 | 0 | 0 | 0 | 0 | 0 | 0 | 0 | 0 | 0 | 0 | 0 | 0 | 0 | 0 | 0 | 0 | 0 | 0 | 0 | 0
F5_Commercial_Grocery_Existing_Food Preparation_Natural Gas_Double Rack Oven_E4 | F5 | Commercial | Grocery | Existing | Food Preparation | Natural Gas | Double Rack Oven | E4 | RIM BC Ratio | 0 | 0 | 0 | 0 | 0 | 0 | 0 | 0 | 0 | 0 | 0 | 0 | 0 | 0 | 0 | 0 | 0 | 0 | 0 | 0 | 0 | 0 | 0 | 0 | 0 | 0 | 0
F5_Commercial_Grocery_Existing_Food Preparation_Natural Gas_Double Rack Oven_E5 | F5 | Commercial | Grocery | Existing | Food Preparation | Natural Gas | Double Rack Oven | E5 | RIM BC Ratio | 0 | 0 | 0 | 0 | 0 | 0 | 0 | 0 | 0 | 0 | 0 | 0 | 0 | 0 | 0 | 0 | 0 | 0 | 0 | 0 | 0 | 0 | 0 | 0 | 0 | 0 | 0
F5_Commercial_Grocery_Existing_Food Preparation_Natural Gas_Double Rack Oven_E6 | F5 | Commercial | Grocery | Existing | Food Preparation | Natural Gas | Double Rack Oven | E6 | RIM BC Ratio | 0 | 0 | 0 | 0 | 0 | 0 | 0 | 0 | 0 | 0 | 0 | 0 | 0 | 0 | 0 | 0 | 0 | 0 | 0 | 0 | 0 | 0 | 0 | 0 | 0 | 0 | 0
F5_Commercial_Grocery_Existing_Food Preparation_Natural Gas_Double Rack Oven_E7 | F5 | Commercial | Grocery | Existing | Food Preparation | Natural Gas | Double Rack Oven | E7 | RIM BC Ratio | 0 | 0 | 0 | 0 | 0 | 0 | 0 | 0 | 0 | 0 | 0 | 0 | 0 | 0 | 0 | 0 | 0 | 0 | 0 | 0 | 0 | 0 | 0 | 0 | 0 | 0 | 0
F5_Commercial_Grocery_Existing_Food Preparation_Natural Gas_Double Rack Oven_E8 | F5 | Commercial | Grocery | Existing | Food Preparation | Natural Gas | Double Rack Oven | E8 | RIM BC Ratio | 0 | 0 | 0 | 0 | 0 | 0 | 0 | 0 | 0 | 0 | 0 | 0 | 0 | 0 | 0 | 0 | 0 | 0 | 0 | 0 | 0 | 0 | 0 | 0 | 0 | 0 | 0
F5_Commercial_Grocery_Existing_Food Preparation_Natural Gas_Double Rack Oven_E9 | F5 | Commercial | Grocery | Existing | Food Preparation | Natural Gas | Double Rack Oven | E9 | RIM BC Ratio | 0 | 0 | 0 | 0 | 0 | 0 | 0 | 0 | 0 | 0 | 0 | 0 | 0 | 0 | 0 | 0 | 0 | 0 | 0 | 0 | 0 | 0 | 0 | 0 | 0 | 0 | 0
F5_Commercial_Grocery_Existing_Food Preparation_Natural Gas_Double Rack Oven_E10 | F5 | Commercial | Grocery | Existing | Food Preparation | Natural Gas | Double Rack Oven | E10 | RIM BC Ratio | 0 | 0 | 0 | 0 | 0 | 0 | 0 | 0 | 0 | 0 | 0 | 0 | 0 | 0 | 0 | 0 | 0 | 0 | 0 | 0 | 0 | 0 | 0 | 0 | 0 | 0 | 0
F0_Commercial_Grocery_Existing_Food Preparation_Natural Gas_Fryer_E0 | F0 | Commercial | Grocery | Existing | Food Preparation | Natural Gas | Fryer | E0 | Economic Unit | ENERGY STAR | ENERGY STAR | ENERGY STAR | ENERGY STAR | ENERGY STAR | ENERGY STAR | ENERGY STAR | ENERGY STAR | ENERGY STAR | ENERGY STAR | ENERGY STAR | ENERGY STAR | ENERGY STAR | ENERGY STAR | ENERGY STAR | ENERGY STAR | ENERGY STAR | ENERGY STAR | ENERGY STAR | ENERGY STAR | ENERGY STAR | ENERGY STAR | ENERGY STAR | ENERGY STAR | ENERGY STAR | ENERGY STAR | ENERGY STAR
F1_Commercial_Grocery_Existing_Food Preparation_Natural Gas_Fryer_E1 | F1 | Commercial | Grocery | Existing | Food Preparation | Natural Gas | Fryer | E1 | CCE | 0 | 0 | 0 | 0 | 0 | 0 | 0 | 0 | 0 | 0 | 0 | 0 | 0 | 0 | 0 | 0 | 0 | 0 | 0 | 0 | 0 | 0 | 0 | 0 | 0 | 0 | 0
F1_Commercial_Grocery_Existing_Food Preparation_Natural Gas_Fryer_E2 | F1 | Commercial | Grocery | Existing | Food Preparation | Natural Gas | Fryer | E2 | CCE | 0.0045119 | 0 | 0 | 0 | 0 | 0 | 0 | 0 | 0 | 0 | 0 | 0 | 0 | 0 | 0 | 0 | 0 | 0 | 0 | 0 | 0 | 0 | 0 | 0 | 0 | 0 | 0
F1_Commercial_Grocery_Existing_Food Preparation_Natural Gas_Fryer_E3 | F1 | Commercial | Grocery | Existing | Food Preparation | Natural Gas | Fryer | E3 | CCE | 0 | 0 | 0 | 0 | 0 | 0 | 0 | 0 | 0 | 0 | 0 | 0 | 0 | 0 | 0 | 0 | 0 | 0 | 0 | 0 | 0 | 0 | 0 | 0 | 0 | 0 | 0
F1_Commercial_Grocery_Existing_Food Preparation_Natural Gas_Fryer_E4 | F1 | Commercial | Grocery | Existing | Food Preparation | Natural Gas | Fryer | E4 | CCE | 0 | 0 | 0 | 0 | 0 | 0 | 0 | 0 | 0 | 0 | 0 | 0 | 0 | 0 | 0 | 0 | 0 | 0 | 0 | 0 | 0 | 0 | 0 | 0 | 0 | 0 | 0
F1_Commercial_Grocery_Existing_Food Preparation_Natural Gas_Fryer_E5 | F1 | Commercial | Grocery | Existing | Food Preparation | Natural Gas | Fryer | E5 | CCE | 0 | 0 | 0 | 0 | 0 | 0 | 0 | 0 | 0 | 0 | 0 | 0 | 0 | 0 | 0 | 0 | 0 | 0 | 0 | 0 | 0 | 0 | 0 | 0 | 0 | 0 | 0
F1_Commercial_Grocery_Existing_Food Preparation_Natural Gas_Fryer_E6 | F1 | Commercial | Grocery | Existing | Food Preparation | Natural Gas | Fryer | E6 | CCE | 0 | 0 | 0 | 0 | 0 | 0 | 0 | 0 | 0 | 0 | 0 | 0 | 0 | 0 | 0 | 0 | 0 | 0 | 0 | 0 | 0 | 0 | 0 | 0 | 0 | 0 | 0
F1_Commercial_Grocery_Existing_Food Preparation_Natural Gas_Fryer_E7 | F1 | Commercial | Grocery | Existing | Food Preparation | Natural Gas | Fryer | E7 | CCE | 0 | 0 | 0 | 0 | 0 | 0 | 0 | 0 | 0 | 0 | 0 | 0 | 0 | 0 | 0 | 0 | 0 | 0 | 0 | 0 | 0 | 0 | 0 | 0 | 0 | 0 | 0
F1_Commercial_Grocery_Existing_Food Preparation_Natural Gas_Fryer_E8 | F1 | Commercial | Grocery | Existing | Food Preparation | Natural Gas | Fryer | E8 | CCE | 0 | 0 | 0 | 0 | 0 | 0 | 0 | 0 | 0 | 0 | 0 | 0 | 0 | 0 | 0 | 0 | 0 | 0 | 0 | 0 | 0 | 0 | 0 | 0 | 0 | 0 | 0
F1_Commercial_Grocery_Existing_Food Preparation_Natural Gas_Fryer_E9 | F1 | Commercial | Grocery | Existing | Food Preparation | Natural Gas | Fryer | E9 | CCE | 0 | 0 | 0 | 0 | 0 | 0 | 0 | 0 | 0 | 0 | 0 | 0 | 0 | 0 | 0 | 0 | 0 | 0 | 0 | 0 | 0 | 0 | 0 | 0 | 0 | 0 | 0
F1_Commercial_Grocery_Existing_Food Preparation_Natural Gas_Fryer_E10 | F1 | Commercial | Grocery | Existing | Food Preparation | Natural Gas | Fryer | E10 | CCE | 0 | 0 | 0 | 0 | 0 | 0 | 0 | 0 | 0 | 0 | 0 | 0 | 0 | 0 | 0 | 0 | 0 | 0 | 0 | 0 | 0 | 0 | 0 | 0 | 0 | 0 | 0
F2_Commercial_Grocery_Existing_Food Preparation_Natural Gas_Fryer_E1 | F2 | Commercial | Grocery | Existing | Food Preparation | Natural Gas | Fryer | E1 | TRC BC Ratio | 1 | 0 | 0 | 0 | 0 | 0 | 0 | 0 | 0 | 0 | 0 | 0 | 0 | 0 | 0 | 0 | 0 | 0 | 0 | 0 | 0 | 0 | 0 | 0 | 0 | 0 | 0
F2_Commercial_Grocery_Existing_Food Preparation_Natural Gas_Fryer_E2 | F2 | Commercial | Grocery | Existing | Food Preparation | Natural Gas | Fryer | E2 | TRC BC Ratio | 3.0535 | 1 | 1 | 1 | 1 | 1 | 1 | 1 | 1 | 1 | 1 | 1 | 1 | 1 | 1 | 1 | 1 | 1 | 1 | 1 | 1 | 1 | 1 | 1 | 1 | 1 | 1
F2_Commercial_Grocery_Existing_Food Preparation_Natural Gas_Fryer_E3 | F2 | Commercial | Grocery | Existing | Food Preparation | Natural Gas | Fryer | E3 | TRC BC Ratio | 0 | 0 | 0 | 0 | 0 | 0 | 0 | 0 | 0 | 0 | 0 | 0 | 0 | 0 | 0 | 0 | 0 | 0 | 0 | 0 | 0 | 0 | 0 | 0 | 0 | 0 | 0
F2_Commercial_Grocery_Existing_Food Preparation_Natural Gas_Fryer_E4 | F2 | Commercial | Grocery | Existing | Food Preparation | Natural Gas | Fryer | E4 | TRC BC Ratio | 0 | 0 | 0 | 0 | 0 | 0 | 0 | 0 | 0 | 0 | 0 | 0 | 0 | 0 | 0 | 0 | 0 | 0 | 0 | 0 | 0 | 0 | 0 | 0 | 0 | 0 | 0
F2_Commercial_Grocery_Existing_Food Preparation_Natural Gas_Fryer_E5 | F2 | Commercial | Grocery | Existing | Food Preparation | Natural Gas | Fryer | E5 | TRC BC Ratio | 0 | 0 | 0 | 0 | 0 | 0 | 0 | 0 | 0 | 0 | 0 | 0 | 0 | 0 | 0 | 0 | 0 | 0 | 0 | 0 | 0 | 0 | 0 | 0 | 0 | 0 | 0
F2_Commercial_Grocery_Existing_Food Preparation_Natural Gas_Fryer_E6 | F2 | Commercial | Grocery | Existing | Food Preparation | Natural Gas | Fryer | E6 | TRC BC Ratio | 0 | 0 | 0 | 0 | 0 | 0 | 0 | 0 | 0 | 0 | 0 | 0 | 0 | 0 | 0 | 0 | 0 | 0 | 0 | 0 | 0 | 0 | 0 | 0 | 0 | 0 | 0
F2_Commercial_Grocery_Existing_Food Preparation_Natural Gas_Fryer_E7 | F2 | Commercial | Grocery | Existing | Food Preparation | Natural Gas | Fryer | E7 | TRC BC Ratio | 0 | 0 | 0 | 0 | 0 | 0 | 0 | 0 | 0 | 0 | 0 | 0 | 0 | 0 | 0 | 0 | 0 | 0 | 0 | 0 | 0 | 0 | 0 | 0 | 0 | 0 | 0
F2_Commercial_Grocery_Existing_Food Preparation_Natural Gas_Fryer_E8 | F2 | Commercial | Grocery | Existing | Food Preparation | Natural Gas | Fryer | E8 | TRC BC Ratio | 0 | 0 | 0 | 0 | 0 | 0 | 0 | 0 | 0 | 0 | 0 | 0 | 0 | 0 | 0 | 0 | 0 | 0 | 0 | 0 | 0 | 0 | 0 | 0 | 0 | 0 | 0
F2_Commercial_Grocery_Existing_Food Preparation_Natural Gas_Fryer_E9 | F2 | Commercial | Grocery | Existing | Food Preparation | Natural Gas | Fryer | E9 | TRC BC Ratio | 0 | 0 | 0 | 0 | 0 | 0 | 0 | 0 | 0 | 0 | 0 | 0 | 0 | 0 | 0 | 0 | 0 | 0 | 0 | 0 | 0 | 0 | 0 | 0 | 0 | 0 | 0
F2_Commercial_Grocery_Existing_Food Preparation_Natural Gas_Fryer_E10 | F2 | Commercial | Grocery | Existing | Food Preparation | Natural Gas | Fryer | E10 | TRC BC Ratio | 0 | 0 | 0 | 0 | 0 | 0 | 0 | 0 | 0 | 0 | 0 | 0 | 0 | 0 | 0 | 0 | 0 | 0 | 0 | 0 | 0 | 0 | 0 | 0 | 0 | 0 | 0
F3_Commercial_Grocery_Existing_Food Preparation_Natural Gas_Fryer_E1 | F3 | Commercial | Grocery | Existing | Food Preparation | Natural Gas | Fryer | E1 | PACT BC Ratio | 1 | 0 | 0 | 0 | 0 | 0 | 0 | 0 | 0 | 0 | 0 | 0 | 0 | 0 | 0 | 0 | 0 | 0 | 0 | 0 | 0 | 0 | 0 | 0 | 0 | 0 | 0
F3_Commercial_Grocery_Existing_Food Preparation_Natural Gas_Fryer_E2 | F3 | Commercial | Grocery | Existing | Food Preparation | Natural Gas | Fryer | E2 | PACT BC Ratio | 4.0178 | 1 | 1 | 1 | 1 | 1 | 1 | 1 | 1 | 1 | 1 | 1 | 1 | 1 | 1 | 1 | 1 | 1 | 1 | 1 | 1 | 1 | 1 | 1 | 1 | 1 | 1
F3_Commercial_Grocery_Existing_Food Preparation_Natural Gas_Fryer_E3 | F3 | Commercial | Grocery | Existing | Food Preparation | Natural Gas | Fryer | E3 | PACT BC Ratio | 0 | 0 | 0 | 0 | 0 | 0 | 0 | 0 | 0 | 0 | 0 | 0 | 0 | 0 | 0 | 0 | 0 | 0 | 0 | 0 | 0 | 0 | 0 | 0 | 0 | 0 | 0
F3_Commercial_Grocery_Existing_Food Preparation_Natural Gas_Fryer_E4 | F3 | Commercial | Grocery | Existing | Food Preparation | Natural Gas | Fryer | E4 | PACT BC Ratio | 0 | 0 | 0 | 0 | 0 | 0 | 0 | 0 | 0 | 0 | 0 | 0 | 0 | 0 | 0 | 0 | 0 | 0 | 0 | 0 | 0 | 0 | 0 | 0 | 0 | 0 | 0
F3_Commercial_Grocery_Existing_Food Preparation_Natural Gas_Fryer_E5 | F3 | Commercial | Grocery | Existing | Food Preparation | Natural Gas | Fryer | E5 | PACT BC Ratio | 0 | 0 | 0 | 0 | 0 | 0 | 0 | 0 | 0 | 0 | 0 | 0 | 0 | 0 | 0 | 0 | 0 | 0 | 0 | 0 | 0 | 0 | 0 | 0 | 0 | 0 | 0
F3_Commercial_Grocery_Existing_Food Preparation_Natural Gas_Fryer_E6 | F3 | Commercial | Grocery | Existing | Food Preparation | Natural Gas | Fryer | E6 | PACT BC Ratio | 0 | 0 | 0 | 0 | 0 | 0 | 0 | 0 | 0 | 0 | 0 | 0 | 0 | 0 | 0 | 0 | 0 | 0 | 0 | 0 | 0 | 0 | 0 | 0 | 0 | 0 | 0
F3_Commercial_Grocery_Existing_Food Preparation_Natural Gas_Fryer_E7 | F3 | Commercial | Grocery | Existing | Food Preparation | Natural Gas | Fryer | E7 | PACT BC Ratio | 0 | 0 | 0 | 0 | 0 | 0 | 0 | 0 | 0 | 0 | 0 | 0 | 0 | 0 | 0 | 0 | 0 | 0 | 0 | 0 | 0 | 0 | 0 | 0 | 0 | 0 | 0
F3_Commercial_Grocery_Existing_Food Preparation_Natural Gas_Fryer_E8 | F3 | Commercial | Grocery | Existing | Food Preparation | Natural Gas | Fryer | E8 | PACT BC Ratio | 0 | 0 | 0 | 0 | 0 | 0 | 0 | 0 | 0 | 0 | 0 | 0 | 0 | 0 | 0 | 0 | 0 | 0 | 0 | 0 | 0 | 0 | 0 | 0 | 0 | 0 | 0
F3_Commercial_Grocery_Existing_Food Preparation_Natural Gas_Fryer_E9 | F3 | Commercial | Grocery | Existing | Food Preparation | Natural Gas | Fryer | E9 | PACT BC Ratio | 0 | 0 | 0 | 0 | 0 | 0 | 0 | 0 | 0 | 0 | 0 | 0 | 0 | 0 | 0 | 0 | 0 | 0 | 0 | 0 | 0 | 0 | 0 | 0 | 0 | 0 | 0
F3_Commercial_Grocery_Existing_Food Preparation_Natural Gas_Fryer_E10 | F3 | Commercial | Grocery | Existing | Food Preparation | Natural Gas | Fryer | E10 | PACT BC Ratio | 0 | 0 | 0 | 0 | 0 | 0 | 0 | 0 | 0 | 0 | 0 | 0 | 0 | 0 | 0 | 0 | 0 | 0 | 0 | 0 | 0 | 0 | 0 | 0 | 0 | 0 | 0
F4_Commercial_Grocery_Existing_Food Preparation_Natural Gas_Fryer_E1 | F4 | Commercial | Grocery | Existing | Food Preparation | Natural Gas | Fryer | E1 | RVT BC Ratio | 1 | 0 | 0 | 0 | 0 | 0 | 0 | 0 | 0 | 0 | 0 | 0 | 0 | 0 | 0 | 0 | 0 | 0 | 0 | 0 | 0 | 0 | 0 | 0 | 0 | 0 | 0
F4_Commercial_Grocery_Existing_Food Preparation_Natural Gas_Fryer_E2 | F4 | Commercial | Grocery | Existing | Food Preparation | Natural Gas | Fryer | E2 | RVT BC Ratio | 0.7 | 1 | 1 | 1 | 1 | 1 | 1 | 1 | 1 | 1 | 1 | 1 | 1 | 1 | 1 | 1 | 1 | 1 | 1 | 1 | 1 | 1 | 1 | 1 | 1 | 1 | 1
F4_Commercial_Grocery_Existing_Food Preparation_Natural Gas_Fryer_E3 | F4 | Commercial | Grocery | Existing | Food Preparation | Natural Gas | Fryer | E3 | RVT BC Ratio | 0 | 0 | 0 | 0 | 0 | 0 | 0 | 0 | 0 | 0 | 0 | 0 | 0 | 0 | 0 | 0 | 0 | 0 | 0 | 0 | 0 | 0 | 0 | 0 | 0 | 0 | 0
F4_Commercial_Grocery_Existing_Food Preparation_Natural Gas_Fryer_E4 | F4 | Commercial | Grocery | Existing | Food Preparation | Natural Gas | Fryer | E4 | RVT BC Ratio | 0 | 0 | 0 | 0 | 0 | 0 | 0 | 0 | 0 | 0 | 0 | 0 | 0 | 0 | 0 | 0 | 0 | 0 | 0 | 0 | 0 | 0 | 0 | 0 | 0 | 0 | 0
F4_Commercial_Grocery_Existing_Food Preparation_Natural Gas_Fryer_E5 | F4 | Commercial | Grocery | Existing | Food Preparation | Natural Gas | Fryer | E5 | RVT BC Ratio | 0 | 0 | 0 | 0 | 0 | 0 | 0 | 0 | 0 | 0 | 0 | 0 | 0 | 0 | 0 | 0 | 0 | 0 | 0 | 0 | 0 | 0 | 0 | 0 | 0 | 0 | 0
F4_Commercial_Grocery_Existing_Food Preparation_Natural Gas_Fryer_E6 | F4 | Commercial | Grocery | Existing | Food Preparation | Natural Gas | Fryer | E6 | RVT BC Ratio | 0 | 0 | 0 | 0 | 0 | 0 | 0 | 0 | 0 | 0 | 0 | 0 | 0 | 0 | 0 | 0 | 0 | 0 | 0 | 0 | 0 | 0 | 0 | 0 | 0 | 0 | 0
F4_Commercial_Grocery_Existing_Food Preparation_Natural Gas_Fryer_E7 | F4 | Commercial | Grocery | Existing | Food Preparation | Natural Gas | Fryer | E7 | RVT BC Ratio | 0 | 0 | 0 | 0 | 0 | 0 | 0 | 0 | 0 | 0 | 0 | 0 | 0 | 0 | 0 | 0 | 0 | 0 | 0 | 0 | 0 | 0 | 0 | 0 | 0 | 0 | 0
F4_Commercial_Grocery_Existing_Food Preparation_Natural Gas_Fryer_E8 | F4 | Commercial | Grocery | Existing | Food Preparation | Natural Gas | Fryer | E8 | RVT BC Ratio | 0 | 0 | 0 | 0 | 0 | 0 | 0 | 0 | 0 | 0 | 0 | 0 | 0 | 0 | 0 | 0 | 0 | 0 | 0 | 0 | 0 | 0 | 0 | 0 | 0 | 0 | 0
F4_Commercial_Grocery_Existing_Food Preparation_Natural Gas_Fryer_E9 | F4 | Commercial | Grocery | Existing | Food Preparation | Natural Gas | Fryer | E9 | RVT BC Ratio | 0 | 0 | 0 | 0 | 0 | 0 | 0 | 0 | 0 | 0 | 0 | 0 | 0 | 0 | 0 | 0 | 0 | 0 | 0 | 0 | 0 | 0 | 0 | 0 | 0 | 0 | 0
F4_Commercial_Grocery_Existing_Food Preparation_Natural Gas_Fryer_E10 | F4 | Commercial | Grocery | Existing | Food Preparation | Natural Gas | Fryer | E10 | RVT BC Ratio | 0 | 0 | 0 | 0 | 0 | 0 | 0 | 0 | 0 | 0 | 0 | 0 | 0 | 0 | 0 | 0 | 0 | 0 | 0 | 0 | 0 | 0 | 0 | 0 | 0 | 0 | 0
F5_Commercial_Grocery_Existing_Food Preparation_Natural Gas_Fryer_E1 | F5 | Commercial | Grocery | Existing | Food Preparation | Natural Gas | Fryer | E1 | RIM BC Ratio | 1 | 0 | 0 | 0 | 0 | 0 | 0 | 0 | 0 | 0 | 0 | 0 | 0 | 0 | 0 | 0 | 0 | 0 | 0 | 0 | 0 | 0 | 0 | 0 | 0 | 0 | 0
F5_Commercial_Grocery_Existing_Food Preparation_Natural Gas_Fryer_E2 | F5 | Commercial | Grocery | Existing | Food Preparation | Natural Gas | Fryer | E2 | RIM BC Ratio | 4.0178 | 1 | 1 | 1 | 1 | 1 | 1 | 1 | 1 | 1 | 1 | 1 | 1 | 1 | 1 | 1 | 1 | 1 | 1 | 1 | 1 | 1 | 1 | 1 | 1 | 1 | 1
F5_Commercial_Grocery_Existing_Food Preparation_Natural Gas_Fryer_E3 | F5 | Commercial | Grocery | Existing | Food Preparation | Natural Gas | Fryer | E3 | RIM BC Ratio | 0 | 0 | 0 | 0 | 0 | 0 | 0 | 0 | 0 | 0 | 0 | 0 | 0 | 0 | 0 | 0 | 0 | 0 | 0 | 0 | 0 | 0 | 0 | 0 | 0 | 0 | 0
F5_Commercial_Grocery_Existing_Food Preparation_Natural Gas_Fryer_E4 | F5 | Commercial | Grocery | Existing | Food Preparation | Natural Gas | Fryer | E4 | RIM BC Ratio | 0 | 0 | 0 | 0 | 0 | 0 | 0 | 0 | 0 | 0 | 0 | 0 | 0 | 0 | 0 | 0 | 0 | 0 | 0 | 0 | 0 | 0 | 0 | 0 | 0 | 0 | 0
F5_Commercial_Grocery_Existing_Food Preparation_Natural Gas_Fryer_E5 | F5 | Commercial | Grocery | Existing | Food Preparation | Natural Gas | Fryer | E5 | RIM BC Ratio | 0 | 0 | 0 | 0 | 0 | 0 | 0 | 0 | 0 | 0 | 0 | 0 | 0 | 0 | 0 | 0 | 0 | 0 | 0 | 0 | 0 | 0 | 0 | 0 | 0 | 0 | 0
F5_Commercial_Grocery_Existing_Food Preparation_Natural Gas_Fryer_E6 | F5 | Commercial | Grocery | Existing | Food Preparation | Natural Gas | Fryer | E6 | RIM BC Ratio | 0 | 0 | 0 | 0 | 0 | 0 | 0 | 0 | 0 | 0 | 0 | 0 | 0 | 0 | 0 | 0 | 0 | 0 | 0 | 0 | 0 | 0 | 0 | 0 | 0 | 0 | 0
F5_Commercial_Grocery_Existing_Food Preparation_Natural Gas_Fryer_E7 | F5 | Commercial | Grocery | Existing | Food Preparation | Natural Gas | Fryer | E7 | RIM BC Ratio | 0 | 0 | 0 | 0 | 0 | 0 | 0 | 0 | 0 | 0 | 0 | 0 | 0 | 0 | 0 | 0 | 0 | 0 | 0 | 0 | 0 | 0 | 0 | 0 | 0 | 0 | 0
F5_Commercial_Grocery_Existing_Food Preparation_Natural Gas_Fryer_E8 | F5 | Commercial | Grocery | Existing | Food Preparation | Natural Gas | Fryer | E8 | RIM BC Ratio | 0 | 0 | 0 | 0 | 0 | 0 | 0 | 0 | 0 | 0 | 0 | 0 | 0 | 0 | 0 | 0 | 0 | 0 | 0 | 0 | 0 | 0 | 0 | 0 | 0 | 0 | 0
F5_Commercial_Grocery_Existing_Food Preparation_Natural Gas_Fryer_E9 | F5 | Commercial | Grocery | Existing | Food Preparation | Natural Gas | Fryer | E9 | RIM BC Ratio | 0 | 0 | 0 | 0 | 0 | 0 | 0 | 0 | 0 | 0 | 0 | 0 | 0 | 0 | 0 | 0 | 0 | 0 | 0 | 0 | 0 | 0 | 0 | 0 | 0 | 0 | 0
F5_Commercial_Grocery_Existing_Food Preparation_Natural Gas_Fryer_E10 | F5 | Commercial | Grocery | Existing | Food Preparation | Natural Gas | Fryer | E10 | RIM BC Ratio | 0 | 0 | 0 | 0 | 0 | 0 | 0 | 0 | 0 | 0 | 0 | 0 | 0 | 0 | 0 | 0 | 0 | 0 | 0 | 0 | 0 | 0 | 0 | 0 | 0 | 0 | 0
F0_Commercial_Grocery_Existing_Food Preparation_Natural Gas_Broiler_E0 | F0 | Commercial | Grocery | Existing | Food Preparation | Natural Gas | Broiler | E0 | Economic Unit | Infrared Burners | Infrared Burners | Infrared Burners | Infrared Burners | Infrared Burners | Infrared Burners | Infrared Burners | Infrared Burners | Infrared Burners | Infrared Burners | Infrared Burners | Infrared Burners | Infrared Burners | Infrared Burners | Infrared Burners | Infrared Burners | Infrared Burners | Infrared Burners | Infrared Burners | Infrared Burners | Infrared Burners | Infrared Burners | Infrared Burners | Infrared Burners | Infrared Burners | Infrared Burners | Infrared Burners
F1_Commercial_Grocery_Existing_Food Preparation_Natural Gas_Broiler_E1 | F1 | Commercial | Grocery | Existing | Food Preparation | Natural Gas | Broiler | E1 | CCE | 0 | 0 | 0 | 0 | 0 | 0 | 0 | 0 | 0 | 0 | 0 | 0 | 0 | 0 | 0 | 0 | 0 | 0 | 0 | 0 | 0 | 0 | 0 | 0 | 0 | 0 | 0
F1_Commercial_Grocery_Existing_Food Preparation_Natural Gas_Broiler_E2 | F1 | Commercial | Grocery | Existing | Food Preparation | Natural Gas | Broiler | E2 | CCE | 0.0088234 | 0.0088234 | 0.0088234 | 0.0088234 | 0.0088234 | 0.0088234 | 0.0088234 | 0.0088234 | 0.0088234 | 0.0088234 | 0.0088234 | 0.0088234 | 0.0088234 | 0.0088234 | 0.0088234 | 0.0088234 | 0.0088234 | 0.0088234 | 0.0088234 | 0.0088234 | 0.0088234 | 0.0088234 | 0.0088234 | 0.0088234 | 0.0088234 | 0.0088234 | 0.0088234
F1_Commercial_Grocery_Existing_Food Preparation_Natural Gas_Broiler_E3 | F1 | Commercial | Grocery | Existing | Food Preparation | Natural Gas | Broiler | E3 | CCE | 0 | 0 | 0 | 0 | 0 | 0 | 0 | 0 | 0 | 0 | 0 | 0 | 0 | 0 | 0 | 0 | 0 | 0 | 0 | 0 | 0 | 0 | 0 | 0 | 0 | 0 | 0
F1_Commercial_Grocery_Existing_Food Preparation_Natural Gas_Broiler_E4 | F1 | Commercial | Grocery | Existing | Food Preparation | Natural Gas | Broiler | E4 | CCE | 0 | 0 | 0 | 0 | 0 | 0 | 0 | 0 | 0 | 0 | 0 | 0 | 0 | 0 | 0 | 0 | 0 | 0 | 0 | 0 | 0 | 0 | 0 | 0 | 0 | 0 | 0
F1_Commercial_Grocery_Existing_Food Preparation_Natural Gas_Broiler_E5 | F1 | Commercial | Grocery | Existing | Food Preparation | Natural Gas | Broiler | E5 | CCE | 0 | 0 | 0 | 0 | 0 | 0 | 0 | 0 | 0 | 0 | 0 | 0 | 0 | 0 | 0 | 0 | 0 | 0 | 0 | 0 | 0 | 0 | 0 | 0 | 0 | 0 | 0
F1_Commercial_Grocery_Existing_Food Preparation_Natural Gas_Broiler_E6 | F1 | Commercial | Grocery | Existing | Food Preparation | Natural Gas | Broiler | E6 | CCE | 0 | 0 | 0 | 0 | 0 | 0 | 0 | 0 | 0 | 0 | 0 | 0 | 0 | 0 | 0 | 0 | 0 | 0 | 0 | 0 | 0 | 0 | 0 | 0 | 0 | 0 | 0
F1_Commercial_Grocery_Existing_Food Preparation_Natural Gas_Broiler_E7 | F1 | Commercial | Grocery | Existing | Food Preparation | Natural Gas | Broiler | E7 | CCE | 0 | 0 | 0 | 0 | 0 | 0 | 0 | 0 | 0 | 0 | 0 | 0 | 0 | 0 | 0 | 0 | 0 | 0 | 0 | 0 | 0 | 0 | 0 | 0 | 0 | 0 | 0
F1_Commercial_Grocery_Existing_Food Preparation_Natural Gas_Broiler_E8 | F1 | Commercial | Grocery | Existing | Food Preparation | Natural Gas | Broiler | E8 | CCE | 0 | 0 | 0 | 0 | 0 | 0 | 0 | 0 | 0 | 0 | 0 | 0 | 0 | 0 | 0 | 0 | 0 | 0 | 0 | 0 | 0 | 0 | 0 | 0 | 0 | 0 | 0
F1_Commercial_Grocery_Existing_Food Preparation_Natural Gas_Broiler_E9 | F1 | Commercial | Grocery | Existing | Food Preparation | Natural Gas | Broiler | E9 | CCE | 0 | 0 | 0 | 0 | 0 | 0 | 0 | 0 | 0 | 0 | 0 | 0 | 0 | 0 | 0 | 0 | 0 | 0 | 0 | 0 | 0 | 0 | 0 | 0 | 0 | 0 | 0
F1_Commercial_Grocery_Existing_Food Preparation_Natural Gas_Broiler_E10 | F1 | Commercial | Grocery | Existing | Food Preparation | Natural Gas | Broiler | E10 | CCE | 0 | 0 | 0 | 0 | 0 | 0 | 0 | 0 | 0 | 0 | 0 | 0 | 0 | 0 | 0 | 0 | 0 | 0 | 0 | 0 | 0 | 0 | 0 | 0 | 0 | 0 | 0
F2_Commercial_Grocery_Existing_Food Preparation_Natural Gas_Broiler_E1 | F2 | Commercial | Grocery | Existing | Food Preparation | Natural Gas | Broiler | E1 | TRC BC Ratio | bar: 2021 to 2047
F2_Commercial_Grocery_Existing_Food Preparation_Natural Gas_Broiler_E2 | F2 | Commercial | Grocery | Existing | Food Preparation | Natural Gas | Broiler | E2 | TRC BC Ratio | 1.5469 | 1.5304 | 1.5144 | 1.4991 | 1.5029 | 1.5191 | 1.5427 | 1.5689 | 1.5942 | 1.6158 | 1.6334 | 1.6459 | 1.6531 | 1.6523 | 1.6433 | 1.6261 | 1.6009 | 1.5692 | 1.5313 | 1.4862 | 1.4333 | 1.3724 | 1.3184 | 1.2837 | 1.2691 | 1.2753 | 1.2816
F2_Commercial_Grocery_Existing_Food Preparation_Natural Gas_Broiler_E3 | F2 | Commercial | Grocery | Existing | Food Preparation | Natural Gas | Broiler | E3 | TRC BC Ratio | 0 | 0 | 0 | 0 | 0 | 0 | 0 | 0 | 0 | 0 | 0 | 0 | 0 | 0 | 0 | 0 | 0 | 0 | 0 | 0 | 0 | 0 | 0 | 0 | 0 | 0 | 0
F2_Commercial_Grocery_Existing_Food Preparation_Natural Gas_Broiler_E4 | F2 | Commercial | Grocery | Existing | Food Preparation | Natural Gas | Broiler | E4 | TRC BC Ratio | 0 | 0 | 0 | 0 | 0 | 0 | 0 | 0 | 0 | 0 | 0 | 0 | 0 | 0 | 0 | 0 | 0 | 0 | 0 | 0 | 0 | 0 | 0 | 0 | 0 | 0 | 0
F2_Commercial_Grocery_Existing_Food Preparation_Natural Gas_Broiler_E5 | F2 | Commercial | Grocery | Existing | Food Preparation | Natural Gas | Broiler | E5 | TRC BC Ratio | 0 | 0 | 0 | 0 | 0 | 0 | 0 | 0 | 0 | 0 | 0 | 0 | 0 | 0 | 0 | 0 | 0 | 0 | 0 | 0 | 0 | 0 | 0 | 0 | 0 | 0 | 0
F2_Commercial_Grocery_Existing_Food Preparation_Natural Gas_Broiler_E6 | F2 | Commercial | Grocery | Existing | Food Preparation | Natural Gas | Broiler | E6 | TRC BC Ratio | 0 | 0 | 0 | 0 | 0 | 0 | 0 | 0 | 0 | 0 | 0 | 0 | 0 | 0 | 0 | 0 | 0 | 0 | 0 | 0 | 0 | 0 | 0 | 0 | 0 | 0 | 0
F2_Commercial_Grocery_Existing_Food Preparation_Natural Gas_Broiler_E7 | F2 | Commercial | Grocery | Existing | Food Preparation | Natural Gas | Broiler | E7 | TRC BC Ratio | 0 | 0 | 0 | 0 | 0 | 0 | 0 | 0 | 0 | 0 | 0 | 0 | 0 | 0 | 0 | 0 | 0 | 0 | 0 | 0 | 0 | 0 | 0 | 0 | 0 | 0 | 0
F2_Commercial_Grocery_Existing_Food Preparation_Natural Gas_Broiler_E8 | F2 | Commercial | Grocery | Existing | Food Preparation | Natural Gas | Broiler | E8 | TRC BC Ratio | 0 | 0 | 0 | 0 | 0 | 0 | 0 | 0 | 0 | 0 | 0 | 0 | 0 | 0 | 0 | 0 | 0 | 0 | 0 | 0 | 0 | 0 | 0 | 0 | 0 | 0 | 0
F2_Commercial_Grocery_Existing_Food Preparation_Natural Gas_Broiler_E9 | F2 | Commercial | Grocery | Existing | Food Preparation | Natural Gas | Broiler | E9 | TRC BC Ratio | 0 | 0 | 0 | 0 | 0 | 0 | 0 | 0 | 0 | 0 | 0 | 0 | 0 | 0 | 0 | 0 | 0 | 0 | 0 | 0 | 0 | 0 | 0 | 0 | 0 | 0 | 0
F2_Commercial_Grocery_Existing_Food Preparation_Natural Gas_Broiler_E10 | F2 | Commercial | Grocery | Existing | Food Preparation | Natural Gas | Broiler | E10 | TRC BC Ratio | 0 | 0 | 0 | 0 | 0 | 0 | 0 | 0 | 0 | 0 | 0 | 0 | 0 | 0 | 0 | 0 | 0 | 0 | 0 | 0 | 0 | 0 | 0 | 0 | 0 | 0 | 0
F3_Commercial_Grocery_Existing_Food Preparation_Natural Gas_Broiler_E1 | F3 | Commercial | Grocery | Existing | Food Preparation | Natural Gas | Broiler | E1 | PACT BC Ratio | bar: 2021 to 2047
F3_Commercial_Grocery_Existing_Food Preparation_Natural Gas_Broiler_E2 | F3 | Commercial | Grocery | Existing | Food Preparation | Natural Gas | Broiler | E2 | PACT BC Ratio | 1.9504 | 1.9296 | 1.9094 | 1.8902 | 1.8949 | 1.9154 | 1.9451 | 1.9782 | 2.0101 | 2.0373 | 2.0595 | 2.0753 | 2.0843 | 2.0833 | 2.072 | 2.0503 | 2.0186 | 1.9785 | 1.9307 | 1.8739 | 1.8073 | 1.7304 | 1.6624 | 1.6186 | 1.6002 | 1.608 | 1.6159
F3_Commercial_Grocery_Existing_Food Preparation_Natural Gas_Broiler_E3 | F3 | Commercial | Grocery | Existing | Food Preparation | Natural Gas | Broiler | E3 | PACT BC Ratio | 0 | 0 | 0 | 0 | 0 | 0 | 0 | 0 | 0 | 0 | 0 | 0 | 0 | 0 | 0 | 0 | 0 | 0 | 0 | 0 | 0 | 0 | 0 | 0 | 0 | 0 | 0
F3_Commercial_Grocery_Existing_Food Preparation_Natural Gas_Broiler_E4 | F3 | Commercial | Grocery | Existing | Food Preparation | Natural Gas | Broiler | E4 | PACT BC Ratio | 0 | 0 | 0 | 0 | 0 | 0 | 0 | 0 | 0 | 0 | 0 | 0 | 0 | 0 | 0 | 0 | 0 | 0 | 0 | 0 | 0 | 0 | 0 | 0 | 0 | 0 | 0
F3_Commercial_Grocery_Existing_Food Preparation_Natural Gas_Broiler_E5 | F3 | Commercial | Grocery | Existing | Food Preparation | Natural Gas | Broiler | E5 | PACT BC Ratio | 0 | 0 | 0 | 0 | 0 | 0 | 0 | 0 | 0 | 0 | 0 | 0 | 0 | 0 | 0 | 0 | 0 | 0 | 0 | 0 | 0 | 0 | 0 | 0 | 0 | 0 | 0
F3_Commercial_Grocery_Existing_Food Preparation_Natural Gas_Broiler_E6 | F3 | Commercial | Grocery | Existing | Food Preparation | Natural Gas | Broiler | E6 | PACT BC Ratio | 0 | 0 | 0 | 0 | 0 | 0 | 0 | 0 | 0 | 0 | 0 | 0 | 0 | 0 | 0 | 0 | 0 | 0 | 0 | 0 | 0 | 0 | 0 | 0 | 0 | 0 | 0
F3_Commercial_Grocery_Existing_Food Preparation_Natural Gas_Broiler_E7 | F3 | Commercial | Grocery | Existing | Food Preparation | Natural Gas | Broiler | E7 | PACT BC Ratio | 0 | 0 | 0 | 0 | 0 | 0 | 0 | 0 | 0 | 0 | 0 | 0 | 0 | 0 | 0 | 0 | 0 | 0 | 0 | 0 | 0 | 0 | 0 | 0 | 0 | 0 | 0
F3_Commercial_Grocery_Existing_Food Preparation_Natural Gas_Broiler_E8 | F3 | Commercial | Grocery | Existing | Food Preparation | Natural Gas | Broiler | E8 | PACT BC Ratio | 0 | 0 | 0 | 0 | 0 | 0 | 0 | 0 | 0 | 0 | 0 | 0 | 0 | 0 | 0 | 0 | 0 | 0 | 0 | 0 | 0 | 0 | 0 | 0 | 0 | 0 | 0
F3_Commercial_Grocery_Existing_Food Preparation_Natural Gas_Broiler_E9 | F3 | Commercial | Grocery | Existing | Food Preparation | Natural Gas | Broiler | E9 | PACT BC Ratio | 0 | 0 | 0 | 0 | 0 | 0 | 0 | 0 | 0 | 0 | 0 | 0 | 0 | 0 | 0 | 0 | 0 | 0 | 0 | 0 | 0 | 0 | 0 | 0 | 0 | 0 | 0
F3_Commercial_Grocery_Existing_Food Preparation_Natural Gas_Broiler_E10 | F3 | Commercial | Grocery | Existing | Food Preparation | Natural Gas | Broiler | E10 | PACT BC Ratio | 0 | 0 | 0 | 0 | 0 | 0 | 0 | 0 | 0 | 0 | 0 | 0 | 0 | 0 | 0 | 0 | 0 | 0 | 0 | 0 | 0 | 0 | 0 | 0 | 0 | 0 | 0
F4_Commercial_Grocery_Existing_Food Preparation_Natural Gas_Broiler_E1 | F4 | Commercial | Grocery | Existing | Food Preparation | Natural Gas | Broiler | E1 | RVT BC Ratio | bar: 2021 to 2047
F4_Commercial_Grocery_Existing_Food Preparation_Natural Gas_Broiler_E2 | F4 | Commercial | Grocery | Existing | Food Preparation | Natural Gas | Broiler | E2 | RVT BC Ratio | 0.7 | 0.7 | 0.7 | 0.7 | 0.7 | 0.7 | 0.7 | 0.7 | 0.7 | 0.7 | 0.7 | 0.7 | 0.7 | 0.7 | 0.7 | 0.7 | 0.7 | 0.7 | 0.7 | 0.7 | 0.7 | 0.7 | 0.7 | 0.7 | 0.7 | 0.7 | 0.7
F4_Commercial_Grocery_Existing_Food Preparation_Natural Gas_Broiler_E3 | F4 | Commercial | Grocery | Existing | Food Preparation | Natural Gas | Broiler | E3 | RVT BC Ratio | 0 | 0 | 0 | 0 | 0 | 0 | 0 | 0 | 0 | 0 | 0 | 0 | 0 | 0 | 0 | 0 | 0 | 0 | 0 | 0 | 0 | 0 | 0 | 0 | 0 | 0 | 0
F4_Commercial_Grocery_Existing_Food Preparation_Natural Gas_Broiler_E4 | F4 | Commercial | Grocery | Existing | Food Preparation | Natural Gas | Broiler | E4 | RVT BC Ratio | 0 | 0 | 0 | 0 | 0 | 0 | 0 | 0 | 0 | 0 | 0 | 0 | 0 | 0 | 0 | 0 | 0 | 0 | 0 | 0 | 0 | 0 | 0 | 0 | 0 | 0 | 0
F4_Commercial_Grocery_Existing_Food Preparation_Natural Gas_Broiler_E5 | F4 | Commercial | Grocery | Existing | Food Preparation | Natural Gas | Broiler | E5 | RVT BC Ratio | 0 | 0 | 0 | 0 | 0 | 0 | 0 | 0 | 0 | 0 | 0 | 0 | 0 | 0 | 0 | 0 | 0 | 0 | 0 | 0 | 0 | 0 | 0 | 0 | 0 | 0 | 0
F4_Commercial_Grocery_Existing_Food Preparation_Natural Gas_Broiler_E6 | F4 | Commercial | Grocery | Existing | Food Preparation | Natural Gas | Broiler | E6 | RVT BC Ratio | 0 | 0 | 0 | 0 | 0 | 0 | 0 | 0 | 0 | 0 | 0 | 0 | 0 | 0 | 0 | 0 | 0 | 0 | 0 | 0 | 0 | 0 | 0 | 0 | 0 | 0 | 0
F4_Commercial_Grocery_Existing_Food Preparation_Natural Gas_Broiler_E7 | F4 | Commercial | Grocery | Existing | Food Preparation | Natural Gas | Broiler | E7 | RVT BC Ratio | 0 | 0 | 0 | 0 | 0 | 0 | 0 | 0 | 0 | 0 | 0 | 0 | 0 | 0 | 0 | 0 | 0 | 0 | 0 | 0 | 0 | 0 | 0 | 0 | 0 | 0 | 0
F4_Commercial_Grocery_Existing_Food Preparation_Natural Gas_Broiler_E8 | F4 | Commercial | Grocery | Existing | Food Preparation | Natural Gas | Broiler | E8 | RVT BC Ratio | 0 | 0 | 0 | 0 | 0 | 0 | 0 | 0 | 0 | 0 | 0 | 0 | 0 | 0 | 0 | 0 | 0 | 0 | 0 | 0 | 0 | 0 | 0 | 0 | 0 | 0 | 0
F4_Commercial_Grocery_Existing_Food Preparation_Natural Gas_Broiler_E9 | F4 | Commercial | Grocery | Existing | Food Preparation | Natural Gas | Broiler | E9 | RVT BC Ratio | 0 | 0 | 0 | 0 | 0 | 0 | 0 | 0 | 0 | 0 | 0 | 0 | 0 | 0 | 0 | 0 | 0 | 0 | 0 | 0 | 0 | 0 | 0 | 0 | 0 | 0 | 0
F4_Commercial_Grocery_Existing_Food Preparation_Natural Gas_Broiler_E10 | F4 | Commercial | Grocery | Existing | Food Preparation | Natural Gas | Broiler | E10 | RVT BC Ratio | 0 | 0 | 0 | 0 | 0 | 0 | 0 | 0 | 0 | 0 | 0 | 0 | 0 | 0 | 0 | 0 | 0 | 0 | 0 | 0 | 0 | 0 | 0 | 0 | 0 | 0 | 0
F5_Commercial_Grocery_Existing_Food Preparation_Natural Gas_Broiler_E1 | F5 | Commercial | Grocery | Existing | Food Preparation | Natural Gas | Broiler | E1 | RIM BC Ratio | bar: 2021 to 2047
F5_Commercial_Grocery_Existing_Food Preparation_Natural Gas_Broiler_E2 | F5 | Commercial | Grocery | Existing | Food Preparation | Natural Gas | Broiler | E2 | RIM BC Ratio | 1.9504 | 1.9296 | 1.9094 | 1.8902 | 1.8949 | 1.9154 | 1.9451 | 1.9782 | 2.0101 | 2.0373 | 2.0595 | 2.0753 | 2.0843 | 2.0833 | 2.072 | 2.0503 | 2.0186 | 1.9785 | 1.9307 | 1.8739 | 1.8073 | 1.7304 | 1.6624 | 1.6186 | 1.6002 | 1.608 | 1.6159
F5_Commercial_Grocery_Existing_Food Preparation_Natural Gas_Broiler_E3 | F5 | Commercial | Grocery | Existing | Food Preparation | Natural Gas | Broiler | E3 | RIM BC Ratio | 0 | 0 | 0 | 0 | 0 | 0 | 0 | 0 | 0 | 0 | 0 | 0 | 0 | 0 | 0 | 0 | 0 | 0 | 0 | 0 | 0 | 0 | 0 | 0 | 0 | 0 | 0
F5_Commercial_Grocery_Existing_Food Preparation_Natural Gas_Broiler_E4 | F5 | Commercial | Grocery | Existing | Food Preparation | Natural Gas | Broiler | E4 | RIM BC Ratio | 0 | 0 | 0 | 0 | 0 | 0 | 0 | 0 | 0 | 0 | 0 | 0 | 0 | 0 | 0 | 0 | 0 | 0 | 0 | 0 | 0 | 0 | 0 | 0 | 0 | 0 | 0
F5_Commercial_Grocery_Existing_Food Preparation_Natural Gas_Broiler_E5 | F5 | Commercial | Grocery | Existing | Food Preparation | Natural Gas | Broiler | E5 | RIM BC Ratio | 0 | 0 | 0 | 0 | 0 | 0 | 0 | 0 | 0 | 0 | 0 | 0 | 0 | 0 | 0 | 0 | 0 | 0 | 0 | 0 | 0 | 0 | 0 | 0 | 0 | 0 | 0
F5_Commercial_Grocery_Existing_Food Preparation_Natural Gas_Broiler_E6 | F5 | Commercial | Grocery | Existing | Food Preparation | Natural Gas | Broiler | E6 | RIM BC Ratio | 0 | 0 | 0 | 0 | 0 | 0 | 0 | 0 | 0 | 0 | 0 | 0 | 0 | 0 | 0 | 0 | 0 | 0 | 0 | 0 | 0 | 0 | 0 | 0 | 0 | 0 | 0
F5_Commercial_Grocery_Existing_Food Preparation_Natural Gas_Broiler_E7 | F5 | Commercial | Grocery | Existing | Food Preparation | Natural Gas | Broiler | E7 | RIM BC Ratio | 0 | 0 | 0 | 0 | 0 | 0 | 0 | 0 | 0 | 0 | 0 | 0 | 0 | 0 | 0 | 0 | 0 | 0 | 0 | 0 | 0 | 0 | 0 | 0 | 0 | 0 | 0
F5_Commercial_Grocery_Existing_Food Preparation_Natural Gas_Broiler_E8 | F5 | Commercial | Grocery | Existing | Food Preparation | Natural Gas | Broiler | E8 | RIM BC Ratio | 0 | 0 | 0 | 0 | 0 | 0 | 0 | 0 | 0 | 0 | 0 | 0 | 0 | 0 | 0 | 0 | 0 | 0 | 0 | 0 | 0 | 0 | 0 | 0 | 0 | 0 | 0
F5_Commercial_Grocery_Existing_Food Preparation_Natural Gas_Broiler_E9 | F5 | Commercial | Grocery | Existing | Food Preparation | Natural Gas | Broiler | E9 | RIM BC Ratio | 0 | 0 | 0 | 0 | 0 | 0 | 0 | 0 | 0 | 0 | 0 | 0 | 0 | 0 | 0 | 0 | 0 | 0 | 0 | 0 | 0 | 0 | 0 | 0 | 0 | 0 | 0
F5_Commercial_Grocery_Existing_Food Preparation_Natural Gas_Broiler_E10 | F5 | Commercial | Grocery | Existing | Food Preparation | Natural Gas | Broiler | E10 | RIM BC Ratio | 0 | 0 | 0 | 0 | 0 | 0 | 0 | 0 | 0 | 0 | 0 | 0 | 0 | 0 | 0 | 0 | 0 | 0 | 0 | 0 | 0 | 0 | 0 | 0 | 0 | 0 | 0
F0_Commercial_Grocery_Existing_Food Preparation_Natural Gas_Griddle_E0 | F0 | Commercial | Grocery | Existing | Food Preparation | Natural Gas | Griddle | E0 | Economic Unit | ENERGY STAR | ENERGY STAR | ENERGY STAR | ENERGY STAR | ENERGY STAR | ENERGY STAR | ENERGY STAR | ENERGY STAR | ENERGY STAR | ENERGY STAR | ENERGY STAR | ENERGY STAR | ENERGY STAR | ENERGY STAR | ENERGY STAR | ENERGY STAR | ENERGY STAR | ENERGY STAR | ENERGY STAR | ENERGY STAR | Standard | Standard | Standard | Standard | Standard | Standard | Standard
F1_Commercial_Grocery_Existing_Food Preparation_Natural Gas_Griddle_E1 | F1 | Commercial | Grocery | Existing | Food Preparation | Natural Gas | Griddle | E1 | CCE | 0 | 0 | 0 | 0 | 0 | 0 | 0 | 0 | 0 | 0 | 0 | 0 | 0 | 0 | 0 | 0 | 0 | 0 | 0 | 0 | 0 | 0 | 0 | 0 | 0 | 0 | 0
F1_Commercial_Grocery_Existing_Food Preparation_Natural Gas_Griddle_E2 | F1 | Commercial | Grocery | Existing | Food Preparation | Natural Gas | Griddle | E2 | CCE | 0.01311 | 0.01311 | 0.01311 | 0.01311 | 0.01311 | 0.01311 | 0.01311 | 0.01311 | 0.01311 | 0.01311 | 0.01311 | 0.01311 | 0.01311 | 0.01311 | 0.01311 | 0.01311 | 0.01311 | 0.01311 | 0.01311 | 0.01311 | 0.01311 | 0.01311 | 0.01311 | 0.01311 | 0.01311 | 0.01311 | 0.01311
F1_Commercial_Grocery_Existing_Food Preparation_Natural Gas_Griddle_E3 | F1 | Commercial | Grocery | Existing | Food Preparation | Natural Gas | Griddle | E3 | CCE | 0 | 0 | 0 | 0 | 0 | 0 | 0 | 0 | 0 | 0 | 0 | 0 | 0 | 0 | 0 | 0 | 0 | 0 | 0 | 0 | 0 | 0 | 0 | 0 | 0 | 0 | 0
F1_Commercial_Grocery_Existing_Food Preparation_Natural Gas_Griddle_E4 | F1 | Commercial | Grocery | Existing | Food Preparation | Natural Gas | Griddle | E4 | CCE | 0 | 0 | 0 | 0 | 0 | 0 | 0 | 0 | 0 | 0 | 0 | 0 | 0 | 0 | 0 | 0 | 0 | 0 | 0 | 0 | 0 | 0 | 0 | 0 | 0 | 0 | 0
F1_Commercial_Grocery_Existing_Food Preparation_Natural Gas_Griddle_E5 | F1 | Commercial | Grocery | Existing | Food Preparation | Natural Gas | Griddle | E5 | CCE | 0 | 0 | 0 | 0 | 0 | 0 | 0 | 0 | 0 | 0 | 0 | 0 | 0 | 0 | 0 | 0 | 0 | 0 | 0 | 0 | 0 | 0 | 0 | 0 | 0 | 0 | 0
F1_Commercial_Grocery_Existing_Food Preparation_Natural Gas_Griddle_E6 | F1 | Commercial | Grocery | Existing | Food Preparation | Natural Gas | Griddle | E6 | CCE | 0 | 0 | 0 | 0 | 0 | 0 | 0 | 0 | 0 | 0 | 0 | 0 | 0 | 0 | 0 | 0 | 0 | 0 | 0 | 0 | 0 | 0 | 0 | 0 | 0 | 0 | 0
F1_Commercial_Grocery_Existing_Food Preparation_Natural Gas_Griddle_E7 | F1 | Commercial | Grocery | Existing | Food Preparation | Natural Gas | Griddle | E7 | CCE | 0 | 0 | 0 | 0 | 0 | 0 | 0 | 0 | 0 | 0 | 0 | 0 | 0 | 0 | 0 | 0 | 0 | 0 | 0 | 0 | 0 | 0 | 0 | 0 | 0 | 0 | 0
F1_Commercial_Grocery_Existing_Food Preparation_Natural Gas_Griddle_E8 | F1 | Commercial | Grocery | Existing | Food Preparation | Natural Gas | Griddle | E8 | CCE | 0 | 0 | 0 | 0 | 0 | 0 | 0 | 0 | 0 | 0 | 0 | 0 | 0 | 0 | 0 | 0 | 0 | 0 | 0 | 0 | 0 | 0 | 0 | 0 | 0 | 0 | 0
F1_Commercial_Grocery_Existing_Food Preparation_Natural Gas_Griddle_E9 | F1 | Commercial | Grocery | Existing | Food Preparation | Natural Gas | Griddle | E9 | CCE | 0 | 0 | 0 | 0 | 0 | 0 | 0 | 0 | 0 | 0 | 0 | 0 | 0 | 0 | 0 | 0 | 0 | 0 | 0 | 0 | 0 | 0 | 0 | 0 | 0 | 0 | 0
F1_Commercial_Grocery_Existing_Food Preparation_Natural Gas_Griddle_E10 | F1 | Commercial | Grocery | Existing | Food Preparation | Natural Gas | Griddle | E10 | CCE | 0 | 0 | 0 | 0 | 0 | 0 | 0 | 0 | 0 | 0 | 0 | 0 | 0 | 0 | 0 | 0 | 0 | 0 | 0 | 0 | 0 | 0 | 0 | 0 | 0 | 0 | 0
F2_Commercial_Grocery_Existing_Food Preparation_Natural Gas_Griddle_E1 | F2 | Commercial | Grocery | Existing | Food Preparation | Natural Gas | Griddle | E1 | TRC BC Ratio | bar: 2021 to 2047
F2_Commercial_Grocery_Existing_Food Preparation_Natural Gas_Griddle_E2 | F2 | Commercial | Grocery | Existing | Food Preparation | Natural Gas | Griddle | E2 | TRC BC Ratio | 1.0411 | 1.0299 | 1.0192 | 1.0089 | 1.0114 | 1.0224 | 1.0382 | 1.0559 | 1.0729 | 1.0874 | 1.0993 | 1.1077 | 1.1125 | 1.112 | 1.106 | 1.0944 | 1.0774 | 1.0561 | 1.0305 | 1.0002 | 0.96464 | 0.92365 | 0.8873 | 0.86394 | 0.85412 | 0.85831 | 0.86251
F2_Commercial_Grocery_Existing_Food Preparation_Natural Gas_Griddle_E3 | F2 | Commercial | Grocery | Existing | Food Preparation | Natural Gas | Griddle | E3 | TRC BC Ratio | 0 | 0 | 0 | 0 | 0 | 0 | 0 | 0 | 0 | 0 | 0 | 0 | 0 | 0 | 0 | 0 | 0 | 0 | 0 | 0 | 0 | 0 | 0 | 0 | 0 | 0 | 0
F2_Commercial_Grocery_Existing_Food Preparation_Natural Gas_Griddle_E4 | F2 | Commercial | Grocery | Existing | Food Preparation | Natural Gas | Griddle | E4 | TRC BC Ratio | 0 | 0 | 0 | 0 | 0 | 0 | 0 | 0 | 0 | 0 | 0 | 0 | 0 | 0 | 0 | 0 | 0 | 0 | 0 | 0 | 0 | 0 | 0 | 0 | 0 | 0 | 0
F2_Commercial_Grocery_Existing_Food Preparation_Natural Gas_Griddle_E5 | F2 | Commercial | Grocery | Existing | Food Preparation | Natural Gas | Griddle | E5 | TRC BC Ratio | 0 | 0 | 0 | 0 | 0 | 0 | 0 | 0 | 0 | 0 | 0 | 0 | 0 | 0 | 0 | 0 | 0 | 0 | 0 | 0 | 0 | 0 | 0 | 0 | 0 | 0 | 0
F2_Commercial_Grocery_Existing_Food Preparation_Natural Gas_Griddle_E6 | F2 | Commercial | Grocery | Existing | Food Preparation | Natural Gas | Griddle | E6 | TRC BC Ratio | 0 | 0 | 0 | 0 | 0 | 0 | 0 | 0 | 0 | 0 | 0 | 0 | 0 | 0 | 0 | 0 | 0 | 0 | 0 | 0 | 0 | 0 | 0 | 0 | 0 | 0 | 0
F2_Commercial_Grocery_Existing_Food Preparation_Natural Gas_Griddle_E7 | F2 | Commercial | Grocery | Existing | Food Preparation | Natural Gas | Griddle | E7 | TRC BC Ratio | 0 | 0 | 0 | 0 | 0 | 0 | 0 | 0 | 0 | 0 | 0 | 0 | 0 | 0 | 0 | 0 | 0 | 0 | 0 | 0 | 0 | 0 | 0 | 0 | 0 | 0 | 0
F2_Commercial_Grocery_Existing_Food Preparation_Natural Gas_Griddle_E8 | F2 | Commercial | Grocery | Existing | Food Preparation | Natural Gas | Griddle | E8 | TRC BC Ratio | 0 | 0 | 0 | 0 | 0 | 0 | 0 | 0 | 0 | 0 | 0 | 0 | 0 | 0 | 0 | 0 | 0 | 0 | 0 | 0 | 0 | 0 | 0 | 0 | 0 | 0 | 0
F2_Commercial_Grocery_Existing_Food Preparation_Natural Gas_Griddle_E9 | F2 | Commercial | Grocery | Existing | Food Preparation | Natural Gas | Griddle | E9 | TRC BC Ratio | 0 | 0 | 0 | 0 | 0 | 0 | 0 | 0 | 0 | 0 | 0 | 0 | 0 | 0 | 0 | 0 | 0 | 0 | 0 | 0 | 0 | 0 | 0 | 0 | 0 | 0 | 0
F2_Commercial_Grocery_Existing_Food Preparation_Natural Gas_Griddle_E10 | F2 | Commercial | Grocery | Existing | Food Preparation | Natural Gas | Griddle | E10 | TRC BC Ratio | 0 | 0 | 0 | 0 | 0 | 0 | 0 | 0 | 0 | 0 | 0 | 0 | 0 | 0 | 0 | 0 | 0 | 0 | 0 | 0 | 0 | 0 | 0 | 0 | 0 | 0 | 0
F3_Commercial_Grocery_Existing_Food Preparation_Natural Gas_Griddle_E1 | F3 | Commercial | Grocery | Existing | Food Preparation | Natural Gas | Griddle | E1 | PACT BC Ratio | bar: 2021 to 2047
F3_Commercial_Grocery_Existing_Food Preparation_Natural Gas_Griddle_E2 | F3 | Commercial | Grocery | Existing | Food Preparation | Natural Gas | Griddle | E2 | PACT BC Ratio | 1.3698 | 1.3552 | 1.341 | 1.3275 | 1.3308 | 1.3452 | 1.3661 | 1.3893 | 1.4117 | 1.4308 | 1.4464 | 1.4575 | 1.4639 | 1.4631 | 1.4552 | 1.44 | 1.4177 | 1.3896 | 1.356 | 1.3161 | 1.2693 | 1.2153 | 1.1675 | 1.1368 | 1.1238 | 1.1294 | 1.1349
F3_Commercial_Grocery_Existing_Food Preparation_Natural Gas_Griddle_E3 | F3 | Commercial | Grocery | Existing | Food Preparation | Natural Gas | Griddle | E3 | PACT BC Ratio | 0 | 0 | 0 | 0 | 0 | 0 | 0 | 0 | 0 | 0 | 0 | 0 | 0 | 0 | 0 | 0 | 0 | 0 | 0 | 0 | 0 | 0 | 0 | 0 | 0 | 0 | 0
F3_Commercial_Grocery_Existing_Food Preparation_Natural Gas_Griddle_E4 | F3 | Commercial | Grocery | Existing | Food Preparation | Natural Gas | Griddle | E4 | PACT BC Ratio | 0 | 0 | 0 | 0 | 0 | 0 | 0 | 0 | 0 | 0 | 0 | 0 | 0 | 0 | 0 | 0 | 0 | 0 | 0 | 0 | 0 | 0 | 0 | 0 | 0 | 0 | 0
F3_Commercial_Grocery_Existing_Food Preparation_Natural Gas_Griddle_E5 | F3 | Commercial | Grocery | Existing | Food Preparation | Natural Gas | Griddle | E5 | PACT BC Ratio | 0 | 0 | 0 | 0 | 0 | 0 | 0 | 0 | 0 | 0 | 0 | 0 | 0 | 0 | 0 | 0 | 0 | 0 | 0 | 0 | 0 | 0 | 0 | 0 | 0 | 0 | 0
F3_Commercial_Grocery_Existing_Food Preparation_Natural Gas_Griddle_E6 | F3 | Commercial | Grocery | Existing | Food Preparation | Natural Gas | Griddle | E6 | PACT BC Ratio | 0 | 0 | 0 | 0 | 0 | 0 | 0 | 0 | 0 | 0 | 0 | 0 | 0 | 0 | 0 | 0 | 0 | 0 | 0 | 0 | 0 | 0 | 0 | 0 | 0 | 0 | 0
F3_Commercial_Grocery_Existing_Food Preparation_Natural Gas_Griddle_E7 | F3 | Commercial | Grocery | Existing | Food Preparation | Natural Gas | Griddle | E7 | PACT BC Ratio | 0 | 0 | 0 | 0 | 0 | 0 | 0 | 0 | 0 | 0 | 0 | 0 | 0 | 0 | 0 | 0 | 0 | 0 | 0 | 0 | 0 | 0 | 0 | 0 | 0 | 0 | 0
F3_Commercial_Grocery_Existing_Food Preparation_Natural Gas_Griddle_E8 | F3 | Commercial | Grocery | Existing | Food Preparation | Natural Gas | Griddle | E8 | PACT BC Ratio | 0 | 0 | 0 | 0 | 0 | 0 | 0 | 0 | 0 | 0 | 0 | 0 | 0 | 0 | 0 | 0 | 0 | 0 | 0 | 0 | 0 | 0 | 0 | 0 | 0 | 0 | 0
F3_Commercial_Grocery_Existing_Food Preparation_Natural Gas_Griddle_E9 | F3 | Commercial | Grocery | Existing | Food Preparation | Natural Gas | Griddle | E9 | PACT BC Ratio | 0 | 0 | 0 | 0 | 0 | 0 | 0 | 0 | 0 | 0 | 0 | 0 | 0 | 0 | 0 | 0 | 0 | 0 | 0 | 0 | 0 | 0 | 0 | 0 | 0 | 0 | 0
F3_Commercial_Grocery_Existing_Food Preparation_Natural Gas_Griddle_E10 | F3 | Commercial | Grocery | Existing | Food Preparation | Natural Gas | Griddle | E10 | PACT BC Ratio | 0 | 0 | 0 | 0 | 0 | 0 | 0 | 0 | 0 | 0 | 0 | 0 | 0 | 0 | 0 | 0 | 0 | 0 | 0 | 0 | 0 | 0 | 0 | 0 | 0 | 0 | 0
F4_Commercial_Grocery_Existing_Food Preparation_Natural Gas_Griddle_E1 | F4 | Commercial | Grocery | Existing | Food Preparation | Natural Gas | Griddle | E1 | RVT BC Ratio | bar: 2021 to 2047
F4_Commercial_Grocery_Existing_Food Preparation_Natural Gas_Griddle_E2 | F4 | Commercial | Grocery | Existing | Food Preparation | Natural Gas | Griddle | E2 | RVT BC Ratio | 0.7 | 0.7 | 0.7 | 0.7 | 0.7 | 0.7 | 0.7 | 0.7 | 0.7 | 0.7 | 0.7 | 0.7 | 0.7 | 0.7 | 0.7 | 0.7 | 0.7 | 0.7 | 0.7 | 0.7 | 0.7 | 0.7 | 0.7 | 0.7 | 0.7 | 0.7 | 0.7
F4_Commercial_Grocery_Existing_Food Preparation_Natural Gas_Griddle_E3 | F4 | Commercial | Grocery | Existing | Food Preparation | Natural Gas | Griddle | E3 | RVT BC Ratio | 0 | 0 | 0 | 0 | 0 | 0 | 0 | 0 | 0 | 0 | 0 | 0 | 0 | 0 | 0 | 0 | 0 | 0 | 0 | 0 | 0 | 0 | 0 | 0 | 0 | 0 | 0
F4_Commercial_Grocery_Existing_Food Preparation_Natural Gas_Griddle_E4 | F4 | Commercial | Grocery | Existing | Food Preparation | Natural Gas | Griddle | E4 | RVT BC Ratio | 0 | 0 | 0 | 0 | 0 | 0 | 0 | 0 | 0 | 0 | 0 | 0 | 0 | 0 | 0 | 0 | 0 | 0 | 0 | 0 | 0 | 0 | 0 | 0 | 0 | 0 | 0
F4_Commercial_Grocery_Existing_Food Preparation_Natural Gas_Griddle_E5 | F4 | Commercial | Grocery | Existing | Food Preparation | Natural Gas | Griddle | E5 | RVT BC Ratio | 0 | 0 | 0 | 0 | 0 | 0 | 0 | 0 | 0 | 0 | 0 | 0 | 0 | 0 | 0 | 0 | 0 | 0 | 0 | 0 | 0 | 0 | 0 | 0 | 0 | 0 | 0
F4_Commercial_Grocery_Existing_Food Preparation_Natural Gas_Griddle_E6 | F4 | Commercial | Grocery | Existing | Food Preparation | Natural Gas | Griddle | E6 | RVT BC Ratio | 0 | 0 | 0 | 0 | 0 | 0 | 0 | 0 | 0 | 0 | 0 | 0 | 0 | 0 | 0 | 0 | 0 | 0 | 0 | 0 | 0 | 0 | 0 | 0 | 0 | 0 | 0
F4_Commercial_Grocery_Existing_Food Preparation_Natural Gas_Griddle_E7 | F4 | Commercial | Grocery | Existing | Food Preparation | Natural Gas | Griddle | E7 | RVT BC Ratio | 0 | 0 | 0 | 0 | 0 | 0 | 0 | 0 | 0 | 0 | 0 | 0 | 0 | 0 | 0 | 0 | 0 | 0 | 0 | 0 | 0 | 0 | 0 | 0 | 0 | 0 | 0
F4_Commercial_Grocery_Existing_Food Preparation_Natural Gas_Griddle_E8 | F4 | Commercial | Grocery | Existing | Food Preparation | Natural Gas | Griddle | E8 | RVT BC Ratio | 0 | 0 | 0 | 0 | 0 | 0 | 0 | 0 | 0 | 0 | 0 | 0 | 0 | 0 | 0 | 0 | 0 | 0 | 0 | 0 | 0 | 0 | 0 | 0 | 0 | 0 | 0
F4_Commercial_Grocery_Existing_Food Preparation_Natural Gas_Griddle_E9 | F4 | Commercial | Grocery | Existing | Food Preparation | Natural Gas | Griddle | E9 | RVT BC Ratio | 0 | 0 | 0 | 0 | 0 | 0 | 0 | 0 | 0 | 0 | 0 | 0 | 0 | 0 | 0 | 0 | 0 | 0 | 0 | 0 | 0 | 0 | 0 | 0 | 0 | 0 | 0
F4_Commercial_Grocery_Existing_Food Preparation_Natural Gas_Griddle_E10 | F4 | Commercial | Grocery | Existing | Food Preparation | Natural Gas | Griddle | E10 | RVT BC Ratio | 0 | 0 | 0 | 0 | 0 | 0 | 0 | 0 | 0 | 0 | 0 | 0 | 0 | 0 | 0 | 0 | 0 | 0 | 0 | 0 | 0 | 0 | 0 | 0 | 0 | 0 | 0
F5_Commercial_Grocery_Existing_Food Preparation_Natural Gas_Griddle_E1 | F5 | Commercial | Grocery | Existing | Food Preparation | Natural Gas | Griddle | E1 | RIM BC Ratio | bar: 2021 to 2047
F5_Commercial_Grocery_Existing_Food Preparation_Natural Gas_Griddle_E2 | F5 | Commercial | Grocery | Existing | Food Preparation | Natural Gas | Griddle | E2 | RIM BC Ratio | 1.3698 | 1.3552 | 1.341 | 1.3275 | 1.3308 | 1.3452 | 1.3661 | 1.3893 | 1.4117 | 1.4308 | 1.4464 | 1.4575 | 1.4639 | 1.4631 | 1.4552 | 1.44 | 1.4177 | 1.3896 | 1.356 | 1.3161 | 1.2693 | 1.2153 | 1.1675 | 1.1368 | 1.1238 | 1.1294 | 1.1349
F5_Commercial_Grocery_Existing_Food Preparation_Natural Gas_Griddle_E3 | F5 | Commercial | Grocery | Existing | Food Preparation | Natural Gas | Griddle | E3 | RIM BC Ratio | 0 | 0 | 0 | 0 | 0 | 0 | 0 | 0 | 0 | 0 | 0 | 0 | 0 | 0 | 0 | 0 | 0 | 0 | 0 | 0 | 0 | 0 | 0 | 0 | 0 | 0 | 0
F5_Commercial_Grocery_Existing_Food Preparation_Natural Gas_Griddle_E4 | F5 | Commercial | Grocery | Existing | Food Preparation | Natural Gas | Griddle | E4 | RIM BC Ratio | 0 | 0 | 0 | 0 | 0 | 0 | 0 | 0 | 0 | 0 | 0 | 0 | 0 | 0 | 0 | 0 | 0 | 0 | 0 | 0 | 0 | 0 | 0 | 0 | 0 | 0 | 0
F5_Commercial_Grocery_Existing_Food Preparation_Natural Gas_Griddle_E5 | F5 | Commercial | Grocery | Existing | Food Preparation | Natural Gas | Griddle | E5 | RIM BC Ratio | 0 | 0 | 0 | 0 | 0 | 0 | 0 | 0 | 0 | 0 | 0 | 0 | 0 | 0 | 0 | 0 | 0 | 0 | 0 | 0 | 0 | 0 | 0 | 0 | 0 | 0 | 0
F5_Commercial_Grocery_Existing_Food Preparation_Natural Gas_Griddle_E6 | F5 | Commercial | Grocery | Existing | Food Preparation | Natural Gas | Griddle | E6 | RIM BC Ratio | 0 | 0 | 0 | 0 | 0 | 0 | 0 | 0 | 0 | 0 | 0 | 0 | 0 | 0 | 0 | 0 | 0 | 0 | 0 | 0 | 0 | 0 | 0 | 0 | 0 | 0 | 0
F5_Commercial_Grocery_Existing_Food Preparation_Natural Gas_Griddle_E7 | F5 | Commercial | Grocery | Existing | Food Preparation | Natural Gas | Griddle | E7 | RIM BC Ratio | 0 | 0 | 0 | 0 | 0 | 0 | 0 | 0 | 0 | 0 | 0 | 0 | 0 | 0 | 0 | 0 | 0 | 0 | 0 | 0 | 0 | 0 | 0 | 0 | 0 | 0 | 0
F5_Commercial_Grocery_Existing_Food Preparation_Natural Gas_Griddle_E8 | F5 | Commercial | Grocery | Existing | Food Preparation | Natural Gas | Griddle | E8 | RIM BC Ratio | 0 | 0 | 0 | 0 | 0 | 0 | 0 | 0 | 0 | 0 | 0 | 0 | 0 | 0 | 0 | 0 | 0 | 0 | 0 | 0 | 0 | 0 | 0 | 0 | 0 | 0 | 0
F5_Commercial_Grocery_Existing_Food Preparation_Natural Gas_Griddle_E9 | F5 | Commercial | Grocery | Existing | Food Preparation | Natural Gas | Griddle | E9 | RIM BC Ratio | 0 | 0 | 0 | 0 | 0 | 0 | 0 | 0 | 0 | 0 | 0 | 0 | 0 | 0 | 0 | 0 | 0 | 0 | 0 | 0 | 0 | 0 | 0 | 0 | 0 | 0 | 0
F5_Commercial_Grocery_Existing_Food Preparation_Natural Gas_Griddle_E10 | F5 | Commercial | Grocery | Existing | Food Preparation | Natural Gas | Griddle | E10 | RIM BC Ratio | 0 | 0 | 0 | 0 | 0 | 0 | 0 | 0 | 0 | 0 | 0 | 0 | 0 | 0 | 0 | 0 | 0 | 0 | 0 | 0 | 0 | 0 | 0 | 0 | 0 | 0 | 0
F0_Commercial_Grocery_Existing_Food Preparation_Natural Gas_Range_E0 | F0 | Commercial | Grocery | Existing | Food Preparation | Natural Gas | Range | E0 | Economic Unit | High Efficiency | High Efficiency | High Efficiency | High Efficiency | High Efficiency | High Efficiency | High Efficiency | High Efficiency | High Efficiency | High Efficiency | High Efficiency | High Efficiency | High Efficiency | High Efficiency | High Efficiency | High Efficiency | High Efficiency | High Efficiency | High Efficiency | High Efficiency | High Efficiency | High Efficiency | High Efficiency | High Efficiency | High Efficiency | High Efficiency | High Efficiency
F1_Commercial_Grocery_Existing_Food Preparation_Natural Gas_Range_E1 | F1 | Commercial | Grocery | Existing | Food Preparation | Natural Gas | Range | E1 | CCE | 0 | 0 | 0 | 0 | 0 | 0 | 0 | 0 | 0 | 0 | 0 | 0 | 0 | 0 | 0 | 0 | 0 | 0 | 0 | 0 | 0 | 0 | 0 | 0 | 0 | 0 | 0
F1_Commercial_Grocery_Existing_Food Preparation_Natural Gas_Range_E2 | F1 | Commercial | Grocery | Existing | Food Preparation | Natural Gas | Range | E2 | CCE | 1.2749e-07 | 1.2749e-07 | 1.2749e-07 | 1.2749e-07 | 1.2749e-07 | 1.2749e-07 | 1.2749e-07 | 1.2749e-07 | 1.2749e-07 | 1.2749e-07 | 1.2749e-07 | 1.2749e-07 | 1.2749e-07 | 1.2749e-07 | 1.2749e-07 | 1.2749e-07 | 1.2749e-07 | 1.2749e-07 | 1.2749e-07 | 1.2749e-07 | 1.2749e-07 | 1.2749e-07 | 1.2749e-07 | 1.2749e-07 | 1.2749e-07 | 1.2749e-07 | 1.2749e-07
F1_Commercial_Grocery_Existing_Food Preparation_Natural Gas_Range_E3 | F1 | Commercial | Grocery | Existing | Food Preparation | Natural Gas | Range | E3 | CCE | 0 | 0 | 0 | 0 | 0 | 0 | 0 | 0 | 0 | 0 | 0 | 0 | 0 | 0 | 0 | 0 | 0 | 0 | 0 | 0 | 0 | 0 | 0 | 0 | 0 | 0 | 0
F1_Commercial_Grocery_Existing_Food Preparation_Natural Gas_Range_E4 | F1 | Commercial | Grocery | Existing | Food Preparation | Natural Gas | Range | E4 | CCE | 0 | 0 | 0 | 0 | 0 | 0 | 0 | 0 | 0 | 0 | 0 | 0 | 0 | 0 | 0 | 0 | 0 | 0 | 0 | 0 | 0 | 0 | 0 | 0 | 0 | 0 | 0
F1_Commercial_Grocery_Existing_Food Preparation_Natural Gas_Range_E5 | F1 | Commercial | Grocery | Existing | Food Preparation | Natural Gas | Range | E5 | CCE | 0 | 0 | 0 | 0 | 0 | 0 | 0 | 0 | 0 | 0 | 0 | 0 | 0 | 0 | 0 | 0 | 0 | 0 | 0 | 0 | 0 | 0 | 0 | 0 | 0 | 0 | 0
F1_Commercial_Grocery_Existing_Food Preparation_Natural Gas_Range_E6 | F1 | Commercial | Grocery | Existing | Food Preparation | Natural Gas | Range | E6 | CCE | 0 | 0 | 0 | 0 | 0 | 0 | 0 | 0 | 0 | 0 | 0 | 0 | 0 | 0 | 0 | 0 | 0 | 0 | 0 | 0 | 0 | 0 | 0 | 0 | 0 | 0 | 0
F1_Commercial_Grocery_Existing_Food Preparation_Natural Gas_Range_E7 | F1 | Commercial | Grocery | Existing | Food Preparation | Natural Gas | Range | E7 | CCE | 0 | 0 | 0 | 0 | 0 | 0 | 0 | 0 | 0 | 0 | 0 | 0 | 0 | 0 | 0 | 0 | 0 | 0 | 0 | 0 | 0 | 0 | 0 | 0 | 0 | 0 | 0
F1_Commercial_Grocery_Existing_Food Preparation_Natural Gas_Range_E8 | F1 | Commercial | Grocery | Existing | Food Preparation | Natural Gas | Range | E8 | CCE | 0 | 0 | 0 | 0 | 0 | 0 | 0 | 0 | 0 | 0 | 0 | 0 | 0 | 0 | 0 | 0 | 0 | 0 | 0 | 0 | 0 | 0 | 0 | 0 | 0 | 0 | 0
F1_Commercial_Grocery_Existing_Food Preparation_Natural Gas_Range_E9 | F1 | Commercial | Grocery | Existing | Food Preparation | Natural Gas | Range | E9 | CCE | 0 | 0 | 0 | 0 | 0 | 0 | 0 | 0 | 0 | 0 | 0 | 0 | 0 | 0 | 0 | 0 | 0 | 0 | 0 | 0 | 0 | 0 | 0 | 0 | 0 | 0 | 0
F1_Commercial_Grocery_Existing_Food Preparation_Natural Gas_Range_E10 | F1 | Commercial | Grocery | Existing | Food Preparation | Natural Gas | Range | E10 | CCE | 0 | 0 | 0 | 0 | 0 | 0 | 0 | 0 | 0 | 0 | 0 | 0 | 0 | 0 | 0 | 0 | 0 | 0 | 0 | 0 | 0 | 0 | 0 | 0 | 0 | 0 | 0
F2_Commercial_Grocery_Existing_Food Preparation_Natural Gas_Range_E1 | F2 | Commercial | Grocery | Existing | Food Preparation | Natural Gas | Range | E1 | TRC BC Ratio | bar: 2021 to 2047
F2_Commercial_Grocery_Existing_Food Preparation_Natural Gas_Range_E2 | F2 | Commercial | Grocery | Existing | Food Preparation | Natural Gas | Range | E2 | TRC BC Ratio | 107783.7748 | 106228.1866 | 104711.2526 | 103240.7276 | 103254.6448 | 104233.7467 | 105821.2112 | 107744.3581 | 109820.4161 | 111943.5488 | 114043.9247 | 115902.5227 | 117321.4185 | 117924.3994 | 117645.627 | 116492.5653 | 114552.5979 | 112013.3613 | 108990.1291 | 105406.5736 | 101214.1852 | 96389.3927 | 92105.7121 | 89333.183 | 88135.3969 | 88567.4331 | 89001.5872
F2_Commercial_Grocery_Existing_Food Preparation_Natural Gas_Range_E3 | F2 | Commercial | Grocery | Existing | Food Preparation | Natural Gas | Range | E3 | TRC BC Ratio | 0 | 0 | 0 | 0 | 0 | 0 | 0 | 0 | 0 | 0 | 0 | 0 | 0 | 0 | 0 | 0 | 0 | 0 | 0 | 0 | 0 | 0 | 0 | 0 | 0 | 0 | 0
F2_Commercial_Grocery_Existing_Food Preparation_Natural Gas_Range_E4 | F2 | Commercial | Grocery | Existing | Food Preparation | Natural Gas | Range | E4 | TRC BC Ratio | 0 | 0 | 0 | 0 | 0 | 0 | 0 | 0 | 0 | 0 | 0 | 0 | 0 | 0 | 0 | 0 | 0 | 0 | 0 | 0 | 0 | 0 | 0 | 0 | 0 | 0 | 0
F2_Commercial_Grocery_Existing_Food Preparation_Natural Gas_Range_E5 | F2 | Commercial | Grocery | Existing | Food Preparation | Natural Gas | Range | E5 | TRC BC Ratio | 0 | 0 | 0 | 0 | 0 | 0 | 0 | 0 | 0 | 0 | 0 | 0 | 0 | 0 | 0 | 0 | 0 | 0 | 0 | 0 | 0 | 0 | 0 | 0 | 0 | 0 | 0
F2_Commercial_Grocery_Existing_Food Preparation_Natural Gas_Range_E6 | F2 | Commercial | Grocery | Existing | Food Preparation | Natural Gas | Range | E6 | TRC BC Ratio | 0 | 0 | 0 | 0 | 0 | 0 | 0 | 0 | 0 | 0 | 0 | 0 | 0 | 0 | 0 | 0 | 0 | 0 | 0 | 0 | 0 | 0 | 0 | 0 | 0 | 0 | 0
F2_Commercial_Grocery_Existing_Food Preparation_Natural Gas_Range_E7 | F2 | Commercial | Grocery | Existing | Food Preparation | Natural Gas | Range | E7 | TRC BC Ratio | 0 | 0 | 0 | 0 | 0 | 0 | 0 | 0 | 0 | 0 | 0 | 0 | 0 | 0 | 0 | 0 | 0 | 0 | 0 | 0 | 0 | 0 | 0 | 0 | 0 | 0 | 0
F2_Commercial_Grocery_Existing_Food Preparation_Natural Gas_Range_E8 | F2 | Commercial | Grocery | Existing | Food Preparation | Natural Gas | Range | E8 | TRC BC Ratio | 0 | 0 | 0 | 0 | 0 | 0 | 0 | 0 | 0 | 0 | 0 | 0 | 0 | 0 | 0 | 0 | 0 | 0 | 0 | 0 | 0 | 0 | 0 | 0 | 0 | 0 | 0
F2_Commercial_Grocery_Existing_Food Preparation_Natural Gas_Range_E9 | F2 | Commercial | Grocery | Existing | Food Preparation | Natural Gas | Range | E9 | TRC BC Ratio | 0 | 0 | 0 | 0 | 0 | 0 | 0 | 0 | 0 | 0 | 0 | 0 | 0 | 0 | 0 | 0 | 0 | 0 | 0 | 0 | 0 | 0 | 0 | 0 | 0 | 0 | 0
F2_Commercial_Grocery_Existing_Food Preparation_Natural Gas_Range_E10 | F2 | Commercial | Grocery | Existing | Food Preparation | Natural Gas | Range | E10 | TRC BC Ratio | 0 | 0 | 0 | 0 | 0 | 0 | 0 | 0 | 0 | 0 | 0 | 0 | 0 | 0 | 0 | 0 | 0 | 0 | 0 | 0 | 0 | 0 | 0 | 0 | 0 | 0 | 0
F3_Commercial_Grocery_Existing_Food Preparation_Natural Gas_Range_E1 | F3 | Commercial | Grocery | Existing | Food Preparation | Natural Gas | Range | E1 | PACT BC Ratio | bar: 2021 to 2047
F3_Commercial_Grocery_Existing_Food Preparation_Natural Gas_Range_E2 | F3 | Commercial | Grocery | Existing | Food Preparation | Natural Gas | Range | E2 | PACT BC Ratio | 135901.2813 | 133939.8874 | 132027.2315 | 130173.0913 | 130190.6391 | 131425.1589 | 133426.7446 | 135851.5819 | 138469.2203 | 141146.2137 | 143794.5137 | 146137.9634 | 147927.0059 | 148687.2862 | 148335.7906 | 146881.9302 | 144435.8843 | 141234.2382 | 137422.3367 | 132903.9406 | 127617.8857 | 121534.4516 | 116133.2892 | 112637.4916 | 111127.2395 | 111671.9809 | 112219.3925
F3_Commercial_Grocery_Existing_Food Preparation_Natural Gas_Range_E3 | F3 | Commercial | Grocery | Existing | Food Preparation | Natural Gas | Range | E3 | PACT BC Ratio | 0 | 0 | 0 | 0 | 0 | 0 | 0 | 0 | 0 | 0 | 0 | 0 | 0 | 0 | 0 | 0 | 0 | 0 | 0 | 0 | 0 | 0 | 0 | 0 | 0 | 0 | 0
F3_Commercial_Grocery_Existing_Food Preparation_Natural Gas_Range_E4 | F3 | Commercial | Grocery | Existing | Food Preparation | Natural Gas | Range | E4 | PACT BC Ratio | 0 | 0 | 0 | 0 | 0 | 0 | 0 | 0 | 0 | 0 | 0 | 0 | 0 | 0 | 0 | 0 | 0 | 0 | 0 | 0 | 0 | 0 | 0 | 0 | 0 | 0 | 0
F3_Commercial_Grocery_Existing_Food Preparation_Natural Gas_Range_E5 | F3 | Commercial | Grocery | Existing | Food Preparation | Natural Gas | Range | E5 | PACT BC Ratio | 0 | 0 | 0 | 0 | 0 | 0 | 0 | 0 | 0 | 0 | 0 | 0 | 0 | 0 | 0 | 0 | 0 | 0 | 0 | 0 | 0 | 0 | 0 | 0 | 0 | 0 | 0
F3_Commercial_Grocery_Existing_Food Preparation_Natural Gas_Range_E6 | F3 | Commercial | Grocery | Existing | Food Preparation | Natural Gas | Range | E6 | PACT BC Ratio | 0 | 0 | 0 | 0 | 0 | 0 | 0 | 0 | 0 | 0 | 0 | 0 | 0 | 0 | 0 | 0 | 0 | 0 | 0 | 0 | 0 | 0 | 0 | 0 | 0 | 0 | 0
F3_Commercial_Grocery_Existing_Food Preparation_Natural Gas_Range_E7 | F3 | Commercial | Grocery | Existing | Food Preparation | Natural Gas | Range | E7 | PACT BC Ratio | 0 | 0 | 0 | 0 | 0 | 0 | 0 | 0 | 0 | 0 | 0 | 0 | 0 | 0 | 0 | 0 | 0 | 0 | 0 | 0 | 0 | 0 | 0 | 0 | 0 | 0 | 0
F3_Commercial_Grocery_Existing_Food Preparation_Natural Gas_Range_E8 | F3 | Commercial | Grocery | Existing | Food Preparation | Natural Gas | Range | E8 | PACT BC Ratio | 0 | 0 | 0 | 0 | 0 | 0 | 0 | 0 | 0 | 0 | 0 | 0 | 0 | 0 | 0 | 0 | 0 | 0 | 0 | 0 | 0 | 0 | 0 | 0 | 0 | 0 | 0
F3_Commercial_Grocery_Existing_Food Preparation_Natural Gas_Range_E9 | F3 | Commercial | Grocery | Existing | Food Preparation | Natural Gas | Range | E9 | PACT BC Ratio | 0 | 0 | 0 | 0 | 0 | 0 | 0 | 0 | 0 | 0 | 0 | 0 | 0 | 0 | 0 | 0 | 0 | 0 | 0 | 0 | 0 | 0 | 0 | 0 | 0 | 0 | 0
F3_Commercial_Grocery_Existing_Food Preparation_Natural Gas_Range_E10 | F3 | Commercial | Grocery | Existing | Food Preparation | Natural Gas | Range | E10 | PACT BC Ratio | 0 | 0 | 0 | 0 | 0 | 0 | 0 | 0 | 0 | 0 | 0 | 0 | 0 | 0 | 0 | 0 | 0 | 0 | 0 | 0 | 0 | 0 | 0 | 0 | 0 | 0 | 0
F4_Commercial_Grocery_Existing_Food Preparation_Natural Gas_Range_E1 | F4 | Commercial | Grocery | Existing | Food Preparation | Natural Gas | Range | E1 | RVT BC Ratio | bar: 2021 to 2047
F4_Commercial_Grocery_Existing_Food Preparation_Natural Gas_Range_E2 | F4 | Commercial | Grocery | Existing | Food Preparation | Natural Gas | Range | E2 | RVT BC Ratio | 0.7 | 0.7 | 0.7 | 0.7 | 0.7 | 0.7 | 0.7 | 0.7 | 0.7 | 0.7 | 0.7 | 0.7 | 0.7 | 0.7 | 0.7 | 0.7 | 0.7 | 0.7 | 0.7 | 0.7 | 0.7 | 0.7 | 0.7 | 0.7 | 0.7 | 0.7 | 0.7
F4_Commercial_Grocery_Existing_Food Preparation_Natural Gas_Range_E3 | F4 | Commercial | Grocery | Existing | Food Preparation | Natural Gas | Range | E3 | RVT BC Ratio | 0 | 0 | 0 | 0 | 0 | 0 | 0 | 0 | 0 | 0 | 0 | 0 | 0 | 0 | 0 | 0 | 0 | 0 | 0 | 0 | 0 | 0 | 0 | 0 | 0 | 0 | 0
F4_Commercial_Grocery_Existing_Food Preparation_Natural Gas_Range_E4 | F4 | Commercial | Grocery | Existing | Food Preparation | Natural Gas | Range | E4 | RVT BC Ratio | 0 | 0 | 0 | 0 | 0 | 0 | 0 | 0 | 0 | 0 | 0 | 0 | 0 | 0 | 0 | 0 | 0 | 0 | 0 | 0 | 0 | 0 | 0 | 0 | 0 | 0 | 0
F4_Commercial_Grocery_Existing_Food Preparation_Natural Gas_Range_E5 | F4 | Commercial | Grocery | Existing | Food Preparation | Natural Gas | Range | E5 | RVT BC Ratio | 0 | 0 | 0 | 0 | 0 | 0 | 0 | 0 | 0 | 0 | 0 | 0 | 0 | 0 | 0 | 0 | 0 | 0 | 0 | 0 | 0 | 0 | 0 | 0 | 0 | 0 | 0
F4_Commercial_Grocery_Existing_Food Preparation_Natural Gas_Range_E6 | F4 | Commercial | Grocery | Existing | Food Preparation | Natural Gas | Range | E6 | RVT BC Ratio | 0 | 0 | 0 | 0 | 0 | 0 | 0 | 0 | 0 | 0 | 0 | 0 | 0 | 0 | 0 | 0 | 0 | 0 | 0 | 0 | 0 | 0 | 0 | 0 | 0 | 0 | 0
F4_Commercial_Grocery_Existing_Food Preparation_Natural Gas_Range_E7 | F4 | Commercial | Grocery | Existing | Food Preparation | Natural Gas | Range | E7 | RVT BC Ratio | 0 | 0 | 0 | 0 | 0 | 0 | 0 | 0 | 0 | 0 | 0 | 0 | 0 | 0 | 0 | 0 | 0 | 0 | 0 | 0 | 0 | 0 | 0 | 0 | 0 | 0 | 0
F4_Commercial_Grocery_Existing_Food Preparation_Natural Gas_Range_E8 | F4 | Commercial | Grocery | Existing | Food Preparation | Natural Gas | Range | E8 | RVT BC Ratio | 0 | 0 | 0 | 0 | 0 | 0 | 0 | 0 | 0 | 0 | 0 | 0 | 0 | 0 | 0 | 0 | 0 | 0 | 0 | 0 | 0 | 0 | 0 | 0 | 0 | 0 | 0
F4_Commercial_Grocery_Existing_Food Preparation_Natural Gas_Range_E9 | F4 | Commercial | Grocery | Existing | Food Preparation | Natural Gas | Range | E9 | RVT BC Ratio | 0 | 0 | 0 | 0 | 0 | 0 | 0 | 0 | 0 | 0 | 0 | 0 | 0 | 0 | 0 | 0 | 0 | 0 | 0 | 0 | 0 | 0 | 0 | 0 | 0 | 0 | 0
F4_Commercial_Grocery_Existing_Food Preparation_Natural Gas_Range_E10 | F4 | Commercial | Grocery | Existing | Food Preparation | Natural Gas | Range | E10 | RVT BC Ratio | 0 | 0 | 0 | 0 | 0 | 0 | 0 | 0 | 0 | 0 | 0 | 0 | 0 | 0 | 0 | 0 | 0 | 0 | 0 | 0 | 0 | 0 | 0 | 0 | 0 | 0 | 0
F5_Commercial_Grocery_Existing_Food Preparation_Natural Gas_Range_E1 | F5 | Commercial | Grocery | Existing | Food Preparation | Natural Gas | Range | E1 | RIM BC Ratio | bar: 2021 to 2047
F5_Commercial_Grocery_Existing_Food Preparation_Natural Gas_Range_E2 | F5 | Commercial | Grocery | Existing | Food Preparation | Natural Gas | Range | E2 | RIM BC Ratio | 135901.2813 | 133939.8874 | 132027.2315 | 130173.0913 | 130190.6391 | 131425.1589 | 133426.7446 | 135851.5819 | 138469.2203 | 141146.2137 | 143794.5137 | 146137.9634 | 147927.0059 | 148687.2862 | 148335.7906 | 146881.9302 | 144435.8843 | 141234.2382 | 137422.3367 | 132903.9406 | 127617.8857 | 121534.4516 | 116133.2892 | 112637.4916 | 111127.2395 | 111671.9809 | 112219.3925
F5_Commercial_Grocery_Existing_Food Preparation_Natural Gas_Range_E3 | F5 | Commercial | Grocery | Existing | Food Preparation | Natural Gas | Range | E3 | RIM BC Ratio | 0 | 0 | 0 | 0 | 0 | 0 | 0 | 0 | 0 | 0 | 0 | 0 | 0 | 0 | 0 | 0 | 0 | 0 | 0 | 0 | 0 | 0 | 0 | 0 | 0 | 0 | 0
F5_Commercial_Grocery_Existing_Food Preparation_Natural Gas_Range_E4 | F5 | Commercial | Grocery | Existing | Food Preparation | Natural Gas | Range | E4 | RIM BC Ratio | 0 | 0 | 0 | 0 | 0 | 0 | 0 | 0 | 0 | 0 | 0 | 0 | 0 | 0 | 0 | 0 | 0 | 0 | 0 | 0 | 0 | 0 | 0 | 0 | 0 | 0 | 0
F5_Commercial_Grocery_Existing_Food Preparation_Natural Gas_Range_E5 | F5 | Commercial | Grocery | Existing | Food Preparation | Natural Gas | Range | E5 | RIM BC Ratio | 0 | 0 | 0 | 0 | 0 | 0 | 0 | 0 | 0 | 0 | 0 | 0 | 0 | 0 | 0 | 0 | 0 | 0 | 0 | 0 | 0 | 0 | 0 | 0 | 0 | 0 | 0
F5_Commercial_Grocery_Existing_Food Preparation_Natural Gas_Range_E6 | F5 | Commercial | Grocery | Existing | Food Preparation | Natural Gas | Range | E6 | RIM BC Ratio | 0 | 0 | 0 | 0 | 0 | 0 | 0 | 0 | 0 | 0 | 0 | 0 | 0 | 0 | 0 | 0 | 0 | 0 | 0 | 0 | 0 | 0 | 0 | 0 | 0 | 0 | 0
F5_Commercial_Grocery_Existing_Food Preparation_Natural Gas_Range_E7 | F5 | Commercial | Grocery | Existing | Food Preparation | Natural Gas | Range | E7 | RIM BC Ratio | 0 | 0 | 0 | 0 | 0 | 0 | 0 | 0 | 0 | 0 | 0 | 0 | 0 | 0 | 0 | 0 | 0 | 0 | 0 | 0 | 0 | 0 | 0 | 0 | 0 | 0 | 0
F5_Commercial_Grocery_Existing_Food Preparation_Natural Gas_Range_E8 | F5 | Commercial | Grocery | Existing | Food Preparation | Natural Gas | Range | E8 | RIM BC Ratio | 0 | 0 | 0 | 0 | 0 | 0 | 0 | 0 | 0 | 0 | 0 | 0 | 0 | 0 | 0 | 0 | 0 | 0 | 0 | 0 | 0 | 0 | 0 | 0 | 0 | 0 | 0
F5_Commercial_Grocery_Existing_Food Preparation_Natural Gas_Range_E9 | F5 | Commercial | Grocery | Existing | Food Preparation | Natural Gas | Range | E9 | RIM BC Ratio | 0 | 0 | 0 | 0 | 0 | 0 | 0 | 0 | 0 | 0 | 0 | 0 | 0 | 0 | 0 | 0 | 0 | 0 | 0 | 0 | 0 | 0 | 0 | 0 | 0 | 0 | 0
F5_Commercial_Grocery_Existing_Food Preparation_Natural Gas_Range_E10 | F5 | Commercial | Grocery | Existing | Food Preparation | Natural Gas | Range | E10 | RIM BC Ratio | 0 | 0 | 0 | 0 | 0 | 0 | 0 | 0 | 0 | 0 | 0 | 0 | 0 | 0 | 0 | 0 | 0 | 0 | 0 | 0 | 0 | 0 | 0 | 0 | 0 | 0 | 0
F0_Commercial_Grocery_Existing_Food Preparation_Natural Gas_Steamer_E0 | F0 | Commercial | Grocery | Existing | Food Preparation | Natural Gas | Steamer | E0 | Economic Unit | ENERGY STAR | ENERGY STAR | ENERGY STAR | ENERGY STAR | ENERGY STAR | ENERGY STAR | ENERGY STAR | ENERGY STAR | ENERGY STAR | ENERGY STAR | ENERGY STAR | ENERGY STAR | ENERGY STAR | ENERGY STAR | ENERGY STAR | ENERGY STAR | ENERGY STAR | ENERGY STAR | ENERGY STAR | ENERGY STAR | ENERGY STAR | ENERGY STAR | ENERGY STAR | ENERGY STAR | ENERGY STAR | ENERGY STAR | ENERGY STAR
F1_Commercial_Grocery_Existing_Food Preparation_Natural Gas_Steamer_E1 | F1 | Commercial | Grocery | Existing | Food Preparation | Natural Gas | Steamer | E1 | CCE | 0 | 0 | 0 | 0 | 0 | 0 | 0 | 0 | 0 | 0 | 0 | 0 | 0 | 0 | 0 | 0 | 0 | 0 | 0 | 0 | 0 | 0 | 0 | 0 | 0 | 0 | 0
F1_Commercial_Grocery_Existing_Food Preparation_Natural Gas_Steamer_E2 | F1 | Commercial | Grocery | Existing | Food Preparation | Natural Gas | Steamer | E2 | CCE | -0.0080635 | 0 | 0 | 0 | 0 | 0 | 0 | 0 | 0 | 0 | 0 | 0 | 0 | 0 | 0 | 0 | 0 | 0 | 0 | 0 | 0 | 0 | 0 | 0 | 0 | 0 | 0
F1_Commercial_Grocery_Existing_Food Preparation_Natural Gas_Steamer_E3 | F1 | Commercial | Grocery | Existing | Food Preparation | Natural Gas | Steamer | E3 | CCE | 0 | 0 | 0 | 0 | 0 | 0 | 0 | 0 | 0 | 0 | 0 | 0 | 0 | 0 | 0 | 0 | 0 | 0 | 0 | 0 | 0 | 0 | 0 | 0 | 0 | 0 | 0
F1_Commercial_Grocery_Existing_Food Preparation_Natural Gas_Steamer_E4 | F1 | Commercial | Grocery | Existing | Food Preparation | Natural Gas | Steamer | E4 | CCE | 0 | 0 | 0 | 0 | 0 | 0 | 0 | 0 | 0 | 0 | 0 | 0 | 0 | 0 | 0 | 0 | 0 | 0 | 0 | 0 | 0 | 0 | 0 | 0 | 0 | 0 | 0
F1_Commercial_Grocery_Existing_Food Preparation_Natural Gas_Steamer_E5 | F1 | Commercial | Grocery | Existing | Food Preparation | Natural Gas | Steamer | E5 | CCE | 0 | 0 | 0 | 0 | 0 | 0 | 0 | 0 | 0 | 0 | 0 | 0 | 0 | 0 | 0 | 0 | 0 | 0 | 0 | 0 | 0 | 0 | 0 | 0 | 0 | 0 | 0
F1_Commercial_Grocery_Existing_Food Preparation_Natural Gas_Steamer_E6 | F1 | Commercial | Grocery | Existing | Food Preparation | Natural Gas | Steamer | E6 | CCE | 0 | 0 | 0 | 0 | 0 | 0 | 0 | 0 | 0 | 0 | 0 | 0 | 0 | 0 | 0 | 0 | 0 | 0 | 0 | 0 | 0 | 0 | 0 | 0 | 0 | 0 | 0
F1_Commercial_Grocery_Existing_Food Preparation_Natural Gas_Steamer_E7 | F1 | Commercial | Grocery | Existing | Food Preparation | Natural Gas | Steamer | E7 | CCE | 0 | 0 | 0 | 0 | 0 | 0 | 0 | 0 | 0 | 0 | 0 | 0 | 0 | 0 | 0 | 0 | 0 | 0 | 0 | 0 | 0 | 0 | 0 | 0 | 0 | 0 | 0
F1_Commercial_Grocery_Existing_Food Preparation_Natural Gas_Steamer_E8 | F1 | Commercial | Grocery | Existing | Food Preparation | Natural Gas | Steamer | E8 | CCE | 0 | 0 | 0 | 0 | 0 | 0 | 0 | 0 | 0 | 0 | 0 | 0 | 0 | 0 | 0 | 0 | 0 | 0 | 0 | 0 | 0 | 0 | 0 | 0 | 0 | 0 | 0
F1_Commercial_Grocery_Existing_Food Preparation_Natural Gas_Steamer_E9 | F1 | Commercial | Grocery | Existing | Food Preparation | Natural Gas | Steamer | E9 | CCE | 0 | 0 | 0 | 0 | 0 | 0 | 0 | 0 | 0 | 0 | 0 | 0 | 0 | 0 | 0 | 0 | 0 | 0 | 0 | 0 | 0 | 0 | 0 | 0 | 0 | 0 | 0
F1_Commercial_Grocery_Existing_Food Preparation_Natural Gas_Steamer_E10 | F1 | Commercial | Grocery | Existing | Food Preparation | Natural Gas | Steamer | E10 | CCE | 0 | 0 | 0 | 0 | 0 | 0 | 0 | 0 | 0 | 0 | 0 | 0 | 0 | 0 | 0 | 0 | 0 | 0 | 0 | 0 | 0 | 0 | 0 | 0 | 0 | 0 | 0
F2_Commercial_Grocery_Existing_Food Preparation_Natural Gas_Steamer_E1 | F2 | Commercial | Grocery | Existing | Food Preparation | Natural Gas | Steamer | E1 | TRC BC Ratio | 1 | 0 | 0 | 0 | 0 | 0 | 0 | 0 | 0 | 0 | 0 | 0 | 0 | 0 | 0 | 0 | 0 | 0 | 0 | 0 | 0 | 0 | 0 | 0 | 0 | 0 | 0
F2_Commercial_Grocery_Existing_Food Preparation_Natural Gas_Steamer_E2 | F2 | Commercial | Grocery | Existing | Food Preparation | Natural Gas | Steamer | E2 | TRC BC Ratio | bar: 2021 to 2047
F2_Commercial_Grocery_Existing_Food Preparation_Natural Gas_Steamer_E3 | F2 | Commercial | Grocery | Existing | Food Preparation | Natural Gas | Steamer | E3 | TRC BC Ratio | 0 | 0 | 0 | 0 | 0 | 0 | 0 | 0 | 0 | 0 | 0 | 0 | 0 | 0 | 0 | 0 | 0 | 0 | 0 | 0 | 0 | 0 | 0 | 0 | 0 | 0 | 0
F2_Commercial_Grocery_Existing_Food Preparation_Natural Gas_Steamer_E4 | F2 | Commercial | Grocery | Existing | Food Preparation | Natural Gas | Steamer | E4 | TRC BC Ratio | 0 | 0 | 0 | 0 | 0 | 0 | 0 | 0 | 0 | 0 | 0 | 0 | 0 | 0 | 0 | 0 | 0 | 0 | 0 | 0 | 0 | 0 | 0 | 0 | 0 | 0 | 0
F2_Commercial_Grocery_Existing_Food Preparation_Natural Gas_Steamer_E5 | F2 | Commercial | Grocery | Existing | Food Preparation | Natural Gas | Steamer | E5 | TRC BC Ratio | 0 | 0 | 0 | 0 | 0 | 0 | 0 | 0 | 0 | 0 | 0 | 0 | 0 | 0 | 0 | 0 | 0 | 0 | 0 | 0 | 0 | 0 | 0 | 0 | 0 | 0 | 0
F2_Commercial_Grocery_Existing_Food Preparation_Natural Gas_Steamer_E6 | F2 | Commercial | Grocery | Existing | Food Preparation | Natural Gas | Steamer | E6 | TRC BC Ratio | 0 | 0 | 0 | 0 | 0 | 0 | 0 | 0 | 0 | 0 | 0 | 0 | 0 | 0 | 0 | 0 | 0 | 0 | 0 | 0 | 0 | 0 | 0 | 0 | 0 | 0 | 0
F2_Commercial_Grocery_Existing_Food Preparation_Natural Gas_Steamer_E7 | F2 | Commercial | Grocery | Existing | Food Preparation | Natural Gas | Steamer | E7 | TRC BC Ratio | 0 | 0 | 0 | 0 | 0 | 0 | 0 | 0 | 0 | 0 | 0 | 0 | 0 | 0 | 0 | 0 | 0 | 0 | 0 | 0 | 0 | 0 | 0 | 0 | 0 | 0 | 0
F2_Commercial_Grocery_Existing_Food Preparation_Natural Gas_Steamer_E8 | F2 | Commercial | Grocery | Existing | Food Preparation | Natural Gas | Steamer | E8 | TRC BC Ratio | 0 | 0 | 0 | 0 | 0 | 0 | 0 | 0 | 0 | 0 | 0 | 0 | 0 | 0 | 0 | 0 | 0 | 0 | 0 | 0 | 0 | 0 | 0 | 0 | 0 | 0 | 0
F2_Commercial_Grocery_Existing_Food Preparation_Natural Gas_Steamer_E9 | F2 | Commercial | Grocery | Existing | Food Preparation | Natural Gas | Steamer | E9 | TRC BC Ratio | 0 | 0 | 0 | 0 | 0 | 0 | 0 | 0 | 0 | 0 | 0 | 0 | 0 | 0 | 0 | 0 | 0 | 0 | 0 | 0 | 0 | 0 | 0 | 0 | 0 | 0 | 0
F2_Commercial_Grocery_Existing_Food Preparation_Natural Gas_Steamer_E10 | F2 | Commercial | Grocery | Existing | Food Preparation | Natural Gas | Steamer | E10 | TRC BC Ratio | 0 | 0 | 0 | 0 | 0 | 0 | 0 | 0 | 0 | 0 | 0 | 0 | 0 | 0 | 0 | 0 | 0 | 0 | 0 | 0 | 0 | 0 | 0 | 0 | 0 | 0 | 0
F3_Commercial_Grocery_Existing_Food Preparation_Natural Gas_Steamer_E1 | F3 | Commercial | Grocery | Existing | Food Preparation | Natural Gas | Steamer | E1 | PACT BC Ratio | 1 | 0 | 0 | 0 | 0 | 0 | 0 | 0 | 0 | 0 | 0 | 0 | 0 | 0 | 0 | 0 | 0 | 0 | 0 | 0 | 0 | 0 | 0 | 0 | 0 | 0 | 0
F3_Commercial_Grocery_Existing_Food Preparation_Natural Gas_Steamer_E2 | F3 | Commercial | Grocery | Existing | Food Preparation | Natural Gas | Steamer | E2 | PACT BC Ratio | bar: 2021 to 2047
F3_Commercial_Grocery_Existing_Food Preparation_Natural Gas_Steamer_E3 | F3 | Commercial | Grocery | Existing | Food Preparation | Natural Gas | Steamer | E3 | PACT BC Ratio | 0 | 0 | 0 | 0 | 0 | 0 | 0 | 0 | 0 | 0 | 0 | 0 | 0 | 0 | 0 | 0 | 0 | 0 | 0 | 0 | 0 | 0 | 0 | 0 | 0 | 0 | 0
F3_Commercial_Grocery_Existing_Food Preparation_Natural Gas_Steamer_E4 | F3 | Commercial | Grocery | Existing | Food Preparation | Natural Gas | Steamer | E4 | PACT BC Ratio | 0 | 0 | 0 | 0 | 0 | 0 | 0 | 0 | 0 | 0 | 0 | 0 | 0 | 0 | 0 | 0 | 0 | 0 | 0 | 0 | 0 | 0 | 0 | 0 | 0 | 0 | 0
F3_Commercial_Grocery_Existing_Food Preparation_Natural Gas_Steamer_E5 | F3 | Commercial | Grocery | Existing | Food Preparation | Natural Gas | Steamer | E5 | PACT BC Ratio | 0 | 0 | 0 | 0 | 0 | 0 | 0 | 0 | 0 | 0 | 0 | 0 | 0 | 0 | 0 | 0 | 0 | 0 | 0 | 0 | 0 | 0 | 0 | 0 | 0 | 0 | 0
F3_Commercial_Grocery_Existing_Food Preparation_Natural Gas_Steamer_E6 | F3 | Commercial | Grocery | Existing | Food Preparation | Natural Gas | Steamer | E6 | PACT BC Ratio | 0 | 0 | 0 | 0 | 0 | 0 | 0 | 0 | 0 | 0 | 0 | 0 | 0 | 0 | 0 | 0 | 0 | 0 | 0 | 0 | 0 | 0 | 0 | 0 | 0 | 0 | 0
F3_Commercial_Grocery_Existing_Food Preparation_Natural Gas_Steamer_E7 | F3 | Commercial | Grocery | Existing | Food Preparation | Natural Gas | Steamer | E7 | PACT BC Ratio | 0 | 0 | 0 | 0 | 0 | 0 | 0 | 0 | 0 | 0 | 0 | 0 | 0 | 0 | 0 | 0 | 0 | 0 | 0 | 0 | 0 | 0 | 0 | 0 | 0 | 0 | 0
F3_Commercial_Grocery_Existing_Food Preparation_Natural Gas_Steamer_E8 | F3 | Commercial | Grocery | Existing | Food Preparation | Natural Gas | Steamer | E8 | PACT BC Ratio | 0 | 0 | 0 | 0 | 0 | 0 | 0 | 0 | 0 | 0 | 0 | 0 | 0 | 0 | 0 | 0 | 0 | 0 | 0 | 0 | 0 | 0 | 0 | 0 | 0 | 0 | 0
F3_Commercial_Grocery_Existing_Food Preparation_Natural Gas_Steamer_E9 | F3 | Commercial | Grocery | Existing | Food Preparation | Natural Gas | Steamer | E9 | PACT BC Ratio | 0 | 0 | 0 | 0 | 0 | 0 | 0 | 0 | 0 | 0 | 0 | 0 | 0 | 0 | 0 | 0 | 0 | 0 | 0 | 0 | 0 | 0 | 0 | 0 | 0 | 0 | 0
F3_Commercial_Grocery_Existing_Food Preparation_Natural Gas_Steamer_E10 | F3 | Commercial | Grocery | Existing | Food Preparation | Natural Gas | Steamer | E10 | PACT BC Ratio | 0 | 0 | 0 | 0 | 0 | 0 | 0 | 0 | 0 | 0 | 0 | 0 | 0 | 0 | 0 | 0 | 0 | 0 | 0 | 0 | 0 | 0 | 0 | 0 | 0 | 0 | 0
F4_Commercial_Grocery_Existing_Food Preparation_Natural Gas_Steamer_E1 | F4 | Commercial | Grocery | Existing | Food Preparation | Natural Gas | Steamer | E1 | RVT BC Ratio | 1 | 0 | 0 | 0 | 0 | 0 | 0 | 0 | 0 | 0 | 0 | 0 | 0 | 0 | 0 | 0 | 0 | 0 | 0 | 0 | 0 | 0 | 0 | 0 | 0 | 0 | 0
F4_Commercial_Grocery_Existing_Food Preparation_Natural Gas_Steamer_E2 | F4 | Commercial | Grocery | Existing | Food Preparation | Natural Gas | Steamer | E2 | RVT BC Ratio | bar: 2021 to 2047
F4_Commercial_Grocery_Existing_Food Preparation_Natural Gas_Steamer_E3 | F4 | Commercial | Grocery | Existing | Food Preparation | Natural Gas | Steamer | E3 | RVT BC Ratio | 0 | 0 | 0 | 0 | 0 | 0 | 0 | 0 | 0 | 0 | 0 | 0 | 0 | 0 | 0 | 0 | 0 | 0 | 0 | 0 | 0 | 0 | 0 | 0 | 0 | 0 | 0
F4_Commercial_Grocery_Existing_Food Preparation_Natural Gas_Steamer_E4 | F4 | Commercial | Grocery | Existing | Food Preparation | Natural Gas | Steamer | E4 | RVT BC Ratio | 0 | 0 | 0 | 0 | 0 | 0 | 0 | 0 | 0 | 0 | 0 | 0 | 0 | 0 | 0 | 0 | 0 | 0 | 0 | 0 | 0 | 0 | 0 | 0 | 0 | 0 | 0
F4_Commercial_Grocery_Existing_Food Preparation_Natural Gas_Steamer_E5 | F4 | Commercial | Grocery | Existing | Food Preparation | Natural Gas | Steamer | E5 | RVT BC Ratio | 0 | 0 | 0 | 0 | 0 | 0 | 0 | 0 | 0 | 0 | 0 | 0 | 0 | 0 | 0 | 0 | 0 | 0 | 0 | 0 | 0 | 0 | 0 | 0 | 0 | 0 | 0
F4_Commercial_Grocery_Existing_Food Preparation_Natural Gas_Steamer_E6 | F4 | Commercial | Grocery | Existing | Food Preparation | Natural Gas | Steamer | E6 | RVT BC Ratio | 0 | 0 | 0 | 0 | 0 | 0 | 0 | 0 | 0 | 0 | 0 | 0 | 0 | 0 | 0 | 0 | 0 | 0 | 0 | 0 | 0 | 0 | 0 | 0 | 0 | 0 | 0
F4_Commercial_Grocery_Existing_Food Preparation_Natural Gas_Steamer_E7 | F4 | Commercial | Grocery | Existing | Food Preparation | Natural Gas | Steamer | E7 | RVT BC Ratio | 0 | 0 | 0 | 0 | 0 | 0 | 0 | 0 | 0 | 0 | 0 | 0 | 0 | 0 | 0 | 0 | 0 | 0 | 0 | 0 | 0 | 0 | 0 | 0 | 0 | 0 | 0
F4_Commercial_Grocery_Existing_Food Preparation_Natural Gas_Steamer_E8 | F4 | Commercial | Grocery | Existing | Food Preparation | Natural Gas | Steamer | E8 | RVT BC Ratio | 0 | 0 | 0 | 0 | 0 | 0 | 0 | 0 | 0 | 0 | 0 | 0 | 0 | 0 | 0 | 0 | 0 | 0 | 0 | 0 | 0 | 0 | 0 | 0 | 0 | 0 | 0
F4_Commercial_Grocery_Existing_Food Preparation_Natural Gas_Steamer_E9 | F4 | Commercial | Grocery | Existing | Food Preparation | Natural Gas | Steamer | E9 | RVT BC Ratio | 0 | 0 | 0 | 0 | 0 | 0 | 0 | 0 | 0 | 0 | 0 | 0 | 0 | 0 | 0 | 0 | 0 | 0 | 0 | 0 | 0 | 0 | 0 | 0 | 0 | 0 | 0
F4_Commercial_Grocery_Existing_Food Preparation_Natural Gas_Steamer_E10 | F4 | Commercial | Grocery | Existing | Food Preparation | Natural Gas | Steamer | E10 | RVT BC Ratio | 0 | 0 | 0 | 0 | 0 | 0 | 0 | 0 | 0 | 0 | 0 | 0 | 0 | 0 | 0 | 0 | 0 | 0 | 0 | 0 | 0 | 0 | 0 | 0 | 0 | 0 | 0
F5_Commercial_Grocery_Existing_Food Preparation_Natural Gas_Steamer_E1 | F5 | Commercial | Grocery | Existing | Food Preparation | Natural Gas | Steamer | E1 | RIM BC Ratio | 1 | 0 | 0 | 0 | 0 | 0 | 0 | 0 | 0 | 0 | 0 | 0 | 0 | 0 | 0 | 0 | 0 | 0 | 0 | 0 | 0 | 0 | 0 | 0 | 0 | 0 | 0
F5_Commercial_Grocery_Existing_Food Preparation_Natural Gas_Steamer_E2 | F5 | Commercial | Grocery | Existing | Food Preparation | Natural Gas | Steamer | E2 | RIM BC Ratio | bar: 2021 to 2047
F5_Commercial_Grocery_Existing_Food Preparation_Natural Gas_Steamer_E3 | F5 | Commercial | Grocery | Existing | Food Preparation | Natural Gas | Steamer | E3 | RIM BC Ratio | 0 | 0 | 0 | 0 | 0 | 0 | 0 | 0 | 0 | 0 | 0 | 0 | 0 | 0 | 0 | 0 | 0 | 0 | 0 | 0 | 0 | 0 | 0 | 0 | 0 | 0 | 0
F5_Commercial_Grocery_Existing_Food Preparation_Natural Gas_Steamer_E4 | F5 | Commercial | Grocery | Existing | Food Preparation | Natural Gas | Steamer | E4 | RIM BC Ratio | 0 | 0 | 0 | 0 | 0 | 0 | 0 | 0 | 0 | 0 | 0 | 0 | 0 | 0 | 0 | 0 | 0 | 0 | 0 | 0 | 0 | 0 | 0 | 0 | 0 | 0 | 0
F5_Commercial_Grocery_Existing_Food Preparation_Natural Gas_Steamer_E5 | F5 | Commercial | Grocery | Existing | Food Preparation | Natural Gas | Steamer | E5 | RIM BC Ratio | 0 | 0 | 0 | 0 | 0 | 0 | 0 | 0 | 0 | 0 | 0 | 0 | 0 | 0 | 0 | 0 | 0 | 0 | 0 | 0 | 0 | 0 | 0 | 0 | 0 | 0 | 0
F5_Commercial_Grocery_Existing_Food Preparation_Natural Gas_Steamer_E6 | F5 | Commercial | Grocery | Existing | Food Preparation | Natural Gas | Steamer | E6 | RIM BC Ratio | 0 | 0 | 0 | 0 | 0 | 0 | 0 | 0 | 0 | 0 | 0 | 0 | 0 | 0 | 0 | 0 | 0 | 0 | 0 | 0 | 0 | 0 | 0 | 0 | 0 | 0 | 0
F5_Commercial_Grocery_Existing_Food Preparation_Natural Gas_Steamer_E7 | F5 | Commercial | Grocery | Existing | Food Preparation | Natural Gas | Steamer | E7 | RIM BC Ratio | 0 | 0 | 0 | 0 | 0 | 0 | 0 | 0 | 0 | 0 | 0 | 0 | 0 | 0 | 0 | 0 | 0 | 0 | 0 | 0 | 0 | 0 | 0 | 0 | 0 | 0 | 0
F5_Commercial_Grocery_Existing_Food Preparation_Natural Gas_Steamer_E8 | F5 | Commercial | Grocery | Existing | Food Preparation | Natural Gas | Steamer | E8 | RIM BC Ratio | 0 | 0 | 0 | 0 | 0 | 0 | 0 | 0 | 0 | 0 | 0 | 0 | 0 | 0 | 0 | 0 | 0 | 0 | 0 | 0 | 0 | 0 | 0 | 0 | 0 | 0 | 0
F5_Commercial_Grocery_Existing_Food Preparation_Natural Gas_Steamer_E9 | F5 | Commercial | Grocery | Existing | Food Preparation | Natural Gas | Steamer | E9 | RIM BC Ratio | 0 | 0 | 0 | 0 | 0 | 0 | 0 | 0 | 0 | 0 | 0 | 0 | 0 | 0 | 0 | 0 | 0 | 0 | 0 | 0 | 0 | 0 | 0 | 0 | 0 | 0 | 0
F5_Commercial_Grocery_Existing_Food Preparation_Natural Gas_Steamer_E10 | F5 | Commercial | Grocery | Existing | Food Preparation | Natural Gas | Steamer | E10 | RIM BC Ratio | 0 | 0 | 0 | 0 | 0 | 0 | 0 | 0 | 0 | 0 | 0 | 0 | 0 | 0 | 0 | 0 | 0 | 0 | 0 | 0 | 0 | 0 | 0 | 0 | 0 | 0 | 0
F0_Commercial_Grocery_Existing_Food Preparation_Natural Gas_Commercial Food Prep Other_E0 | F0 | Commercial | Grocery | Existing | Food Preparation | Natural Gas | Commercial Food Prep Other | E0 | Economic Unit | ENERGY STAR | ENERGY STAR | ENERGY STAR | ENERGY STAR | ENERGY STAR | ENERGY STAR | ENERGY STAR | ENERGY STAR | ENERGY STAR | ENERGY STAR | ENERGY STAR | ENERGY STAR | ENERGY STAR | ENERGY STAR | ENERGY STAR | ENERGY STAR | ENERGY STAR | ENERGY STAR | ENERGY STAR | ENERGY STAR | ENERGY STAR | ENERGY STAR | ENERGY STAR | ENERGY STAR | ENERGY STAR | ENERGY STAR | ENERGY STAR
F1_Commercial_Grocery_Existing_Food Preparation_Natural Gas_Commercial Food Prep Other_E1 | F1 | Commercial | Grocery | Existing | Food Preparation | Natural Gas | Commercial Food Prep Other | E1 | CCE | 0 | 0 | 0 | 0 | 0 | 0 | 0 | 0 | 0 | 0 | 0 | 0 | 0 | 0 | 0 | 0 | 0 | 0 | 0 | 0 | 0 | 0 | 0 | 0 | 0 | 0 | 0
F1_Commercial_Grocery_Existing_Food Preparation_Natural Gas_Commercial Food Prep Other_E2 | F1 | Commercial | Grocery | Existing | Food Preparation | Natural Gas | Commercial Food Prep Other | E2 | CCE | 0.0014297 | 0.0014297 | 0.0014297 | 0.0014297 | 0.0014297 | 0.0014297 | 0.0014297 | 0.0014297 | 0.0014297 | 0.0014297 | 0.0014297 | 0.0014297 | 0.0014297 | 0.0014297 | 0.0014297 | 0.0014297 | 0.0014297 | 0.0014297 | 0.0014297 | 0.0014297 | 0.0014297 | 0.0014297 | 0.0014297 | 0.0014297 | 0.0014297 | 0.0014297 | 0.0014297
F1_Commercial_Grocery_Existing_Food Preparation_Natural Gas_Commercial Food Prep Other_E3 | F1 | Commercial | Grocery | Existing | Food Preparation | Natural Gas | Commercial Food Prep Other | E3 | CCE | 0 | 0 | 0 | 0 | 0 | 0 | 0 | 0 | 0 | 0 | 0 | 0 | 0 | 0 | 0 | 0 | 0 | 0 | 0 | 0 | 0 | 0 | 0 | 0 | 0 | 0 | 0
F1_Commercial_Grocery_Existing_Food Preparation_Natural Gas_Commercial Food Prep Other_E4 | F1 | Commercial | Grocery | Existing | Food Preparation | Natural Gas | Commercial Food Prep Other | E4 | CCE | 0 | 0 | 0 | 0 | 0 | 0 | 0 | 0 | 0 | 0 | 0 | 0 | 0 | 0 | 0 | 0 | 0 | 0 | 0 | 0 | 0 | 0 | 0 | 0 | 0 | 0 | 0
F1_Commercial_Grocery_Existing_Food Preparation_Natural Gas_Commercial Food Prep Other_E5 | F1 | Commercial | Grocery | Existing | Food Preparation | Natural Gas | Commercial Food Prep Other | E5 | CCE | 0 | 0 | 0 | 0 | 0 | 0 | 0 | 0 | 0 | 0 | 0 | 0 | 0 | 0 | 0 | 0 | 0 | 0 | 0 | 0 | 0 | 0 | 0 | 0 | 0 | 0 | 0
F1_Commercial_Grocery_Existing_Food Preparation_Natural Gas_Commercial Food Prep Other_E6 | F1 | Commercial | Grocery | Existing | Food Preparation | Natural Gas | Commercial Food Prep Other | E6 | CCE | 0 | 0 | 0 | 0 | 0 | 0 | 0 | 0 | 0 | 0 | 0 | 0 | 0 | 0 | 0 | 0 | 0 | 0 | 0 | 0 | 0 | 0 | 0 | 0 | 0 | 0 | 0
F1_Commercial_Grocery_Existing_Food Preparation_Natural Gas_Commercial Food Prep Other_E7 | F1 | Commercial | Grocery | Existing | Food Preparation | Natural Gas | Commercial Food Prep Other | E7 | CCE | 0 | 0 | 0 | 0 | 0 | 0 | 0 | 0 | 0 | 0 | 0 | 0 | 0 | 0 | 0 | 0 | 0 | 0 | 0 | 0 | 0 | 0 | 0 | 0 | 0 | 0 | 0
F1_Commercial_Grocery_Existing_Food Preparation_Natural Gas_Commercial Food Prep Other_E8 | F1 | Commercial | Grocery | Existing | Food Preparation | Natural Gas | Commercial Food Prep Other | E8 | CCE | 0 | 0 | 0 | 0 | 0 | 0 | 0 | 0 | 0 | 0 | 0 | 0 | 0 | 0 | 0 | 0 | 0 | 0 | 0 | 0 | 0 | 0 | 0 | 0 | 0 | 0 | 0
F1_Commercial_Grocery_Existing_Food Preparation_Natural Gas_Commercial Food Prep Other_E9 | F1 | Commercial | Grocery | Existing | Food Preparation | Natural Gas | Commercial Food Prep Other | E9 | CCE | 0 | 0 | 0 | 0 | 0 | 0 | 0 | 0 | 0 | 0 | 0 | 0 | 0 | 0 | 0 | 0 | 0 | 0 | 0 | 0 | 0 | 0 | 0 | 0 | 0 | 0 | 0
F1_Commercial_Grocery_Existing_Food Preparation_Natural Gas_Commercial Food Prep Other_E10 | F1 | Commercial | Grocery | Existing | Food Preparation | Natural Gas | Commercial Food Prep Other | E10 | CCE | 0 | 0 | 0 | 0 | 0 | 0 | 0 | 0 | 0 | 0 | 0 | 0 | 0 | 0 | 0 | 0 | 0 | 0 | 0 | 0 | 0 | 0 | 0 | 0 | 0 | 0 | 0
F2_Commercial_Grocery_Existing_Food Preparation_Natural Gas_Commercial Food Prep Other_E1 | F2 | Commercial | Grocery | Existing | Food Preparation | Natural Gas | Commercial Food Prep Other | E1 | TRC BC Ratio | bar: 2021 to 2047
F2_Commercial_Grocery_Existing_Food Preparation_Natural Gas_Commercial Food Prep Other_E2 | F2 | Commercial | Grocery | Existing | Food Preparation | Natural Gas | Commercial Food Prep Other | E2 | TRC BC Ratio | 9.6116 | 9.4729 | 9.3376 | 9.2065 | 9.2077 | 9.295 | 9.4366 | 9.6081 | 9.7932 | 9.9825 | 10.1698 | 10.3356 | 10.4621 | 10.5159 | 10.491 | 10.3882 | 10.2152 | 9.9888 | 9.7192 | 9.3996 | 9.0257 | 8.5955 | 8.2135 | 7.9663 | 7.8594 | 7.898 | 7.9367
F2_Commercial_Grocery_Existing_Food Preparation_Natural Gas_Commercial Food Prep Other_E3 | F2 | Commercial | Grocery | Existing | Food Preparation | Natural Gas | Commercial Food Prep Other | E3 | TRC BC Ratio | 0 | 0 | 0 | 0 | 0 | 0 | 0 | 0 | 0 | 0 | 0 | 0 | 0 | 0 | 0 | 0 | 0 | 0 | 0 | 0 | 0 | 0 | 0 | 0 | 0 | 0 | 0
F2_Commercial_Grocery_Existing_Food Preparation_Natural Gas_Commercial Food Prep Other_E4 | F2 | Commercial | Grocery | Existing | Food Preparation | Natural Gas | Commercial Food Prep Other | E4 | TRC BC Ratio | 0 | 0 | 0 | 0 | 0 | 0 | 0 | 0 | 0 | 0 | 0 | 0 | 0 | 0 | 0 | 0 | 0 | 0 | 0 | 0 | 0 | 0 | 0 | 0 | 0 | 0 | 0
F2_Commercial_Grocery_Existing_Food Preparation_Natural Gas_Commercial Food Prep Other_E5 | F2 | Commercial | Grocery | Existing | Food Preparation | Natural Gas | Commercial Food Prep Other | E5 | TRC BC Ratio | 0 | 0 | 0 | 0 | 0 | 0 | 0 | 0 | 0 | 0 | 0 | 0 | 0 | 0 | 0 | 0 | 0 | 0 | 0 | 0 | 0 | 0 | 0 | 0 | 0 | 0 | 0
F2_Commercial_Grocery_Existing_Food Preparation_Natural Gas_Commercial Food Prep Other_E6 | F2 | Commercial | Grocery | Existing | Food Preparation | Natural Gas | Commercial Food Prep Other | E6 | TRC BC Ratio | 0 | 0 | 0 | 0 | 0 | 0 | 0 | 0 | 0 | 0 | 0 | 0 | 0 | 0 | 0 | 0 | 0 | 0 | 0 | 0 | 0 | 0 | 0 | 0 | 0 | 0 | 0
F2_Commercial_Grocery_Existing_Food Preparation_Natural Gas_Commercial Food Prep Other_E7 | F2 | Commercial | Grocery | Existing | Food Preparation | Natural Gas | Commercial Food Prep Other | E7 | TRC BC Ratio | 0 | 0 | 0 | 0 | 0 | 0 | 0 | 0 | 0 | 0 | 0 | 0 | 0 | 0 | 0 | 0 | 0 | 0 | 0 | 0 | 0 | 0 | 0 | 0 | 0 | 0 | 0
F2_Commercial_Grocery_Existing_Food Preparation_Natural Gas_Commercial Food Prep Other_E8 | F2 | Commercial | Grocery | Existing | Food Preparation | Natural Gas | Commercial Food Prep Other | E8 | TRC BC Ratio | 0 | 0 | 0 | 0 | 0 | 0 | 0 | 0 | 0 | 0 | 0 | 0 | 0 | 0 | 0 | 0 | 0 | 0 | 0 | 0 | 0 | 0 | 0 | 0 | 0 | 0 | 0
F2_Commercial_Grocery_Existing_Food Preparation_Natural Gas_Commercial Food Prep Other_E9 | F2 | Commercial | Grocery | Existing | Food Preparation | Natural Gas | Commercial Food Prep Other | E9 | TRC BC Ratio | 0 | 0 | 0 | 0 | 0 | 0 | 0 | 0 | 0 | 0 | 0 | 0 | 0 | 0 | 0 | 0 | 0 | 0 | 0 | 0 | 0 | 0 | 0 | 0 | 0 | 0 | 0
F2_Commercial_Grocery_Existing_Food Preparation_Natural Gas_Commercial Food Prep Other_E10 | F2 | Commercial | Grocery | Existing | Food Preparation | Natural Gas | Commercial Food Prep Other | E10 | TRC BC Ratio | 0 | 0 | 0 | 0 | 0 | 0 | 0 | 0 | 0 | 0 | 0 | 0 | 0 | 0 | 0 | 0 | 0 | 0 | 0 | 0 | 0 | 0 | 0 | 0 | 0 | 0 | 0
F3_Commercial_Grocery_Existing_Food Preparation_Natural Gas_Commercial Food Prep Other_E1 | F3 | Commercial | Grocery | Existing | Food Preparation | Natural Gas | Commercial Food Prep Other | E1 | PACT BC Ratio | bar: 2021 to 2047
F3_Commercial_Grocery_Existing_Food Preparation_Natural Gas_Commercial Food Prep Other_E2 | F3 | Commercial | Grocery | Existing | Food Preparation | Natural Gas | Commercial Food Prep Other | E2 | PACT BC Ratio | 12.119 | 11.9441 | 11.7735 | 11.6081 | 11.6097 | 11.7198 | 11.8983 | 12.1145 | 12.348 | 12.5867 | 12.8228 | 13.0318 | 13.1913 | 13.2591 | 13.2278 | 13.0982 | 12.88 | 12.5945 | 12.2546 | 11.8517 | 11.3803 | 10.8378 | 10.3562 | 10.0444 | 9.9097 | 9.9583 | 10.0071
F3_Commercial_Grocery_Existing_Food Preparation_Natural Gas_Commercial Food Prep Other_E3 | F3 | Commercial | Grocery | Existing | Food Preparation | Natural Gas | Commercial Food Prep Other | E3 | PACT BC Ratio | 0 | 0 | 0 | 0 | 0 | 0 | 0 | 0 | 0 | 0 | 0 | 0 | 0 | 0 | 0 | 0 | 0 | 0 | 0 | 0 | 0 | 0 | 0 | 0 | 0 | 0 | 0
F3_Commercial_Grocery_Existing_Food Preparation_Natural Gas_Commercial Food Prep Other_E4 | F3 | Commercial | Grocery | Existing | Food Preparation | Natural Gas | Commercial Food Prep Other | E4 | PACT BC Ratio | 0 | 0 | 0 | 0 | 0 | 0 | 0 | 0 | 0 | 0 | 0 | 0 | 0 | 0 | 0 | 0 | 0 | 0 | 0 | 0 | 0 | 0 | 0 | 0 | 0 | 0 | 0
F3_Commercial_Grocery_Existing_Food Preparation_Natural Gas_Commercial Food Prep Other_E5 | F3 | Commercial | Grocery | Existing | Food Preparation | Natural Gas | Commercial Food Prep Other | E5 | PACT BC Ratio | 0 | 0 | 0 | 0 | 0 | 0 | 0 | 0 | 0 | 0 | 0 | 0 | 0 | 0 | 0 | 0 | 0 | 0 | 0 | 0 | 0 | 0 | 0 | 0 | 0 | 0 | 0
F3_Commercial_Grocery_Existing_Food Preparation_Natural Gas_Commercial Food Prep Other_E6 | F3 | Commercial | Grocery | Existing | Food Preparation | Natural Gas | Commercial Food Prep Other | E6 | PACT BC Ratio | 0 | 0 | 0 | 0 | 0 | 0 | 0 | 0 | 0 | 0 | 0 | 0 | 0 | 0 | 0 | 0 | 0 | 0 | 0 | 0 | 0 | 0 | 0 | 0 | 0 | 0 | 0
F3_Commercial_Grocery_Existing_Food Preparation_Natural Gas_Commercial Food Prep Other_E7 | F3 | Commercial | Grocery | Existing | Food Preparation | Natural Gas | Commercial Food Prep Other | E7 | PACT BC Ratio | 0 | 0 | 0 | 0 | 0 | 0 | 0 | 0 | 0 | 0 | 0 | 0 | 0 | 0 | 0 | 0 | 0 | 0 | 0 | 0 | 0 | 0 | 0 | 0 | 0 | 0 | 0
F3_Commercial_Grocery_Existing_Food Preparation_Natural Gas_Commercial Food Prep Other_E8 | F3 | Commercial | Grocery | Existing | Food Preparation | Natural Gas | Commercial Food Prep Other | E8 | PACT BC Ratio | 0 | 0 | 0 | 0 | 0 | 0 | 0 | 0 | 0 | 0 | 0 | 0 | 0 | 0 | 0 | 0 | 0 | 0 | 0 | 0 | 0 | 0 | 0 | 0 | 0 | 0 | 0
F3_Commercial_Grocery_Existing_Food Preparation_Natural Gas_Commercial Food Prep Other_E9 | F3 | Commercial | Grocery | Existing | Food Preparation | Natural Gas | Commercial Food Prep Other | E9 | PACT BC Ratio | 0 | 0 | 0 | 0 | 0 | 0 | 0 | 0 | 0 | 0 | 0 | 0 | 0 | 0 | 0 | 0 | 0 | 0 | 0 | 0 | 0 | 0 | 0 | 0 | 0 | 0 | 0
F3_Commercial_Grocery_Existing_Food Preparation_Natural Gas_Commercial Food Prep Other_E10 | F3 | Commercial | Grocery | Existing | Food Preparation | Natural Gas | Commercial Food Prep Other | E10 | PACT BC Ratio | 0 | 0 | 0 | 0 | 0 | 0 | 0 | 0 | 0 | 0 | 0 | 0 | 0 | 0 | 0 | 0 | 0 | 0 | 0 | 0 | 0 | 0 | 0 | 0 | 0 | 0 | 0
F4_Commercial_Grocery_Existing_Food Preparation_Natural Gas_Commercial Food Prep Other_E1 | F4 | Commercial | Grocery | Existing | Food Preparation | Natural Gas | Commercial Food Prep Other | E1 | RVT BC Ratio | bar: 2021 to 2047
F4_Commercial_Grocery_Existing_Food Preparation_Natural Gas_Commercial Food Prep Other_E2 | F4 | Commercial | Grocery | Existing | Food Preparation | Natural Gas | Commercial Food Prep Other | E2 | RVT BC Ratio | 0.7 | 0.7 | 0.7 | 0.7 | 0.7 | 0.7 | 0.7 | 0.7 | 0.7 | 0.7 | 0.7 | 0.7 | 0.7 | 0.7 | 0.7 | 0.7 | 0.7 | 0.7 | 0.7 | 0.7 | 0.7 | 0.7 | 0.7 | 0.7 | 0.7 | 0.7 | 0.7
F4_Commercial_Grocery_Existing_Food Preparation_Natural Gas_Commercial Food Prep Other_E3 | F4 | Commercial | Grocery | Existing | Food Preparation | Natural Gas | Commercial Food Prep Other | E3 | RVT BC Ratio | 0 | 0 | 0 | 0 | 0 | 0 | 0 | 0 | 0 | 0 | 0 | 0 | 0 | 0 | 0 | 0 | 0 | 0 | 0 | 0 | 0 | 0 | 0 | 0 | 0 | 0 | 0
F4_Commercial_Grocery_Existing_Food Preparation_Natural Gas_Commercial Food Prep Other_E4 | F4 | Commercial | Grocery | Existing | Food Preparation | Natural Gas | Commercial Food Prep Other | E4 | RVT BC Ratio | 0 | 0 | 0 | 0 | 0 | 0 | 0 | 0 | 0 | 0 | 0 | 0 | 0 | 0 | 0 | 0 | 0 | 0 | 0 | 0 | 0 | 0 | 0 | 0 | 0 | 0 | 0
F4_Commercial_Grocery_Existing_Food Preparation_Natural Gas_Commercial Food Prep Other_E5 | F4 | Commercial | Grocery | Existing | Food Preparation | Natural Gas | Commercial Food Prep Other | E5 | RVT BC Ratio | 0 | 0 | 0 | 0 | 0 | 0 | 0 | 0 | 0 | 0 | 0 | 0 | 0 | 0 | 0 | 0 | 0 | 0 | 0 | 0 | 0 | 0 | 0 | 0 | 0 | 0 | 0
F4_Commercial_Grocery_Existing_Food Preparation_Natural Gas_Commercial Food Prep Other_E6 | F4 | Commercial | Grocery | Existing | Food Preparation | Natural Gas | Commercial Food Prep Other | E6 | RVT BC Ratio | 0 | 0 | 0 | 0 | 0 | 0 | 0 | 0 | 0 | 0 | 0 | 0 | 0 | 0 | 0 | 0 | 0 | 0 | 0 | 0 | 0 | 0 | 0 | 0 | 0 | 0 | 0
F4_Commercial_Grocery_Existing_Food Preparation_Natural Gas_Commercial Food Prep Other_E7 | F4 | Commercial | Grocery | Existing | Food Preparation | Natural Gas | Commercial Food Prep Other | E7 | RVT BC Ratio | 0 | 0 | 0 | 0 | 0 | 0 | 0 | 0 | 0 | 0 | 0 | 0 | 0 | 0 | 0 | 0 | 0 | 0 | 0 | 0 | 0 | 0 | 0 | 0 | 0 | 0 | 0
F4_Commercial_Grocery_Existing_Food Preparation_Natural Gas_Commercial Food Prep Other_E8 | F4 | Commercial | Grocery | Existing | Food Preparation | Natural Gas | Commercial Food Prep Other | E8 | RVT BC Ratio | 0 | 0 | 0 | 0 | 0 | 0 | 0 | 0 | 0 | 0 | 0 | 0 | 0 | 0 | 0 | 0 | 0 | 0 | 0 | 0 | 0 | 0 | 0 | 0 | 0 | 0 | 0
F4_Commercial_Grocery_Existing_Food Preparation_Natural Gas_Commercial Food Prep Other_E9 | F4 | Commercial | Grocery | Existing | Food Preparation | Natural Gas | Commercial Food Prep Other | E9 | RVT BC Ratio | 0 | 0 | 0 | 0 | 0 | 0 | 0 | 0 | 0 | 0 | 0 | 0 | 0 | 0 | 0 | 0 | 0 | 0 | 0 | 0 | 0 | 0 | 0 | 0 | 0 | 0 | 0
F4_Commercial_Grocery_Existing_Food Preparation_Natural Gas_Commercial Food Prep Other_E10 | F4 | Commercial | Grocery | Existing | Food Preparation | Natural Gas | Commercial Food Prep Other | E10 | RVT BC Ratio | 0 | 0 | 0 | 0 | 0 | 0 | 0 | 0 | 0 | 0 | 0 | 0 | 0 | 0 | 0 | 0 | 0 | 0 | 0 | 0 | 0 | 0 | 0 | 0 | 0 | 0 | 0
F5_Commercial_Grocery_Existing_Food Preparation_Natural Gas_Commercial Food Prep Other_E1 | F5 | Commercial | Grocery | Existing | Food Preparation | Natural Gas | Commercial Food Prep Other | E1 | RIM BC Ratio | bar: 2021 to 2047
F5_Commercial_Grocery_Existing_Food Preparation_Natural Gas_Commercial Food Prep Other_E2 | F5 | Commercial | Grocery | Existing | Food Preparation | Natural Gas | Commercial Food Prep Other | E2 | RIM BC Ratio | 12.119 | 11.9441 | 11.7735 | 11.6081 | 11.6097 | 11.7198 | 11.8983 | 12.1145 | 12.348 | 12.5867 | 12.8228 | 13.0318 | 13.1913 | 13.2591 | 13.2278 | 13.0982 | 12.88 | 12.5945 | 12.2546 | 11.8517 | 11.3803 | 10.8378 | 10.3562 | 10.0444 | 9.9097 | 9.9583 | 10.0071
F5_Commercial_Grocery_Existing_Food Preparation_Natural Gas_Commercial Food Prep Other_E3 | F5 | Commercial | Grocery | Existing | Food Preparation | Natural Gas | Commercial Food Prep Other | E3 | RIM BC Ratio | 0 | 0 | 0 | 0 | 0 | 0 | 0 | 0 | 0 | 0 | 0 | 0 | 0 | 0 | 0 | 0 | 0 | 0 | 0 | 0 | 0 | 0 | 0 | 0 | 0 | 0 | 0
F5_Commercial_Grocery_Existing_Food Preparation_Natural Gas_Commercial Food Prep Other_E4 | F5 | Commercial | Grocery | Existing | Food Preparation | Natural Gas | Commercial Food Prep Other | E4 | RIM BC Ratio | 0 | 0 | 0 | 0 | 0 | 0 | 0 | 0 | 0 | 0 | 0 | 0 | 0 | 0 | 0 | 0 | 0 | 0 | 0 | 0 | 0 | 0 | 0 | 0 | 0 | 0 | 0
F5_Commercial_Grocery_Existing_Food Preparation_Natural Gas_Commercial Food Prep Other_E5 | F5 | Commercial | Grocery | Existing | Food Preparation | Natural Gas | Commercial Food Prep Other | E5 | RIM BC Ratio | 0 | 0 | 0 | 0 | 0 | 0 | 0 | 0 | 0 | 0 | 0 | 0 | 0 | 0 | 0 | 0 | 0 | 0 | 0 | 0 | 0 | 0 | 0 | 0 | 0 | 0 | 0
F5_Commercial_Grocery_Existing_Food Preparation_Natural Gas_Commercial Food Prep Other_E6 | F5 | Commercial | Grocery | Existing | Food Preparation | Natural Gas | Commercial Food Prep Other | E6 | RIM BC Ratio | 0 | 0 | 0 | 0 | 0 | 0 | 0 | 0 | 0 | 0 | 0 | 0 | 0 | 0 | 0 | 0 | 0 | 0 | 0 | 0 | 0 | 0 | 0 | 0 | 0 | 0 | 0
F5_Commercial_Grocery_Existing_Food Preparation_Natural Gas_Commercial Food Prep Other_E7 | F5 | Commercial | Grocery | Existing | Food Preparation | Natural Gas | Commercial Food Prep Other | E7 | RIM BC Ratio | 0 | 0 | 0 | 0 | 0 | 0 | 0 | 0 | 0 | 0 | 0 | 0 | 0 | 0 | 0 | 0 | 0 | 0 | 0 | 0 | 0 | 0 | 0 | 0 | 0 | 0 | 0
F5_Commercial_Grocery_Existing_Food Preparation_Natural Gas_Commercial Food Prep Other_E8 | F5 | Commercial | Grocery | Existing | Food Preparation | Natural Gas | Commercial Food Prep Other | E8 | RIM BC Ratio | 0 | 0 | 0 | 0 | 0 | 0 | 0 | 0 | 0 | 0 | 0 | 0 | 0 | 0 | 0 | 0 | 0 | 0 | 0 | 0 | 0 | 0 | 0 | 0 | 0 | 0 | 0
F5_Commercial_Grocery_Existing_Food Preparation_Natural Gas_Commercial Food Prep Other_E9 | F5 | Commercial | Grocery | Existing | Food Preparation | Natural Gas | Commercial Food Prep Other | E9 | RIM BC Ratio | 0 | 0 | 0 | 0 | 0 | 0 | 0 | 0 | 0 | 0 | 0 | 0 | 0 | 0 | 0 | 0 | 0 | 0 | 0 | 0 | 0 | 0 | 0 | 0 | 0 | 0 | 0
F5_Commercial_Grocery_Existing_Food Preparation_Natural Gas_Commercial Food Prep Other_E10 | F5 | Commercial | Grocery | Existing | Food Preparation | Natural Gas | Commercial Food Prep Other | E10 | RIM BC Ratio | 0 | 0 | 0 | 0 | 0 | 0 | 0 | 0 | 0 | 0 | 0 | 0 | 0 | 0 | 0 | 0 | 0 | 0 | 0 | 0 | 0 | 0 | 0 | 0 | 0 | 0 | 0
F0_Commercial_Grocery_Existing_Miscellaneous_Natural Gas_Pool Heater_E0 | F0 | Commercial | Grocery | Existing | Miscellaneous | Natural Gas | Pool Heater | E0 | Economic Unit | Standard (EF .78) | Standard (EF .78) | Standard (EF .78) | Standard (EF .78) | Standard (EF .78) | Standard (EF .78) | Standard (EF .78) | Standard (EF .78) | Standard (EF .78) | Standard (EF .78) | Standard (EF .78) | Standard (EF .78) | Standard (EF .78) | Standard (EF .78) | Standard (EF .78) | Standard (EF .78) | Standard (EF .78) | Standard (EF .78) | Standard (EF .78) | Standard (EF .78) | Standard (EF .78) | Standard (EF .78) | Standard (EF .78) | Standard (EF .78) | Standard (EF .78) | Standard (EF .78) | Standard (EF .78)
F1_Commercial_Grocery_Existing_Miscellaneous_Natural Gas_Pool Heater_E1 | F1 | Commercial | Grocery | Existing | Miscellaneous | Natural Gas | Pool Heater | E1 | CCE | 0 | 0 | 0 | 0 | 0 | 0 | 0 | 0 | 0 | 0 | 0 | 0 | 0 | 0 | 0 | 0 | 0 | 0 | 0 | 0 | 0 | 0 | 0 | 0 | 0 | 0 | 0
F1_Commercial_Grocery_Existing_Miscellaneous_Natural Gas_Pool Heater_E2 | F1 | Commercial | Grocery | Existing | Miscellaneous | Natural Gas | Pool Heater | E2 | CCE | 0.01727 | 0.01727 | 0.01727 | 0.01727 | 0.01727 | 0.01727 | 0.01727 | 0.01727 | 0.01727 | 0.01727 | 0.01727 | 0.01727 | 0.01727 | 0.01727 | 0.01727 | 0.01727 | 0.01727 | 0.01727 | 0.01727 | 0.01727 | 0.01727 | 0.01727 | 0.01727 | 0.01727 | 0.01727 | 0.01727 | 0.01727
F1_Commercial_Grocery_Existing_Miscellaneous_Natural Gas_Pool Heater_E3 | F1 | Commercial | Grocery | Existing | Miscellaneous | Natural Gas | Pool Heater | E3 | CCE | 0 | 0 | 0 | 0 | 0 | 0 | 0 | 0 | 0 | 0 | 0 | 0 | 0 | 0 | 0 | 0 | 0 | 0 | 0 | 0 | 0 | 0 | 0 | 0 | 0 | 0 | 0
F1_Commercial_Grocery_Existing_Miscellaneous_Natural Gas_Pool Heater_E4 | F1 | Commercial | Grocery | Existing | Miscellaneous | Natural Gas | Pool Heater | E4 | CCE | 0 | 0 | 0 | 0 | 0 | 0 | 0 | 0 | 0 | 0 | 0 | 0 | 0 | 0 | 0 | 0 | 0 | 0 | 0 | 0 | 0 | 0 | 0 | 0 | 0 | 0 | 0
F1_Commercial_Grocery_Existing_Miscellaneous_Natural Gas_Pool Heater_E5 | F1 | Commercial | Grocery | Existing | Miscellaneous | Natural Gas | Pool Heater | E5 | CCE | 0 | 0 | 0 | 0 | 0 | 0 | 0 | 0 | 0 | 0 | 0 | 0 | 0 | 0 | 0 | 0 | 0 | 0 | 0 | 0 | 0 | 0 | 0 | 0 | 0 | 0 | 0
F1_Commercial_Grocery_Existing_Miscellaneous_Natural Gas_Pool Heater_E6 | F1 | Commercial | Grocery | Existing | Miscellaneous | Natural Gas | Pool Heater | E6 | CCE | 0 | 0 | 0 | 0 | 0 | 0 | 0 | 0 | 0 | 0 | 0 | 0 | 0 | 0 | 0 | 0 | 0 | 0 | 0 | 0 | 0 | 0 | 0 | 0 | 0 | 0 | 0
F1_Commercial_Grocery_Existing_Miscellaneous_Natural Gas_Pool Heater_E7 | F1 | Commercial | Grocery | Existing | Miscellaneous | Natural Gas | Pool Heater | E7 | CCE | 0 | 0 | 0 | 0 | 0 | 0 | 0 | 0 | 0 | 0 | 0 | 0 | 0 | 0 | 0 | 0 | 0 | 0 | 0 | 0 | 0 | 0 | 0 | 0 | 0 | 0 | 0
F1_Commercial_Grocery_Existing_Miscellaneous_Natural Gas_Pool Heater_E8 | F1 | Commercial | Grocery | Existing | Miscellaneous | Natural Gas | Pool Heater | E8 | CCE | 0 | 0 | 0 | 0 | 0 | 0 | 0 | 0 | 0 | 0 | 0 | 0 | 0 | 0 | 0 | 0 | 0 | 0 | 0 | 0 | 0 | 0 | 0 | 0 | 0 | 0 | 0
F1_Commercial_Grocery_Existing_Miscellaneous_Natural Gas_Pool Heater_E9 | F1 | Commercial | Grocery | Existing | Miscellaneous | Natural Gas | Pool Heater | E9 | CCE | 0 | 0 | 0 | 0 | 0 | 0 | 0 | 0 | 0 | 0 | 0 | 0 | 0 | 0 | 0 | 0 | 0 | 0 | 0 | 0 | 0 | 0 | 0 | 0 | 0 | 0 | 0
F1_Commercial_Grocery_Existing_Miscellaneous_Natural Gas_Pool Heater_E10 | F1 | Commercial | Grocery | Existing | Miscellaneous | Natural Gas | Pool Heater | E10 | CCE | 0 | 0 | 0 | 0 | 0 | 0 | 0 | 0 | 0 | 0 | 0 | 0 | 0 | 0 | 0 | 0 | 0 | 0 | 0 | 0 | 0 | 0 | 0 | 0 | 0 | 0 | 0
F2_Commercial_Grocery_Existing_Miscellaneous_Natural Gas_Pool Heater_E1 | F2 | Commercial | Grocery | Existing | Miscellaneous | Natural Gas | Pool Heater | E1 | TRC BC Ratio | bar: 2021 to 2047
F2_Commercial_Grocery_Existing_Miscellaneous_Natural Gas_Pool Heater_E2 | F2 | Commercial | Grocery | Existing | Miscellaneous | Natural Gas | Pool Heater | E2 | TRC BC Ratio | 0.81519 | 0.79395 | 0.77145 | 0.74865 | 0.74158 | 0.74479 | 0.75444 | 0.76754 | 0.78207 | 0.7969 | 0.8123 | 0.82818 | 0.84505 | 0.86169 | 0.87741 | 0.88939 | 0.89388 | 0.88772 | 0.8685 | 0.83583 | 0.79136 | 0.73728 | 0.68909 | 0.65735 | 0.64275 | 0.6459 | 0.64907
F2_Commercial_Grocery_Existing_Miscellaneous_Natural Gas_Pool Heater_E3 | F2 | Commercial | Grocery | Existing | Miscellaneous | Natural Gas | Pool Heater | E3 | TRC BC Ratio | 0 | 0 | 0 | 0 | 0 | 0 | 0 | 0 | 0 | 0 | 0 | 0 | 0 | 0 | 0 | 0 | 0 | 0 | 0 | 0 | 0 | 0 | 0 | 0 | 0 | 0 | 0
F2_Commercial_Grocery_Existing_Miscellaneous_Natural Gas_Pool Heater_E4 | F2 | Commercial | Grocery | Existing | Miscellaneous | Natural Gas | Pool Heater | E4 | TRC BC Ratio | 0 | 0 | 0 | 0 | 0 | 0 | 0 | 0 | 0 | 0 | 0 | 0 | 0 | 0 | 0 | 0 | 0 | 0 | 0 | 0 | 0 | 0 | 0 | 0 | 0 | 0 | 0
F2_Commercial_Grocery_Existing_Miscellaneous_Natural Gas_Pool Heater_E5 | F2 | Commercial | Grocery | Existing | Miscellaneous | Natural Gas | Pool Heater | E5 | TRC BC Ratio | 0 | 0 | 0 | 0 | 0 | 0 | 0 | 0 | 0 | 0 | 0 | 0 | 0 | 0 | 0 | 0 | 0 | 0 | 0 | 0 | 0 | 0 | 0 | 0 | 0 | 0 | 0
F2_Commercial_Grocery_Existing_Miscellaneous_Natural Gas_Pool Heater_E6 | F2 | Commercial | Grocery | Existing | Miscellaneous | Natural Gas | Pool Heater | E6 | TRC BC Ratio | 0 | 0 | 0 | 0 | 0 | 0 | 0 | 0 | 0 | 0 | 0 | 0 | 0 | 0 | 0 | 0 | 0 | 0 | 0 | 0 | 0 | 0 | 0 | 0 | 0 | 0 | 0
F2_Commercial_Grocery_Existing_Miscellaneous_Natural Gas_Pool Heater_E7 | F2 | Commercial | Grocery | Existing | Miscellaneous | Natural Gas | Pool Heater | E7 | TRC BC Ratio | 0 | 0 | 0 | 0 | 0 | 0 | 0 | 0 | 0 | 0 | 0 | 0 | 0 | 0 | 0 | 0 | 0 | 0 | 0 | 0 | 0 | 0 | 0 | 0 | 0 | 0 | 0
F2_Commercial_Grocery_Existing_Miscellaneous_Natural Gas_Pool Heater_E8 | F2 | Commercial | Grocery | Existing | Miscellaneous | Natural Gas | Pool Heater | E8 | TRC BC Ratio | 0 | 0 | 0 | 0 | 0 | 0 | 0 | 0 | 0 | 0 | 0 | 0 | 0 | 0 | 0 | 0 | 0 | 0 | 0 | 0 | 0 | 0 | 0 | 0 | 0 | 0 | 0
F2_Commercial_Grocery_Existing_Miscellaneous_Natural Gas_Pool Heater_E9 | F2 | Commercial | Grocery | Existing | Miscellaneous | Natural Gas | Pool Heater | E9 | TRC BC Ratio | 0 | 0 | 0 | 0 | 0 | 0 | 0 | 0 | 0 | 0 | 0 | 0 | 0 | 0 | 0 | 0 | 0 | 0 | 0 | 0 | 0 | 0 | 0 | 0 | 0 | 0 | 0
F2_Commercial_Grocery_Existing_Miscellaneous_Natural Gas_Pool Heater_E10 | F2 | Commercial | Grocery | Existing | Miscellaneous | Natural Gas | Pool Heater | E10 | TRC BC Ratio | 0 | 0 | 0 | 0 | 0 | 0 | 0 | 0 | 0 | 0 | 0 | 0 | 0 | 0 | 0 | 0 | 0 | 0 | 0 | 0 | 0 | 0 | 0 | 0 | 0 | 0 | 0
F3_Commercial_Grocery_Existing_Miscellaneous_Natural Gas_Pool Heater_E1 | F3 | Commercial | Grocery | Existing | Miscellaneous | Natural Gas | Pool Heater | E1 | PACT BC Ratio | bar: 2021 to 2047
F3_Commercial_Grocery_Existing_Miscellaneous_Natural Gas_Pool Heater_E2 | F3 | Commercial | Grocery | Existing | Miscellaneous | Natural Gas | Pool Heater | E2 | PACT BC Ratio | 1.0278 | 1.0011 | 0.9727 | 0.94395 | 0.93503 | 0.93908 | 0.95126 | 0.96777 | 0.98608 | 1.0048 | 1.0242 | 1.0442 | 1.0655 | 1.0865 | 1.1063 | 1.1214 | 1.1271 | 1.1193 | 1.0951 | 1.0539 | 0.99781 | 0.92962 | 0.86885 | 0.82883 | 0.81042 | 0.8144 | 0.81839
F3_Commercial_Grocery_Existing_Miscellaneous_Natural Gas_Pool Heater_E3 | F3 | Commercial | Grocery | Existing | Miscellaneous | Natural Gas | Pool Heater | E3 | PACT BC Ratio | 0 | 0 | 0 | 0 | 0 | 0 | 0 | 0 | 0 | 0 | 0 | 0 | 0 | 0 | 0 | 0 | 0 | 0 | 0 | 0 | 0 | 0 | 0 | 0 | 0 | 0 | 0
F3_Commercial_Grocery_Existing_Miscellaneous_Natural Gas_Pool Heater_E4 | F3 | Commercial | Grocery | Existing | Miscellaneous | Natural Gas | Pool Heater | E4 | PACT BC Ratio | 0 | 0 | 0 | 0 | 0 | 0 | 0 | 0 | 0 | 0 | 0 | 0 | 0 | 0 | 0 | 0 | 0 | 0 | 0 | 0 | 0 | 0 | 0 | 0 | 0 | 0 | 0
F3_Commercial_Grocery_Existing_Miscellaneous_Natural Gas_Pool Heater_E5 | F3 | Commercial | Grocery | Existing | Miscellaneous | Natural Gas | Pool Heater | E5 | PACT BC Ratio | 0 | 0 | 0 | 0 | 0 | 0 | 0 | 0 | 0 | 0 | 0 | 0 | 0 | 0 | 0 | 0 | 0 | 0 | 0 | 0 | 0 | 0 | 0 | 0 | 0 | 0 | 0
F3_Commercial_Grocery_Existing_Miscellaneous_Natural Gas_Pool Heater_E6 | F3 | Commercial | Grocery | Existing | Miscellaneous | Natural Gas | Pool Heater | E6 | PACT BC Ratio | 0 | 0 | 0 | 0 | 0 | 0 | 0 | 0 | 0 | 0 | 0 | 0 | 0 | 0 | 0 | 0 | 0 | 0 | 0 | 0 | 0 | 0 | 0 | 0 | 0 | 0 | 0
F3_Commercial_Grocery_Existing_Miscellaneous_Natural Gas_Pool Heater_E7 | F3 | Commercial | Grocery | Existing | Miscellaneous | Natural Gas | Pool Heater | E7 | PACT BC Ratio | 0 | 0 | 0 | 0 | 0 | 0 | 0 | 0 | 0 | 0 | 0 | 0 | 0 | 0 | 0 | 0 | 0 | 0 | 0 | 0 | 0 | 0 | 0 | 0 | 0 | 0 | 0
F3_Commercial_Grocery_Existing_Miscellaneous_Natural Gas_Pool Heater_E8 | F3 | Commercial | Grocery | Existing | Miscellaneous | Natural Gas | Pool Heater | E8 | PACT BC Ratio | 0 | 0 | 0 | 0 | 0 | 0 | 0 | 0 | 0 | 0 | 0 | 0 | 0 | 0 | 0 | 0 | 0 | 0 | 0 | 0 | 0 | 0 | 0 | 0 | 0 | 0 | 0
F3_Commercial_Grocery_Existing_Miscellaneous_Natural Gas_Pool Heater_E9 | F3 | Commercial | Grocery | Existing | Miscellaneous | Natural Gas | Pool Heater | E9 | PACT BC Ratio | 0 | 0 | 0 | 0 | 0 | 0 | 0 | 0 | 0 | 0 | 0 | 0 | 0 | 0 | 0 | 0 | 0 | 0 | 0 | 0 | 0 | 0 | 0 | 0 | 0 | 0 | 0
F3_Commercial_Grocery_Existing_Miscellaneous_Natural Gas_Pool Heater_E10 | F3 | Commercial | Grocery | Existing | Miscellaneous | Natural Gas | Pool Heater | E10 | PACT BC Ratio | 0 | 0 | 0 | 0 | 0 | 0 | 0 | 0 | 0 | 0 | 0 | 0 | 0 | 0 | 0 | 0 | 0 | 0 | 0 | 0 | 0 | 0 | 0 | 0 | 0 | 0 | 0
F4_Commercial_Grocery_Existing_Miscellaneous_Natural Gas_Pool Heater_E1 | F4 | Commercial | Grocery | Existing | Miscellaneous | Natural Gas | Pool Heater | E1 | RVT BC Ratio | bar: 2021 to 2047
F4_Commercial_Grocery_Existing_Miscellaneous_Natural Gas_Pool Heater_E2 | F4 | Commercial | Grocery | Existing | Miscellaneous | Natural Gas | Pool Heater | E2 | RVT BC Ratio | 0.7 | 0.7 | 0.7 | 0.7 | 0.7 | 0.7 | 0.7 | 0.7 | 0.7 | 0.7 | 0.7 | 0.7 | 0.7 | 0.7 | 0.7 | 0.7 | 0.7 | 0.7 | 0.7 | 0.7 | 0.7 | 0.7 | 0.7 | 0.7 | 0.7 | 0.7 | 0.7
F4_Commercial_Grocery_Existing_Miscellaneous_Natural Gas_Pool Heater_E3 | F4 | Commercial | Grocery | Existing | Miscellaneous | Natural Gas | Pool Heater | E3 | RVT BC Ratio | 0 | 0 | 0 | 0 | 0 | 0 | 0 | 0 | 0 | 0 | 0 | 0 | 0 | 0 | 0 | 0 | 0 | 0 | 0 | 0 | 0 | 0 | 0 | 0 | 0 | 0 | 0
F4_Commercial_Grocery_Existing_Miscellaneous_Natural Gas_Pool Heater_E4 | F4 | Commercial | Grocery | Existing | Miscellaneous | Natural Gas | Pool Heater | E4 | RVT BC Ratio | 0 | 0 | 0 | 0 | 0 | 0 | 0 | 0 | 0 | 0 | 0 | 0 | 0 | 0 | 0 | 0 | 0 | 0 | 0 | 0 | 0 | 0 | 0 | 0 | 0 | 0 | 0
F4_Commercial_Grocery_Existing_Miscellaneous_Natural Gas_Pool Heater_E5 | F4 | Commercial | Grocery | Existing | Miscellaneous | Natural Gas | Pool Heater | E5 | RVT BC Ratio | 0 | 0 | 0 | 0 | 0 | 0 | 0 | 0 | 0 | 0 | 0 | 0 | 0 | 0 | 0 | 0 | 0 | 0 | 0 | 0 | 0 | 0 | 0 | 0 | 0 | 0 | 0
F4_Commercial_Grocery_Existing_Miscellaneous_Natural Gas_Pool Heater_E6 | F4 | Commercial | Grocery | Existing | Miscellaneous | Natural Gas | Pool Heater | E6 | RVT BC Ratio | 0 | 0 | 0 | 0 | 0 | 0 | 0 | 0 | 0 | 0 | 0 | 0 | 0 | 0 | 0 | 0 | 0 | 0 | 0 | 0 | 0 | 0 | 0 | 0 | 0 | 0 | 0
F4_Commercial_Grocery_Existing_Miscellaneous_Natural Gas_Pool Heater_E7 | F4 | Commercial | Grocery | Existing | Miscellaneous | Natural Gas | Pool Heater | E7 | RVT BC Ratio | 0 | 0 | 0 | 0 | 0 | 0 | 0 | 0 | 0 | 0 | 0 | 0 | 0 | 0 | 0 | 0 | 0 | 0 | 0 | 0 | 0 | 0 | 0 | 0 | 0 | 0 | 0
F4_Commercial_Grocery_Existing_Miscellaneous_Natural Gas_Pool Heater_E8 | F4 | Commercial | Grocery | Existing | Miscellaneous | Natural Gas | Pool Heater | E8 | RVT BC Ratio | 0 | 0 | 0 | 0 | 0 | 0 | 0 | 0 | 0 | 0 | 0 | 0 | 0 | 0 | 0 | 0 | 0 | 0 | 0 | 0 | 0 | 0 | 0 | 0 | 0 | 0 | 0
F4_Commercial_Grocery_Existing_Miscellaneous_Natural Gas_Pool Heater_E9 | F4 | Commercial | Grocery | Existing | Miscellaneous | Natural Gas | Pool Heater | E9 | RVT BC Ratio | 0 | 0 | 0 | 0 | 0 | 0 | 0 | 0 | 0 | 0 | 0 | 0 | 0 | 0 | 0 | 0 | 0 | 0 | 0 | 0 | 0 | 0 | 0 | 0 | 0 | 0 | 0
F4_Commercial_Grocery_Existing_Miscellaneous_Natural Gas_Pool Heater_E10 | F4 | Commercial | Grocery | Existing | Miscellaneous | Natural Gas | Pool Heater | E10 | RVT BC Ratio | 0 | 0 | 0 | 0 | 0 | 0 | 0 | 0 | 0 | 0 | 0 | 0 | 0 | 0 | 0 | 0 | 0 | 0 | 0 | 0 | 0 | 0 | 0 | 0 | 0 | 0 | 0
F5_Commercial_Grocery_Existing_Miscellaneous_Natural Gas_Pool Heater_E1 | F5 | Commercial | Grocery | Existing | Miscellaneous | Natural Gas | Pool Heater | E1 | RIM BC Ratio | bar: 2021 to 2047
F5_Commercial_Grocery_Existing_Miscellaneous_Natural Gas_Pool Heater_E2 | F5 | Commercial | Grocery | Existing | Miscellaneous | Natural Gas | Pool Heater | E2 | RIM BC Ratio | 1.0278 | 1.0011 | 0.9727 | 0.94395 | 0.93503 | 0.93908 | 0.95126 | 0.96777 | 0.98608 | 1.0048 | 1.0242 | 1.0442 | 1.0655 | 1.0865 | 1.1063 | 1.1214 | 1.1271 | 1.1193 | 1.0951 | 1.0539 | 0.99781 | 0.92962 | 0.86885 | 0.82883 | 0.81042 | 0.8144 | 0.81839
F5_Commercial_Grocery_Existing_Miscellaneous_Natural Gas_Pool Heater_E3 | F5 | Commercial | Grocery | Existing | Miscellaneous | Natural Gas | Pool Heater | E3 | RIM BC Ratio | 0 | 0 | 0 | 0 | 0 | 0 | 0 | 0 | 0 | 0 | 0 | 0 | 0 | 0 | 0 | 0 | 0 | 0 | 0 | 0 | 0 | 0 | 0 | 0 | 0 | 0 | 0
F5_Commercial_Grocery_Existing_Miscellaneous_Natural Gas_Pool Heater_E4 | F5 | Commercial | Grocery | Existing | Miscellaneous | Natural Gas | Pool Heater | E4 | RIM BC Ratio | 0 | 0 | 0 | 0 | 0 | 0 | 0 | 0 | 0 | 0 | 0 | 0 | 0 | 0 | 0 | 0 | 0 | 0 | 0 | 0 | 0 | 0 | 0 | 0 | 0 | 0 | 0
F5_Commercial_Grocery_Existing_Miscellaneous_Natural Gas_Pool Heater_E5 | F5 | Commercial | Grocery | Existing | Miscellaneous | Natural Gas | Pool Heater | E5 | RIM BC Ratio | 0 | 0 | 0 | 0 | 0 | 0 | 0 | 0 | 0 | 0 | 0 | 0 | 0 | 0 | 0 | 0 | 0 | 0 | 0 | 0 | 0 | 0 | 0 | 0 | 0 | 0 | 0
F5_Commercial_Grocery_Existing_Miscellaneous_Natural Gas_Pool Heater_E6 | F5 | Commercial | Grocery | Existing | Miscellaneous | Natural Gas | Pool Heater | E6 | RIM BC Ratio | 0 | 0 | 0 | 0 | 0 | 0 | 0 | 0 | 0 | 0 | 0 | 0 | 0 | 0 | 0 | 0 | 0 | 0 | 0 | 0 | 0 | 0 | 0 | 0 | 0 | 0 | 0
F5_Commercial_Grocery_Existing_Miscellaneous_Natural Gas_Pool Heater_E7 | F5 | Commercial | Grocery | Existing | Miscellaneous | Natural Gas | Pool Heater | E7 | RIM BC Ratio | 0 | 0 | 0 | 0 | 0 | 0 | 0 | 0 | 0 | 0 | 0 | 0 | 0 | 0 | 0 | 0 | 0 | 0 | 0 | 0 | 0 | 0 | 0 | 0 | 0 | 0 | 0
F5_Commercial_Grocery_Existing_Miscellaneous_Natural Gas_Pool Heater_E8 | F5 | Commercial | Grocery | Existing | Miscellaneous | Natural Gas | Pool Heater | E8 | RIM BC Ratio | 0 | 0 | 0 | 0 | 0 | 0 | 0 | 0 | 0 | 0 | 0 | 0 | 0 | 0 | 0 | 0 | 0 | 0 | 0 | 0 | 0 | 0 | 0 | 0 | 0 | 0 | 0
F5_Commercial_Grocery_Existing_Miscellaneous_Natural Gas_Pool Heater_E9 | F5 | Commercial | Grocery | Existing | Miscellaneous | Natural Gas | Pool Heater | E9 | RIM BC Ratio | 0 | 0 | 0 | 0 | 0 | 0 | 0 | 0 | 0 | 0 | 0 | 0 | 0 | 0 | 0 | 0 | 0 | 0 | 0 | 0 | 0 | 0 | 0 | 0 | 0 | 0 | 0
F5_Commercial_Grocery_Existing_Miscellaneous_Natural Gas_Pool Heater_E10 | F5 | Commercial | Grocery | Existing | Miscellaneous | Natural Gas | Pool Heater | E10 | RIM BC Ratio | 0 | 0 | 0 | 0 | 0 | 0 | 0 | 0 | 0 | 0 | 0 | 0 | 0 | 0 | 0 | 0 | 0 | 0 | 0 | 0 | 0 | 0 | 0 | 0 | 0 | 0 | 0
F0_Commercial_Grocery_Existing_Miscellaneous_Natural Gas_Miscellaneous_E0 | F0 | Commercial | Grocery | Existing | Miscellaneous | Natural Gas | Miscellaneous | E0 | Economic Unit | Miscellaneous | Miscellaneous | Miscellaneous | Miscellaneous | Miscellaneous | Miscellaneous | Miscellaneous | Miscellaneous | Miscellaneous | Miscellaneous | Miscellaneous | Miscellaneous | Miscellaneous | Miscellaneous | Miscellaneous | Miscellaneous | Miscellaneous | Miscellaneous | Miscellaneous | Miscellaneous | Miscellaneous | Miscellaneous | Miscellaneous | Miscellaneous | Miscellaneous | Miscellaneous | Miscellaneous
F1_Commercial_Grocery_Existing_Miscellaneous_Natural Gas_Miscellaneous_E1 | F1 | Commercial | Grocery | Existing | Miscellaneous | Natural Gas | Miscellaneous | E1 | CCE | 0 | 0 | 0 | 0 | 0 | 0 | 0 | 0 | 0 | 0 | 0 | 0 | 0 | 0 | 0 | 0 | 0 | 0 | 0 | 0 | 0 | 0 | 0 | 0 | 0 | 0 | 0
F1_Commercial_Grocery_Existing_Miscellaneous_Natural Gas_Miscellaneous_E2 | F1 | Commercial | Grocery | Existing | Miscellaneous | Natural Gas | Miscellaneous | E2 | CCE | 0 | 0 | 0 | 0 | 0 | 0 | 0 | 0 | 0 | 0 | 0 | 0 | 0 | 0 | 0 | 0 | 0 | 0 | 0 | 0 | 0 | 0 | 0 | 0 | 0 | 0 | 0
F1_Commercial_Grocery_Existing_Miscellaneous_Natural Gas_Miscellaneous_E3 | F1 | Commercial | Grocery | Existing | Miscellaneous | Natural Gas | Miscellaneous | E3 | CCE | 0 | 0 | 0 | 0 | 0 | 0 | 0 | 0 | 0 | 0 | 0 | 0 | 0 | 0 | 0 | 0 | 0 | 0 | 0 | 0 | 0 | 0 | 0 | 0 | 0 | 0 | 0
F1_Commercial_Grocery_Existing_Miscellaneous_Natural Gas_Miscellaneous_E4 | F1 | Commercial | Grocery | Existing | Miscellaneous | Natural Gas | Miscellaneous | E4 | CCE | 0 | 0 | 0 | 0 | 0 | 0 | 0 | 0 | 0 | 0 | 0 | 0 | 0 | 0 | 0 | 0 | 0 | 0 | 0 | 0 | 0 | 0 | 0 | 0 | 0 | 0 | 0
F1_Commercial_Grocery_Existing_Miscellaneous_Natural Gas_Miscellaneous_E5 | F1 | Commercial | Grocery | Existing | Miscellaneous | Natural Gas | Miscellaneous | E5 | CCE | 0 | 0 | 0 | 0 | 0 | 0 | 0 | 0 | 0 | 0 | 0 | 0 | 0 | 0 | 0 | 0 | 0 | 0 | 0 | 0 | 0 | 0 | 0 | 0 | 0 | 0 | 0
F1_Commercial_Grocery_Existing_Miscellaneous_Natural Gas_Miscellaneous_E6 | F1 | Commercial | Grocery | Existing | Miscellaneous | Natural Gas | Miscellaneous | E6 | CCE | 0 | 0 | 0 | 0 | 0 | 0 | 0 | 0 | 0 | 0 | 0 | 0 | 0 | 0 | 0 | 0 | 0 | 0 | 0 | 0 | 0 | 0 | 0 | 0 | 0 | 0 | 0
F1_Commercial_Grocery_Existing_Miscellaneous_Natural Gas_Miscellaneous_E7 | F1 | Commercial | Grocery | Existing | Miscellaneous | Natural Gas | Miscellaneous | E7 | CCE | 0 | 0 | 0 | 0 | 0 | 0 | 0 | 0 | 0 | 0 | 0 | 0 | 0 | 0 | 0 | 0 | 0 | 0 | 0 | 0 | 0 | 0 | 0 | 0 | 0 | 0 | 0
F1_Commercial_Grocery_Existing_Miscellaneous_Natural Gas_Miscellaneous_E8 | F1 | Commercial | Grocery | Existing | Miscellaneous | Natural Gas | Miscellaneous | E8 | CCE | 0 | 0 | 0 | 0 | 0 | 0 | 0 | 0 | 0 | 0 | 0 | 0 | 0 | 0 | 0 | 0 | 0 | 0 | 0 | 0 | 0 | 0 | 0 | 0 | 0 | 0 | 0
F1_Commercial_Grocery_Existing_Miscellaneous_Natural Gas_Miscellaneous_E9 | F1 | Commercial | Grocery | Existing | Miscellaneous | Natural Gas | Miscellaneous | E9 | CCE | 0 | 0 | 0 | 0 | 0 | 0 | 0 | 0 | 0 | 0 | 0 | 0 | 0 | 0 | 0 | 0 | 0 | 0 | 0 | 0 | 0 | 0 | 0 | 0 | 0 | 0 | 0
F1_Commercial_Grocery_Existing_Miscellaneous_Natural Gas_Miscellaneous_E10 | F1 | Commercial | Grocery | Existing | Miscellaneous | Natural Gas | Miscellaneous | E10 | CCE | 0 | 0 | 0 | 0 | 0 | 0 | 0 | 0 | 0 | 0 | 0 | 0 | 0 | 0 | 0 | 0 | 0 | 0 | 0 | 0 | 0 | 0 | 0 | 0 | 0 | 0 | 0
F2_Commercial_Grocery_Existing_Miscellaneous_Natural Gas_Miscellaneous_E1 | F2 | Commercial | Grocery | Existing | Miscellaneous | Natural Gas | Miscellaneous | E1 | TRC BC Ratio | bar: 2021 to 2047
F2_Commercial_Grocery_Existing_Miscellaneous_Natural Gas_Miscellaneous_E2 | F2 | Commercial | Grocery | Existing | Miscellaneous | Natural Gas | Miscellaneous | E2 | TRC BC Ratio | 0 | 0 | 0 | 0 | 0 | 0 | 0 | 0 | 0 | 0 | 0 | 0 | 0 | 0 | 0 | 0 | 0 | 0 | 0 | 0 | 0 | 0 | 0 | 0 | 0 | 0 | 0
F2_Commercial_Grocery_Existing_Miscellaneous_Natural Gas_Miscellaneous_E3 | F2 | Commercial | Grocery | Existing | Miscellaneous | Natural Gas | Miscellaneous | E3 | TRC BC Ratio | 0 | 0 | 0 | 0 | 0 | 0 | 0 | 0 | 0 | 0 | 0 | 0 | 0 | 0 | 0 | 0 | 0 | 0 | 0 | 0 | 0 | 0 | 0 | 0 | 0 | 0 | 0
F2_Commercial_Grocery_Existing_Miscellaneous_Natural Gas_Miscellaneous_E4 | F2 | Commercial | Grocery | Existing | Miscellaneous | Natural Gas | Miscellaneous | E4 | TRC BC Ratio | 0 | 0 | 0 | 0 | 0 | 0 | 0 | 0 | 0 | 0 | 0 | 0 | 0 | 0 | 0 | 0 | 0 | 0 | 0 | 0 | 0 | 0 | 0 | 0 | 0 | 0 | 0
F2_Commercial_Grocery_Existing_Miscellaneous_Natural Gas_Miscellaneous_E5 | F2 | Commercial | Grocery | Existing | Miscellaneous | Natural Gas | Miscellaneous | E5 | TRC BC Ratio | 0 | 0 | 0 | 0 | 0 | 0 | 0 | 0 | 0 | 0 | 0 | 0 | 0 | 0 | 0 | 0 | 0 | 0 | 0 | 0 | 0 | 0 | 0 | 0 | 0 | 0 | 0
F2_Commercial_Grocery_Existing_Miscellaneous_Natural Gas_Miscellaneous_E6 | F2 | Commercial | Grocery | Existing | Miscellaneous | Natural Gas | Miscellaneous | E6 | TRC BC Ratio | 0 | 0 | 0 | 0 | 0 | 0 | 0 | 0 | 0 | 0 | 0 | 0 | 0 | 0 | 0 | 0 | 0 | 0 | 0 | 0 | 0 | 0 | 0 | 0 | 0 | 0 | 0
F2_Commercial_Grocery_Existing_Miscellaneous_Natural Gas_Miscellaneous_E7 | F2 | Commercial | Grocery | Existing | Miscellaneous | Natural Gas | Miscellaneous | E7 | TRC BC Ratio | 0 | 0 | 0 | 0 | 0 | 0 | 0 | 0 | 0 | 0 | 0 | 0 | 0 | 0 | 0 | 0 | 0 | 0 | 0 | 0 | 0 | 0 | 0 | 0 | 0 | 0 | 0
F2_Commercial_Grocery_Existing_Miscellaneous_Natural Gas_Miscellaneous_E8 | F2 | Commercial | Grocery | Existing | Miscellaneous | Natural Gas | Miscellaneous | E8 | TRC BC Ratio | 0 | 0 | 0 | 0 | 0 | 0 | 0 | 0 | 0 | 0 | 0 | 0 | 0 | 0 | 0 | 0 | 0 | 0 | 0 | 0 | 0 | 0 | 0 | 0 | 0 | 0 | 0
F2_Commercial_Grocery_Existing_Miscellaneous_Natural Gas_Miscellaneous_E9 | F2 | Commercial | Grocery | Existing | Miscellaneous | Natural Gas | Miscellaneous | E9 | TRC BC Ratio | 0 | 0 | 0 | 0 | 0 | 0 | 0 | 0 | 0 | 0 | 0 | 0 | 0 | 0 | 0 | 0 | 0 | 0 | 0 | 0 | 0 | 0 | 0 | 0 | 0 | 0 | 0
F2_Commercial_Grocery_Existing_Miscellaneous_Natural Gas_Miscellaneous_E10 | F2 | Commercial | Grocery | Existing | Miscellaneous | Natural Gas | Miscellaneous | E10 | TRC BC Ratio | 0 | 0 | 0 | 0 | 0 | 0 | 0 | 0 | 0 | 0 | 0 | 0 | 0 | 0 | 0 | 0 | 0 | 0 | 0 | 0 | 0 | 0 | 0 | 0 | 0 | 0 | 0
F3_Commercial_Grocery_Existing_Miscellaneous_Natural Gas_Miscellaneous_E1 | F3 | Commercial | Grocery | Existing | Miscellaneous | Natural Gas | Miscellaneous | E1 | PACT BC Ratio | bar: 2021 to 2047
F3_Commercial_Grocery_Existing_Miscellaneous_Natural Gas_Miscellaneous_E2 | F3 | Commercial | Grocery | Existing | Miscellaneous | Natural Gas | Miscellaneous | E2 | PACT BC Ratio | 0 | 0 | 0 | 0 | 0 | 0 | 0 | 0 | 0 | 0 | 0 | 0 | 0 | 0 | 0 | 0 | 0 | 0 | 0 | 0 | 0 | 0 | 0 | 0 | 0 | 0 | 0
F3_Commercial_Grocery_Existing_Miscellaneous_Natural Gas_Miscellaneous_E3 | F3 | Commercial | Grocery | Existing | Miscellaneous | Natural Gas | Miscellaneous | E3 | PACT BC Ratio | 0 | 0 | 0 | 0 | 0 | 0 | 0 | 0 | 0 | 0 | 0 | 0 | 0 | 0 | 0 | 0 | 0 | 0 | 0 | 0 | 0 | 0 | 0 | 0 | 0 | 0 | 0
F3_Commercial_Grocery_Existing_Miscellaneous_Natural Gas_Miscellaneous_E4 | F3 | Commercial | Grocery | Existing | Miscellaneous | Natural Gas | Miscellaneous | E4 | PACT BC Ratio | 0 | 0 | 0 | 0 | 0 | 0 | 0 | 0 | 0 | 0 | 0 | 0 | 0 | 0 | 0 | 0 | 0 | 0 | 0 | 0 | 0 | 0 | 0 | 0 | 0 | 0 | 0
F3_Commercial_Grocery_Existing_Miscellaneous_Natural Gas_Miscellaneous_E5 | F3 | Commercial | Grocery | Existing | Miscellaneous | Natural Gas | Miscellaneous | E5 | PACT BC Ratio | 0 | 0 | 0 | 0 | 0 | 0 | 0 | 0 | 0 | 0 | 0 | 0 | 0 | 0 | 0 | 0 | 0 | 0 | 0 | 0 | 0 | 0 | 0 | 0 | 0 | 0 | 0
F3_Commercial_Grocery_Existing_Miscellaneous_Natural Gas_Miscellaneous_E6 | F3 | Commercial | Grocery | Existing | Miscellaneous | Natural Gas | Miscellaneous | E6 | PACT BC Ratio | 0 | 0 | 0 | 0 | 0 | 0 | 0 | 0 | 0 | 0 | 0 | 0 | 0 | 0 | 0 | 0 | 0 | 0 | 0 | 0 | 0 | 0 | 0 | 0 | 0 | 0 | 0
F3_Commercial_Grocery_Existing_Miscellaneous_Natural Gas_Miscellaneous_E7 | F3 | Commercial | Grocery | Existing | Miscellaneous | Natural Gas | Miscellaneous | E7 | PACT BC Ratio | 0 | 0 | 0 | 0 | 0 | 0 | 0 | 0 | 0 | 0 | 0 | 0 | 0 | 0 | 0 | 0 | 0 | 0 | 0 | 0 | 0 | 0 | 0 | 0 | 0 | 0 | 0
F3_Commercial_Grocery_Existing_Miscellaneous_Natural Gas_Miscellaneous_E8 | F3 | Commercial | Grocery | Existing | Miscellaneous | Natural Gas | Miscellaneous | E8 | PACT BC Ratio | 0 | 0 | 0 | 0 | 0 | 0 | 0 | 0 | 0 | 0 | 0 | 0 | 0 | 0 | 0 | 0 | 0 | 0 | 0 | 0 | 0 | 0 | 0 | 0 | 0 | 0 | 0
F3_Commercial_Grocery_Existing_Miscellaneous_Natural Gas_Miscellaneous_E9 | F3 | Commercial | Grocery | Existing | Miscellaneous | Natural Gas | Miscellaneous | E9 | PACT BC Ratio | 0 | 0 | 0 | 0 | 0 | 0 | 0 | 0 | 0 | 0 | 0 | 0 | 0 | 0 | 0 | 0 | 0 | 0 | 0 | 0 | 0 | 0 | 0 | 0 | 0 | 0 | 0
F3_Commercial_Grocery_Existing_Miscellaneous_Natural Gas_Miscellaneous_E10 | F3 | Commercial | Grocery | Existing | Miscellaneous | Natural Gas | Miscellaneous | E10 | PACT BC Ratio | 0 | 0 | 0 | 0 | 0 | 0 | 0 | 0 | 0 | 0 | 0 | 0 | 0 | 0 | 0 | 0 | 0 | 0 | 0 | 0 | 0 | 0 | 0 | 0 | 0 | 0 | 0
F4_Commercial_Grocery_Existing_Miscellaneous_Natural Gas_Miscellaneous_E1 | F4 | Commercial | Grocery | Existing | Miscellaneous | Natural Gas | Miscellaneous | E1 | RVT BC Ratio | bar: 2021 to 2047
F4_Commercial_Grocery_Existing_Miscellaneous_Natural Gas_Miscellaneous_E2 | F4 | Commercial | Grocery | Existing | Miscellaneous | Natural Gas | Miscellaneous | E2 | RVT BC Ratio | 0 | 0 | 0 | 0 | 0 | 0 | 0 | 0 | 0 | 0 | 0 | 0 | 0 | 0 | 0 | 0 | 0 | 0 | 0 | 0 | 0 | 0 | 0 | 0 | 0 | 0 | 0
F4_Commercial_Grocery_Existing_Miscellaneous_Natural Gas_Miscellaneous_E3 | F4 | Commercial | Grocery | Existing | Miscellaneous | Natural Gas | Miscellaneous | E3 | RVT BC Ratio | 0 | 0 | 0 | 0 | 0 | 0 | 0 | 0 | 0 | 0 | 0 | 0 | 0 | 0 | 0 | 0 | 0 | 0 | 0 | 0 | 0 | 0 | 0 | 0 | 0 | 0 | 0
F4_Commercial_Grocery_Existing_Miscellaneous_Natural Gas_Miscellaneous_E4 | F4 | Commercial | Grocery | Existing | Miscellaneous | Natural Gas | Miscellaneous | E4 | RVT BC Ratio | 0 | 0 | 0 | 0 | 0 | 0 | 0 | 0 | 0 | 0 | 0 | 0 | 0 | 0 | 0 | 0 | 0 | 0 | 0 | 0 | 0 | 0 | 0 | 0 | 0 | 0 | 0
F4_Commercial_Grocery_Existing_Miscellaneous_Natural Gas_Miscellaneous_E5 | F4 | Commercial | Grocery | Existing | Miscellaneous | Natural Gas | Miscellaneous | E5 | RVT BC Ratio | 0 | 0 | 0 | 0 | 0 | 0 | 0 | 0 | 0 | 0 | 0 | 0 | 0 | 0 | 0 | 0 | 0 | 0 | 0 | 0 | 0 | 0 | 0 | 0 | 0 | 0 | 0
F4_Commercial_Grocery_Existing_Miscellaneous_Natural Gas_Miscellaneous_E6 | F4 | Commercial | Grocery | Existing | Miscellaneous | Natural Gas | Miscellaneous | E6 | RVT BC Ratio | 0 | 0 | 0 | 0 | 0 | 0 | 0 | 0 | 0 | 0 | 0 | 0 | 0 | 0 | 0 | 0 | 0 | 0 | 0 | 0 | 0 | 0 | 0 | 0 | 0 | 0 | 0
F4_Commercial_Grocery_Existing_Miscellaneous_Natural Gas_Miscellaneous_E7 | F4 | Commercial | Grocery | Existing | Miscellaneous | Natural Gas | Miscellaneous | E7 | RVT BC Ratio | 0 | 0 | 0 | 0 | 0 | 0 | 0 | 0 | 0 | 0 | 0 | 0 | 0 | 0 | 0 | 0 | 0 | 0 | 0 | 0 | 0 | 0 | 0 | 0 | 0 | 0 | 0
F4_Commercial_Grocery_Existing_Miscellaneous_Natural Gas_Miscellaneous_E8 | F4 | Commercial | Grocery | Existing | Miscellaneous | Natural Gas | Miscellaneous | E8 | RVT BC Ratio | 0 | 0 | 0 | 0 | 0 | 0 | 0 | 0 | 0 | 0 | 0 | 0 | 0 | 0 | 0 | 0 | 0 | 0 | 0 | 0 | 0 | 0 | 0 | 0 | 0 | 0 | 0
F4_Commercial_Grocery_Existing_Miscellaneous_Natural Gas_Miscellaneous_E9 | F4 | Commercial | Grocery | Existing | Miscellaneous | Natural Gas | Miscellaneous | E9 | RVT BC Ratio | 0 | 0 | 0 | 0 | 0 | 0 | 0 | 0 | 0 | 0 | 0 | 0 | 0 | 0 | 0 | 0 | 0 | 0 | 0 | 0 | 0 | 0 | 0 | 0 | 0 | 0 | 0
F4_Commercial_Grocery_Existing_Miscellaneous_Natural Gas_Miscellaneous_E10 | F4 | Commercial | Grocery | Existing | Miscellaneous | Natural Gas | Miscellaneous | E10 | RVT BC Ratio | 0 | 0 | 0 | 0 | 0 | 0 | 0 | 0 | 0 | 0 | 0 | 0 | 0 | 0 | 0 | 0 | 0 | 0 | 0 | 0 | 0 | 0 | 0 | 0 | 0 | 0 | 0
F5_Commercial_Grocery_Existing_Miscellaneous_Natural Gas_Miscellaneous_E1 | F5 | Commercial | Grocery | Existing | Miscellaneous | Natural Gas | Miscellaneous | E1 | RIM BC Ratio | bar: 2021 to 2047
F5_Commercial_Grocery_Existing_Miscellaneous_Natural Gas_Miscellaneous_E2 | F5 | Commercial | Grocery | Existing | Miscellaneous | Natural Gas | Miscellaneous | E2 | RIM BC Ratio | 0 | 0 | 0 | 0 | 0 | 0 | 0 | 0 | 0 | 0 | 0 | 0 | 0 | 0 | 0 | 0 | 0 | 0 | 0 | 0 | 0 | 0 | 0 | 0 | 0 | 0 | 0
F5_Commercial_Grocery_Existing_Miscellaneous_Natural Gas_Miscellaneous_E3 | F5 | Commercial | Grocery | Existing | Miscellaneous | Natural Gas | Miscellaneous | E3 | RIM BC Ratio | 0 | 0 | 0 | 0 | 0 | 0 | 0 | 0 | 0 | 0 | 0 | 0 | 0 | 0 | 0 | 0 | 0 | 0 | 0 | 0 | 0 | 0 | 0 | 0 | 0 | 0 | 0
F5_Commercial_Grocery_Existing_Miscellaneous_Natural Gas_Miscellaneous_E4 | F5 | Commercial | Grocery | Existing | Miscellaneous | Natural Gas | Miscellaneous | E4 | RIM BC Ratio | 0 | 0 | 0 | 0 | 0 | 0 | 0 | 0 | 0 | 0 | 0 | 0 | 0 | 0 | 0 | 0 | 0 | 0 | 0 | 0 | 0 | 0 | 0 | 0 | 0 | 0 | 0
F5_Commercial_Grocery_Existing_Miscellaneous_Natural Gas_Miscellaneous_E5 | F5 | Commercial | Grocery | Existing | Miscellaneous | Natural Gas | Miscellaneous | E5 | RIM BC Ratio | 0 | 0 | 0 | 0 | 0 | 0 | 0 | 0 | 0 | 0 | 0 | 0 | 0 | 0 | 0 | 0 | 0 | 0 | 0 | 0 | 0 | 0 | 0 | 0 | 0 | 0 | 0
F5_Commercial_Grocery_Existing_Miscellaneous_Natural Gas_Miscellaneous_E6 | F5 | Commercial | Grocery | Existing | Miscellaneous | Natural Gas | Miscellaneous | E6 | RIM BC Ratio | 0 | 0 | 0 | 0 | 0 | 0 | 0 | 0 | 0 | 0 | 0 | 0 | 0 | 0 | 0 | 0 | 0 | 0 | 0 | 0 | 0 | 0 | 0 | 0 | 0 | 0 | 0
F5_Commercial_Grocery_Existing_Miscellaneous_Natural Gas_Miscellaneous_E7 | F5 | Commercial | Grocery | Existing | Miscellaneous | Natural Gas | Miscellaneous | E7 | RIM BC Ratio | 0 | 0 | 0 | 0 | 0 | 0 | 0 | 0 | 0 | 0 | 0 | 0 | 0 | 0 | 0 | 0 | 0 | 0 | 0 | 0 | 0 | 0 | 0 | 0 | 0 | 0 | 0
F5_Commercial_Grocery_Existing_Miscellaneous_Natural Gas_Miscellaneous_E8 | F5 | Commercial | Grocery | Existing | Miscellaneous | Natural Gas | Miscellaneous | E8 | RIM BC Ratio | 0 | 0 | 0 | 0 | 0 | 0 | 0 | 0 | 0 | 0 | 0 | 0 | 0 | 0 | 0 | 0 | 0 | 0 | 0 | 0 | 0 | 0 | 0 | 0 | 0 | 0 | 0
F5_Commercial_Grocery_Existing_Miscellaneous_Natural Gas_Miscellaneous_E9 | F5 | Commercial | Grocery | Existing | Miscellaneous | Natural Gas | Miscellaneous | E9 | RIM BC Ratio | 0 | 0 | 0 | 0 | 0 | 0 | 0 | 0 | 0 | 0 | 0 | 0 | 0 | 0 | 0 | 0 | 0 | 0 | 0 | 0 | 0 | 0 | 0 | 0 | 0 | 0 | 0
F5_Commercial_Grocery_Existing_Miscellaneous_Natural Gas_Miscellaneous_E10 | F5 | Commercial | Grocery | Existing | Miscellaneous | Natural Gas | Miscellaneous | E10 | RIM BC Ratio | 0 | 0 | 0 | 0 | 0 | 0 | 0 | 0 | 0 | 0 | 0 | 0 | 0 | 0 | 0 | 0 | 0 | 0 | 0 | 0 | 0 | 0 | 0 | 0 | 0 | 0 | 0
F0_Commercial_Grocery_New_Space Heating_Natural Gas_Furnace_E0 | F0 | Commercial | Grocery | New | Space Heating | Natural Gas | Furnace | E0 | Economic Unit | AFUE 96% | AFUE 96% | AFUE 96% | AFUE 96% | AFUE 96% | AFUE 96% | AFUE 96% | AFUE 96% | AFUE 96% | AFUE 96% | AFUE 96% | AFUE 96% | AFUE 96% | AFUE 96% | AFUE 96% | AFUE 96% | AFUE 96% | AFUE 96% | AFUE 96% | AFUE 96% | AFUE 96% | AFUE 96% | AFUE 96% | AFUE 96% | AFUE 96% | AFUE 96% | AFUE 96%
F1_Commercial_Grocery_New_Space Heating_Natural Gas_Furnace_E1 | F1 | Commercial | Grocery | New | Space Heating | Natural Gas | Furnace | E1 | CCE | 0 | 0 | 0 | 0 | 0 | 0 | 0 | 0 | 0 | 0 | 0 | 0 | 0 | 0 | 0 | 0 | 0 | 0 | 0 | 0 | 0 | 0 | 0 | 0 | 0 | 0 | 0
F1_Commercial_Grocery_New_Space Heating_Natural Gas_Furnace_E2 | F1 | Commercial | Grocery | New | Space Heating | Natural Gas | Furnace | E2 | CCE | 0.0023667 | 0.0021999 | 0.0022085 | 0 | 0 | 0 | 0 | 0 | 0 | 0 | 0 | 0 | 0 | 0 | 0 | 0 | 0 | 0 | 0 | 0 | 0 | 0 | 0 | 0 | 0 | 0 | 0
F1_Commercial_Grocery_New_Space Heating_Natural Gas_Furnace_E3 | F1 | Commercial | Grocery | New | Space Heating | Natural Gas | Furnace | E3 | CCE | 0.0031556 | 0.0029332 | 0.0029446 | 0.004417 | 0.004417 | 0.004417 | 0.004417 | 0.004417 | 0.004417 | 0.004417 | 0.004417 | 0.004417 | 0.004417 | 0.004417 | 0.004417 | 0.004417 | 0.004417 | 0.004417 | 0.004417 | 0.004417 | 0.004417 | 0.004417 | 0.004417 | 0.004417 | 0.004417 | 0.004417 | 0.004417
F1_Commercial_Grocery_New_Space Heating_Natural Gas_Furnace_E4 | F1 | Commercial | Grocery | New | Space Heating | Natural Gas | Furnace | E4 | CCE | 0 | 0 | 0 | 0 | 0 | 0 | 0 | 0 | 0 | 0 | 0 | 0 | 0 | 0 | 0 | 0 | 0 | 0 | 0 | 0 | 0 | 0 | 0 | 0 | 0 | 0 | 0
F1_Commercial_Grocery_New_Space Heating_Natural Gas_Furnace_E5 | F1 | Commercial | Grocery | New | Space Heating | Natural Gas | Furnace | E5 | CCE | 0 | 0 | 0 | 0 | 0 | 0 | 0 | 0 | 0 | 0 | 0 | 0 | 0 | 0 | 0 | 0 | 0 | 0 | 0 | 0 | 0 | 0 | 0 | 0 | 0 | 0 | 0
F1_Commercial_Grocery_New_Space Heating_Natural Gas_Furnace_E6 | F1 | Commercial | Grocery | New | Space Heating | Natural Gas | Furnace | E6 | CCE | 0 | 0 | 0 | 0 | 0 | 0 | 0 | 0 | 0 | 0 | 0 | 0 | 0 | 0 | 0 | 0 | 0 | 0 | 0 | 0 | 0 | 0 | 0 | 0 | 0 | 0 | 0
F1_Commercial_Grocery_New_Space Heating_Natural Gas_Furnace_E7 | F1 | Commercial | Grocery | New | Space Heating | Natural Gas | Furnace | E7 | CCE | 0 | 0 | 0 | 0 | 0 | 0 | 0 | 0 | 0 | 0 | 0 | 0 | 0 | 0 | 0 | 0 | 0 | 0 | 0 | 0 | 0 | 0 | 0 | 0 | 0 | 0 | 0
F1_Commercial_Grocery_New_Space Heating_Natural Gas_Furnace_E8 | F1 | Commercial | Grocery | New | Space Heating | Natural Gas | Furnace | E8 | CCE | 0 | 0 | 0 | 0 | 0 | 0 | 0 | 0 | 0 | 0 | 0 | 0 | 0 | 0 | 0 | 0 | 0 | 0 | 0 | 0 | 0 | 0 | 0 | 0 | 0 | 0 | 0
F1_Commercial_Grocery_New_Space Heating_Natural Gas_Furnace_E9 | F1 | Commercial | Grocery | New | Space Heating | Natural Gas | Furnace | E9 | CCE | 0 | 0 | 0 | 0 | 0 | 0 | 0 | 0 | 0 | 0 | 0 | 0 | 0 | 0 | 0 | 0 | 0 | 0 | 0 | 0 | 0 | 0 | 0 | 0 | 0 | 0 | 0
F1_Commercial_Grocery_New_Space Heating_Natural Gas_Furnace_E10 | F1 | Commercial | Grocery | New | Space Heating | Natural Gas | Furnace | E10 | CCE | 0 | 0 | 0 | 0 | 0 | 0 | 0 | 0 | 0 | 0 | 0 | 0 | 0 | 0 | 0 | 0 | 0 | 0 | 0 | 0 | 0 | 0 | 0 | 0 | 0 | 0 | 0
F2_Commercial_Grocery_New_Space Heating_Natural Gas_Furnace_E1 | F2 | Commercial | Grocery | New | Space Heating | Natural Gas | Furnace | E1 | TRC BC Ratio | 1 | 1 | 1 | 0 | 0 | 0 | 0 | 0 | 0 | 0 | 0 | 0 | 0 | 0 | 0 | 0 | 0 | 0 | 0 | 0 | 0 | 0 | 0 | 0 | 0 | 0 | 0
F2_Commercial_Grocery_New_Space Heating_Natural Gas_Furnace_E2 | F2 | Commercial | Grocery | New | Space Heating | Natural Gas | Furnace | E2 | TRC BC Ratio | 6.5622 | 6.5237 | 6.4327 | 1 | 1 | 1 | 1 | 1 | 1 | 1 | 1 | 1 | 1 | 1 | 1 | 1 | 1 | 1 | 1 | 1 | 1 | 1 | 1 | 1 | 1 | 1 | 1
F2_Commercial_Grocery_New_Space Heating_Natural Gas_Furnace_E3 | F2 | Commercial | Grocery | New | Space Heating | Natural Gas | Furnace | E3 | TRC BC Ratio | 4.9217 | 4.8927 | 4.8245 | 3.1672 | 3.1536 | 3.1516 | 3.1578 | 3.1663 | 3.1729 | 3.1761 | 3.1758 | 3.1716 | 3.1624 | 3.1458 | 3.1218 | 3.0918 | 3.053 | 3.0073 | 2.9529 | 2.8879 | 2.8105 | 2.7226 | 2.6501 | 2.6045 | 2.5873 | 2.6 | 2.6127
F2_Commercial_Grocery_New_Space Heating_Natural Gas_Furnace_E4 | F2 | Commercial | Grocery | New | Space Heating | Natural Gas | Furnace | E4 | TRC BC Ratio | 0 | 0 | 0 | 0 | 0 | 0 | 0 | 0 | 0 | 0 | 0 | 0 | 0 | 0 | 0 | 0 | 0 | 0 | 0 | 0 | 0 | 0 | 0 | 0 | 0 | 0 | 0
F2_Commercial_Grocery_New_Space Heating_Natural Gas_Furnace_E5 | F2 | Commercial | Grocery | New | Space Heating | Natural Gas | Furnace | E5 | TRC BC Ratio | 0 | 0 | 0 | 0 | 0 | 0 | 0 | 0 | 0 | 0 | 0 | 0 | 0 | 0 | 0 | 0 | 0 | 0 | 0 | 0 | 0 | 0 | 0 | 0 | 0 | 0 | 0
F2_Commercial_Grocery_New_Space Heating_Natural Gas_Furnace_E6 | F2 | Commercial | Grocery | New | Space Heating | Natural Gas | Furnace | E6 | TRC BC Ratio | 0 | 0 | 0 | 0 | 0 | 0 | 0 | 0 | 0 | 0 | 0 | 0 | 0 | 0 | 0 | 0 | 0 | 0 | 0 | 0 | 0 | 0 | 0 | 0 | 0 | 0 | 0
F2_Commercial_Grocery_New_Space Heating_Natural Gas_Furnace_E7 | F2 | Commercial | Grocery | New | Space Heating | Natural Gas | Furnace | E7 | TRC BC Ratio | 0 | 0 | 0 | 0 | 0 | 0 | 0 | 0 | 0 | 0 | 0 | 0 | 0 | 0 | 0 | 0 | 0 | 0 | 0 | 0 | 0 | 0 | 0 | 0 | 0 | 0 | 0
F2_Commercial_Grocery_New_Space Heating_Natural Gas_Furnace_E8 | F2 | Commercial | Grocery | New | Space Heating | Natural Gas | Furnace | E8 | TRC BC Ratio | 0 | 0 | 0 | 0 | 0 | 0 | 0 | 0 | 0 | 0 | 0 | 0 | 0 | 0 | 0 | 0 | 0 | 0 | 0 | 0 | 0 | 0 | 0 | 0 | 0 | 0 | 0
F2_Commercial_Grocery_New_Space Heating_Natural Gas_Furnace_E9 | F2 | Commercial | Grocery | New | Space Heating | Natural Gas | Furnace | E9 | TRC BC Ratio | 0 | 0 | 0 | 0 | 0 | 0 | 0 | 0 | 0 | 0 | 0 | 0 | 0 | 0 | 0 | 0 | 0 | 0 | 0 | 0 | 0 | 0 | 0 | 0 | 0 | 0 | 0
F2_Commercial_Grocery_New_Space Heating_Natural Gas_Furnace_E10 | F2 | Commercial | Grocery | New | Space Heating | Natural Gas | Furnace | E10 | TRC BC Ratio | 0 | 0 | 0 | 0 | 0 | 0 | 0 | 0 | 0 | 0 | 0 | 0 | 0 | 0 | 0 | 0 | 0 | 0 | 0 | 0 | 0 | 0 | 0 | 0 | 0 | 0 | 0
F3_Commercial_Grocery_New_Space Heating_Natural Gas_Furnace_E1 | F3 | Commercial | Grocery | New | Space Heating | Natural Gas | Furnace | E1 | PACT BC Ratio | 1 | 1 | 1 | 0 | 0 | 0 | 0 | 0 | 0 | 0 | 0 | 0 | 0 | 0 | 0 | 0 | 0 | 0 | 0 | 0 | 0 | 0 | 0 | 0 | 0 | 0 | 0
F3_Commercial_Grocery_New_Space Heating_Natural Gas_Furnace_E2 | F3 | Commercial | Grocery | New | Space Heating | Natural Gas | Furnace | E2 | PACT BC Ratio | 8.6345 | 8.5838 | 8.4641 | 1 | 1 | 1 | 1 | 1 | 1 | 1 | 1 | 1 | 1 | 1 | 1 | 1 | 1 | 1 | 1 | 1 | 1 | 1 | 1 | 1 | 1 | 1 | 1
F3_Commercial_Grocery_New_Space Heating_Natural Gas_Furnace_E3 | F3 | Commercial | Grocery | New | Space Heating | Natural Gas | Furnace | E3 | PACT BC Ratio | 6.4759 | 6.4378 | 6.348 | 4.1674 | 4.1495 | 4.1469 | 4.1551 | 4.1662 | 4.1748 | 4.179 | 4.1786 | 4.1731 | 4.1611 | 4.1392 | 4.1076 | 4.0681 | 4.0172 | 3.957 | 3.8854 | 3.7998 | 3.6981 | 3.5824 | 3.4869 | 3.4269 | 3.4043 | 3.421 | 3.4378
F3_Commercial_Grocery_New_Space Heating_Natural Gas_Furnace_E4 | F3 | Commercial | Grocery | New | Space Heating | Natural Gas | Furnace | E4 | PACT BC Ratio | 0 | 0 | 0 | 0 | 0 | 0 | 0 | 0 | 0 | 0 | 0 | 0 | 0 | 0 | 0 | 0 | 0 | 0 | 0 | 0 | 0 | 0 | 0 | 0 | 0 | 0 | 0
F3_Commercial_Grocery_New_Space Heating_Natural Gas_Furnace_E5 | F3 | Commercial | Grocery | New | Space Heating | Natural Gas | Furnace | E5 | PACT BC Ratio | 0 | 0 | 0 | 0 | 0 | 0 | 0 | 0 | 0 | 0 | 0 | 0 | 0 | 0 | 0 | 0 | 0 | 0 | 0 | 0 | 0 | 0 | 0 | 0 | 0 | 0 | 0
F3_Commercial_Grocery_New_Space Heating_Natural Gas_Furnace_E6 | F3 | Commercial | Grocery | New | Space Heating | Natural Gas | Furnace | E6 | PACT BC Ratio | 0 | 0 | 0 | 0 | 0 | 0 | 0 | 0 | 0 | 0 | 0 | 0 | 0 | 0 | 0 | 0 | 0 | 0 | 0 | 0 | 0 | 0 | 0 | 0 | 0 | 0 | 0
F3_Commercial_Grocery_New_Space Heating_Natural Gas_Furnace_E7 | F3 | Commercial | Grocery | New | Space Heating | Natural Gas | Furnace | E7 | PACT BC Ratio | 0 | 0 | 0 | 0 | 0 | 0 | 0 | 0 | 0 | 0 | 0 | 0 | 0 | 0 | 0 | 0 | 0 | 0 | 0 | 0 | 0 | 0 | 0 | 0 | 0 | 0 | 0
F3_Commercial_Grocery_New_Space Heating_Natural Gas_Furnace_E8 | F3 | Commercial | Grocery | New | Space Heating | Natural Gas | Furnace | E8 | PACT BC Ratio | 0 | 0 | 0 | 0 | 0 | 0 | 0 | 0 | 0 | 0 | 0 | 0 | 0 | 0 | 0 | 0 | 0 | 0 | 0 | 0 | 0 | 0 | 0 | 0 | 0 | 0 | 0
F3_Commercial_Grocery_New_Space Heating_Natural Gas_Furnace_E9 | F3 | Commercial | Grocery | New | Space Heating | Natural Gas | Furnace | E9 | PACT BC Ratio | 0 | 0 | 0 | 0 | 0 | 0 | 0 | 0 | 0 | 0 | 0 | 0 | 0 | 0 | 0 | 0 | 0 | 0 | 0 | 0 | 0 | 0 | 0 | 0 | 0 | 0 | 0
F3_Commercial_Grocery_New_Space Heating_Natural Gas_Furnace_E10 | F3 | Commercial | Grocery | New | Space Heating | Natural Gas | Furnace | E10 | PACT BC Ratio | 0 | 0 | 0 | 0 | 0 | 0 | 0 | 0 | 0 | 0 | 0 | 0 | 0 | 0 | 0 | 0 | 0 | 0 | 0 | 0 | 0 | 0 | 0 | 0 | 0 | 0 | 0
F4_Commercial_Grocery_New_Space Heating_Natural Gas_Furnace_E1 | F4 | Commercial | Grocery | New | Space Heating | Natural Gas | Furnace | E1 | RVT BC Ratio | 1 | 1 | 1 | 0 | 0 | 0 | 0 | 0 | 0 | 0 | 0 | 0 | 0 | 0 | 0 | 0 | 0 | 0 | 0 | 0 | 0 | 0 | 0 | 0 | 0 | 0 | 0
F4_Commercial_Grocery_New_Space Heating_Natural Gas_Furnace_E2 | F4 | Commercial | Grocery | New | Space Heating | Natural Gas | Furnace | E2 | RVT BC Ratio | 0.7 | 0.7 | 0.7 | 1 | 1 | 1 | 1 | 1 | 1 | 1 | 1 | 1 | 1 | 1 | 1 | 1 | 1 | 1 | 1 | 1 | 1 | 1 | 1 | 1 | 1 | 1 | 1
F4_Commercial_Grocery_New_Space Heating_Natural Gas_Furnace_E3 | F4 | Commercial | Grocery | New | Space Heating | Natural Gas | Furnace | E3 | RVT BC Ratio | 0.7 | 0.7 | 0.7 | 0.7 | 0.7 | 0.7 | 0.7 | 0.7 | 0.7 | 0.7 | 0.7 | 0.7 | 0.7 | 0.7 | 0.7 | 0.7 | 0.7 | 0.7 | 0.7 | 0.7 | 0.7 | 0.7 | 0.7 | 0.7 | 0.7 | 0.7 | 0.7
F4_Commercial_Grocery_New_Space Heating_Natural Gas_Furnace_E4 | F4 | Commercial | Grocery | New | Space Heating | Natural Gas | Furnace | E4 | RVT BC Ratio | 0 | 0 | 0 | 0 | 0 | 0 | 0 | 0 | 0 | 0 | 0 | 0 | 0 | 0 | 0 | 0 | 0 | 0 | 0 | 0 | 0 | 0 | 0 | 0 | 0 | 0 | 0
F4_Commercial_Grocery_New_Space Heating_Natural Gas_Furnace_E5 | F4 | Commercial | Grocery | New | Space Heating | Natural Gas | Furnace | E5 | RVT BC Ratio | 0 | 0 | 0 | 0 | 0 | 0 | 0 | 0 | 0 | 0 | 0 | 0 | 0 | 0 | 0 | 0 | 0 | 0 | 0 | 0 | 0 | 0 | 0 | 0 | 0 | 0 | 0
F4_Commercial_Grocery_New_Space Heating_Natural Gas_Furnace_E6 | F4 | Commercial | Grocery | New | Space Heating | Natural Gas | Furnace | E6 | RVT BC Ratio | 0 | 0 | 0 | 0 | 0 | 0 | 0 | 0 | 0 | 0 | 0 | 0 | 0 | 0 | 0 | 0 | 0 | 0 | 0 | 0 | 0 | 0 | 0 | 0 | 0 | 0 | 0
F4_Commercial_Grocery_New_Space Heating_Natural Gas_Furnace_E7 | F4 | Commercial | Grocery | New | Space Heating | Natural Gas | Furnace | E7 | RVT BC Ratio | 0 | 0 | 0 | 0 | 0 | 0 | 0 | 0 | 0 | 0 | 0 | 0 | 0 | 0 | 0 | 0 | 0 | 0 | 0 | 0 | 0 | 0 | 0 | 0 | 0 | 0 | 0
F4_Commercial_Grocery_New_Space Heating_Natural Gas_Furnace_E8 | F4 | Commercial | Grocery | New | Space Heating | Natural Gas | Furnace | E8 | RVT BC Ratio | 0 | 0 | 0 | 0 | 0 | 0 | 0 | 0 | 0 | 0 | 0 | 0 | 0 | 0 | 0 | 0 | 0 | 0 | 0 | 0 | 0 | 0 | 0 | 0 | 0 | 0 | 0
F4_Commercial_Grocery_New_Space Heating_Natural Gas_Furnace_E9 | F4 | Commercial | Grocery | New | Space Heating | Natural Gas | Furnace | E9 | RVT BC Ratio | 0 | 0 | 0 | 0 | 0 | 0 | 0 | 0 | 0 | 0 | 0 | 0 | 0 | 0 | 0 | 0 | 0 | 0 | 0 | 0 | 0 | 0 | 0 | 0 | 0 | 0 | 0
F4_Commercial_Grocery_New_Space Heating_Natural Gas_Furnace_E10 | F4 | Commercial | Grocery | New | Space Heating | Natural Gas | Furnace | E10 | RVT BC Ratio | 0 | 0 | 0 | 0 | 0 | 0 | 0 | 0 | 0 | 0 | 0 | 0 | 0 | 0 | 0 | 0 | 0 | 0 | 0 | 0 | 0 | 0 | 0 | 0 | 0 | 0 | 0
F5_Commercial_Grocery_New_Space Heating_Natural Gas_Furnace_E1 | F5 | Commercial | Grocery | New | Space Heating | Natural Gas | Furnace | E1 | RIM BC Ratio | 1 | 1 | 1 | 0 | 0 | 0 | 0 | 0 | 0 | 0 | 0 | 0 | 0 | 0 | 0 | 0 | 0 | 0 | 0 | 0 | 0 | 0 | 0 | 0 | 0 | 0 | 0
F5_Commercial_Grocery_New_Space Heating_Natural Gas_Furnace_E2 | F5 | Commercial | Grocery | New | Space Heating | Natural Gas | Furnace | E2 | RIM BC Ratio | 8.6345 | 8.5838 | 8.4641 | 1 | 1 | 1 | 1 | 1 | 1 | 1 | 1 | 1 | 1 | 1 | 1 | 1 | 1 | 1 | 1 | 1 | 1 | 1 | 1 | 1 | 1 | 1 | 1
F5_Commercial_Grocery_New_Space Heating_Natural Gas_Furnace_E3 | F5 | Commercial | Grocery | New | Space Heating | Natural Gas | Furnace | E3 | RIM BC Ratio | 6.4759 | 6.4378 | 6.348 | 4.1674 | 4.1495 | 4.1469 | 4.1551 | 4.1662 | 4.1748 | 4.179 | 4.1786 | 4.1731 | 4.1611 | 4.1392 | 4.1076 | 4.0681 | 4.0172 | 3.957 | 3.8854 | 3.7998 | 3.6981 | 3.5824 | 3.4869 | 3.4269 | 3.4043 | 3.421 | 3.4378
F5_Commercial_Grocery_New_Space Heating_Natural Gas_Furnace_E4 | F5 | Commercial | Grocery | New | Space Heating | Natural Gas | Furnace | E4 | RIM BC Ratio | 0 | 0 | 0 | 0 | 0 | 0 | 0 | 0 | 0 | 0 | 0 | 0 | 0 | 0 | 0 | 0 | 0 | 0 | 0 | 0 | 0 | 0 | 0 | 0 | 0 | 0 | 0
F5_Commercial_Grocery_New_Space Heating_Natural Gas_Furnace_E5 | F5 | Commercial | Grocery | New | Space Heating | Natural Gas | Furnace | E5 | RIM BC Ratio | 0 | 0 | 0 | 0 | 0 | 0 | 0 | 0 | 0 | 0 | 0 | 0 | 0 | 0 | 0 | 0 | 0 | 0 | 0 | 0 | 0 | 0 | 0 | 0 | 0 | 0 | 0
F5_Commercial_Grocery_New_Space Heating_Natural Gas_Furnace_E6 | F5 | Commercial | Grocery | New | Space Heating | Natural Gas | Furnace | E6 | RIM BC Ratio | 0 | 0 | 0 | 0 | 0 | 0 | 0 | 0 | 0 | 0 | 0 | 0 | 0 | 0 | 0 | 0 | 0 | 0 | 0 | 0 | 0 | 0 | 0 | 0 | 0 | 0 | 0
F5_Commercial_Grocery_New_Space Heating_Natural Gas_Furnace_E7 | F5 | Commercial | Grocery | New | Space Heating | Natural Gas | Furnace | E7 | RIM BC Ratio | 0 | 0 | 0 | 0 | 0 | 0 | 0 | 0 | 0 | 0 | 0 | 0 | 0 | 0 | 0 | 0 | 0 | 0 | 0 | 0 | 0 | 0 | 0 | 0 | 0 | 0 | 0
F5_Commercial_Grocery_New_Space Heating_Natural Gas_Furnace_E8 | F5 | Commercial | Grocery | New | Space Heating | Natural Gas | Furnace | E8 | RIM BC Ratio | 0 | 0 | 0 | 0 | 0 | 0 | 0 | 0 | 0 | 0 | 0 | 0 | 0 | 0 | 0 | 0 | 0 | 0 | 0 | 0 | 0 | 0 | 0 | 0 | 0 | 0 | 0
F5_Commercial_Grocery_New_Space Heating_Natural Gas_Furnace_E9 | F5 | Commercial | Grocery | New | Space Heating | Natural Gas | Furnace | E9 | RIM BC Ratio | 0 | 0 | 0 | 0 | 0 | 0 | 0 | 0 | 0 | 0 | 0 | 0 | 0 | 0 | 0 | 0 | 0 | 0 | 0 | 0 | 0 | 0 | 0 | 0 | 0 | 0 | 0
F5_Commercial_Grocery_New_Space Heating_Natural Gas_Furnace_E10 | F5 | Commercial | Grocery | New | Space Heating | Natural Gas | Furnace | E10 | RIM BC Ratio | 0 | 0 | 0 | 0 | 0 | 0 | 0 | 0 | 0 | 0 | 0 | 0 | 0 | 0 | 0 | 0 | 0 | 0 | 0 | 0 | 0 | 0 | 0 | 0 | 0 | 0 | 0
F0_Commercial_Grocery_New_Space Heating_Natural Gas_Boiler_E0 | F0 | Commercial | Grocery | New | Space Heating | Natural Gas | Boiler | E0 | Economic Unit | AFUE 97% | AFUE 97% | AFUE 97% | AFUE 97% | AFUE 97% | AFUE 97% | AFUE 97% | AFUE 97% | AFUE 97% | AFUE 97% | AFUE 97% | AFUE 97% | AFUE 97% | AFUE 97% | AFUE 97% | AFUE 97% | AFUE 97% | AFUE 97% | AFUE 97% | AFUE 97% | AFUE 97% | AFUE 97% | AFUE 97% | AFUE 97% | AFUE 97% | AFUE 97% | AFUE 97%
F1_Commercial_Grocery_New_Space Heating_Natural Gas_Boiler_E1 | F1 | Commercial | Grocery | New | Space Heating | Natural Gas | Boiler | E1 | CCE | 0 | 0 | 0 | 0 | 0 | 0 | 0 | 0 | 0 | 0 | 0 | 0 | 0 | 0 | 0 | 0 | 0 | 0 | 0 | 0 | 0 | 0 | 0 | 0 | 0 | 0 | 0
F1_Commercial_Grocery_New_Space Heating_Natural Gas_Boiler_E2 | F1 | Commercial | Grocery | New | Space Heating | Natural Gas | Boiler | E2 | CCE | 0.0095072 | 0.0088373 | 0.0088717 | 0.0088717 | 0.0088717 | 0.0088717 | 0.0088717 | 0.0088717 | 0.0088717 | 0.0088717 | 0.0088717 | 0.0088717 | 0.0088717 | 0.0088717 | 0.0088717 | 0.0088717 | 0.0088717 | 0.0088717 | 0.0088717 | 0.0088717 | 0.0088717 | 0.0088717 | 0.0088717 | 0.0088717 | 0.0088717 | 0.0088717 | 0.0088717
F1_Commercial_Grocery_New_Space Heating_Natural Gas_Boiler_E3 | F1 | Commercial | Grocery | New | Space Heating | Natural Gas | Boiler | E3 | CCE | 0.0095996 | 0.0089232 | 0.0089579 | 0.0089579 | 0.0089579 | 0.0089579 | 0.0089579 | 0.0089579 | 0.0089579 | 0.0089579 | 0.0089579 | 0.0089579 | 0.0089579 | 0.0089579 | 0.0089579 | 0.0089579 | 0.0089579 | 0.0089579 | 0.0089579 | 0.0089579 | 0.0089579 | 0.0089579 | 0.0089579 | 0.0089579 | 0.0089579 | 0.0089579 | 0.0089579
F1_Commercial_Grocery_New_Space Heating_Natural Gas_Boiler_E4 | F1 | Commercial | Grocery | New | Space Heating | Natural Gas | Boiler | E4 | CCE | 0.040507 | 0.037652 | 0.037799 | 0.037799 | 0.037799 | 0.037799 | 0.037799 | 0.037799 | 0.037799 | 0.037799 | 0.037799 | 0.037799 | 0.037799 | 0.037799 | 0.037799 | 0.037799 | 0.037799 | 0.037799 | 0.037799 | 0.037799 | 0.037799 | 0.037799 | 0.037799 | 0.037799 | 0.037799 | 0.037799 | 0.037799
F1_Commercial_Grocery_New_Space Heating_Natural Gas_Boiler_E5 | F1 | Commercial | Grocery | New | Space Heating | Natural Gas | Boiler | E5 | CCE | 0 | 0 | 0 | 0 | 0 | 0 | 0 | 0 | 0 | 0 | 0 | 0 | 0 | 0 | 0 | 0 | 0 | 0 | 0 | 0 | 0 | 0 | 0 | 0 | 0 | 0 | 0
F1_Commercial_Grocery_New_Space Heating_Natural Gas_Boiler_E6 | F1 | Commercial | Grocery | New | Space Heating | Natural Gas | Boiler | E6 | CCE | 0 | 0 | 0 | 0 | 0 | 0 | 0 | 0 | 0 | 0 | 0 | 0 | 0 | 0 | 0 | 0 | 0 | 0 | 0 | 0 | 0 | 0 | 0 | 0 | 0 | 0 | 0
F1_Commercial_Grocery_New_Space Heating_Natural Gas_Boiler_E7 | F1 | Commercial | Grocery | New | Space Heating | Natural Gas | Boiler | E7 | CCE | 0 | 0 | 0 | 0 | 0 | 0 | 0 | 0 | 0 | 0 | 0 | 0 | 0 | 0 | 0 | 0 | 0 | 0 | 0 | 0 | 0 | 0 | 0 | 0 | 0 | 0 | 0
F1_Commercial_Grocery_New_Space Heating_Natural Gas_Boiler_E8 | F1 | Commercial | Grocery | New | Space Heating | Natural Gas | Boiler | E8 | CCE | 0 | 0 | 0 | 0 | 0 | 0 | 0 | 0 | 0 | 0 | 0 | 0 | 0 | 0 | 0 | 0 | 0 | 0 | 0 | 0 | 0 | 0 | 0 | 0 | 0 | 0 | 0
F1_Commercial_Grocery_New_Space Heating_Natural Gas_Boiler_E9 | F1 | Commercial | Grocery | New | Space Heating | Natural Gas | Boiler | E9 | CCE | 0 | 0 | 0 | 0 | 0 | 0 | 0 | 0 | 0 | 0 | 0 | 0 | 0 | 0 | 0 | 0 | 0 | 0 | 0 | 0 | 0 | 0 | 0 | 0 | 0 | 0 | 0
F1_Commercial_Grocery_New_Space Heating_Natural Gas_Boiler_E10 | F1 | Commercial | Grocery | New | Space Heating | Natural Gas | Boiler | E10 | CCE | 0 | 0 | 0 | 0 | 0 | 0 | 0 | 0 | 0 | 0 | 0 | 0 | 0 | 0 | 0 | 0 | 0 | 0 | 0 | 0 | 0 | 0 | 0 | 0 | 0 | 0 | 0
F2_Commercial_Grocery_New_Space Heating_Natural Gas_Boiler_E1 | F2 | Commercial | Grocery | New | Space Heating | Natural Gas | Boiler | E1 | TRC BC Ratio | bar: 2021 to 2047
F2_Commercial_Grocery_New_Space Heating_Natural Gas_Boiler_E2 | F2 | Commercial | Grocery | New | Space Heating | Natural Gas | Boiler | E2 | TRC BC Ratio | 1.638 | 1.6268 | 1.6024 | 1.5761 | 1.5671 | 1.5644 | 1.5666 | 1.5705 | 1.5739 | 1.5757 | 1.5758 | 1.574 | 1.5698 | 1.562 | 1.5507 | 1.5365 | 1.5181 | 1.4963 | 1.4703 | 1.4393 | 1.4023 | 1.3602 | 1.3255 | 1.3039 | 1.2958 | 1.3022 | 1.3086
F2_Commercial_Grocery_New_Space Heating_Natural Gas_Boiler_E3 | F2 | Commercial | Grocery | New | Space Heating | Natural Gas | Boiler | E3 | TRC BC Ratio | 1.6222 | 1.6111 | 1.587 | 1.5609 | 1.552 | 1.5493 | 1.5515 | 1.5554 | 1.5588 | 1.5605 | 1.5606 | 1.5588 | 1.5547 | 1.547 | 1.5358 | 1.5217 | 1.5035 | 1.4819 | 1.4562 | 1.4254 | 1.3888 | 1.3471 | 1.3128 | 1.2913 | 1.2833 | 1.2896 | 1.296
F2_Commercial_Grocery_New_Space Heating_Natural Gas_Boiler_E4 | F2 | Commercial | Grocery | New | Space Heating | Natural Gas | Boiler | E4 | TRC BC Ratio | 0.39092 | 0.38753 | 0.38133 | 0.37412 | 0.36905 | 0.36479 | 0.36136 | 0.35838 | 0.35559 | 0.35295 | 0.35057 | 0.34857 | 0.34704 | 0.3457 | 0.34435 | 0.34284 | 0.34073 | 0.33813 | 0.33491 | 0.33096 | 0.32614 | 0.32058 | 0.3161 | 0.31353 | 0.31296 | 0.31449 | 0.31603
F2_Commercial_Grocery_New_Space Heating_Natural Gas_Boiler_E5 | F2 | Commercial | Grocery | New | Space Heating | Natural Gas | Boiler | E5 | TRC BC Ratio | 0 | 0 | 0 | 0 | 0 | 0 | 0 | 0 | 0 | 0 | 0 | 0 | 0 | 0 | 0 | 0 | 0 | 0 | 0 | 0 | 0 | 0 | 0 | 0 | 0 | 0 | 0
F2_Commercial_Grocery_New_Space Heating_Natural Gas_Boiler_E6 | F2 | Commercial | Grocery | New | Space Heating | Natural Gas | Boiler | E6 | TRC BC Ratio | 0 | 0 | 0 | 0 | 0 | 0 | 0 | 0 | 0 | 0 | 0 | 0 | 0 | 0 | 0 | 0 | 0 | 0 | 0 | 0 | 0 | 0 | 0 | 0 | 0 | 0 | 0
F2_Commercial_Grocery_New_Space Heating_Natural Gas_Boiler_E7 | F2 | Commercial | Grocery | New | Space Heating | Natural Gas | Boiler | E7 | TRC BC Ratio | 0 | 0 | 0 | 0 | 0 | 0 | 0 | 0 | 0 | 0 | 0 | 0 | 0 | 0 | 0 | 0 | 0 | 0 | 0 | 0 | 0 | 0 | 0 | 0 | 0 | 0 | 0
F2_Commercial_Grocery_New_Space Heating_Natural Gas_Boiler_E8 | F2 | Commercial | Grocery | New | Space Heating | Natural Gas | Boiler | E8 | TRC BC Ratio | 0 | 0 | 0 | 0 | 0 | 0 | 0 | 0 | 0 | 0 | 0 | 0 | 0 | 0 | 0 | 0 | 0 | 0 | 0 | 0 | 0 | 0 | 0 | 0 | 0 | 0 | 0
F2_Commercial_Grocery_New_Space Heating_Natural Gas_Boiler_E9 | F2 | Commercial | Grocery | New | Space Heating | Natural Gas | Boiler | E9 | TRC BC Ratio | 0 | 0 | 0 | 0 | 0 | 0 | 0 | 0 | 0 | 0 | 0 | 0 | 0 | 0 | 0 | 0 | 0 | 0 | 0 | 0 | 0 | 0 | 0 | 0 | 0 | 0 | 0
F2_Commercial_Grocery_New_Space Heating_Natural Gas_Boiler_E10 | F2 | Commercial | Grocery | New | Space Heating | Natural Gas | Boiler | E10 | TRC BC Ratio | 0 | 0 | 0 | 0 | 0 | 0 | 0 | 0 | 0 | 0 | 0 | 0 | 0 | 0 | 0 | 0 | 0 | 0 | 0 | 0 | 0 | 0 | 0 | 0 | 0 | 0 | 0
F3_Commercial_Grocery_New_Space Heating_Natural Gas_Boiler_E1 | F3 | Commercial | Grocery | New | Space Heating | Natural Gas | Boiler | E1 | PACT BC Ratio | bar: 2021 to 2047
F3_Commercial_Grocery_New_Space Heating_Natural Gas_Boiler_E2 | F3 | Commercial | Grocery | New | Space Heating | Natural Gas | Boiler | E2 | PACT BC Ratio | 2.1553 | 2.1405 | 2.1085 | 2.0738 | 2.062 | 2.0584 | 2.0613 | 2.0665 | 2.0709 | 2.0733 | 2.0734 | 2.071 | 2.0655 | 2.0553 | 2.0404 | 2.0217 | 1.9975 | 1.9688 | 1.9347 | 1.8938 | 1.8451 | 1.7898 | 1.7441 | 1.7156 | 1.705 | 1.7134 | 1.7218
F3_Commercial_Grocery_New_Space Heating_Natural Gas_Boiler_E3 | F3 | Commercial | Grocery | New | Space Heating | Natural Gas | Boiler | E3 | PACT BC Ratio | 2.1345 | 2.1199 | 2.0882 | 2.0538 | 2.0421 | 2.0386 | 2.0414 | 2.0466 | 2.051 | 2.0533 | 2.0534 | 2.0511 | 2.0456 | 2.0355 | 2.0208 | 2.0022 | 1.9782 | 1.9499 | 1.916 | 1.8756 | 1.8274 | 1.7726 | 1.7273 | 1.6991 | 1.6886 | 1.6969 | 1.7052
F3_Commercial_Grocery_New_Space Heating_Natural Gas_Boiler_E4 | F3 | Commercial | Grocery | New | Space Heating | Natural Gas | Boiler | E4 | PACT BC Ratio | 0.51437 | 0.50991 | 0.50174 | 0.49227 | 0.48559 | 0.47999 | 0.47548 | 0.47155 | 0.46788 | 0.46441 | 0.46127 | 0.45865 | 0.45663 | 0.45486 | 0.45309 | 0.45111 | 0.44833 | 0.44491 | 0.44068 | 0.43548 | 0.42913 | 0.42182 | 0.41592 | 0.41254 | 0.41179 | 0.4138 | 0.41583
F3_Commercial_Grocery_New_Space Heating_Natural Gas_Boiler_E5 | F3 | Commercial | Grocery | New | Space Heating | Natural Gas | Boiler | E5 | PACT BC Ratio | 0 | 0 | 0 | 0 | 0 | 0 | 0 | 0 | 0 | 0 | 0 | 0 | 0 | 0 | 0 | 0 | 0 | 0 | 0 | 0 | 0 | 0 | 0 | 0 | 0 | 0 | 0
F3_Commercial_Grocery_New_Space Heating_Natural Gas_Boiler_E6 | F3 | Commercial | Grocery | New | Space Heating | Natural Gas | Boiler | E6 | PACT BC Ratio | 0 | 0 | 0 | 0 | 0 | 0 | 0 | 0 | 0 | 0 | 0 | 0 | 0 | 0 | 0 | 0 | 0 | 0 | 0 | 0 | 0 | 0 | 0 | 0 | 0 | 0 | 0
F3_Commercial_Grocery_New_Space Heating_Natural Gas_Boiler_E7 | F3 | Commercial | Grocery | New | Space Heating | Natural Gas | Boiler | E7 | PACT BC Ratio | 0 | 0 | 0 | 0 | 0 | 0 | 0 | 0 | 0 | 0 | 0 | 0 | 0 | 0 | 0 | 0 | 0 | 0 | 0 | 0 | 0 | 0 | 0 | 0 | 0 | 0 | 0
F3_Commercial_Grocery_New_Space Heating_Natural Gas_Boiler_E8 | F3 | Commercial | Grocery | New | Space Heating | Natural Gas | Boiler | E8 | PACT BC Ratio | 0 | 0 | 0 | 0 | 0 | 0 | 0 | 0 | 0 | 0 | 0 | 0 | 0 | 0 | 0 | 0 | 0 | 0 | 0 | 0 | 0 | 0 | 0 | 0 | 0 | 0 | 0
F3_Commercial_Grocery_New_Space Heating_Natural Gas_Boiler_E9 | F3 | Commercial | Grocery | New | Space Heating | Natural Gas | Boiler | E9 | PACT BC Ratio | 0 | 0 | 0 | 0 | 0 | 0 | 0 | 0 | 0 | 0 | 0 | 0 | 0 | 0 | 0 | 0 | 0 | 0 | 0 | 0 | 0 | 0 | 0 | 0 | 0 | 0 | 0
F3_Commercial_Grocery_New_Space Heating_Natural Gas_Boiler_E10 | F3 | Commercial | Grocery | New | Space Heating | Natural Gas | Boiler | E10 | PACT BC Ratio | 0 | 0 | 0 | 0 | 0 | 0 | 0 | 0 | 0 | 0 | 0 | 0 | 0 | 0 | 0 | 0 | 0 | 0 | 0 | 0 | 0 | 0 | 0 | 0 | 0 | 0 | 0
F4_Commercial_Grocery_New_Space Heating_Natural Gas_Boiler_E1 | F4 | Commercial | Grocery | New | Space Heating | Natural Gas | Boiler | E1 | RVT BC Ratio | bar: 2021 to 2047
F4_Commercial_Grocery_New_Space Heating_Natural Gas_Boiler_E2 | F4 | Commercial | Grocery | New | Space Heating | Natural Gas | Boiler | E2 | RVT BC Ratio | 0.7 | 0.7 | 0.7 | 0.7 | 0.7 | 0.7 | 0.7 | 0.7 | 0.7 | 0.7 | 0.7 | 0.7 | 0.7 | 0.7 | 0.7 | 0.7 | 0.7 | 0.7 | 0.7 | 0.7 | 0.7 | 0.7 | 0.7 | 0.7 | 0.7 | 0.7 | 0.7
F4_Commercial_Grocery_New_Space Heating_Natural Gas_Boiler_E3 | F4 | Commercial | Grocery | New | Space Heating | Natural Gas | Boiler | E3 | RVT BC Ratio | 0.7 | 0.7 | 0.7 | 0.7 | 0.7 | 0.7 | 0.7 | 0.7 | 0.7 | 0.7 | 0.7 | 0.7 | 0.7 | 0.7 | 0.7 | 0.7 | 0.7 | 0.7 | 0.7 | 0.7 | 0.7 | 0.7 | 0.7 | 0.7 | 0.7 | 0.7 | 0.7
F4_Commercial_Grocery_New_Space Heating_Natural Gas_Boiler_E4 | F4 | Commercial | Grocery | New | Space Heating | Natural Gas | Boiler | E4 | RVT BC Ratio | 0.7 | 0.7 | 0.7 | 0.7 | 0.7 | 0.7 | 0.7 | 0.7 | 0.7 | 0.7 | 0.7 | 0.7 | 0.7 | 0.7 | 0.7 | 0.7 | 0.7 | 0.7 | 0.7 | 0.7 | 0.7 | 0.7 | 0.7 | 0.7 | 0.7 | 0.7 | 0.7
F4_Commercial_Grocery_New_Space Heating_Natural Gas_Boiler_E5 | F4 | Commercial | Grocery | New | Space Heating | Natural Gas | Boiler | E5 | RVT BC Ratio | 0 | 0 | 0 | 0 | 0 | 0 | 0 | 0 | 0 | 0 | 0 | 0 | 0 | 0 | 0 | 0 | 0 | 0 | 0 | 0 | 0 | 0 | 0 | 0 | 0 | 0 | 0
F4_Commercial_Grocery_New_Space Heating_Natural Gas_Boiler_E6 | F4 | Commercial | Grocery | New | Space Heating | Natural Gas | Boiler | E6 | RVT BC Ratio | 0 | 0 | 0 | 0 | 0 | 0 | 0 | 0 | 0 | 0 | 0 | 0 | 0 | 0 | 0 | 0 | 0 | 0 | 0 | 0 | 0 | 0 | 0 | 0 | 0 | 0 | 0
F4_Commercial_Grocery_New_Space Heating_Natural Gas_Boiler_E7 | F4 | Commercial | Grocery | New | Space Heating | Natural Gas | Boiler | E7 | RVT BC Ratio | 0 | 0 | 0 | 0 | 0 | 0 | 0 | 0 | 0 | 0 | 0 | 0 | 0 | 0 | 0 | 0 | 0 | 0 | 0 | 0 | 0 | 0 | 0 | 0 | 0 | 0 | 0
F4_Commercial_Grocery_New_Space Heating_Natural Gas_Boiler_E8 | F4 | Commercial | Grocery | New | Space Heating | Natural Gas | Boiler | E8 | RVT BC Ratio | 0 | 0 | 0 | 0 | 0 | 0 | 0 | 0 | 0 | 0 | 0 | 0 | 0 | 0 | 0 | 0 | 0 | 0 | 0 | 0 | 0 | 0 | 0 | 0 | 0 | 0 | 0
F4_Commercial_Grocery_New_Space Heating_Natural Gas_Boiler_E9 | F4 | Commercial | Grocery | New | Space Heating | Natural Gas | Boiler | E9 | RVT BC Ratio | 0 | 0 | 0 | 0 | 0 | 0 | 0 | 0 | 0 | 0 | 0 | 0 | 0 | 0 | 0 | 0 | 0 | 0 | 0 | 0 | 0 | 0 | 0 | 0 | 0 | 0 | 0
F4_Commercial_Grocery_New_Space Heating_Natural Gas_Boiler_E10 | F4 | Commercial | Grocery | New | Space Heating | Natural Gas | Boiler | E10 | RVT BC Ratio | 0 | 0 | 0 | 0 | 0 | 0 | 0 | 0 | 0 | 0 | 0 | 0 | 0 | 0 | 0 | 0 | 0 | 0 | 0 | 0 | 0 | 0 | 0 | 0 | 0 | 0 | 0
F5_Commercial_Grocery_New_Space Heating_Natural Gas_Boiler_E1 | F5 | Commercial | Grocery | New | Space Heating | Natural Gas | Boiler | E1 | RIM BC Ratio | bar: 2021 to 2047
F5_Commercial_Grocery_New_Space Heating_Natural Gas_Boiler_E2 | F5 | Commercial | Grocery | New | Space Heating | Natural Gas | Boiler | E2 | RIM BC Ratio | 2.1553 | 2.1405 | 2.1085 | 2.0738 | 2.062 | 2.0584 | 2.0613 | 2.0665 | 2.0709 | 2.0733 | 2.0734 | 2.071 | 2.0655 | 2.0553 | 2.0404 | 2.0217 | 1.9975 | 1.9688 | 1.9347 | 1.8938 | 1.8451 | 1.7898 | 1.7441 | 1.7156 | 1.705 | 1.7134 | 1.7218
F5_Commercial_Grocery_New_Space Heating_Natural Gas_Boiler_E3 | F5 | Commercial | Grocery | New | Space Heating | Natural Gas | Boiler | E3 | RIM BC Ratio | 2.1345 | 2.1199 | 2.0882 | 2.0538 | 2.0421 | 2.0386 | 2.0414 | 2.0466 | 2.051 | 2.0533 | 2.0534 | 2.0511 | 2.0456 | 2.0355 | 2.0208 | 2.0022 | 1.9782 | 1.9499 | 1.916 | 1.8756 | 1.8274 | 1.7726 | 1.7273 | 1.6991 | 1.6886 | 1.6969 | 1.7052
F5_Commercial_Grocery_New_Space Heating_Natural Gas_Boiler_E4 | F5 | Commercial | Grocery | New | Space Heating | Natural Gas | Boiler | E4 | RIM BC Ratio | 0.51437 | 0.50991 | 0.50174 | 0.49227 | 0.48559 | 0.47999 | 0.47548 | 0.47155 | 0.46788 | 0.46441 | 0.46127 | 0.45865 | 0.45663 | 0.45486 | 0.45309 | 0.45111 | 0.44833 | 0.44491 | 0.44068 | 0.43548 | 0.42913 | 0.42182 | 0.41592 | 0.41254 | 0.41179 | 0.4138 | 0.41583
F5_Commercial_Grocery_New_Space Heating_Natural Gas_Boiler_E5 | F5 | Commercial | Grocery | New | Space Heating | Natural Gas | Boiler | E5 | RIM BC Ratio | 0 | 0 | 0 | 0 | 0 | 0 | 0 | 0 | 0 | 0 | 0 | 0 | 0 | 0 | 0 | 0 | 0 | 0 | 0 | 0 | 0 | 0 | 0 | 0 | 0 | 0 | 0
F5_Commercial_Grocery_New_Space Heating_Natural Gas_Boiler_E6 | F5 | Commercial | Grocery | New | Space Heating | Natural Gas | Boiler | E6 | RIM BC Ratio | 0 | 0 | 0 | 0 | 0 | 0 | 0 | 0 | 0 | 0 | 0 | 0 | 0 | 0 | 0 | 0 | 0 | 0 | 0 | 0 | 0 | 0 | 0 | 0 | 0 | 0 | 0
F5_Commercial_Grocery_New_Space Heating_Natural Gas_Boiler_E7 | F5 | Commercial | Grocery | New | Space Heating | Natural Gas | Boiler | E7 | RIM BC Ratio | 0 | 0 | 0 | 0 | 0 | 0 | 0 | 0 | 0 | 0 | 0 | 0 | 0 | 0 | 0 | 0 | 0 | 0 | 0 | 0 | 0 | 0 | 0 | 0 | 0 | 0 | 0
F5_Commercial_Grocery_New_Space Heating_Natural Gas_Boiler_E8 | F5 | Commercial | Grocery | New | Space Heating | Natural Gas | Boiler | E8 | RIM BC Ratio | 0 | 0 | 0 | 0 | 0 | 0 | 0 | 0 | 0 | 0 | 0 | 0 | 0 | 0 | 0 | 0 | 0 | 0 | 0 | 0 | 0 | 0 | 0 | 0 | 0 | 0 | 0
F5_Commercial_Grocery_New_Space Heating_Natural Gas_Boiler_E9 | F5 | Commercial | Grocery | New | Space Heating | Natural Gas | Boiler | E9 | RIM BC Ratio | 0 | 0 | 0 | 0 | 0 | 0 | 0 | 0 | 0 | 0 | 0 | 0 | 0 | 0 | 0 | 0 | 0 | 0 | 0 | 0 | 0 | 0 | 0 | 0 | 0 | 0 | 0
F5_Commercial_Grocery_New_Space Heating_Natural Gas_Boiler_E10 | F5 | Commercial | Grocery | New | Space Heating | Natural Gas | Boiler | E10 | RIM BC Ratio | 0 | 0 | 0 | 0 | 0 | 0 | 0 | 0 | 0 | 0 | 0 | 0 | 0 | 0 | 0 | 0 | 0 | 0 | 0 | 0 | 0 | 0 | 0 | 0 | 0 | 0 | 0
F0_Commercial_Grocery_New_Space Heating_Natural Gas_Unit Heater_E0 | F0 | Commercial | Grocery | New | Space Heating | Natural Gas | Unit Heater | E0 | Economic Unit | Infrared Radiant | Infrared Radiant | Infrared Radiant | Infrared Radiant | Infrared Radiant | Infrared Radiant | Infrared Radiant | Infrared Radiant | Infrared Radiant | Infrared Radiant | Infrared Radiant | Infrared Radiant | Infrared Radiant | Infrared Radiant | Infrared Radiant | Infrared Radiant | Infrared Radiant | Infrared Radiant | Infrared Radiant | Infrared Radiant | Infrared Radiant | Infrared Radiant | Infrared Radiant | Infrared Radiant | Infrared Radiant | Infrared Radiant | Infrared Radiant
F1_Commercial_Grocery_New_Space Heating_Natural Gas_Unit Heater_E1 | F1 | Commercial | Grocery | New | Space Heating | Natural Gas | Unit Heater | E1 | CCE | 0 | 0 | 0 | 0 | 0 | 0 | 0 | 0 | 0 | 0 | 0 | 0 | 0 | 0 | 0 | 0 | 0 | 0 | 0 | 0 | 0 | 0 | 0 | 0 | 0 | 0 | 0
F1_Commercial_Grocery_New_Space Heating_Natural Gas_Unit Heater_E2 | F1 | Commercial | Grocery | New | Space Heating | Natural Gas | Unit Heater | E2 | CCE | 0.0010768 | 0.0010009 | 0.0010048 | 0.0010048 | 0.0010048 | 0.0010048 | 0.0010048 | 0.0010048 | 0.0010048 | 0.0010048 | 0.0010048 | 0.0010048 | 0.0010048 | 0.0010048 | 0.0010048 | 0.0010048 | 0.0010048 | 0.0010048 | 0.0010048 | 0.0010048 | 0.0010048 | 0.0010048 | 0.0010048 | 0.0010048 | 0.0010048 | 0.0010048 | 0.0010048
F1_Commercial_Grocery_New_Space Heating_Natural Gas_Unit Heater_E3 | F1 | Commercial | Grocery | New | Space Heating | Natural Gas | Unit Heater | E3 | CCE | 0.0016475 | 0.0015314 | 0.0015374 | 0.0015374 | 0.0015374 | 0.0015374 | 0.0015374 | 0.0015374 | 0.0015374 | 0.0015374 | 0.0015374 | 0.0015374 | 0.0015374 | 0.0015374 | 0.0015374 | 0.0015374 | 0.0015374 | 0.0015374 | 0.0015374 | 0.0015374 | 0.0015374 | 0.0015374 | 0.0015374 | 0.0015374 | 0.0015374 | 0.0015374 | 0.0015374
F1_Commercial_Grocery_New_Space Heating_Natural Gas_Unit Heater_E4 | F1 | Commercial | Grocery | New | Space Heating | Natural Gas | Unit Heater | E4 | CCE | 0 | 0 | 0 | 0 | 0 | 0 | 0 | 0 | 0 | 0 | 0 | 0 | 0 | 0 | 0 | 0 | 0 | 0 | 0 | 0 | 0 | 0 | 0 | 0 | 0 | 0 | 0
F1_Commercial_Grocery_New_Space Heating_Natural Gas_Unit Heater_E5 | F1 | Commercial | Grocery | New | Space Heating | Natural Gas | Unit Heater | E5 | CCE | 0 | 0 | 0 | 0 | 0 | 0 | 0 | 0 | 0 | 0 | 0 | 0 | 0 | 0 | 0 | 0 | 0 | 0 | 0 | 0 | 0 | 0 | 0 | 0 | 0 | 0 | 0
F1_Commercial_Grocery_New_Space Heating_Natural Gas_Unit Heater_E6 | F1 | Commercial | Grocery | New | Space Heating | Natural Gas | Unit Heater | E6 | CCE | 0 | 0 | 0 | 0 | 0 | 0 | 0 | 0 | 0 | 0 | 0 | 0 | 0 | 0 | 0 | 0 | 0 | 0 | 0 | 0 | 0 | 0 | 0 | 0 | 0 | 0 | 0
F1_Commercial_Grocery_New_Space Heating_Natural Gas_Unit Heater_E7 | F1 | Commercial | Grocery | New | Space Heating | Natural Gas | Unit Heater | E7 | CCE | 0 | 0 | 0 | 0 | 0 | 0 | 0 | 0 | 0 | 0 | 0 | 0 | 0 | 0 | 0 | 0 | 0 | 0 | 0 | 0 | 0 | 0 | 0 | 0 | 0 | 0 | 0
F1_Commercial_Grocery_New_Space Heating_Natural Gas_Unit Heater_E8 | F1 | Commercial | Grocery | New | Space Heating | Natural Gas | Unit Heater | E8 | CCE | 0 | 0 | 0 | 0 | 0 | 0 | 0 | 0 | 0 | 0 | 0 | 0 | 0 | 0 | 0 | 0 | 0 | 0 | 0 | 0 | 0 | 0 | 0 | 0 | 0 | 0 | 0
F1_Commercial_Grocery_New_Space Heating_Natural Gas_Unit Heater_E9 | F1 | Commercial | Grocery | New | Space Heating | Natural Gas | Unit Heater | E9 | CCE | 0 | 0 | 0 | 0 | 0 | 0 | 0 | 0 | 0 | 0 | 0 | 0 | 0 | 0 | 0 | 0 | 0 | 0 | 0 | 0 | 0 | 0 | 0 | 0 | 0 | 0 | 0
F1_Commercial_Grocery_New_Space Heating_Natural Gas_Unit Heater_E10 | F1 | Commercial | Grocery | New | Space Heating | Natural Gas | Unit Heater | E10 | CCE | 0 | 0 | 0 | 0 | 0 | 0 | 0 | 0 | 0 | 0 | 0 | 0 | 0 | 0 | 0 | 0 | 0 | 0 | 0 | 0 | 0 | 0 | 0 | 0 | 0 | 0 | 0
F2_Commercial_Grocery_New_Space Heating_Natural Gas_Unit Heater_E1 | F2 | Commercial | Grocery | New | Space Heating | Natural Gas | Unit Heater | E1 | TRC BC Ratio | bar: 2021 to 2047
F2_Commercial_Grocery_New_Space Heating_Natural Gas_Unit Heater_E2 | F2 | Commercial | Grocery | New | Space Heating | Natural Gas | Unit Heater | E2 | TRC BC Ratio | 14.4533 | 14.385 | 14.1956 | 13.9907 | 13.9542 | 13.9737 | 14.0292 | 14.0877 | 14.1283 | 14.1445 | 14.1396 | 14.1165 | 14.0699 | 13.9885 | 13.8726 | 13.7285 | 13.5436 | 13.326 | 13.0674 | 12.7596 | 12.3938 | 11.9788 | 11.6353 | 11.4182 | 11.334 | 11.3895 | 11.4454
F2_Commercial_Grocery_New_Space Heating_Natural Gas_Unit Heater_E3 | F2 | Commercial | Grocery | New | Space Heating | Natural Gas | Unit Heater | E3 | TRC BC Ratio | 10.3182 | 10.3189 | 10.2536 | 10.1157 | 9.8886 | 9.6065 | 9.2659 | 8.8706 | 8.4447 | 8.0252 | 7.6539 | 7.3791 | 7.2226 | 7.1736 | 7.2023 | 7.2741 | 7.353 | 7.4378 | 7.5299 | 7.6306 | 7.7416 | 7.8612 | 7.9688 | 8.0549 | 8.1185 | 8.1583 | 8.1983
F2_Commercial_Grocery_New_Space Heating_Natural Gas_Unit Heater_E4 | F2 | Commercial | Grocery | New | Space Heating | Natural Gas | Unit Heater | E4 | TRC BC Ratio | 0 | 0 | 0 | 0 | 0 | 0 | 0 | 0 | 0 | 0 | 0 | 0 | 0 | 0 | 0 | 0 | 0 | 0 | 0 | 0 | 0 | 0 | 0 | 0 | 0 | 0 | 0
F2_Commercial_Grocery_New_Space Heating_Natural Gas_Unit Heater_E5 | F2 | Commercial | Grocery | New | Space Heating | Natural Gas | Unit Heater | E5 | TRC BC Ratio | 0 | 0 | 0 | 0 | 0 | 0 | 0 | 0 | 0 | 0 | 0 | 0 | 0 | 0 | 0 | 0 | 0 | 0 | 0 | 0 | 0 | 0 | 0 | 0 | 0 | 0 | 0
F2_Commercial_Grocery_New_Space Heating_Natural Gas_Unit Heater_E6 | F2 | Commercial | Grocery | New | Space Heating | Natural Gas | Unit Heater | E6 | TRC BC Ratio | 0 | 0 | 0 | 0 | 0 | 0 | 0 | 0 | 0 | 0 | 0 | 0 | 0 | 0 | 0 | 0 | 0 | 0 | 0 | 0 | 0 | 0 | 0 | 0 | 0 | 0 | 0
F2_Commercial_Grocery_New_Space Heating_Natural Gas_Unit Heater_E7 | F2 | Commercial | Grocery | New | Space Heating | Natural Gas | Unit Heater | E7 | TRC BC Ratio | 0 | 0 | 0 | 0 | 0 | 0 | 0 | 0 | 0 | 0 | 0 | 0 | 0 | 0 | 0 | 0 | 0 | 0 | 0 | 0 | 0 | 0 | 0 | 0 | 0 | 0 | 0
F2_Commercial_Grocery_New_Space Heating_Natural Gas_Unit Heater_E8 | F2 | Commercial | Grocery | New | Space Heating | Natural Gas | Unit Heater | E8 | TRC BC Ratio | 0 | 0 | 0 | 0 | 0 | 0 | 0 | 0 | 0 | 0 | 0 | 0 | 0 | 0 | 0 | 0 | 0 | 0 | 0 | 0 | 0 | 0 | 0 | 0 | 0 | 0 | 0
F2_Commercial_Grocery_New_Space Heating_Natural Gas_Unit Heater_E9 | F2 | Commercial | Grocery | New | Space Heating | Natural Gas | Unit Heater | E9 | TRC BC Ratio | 0 | 0 | 0 | 0 | 0 | 0 | 0 | 0 | 0 | 0 | 0 | 0 | 0 | 0 | 0 | 0 | 0 | 0 | 0 | 0 | 0 | 0 | 0 | 0 | 0 | 0 | 0
F2_Commercial_Grocery_New_Space Heating_Natural Gas_Unit Heater_E10 | F2 | Commercial | Grocery | New | Space Heating | Natural Gas | Unit Heater | E10 | TRC BC Ratio | 0 | 0 | 0 | 0 | 0 | 0 | 0 | 0 | 0 | 0 | 0 | 0 | 0 | 0 | 0 | 0 | 0 | 0 | 0 | 0 | 0 | 0 | 0 | 0 | 0 | 0 | 0
F3_Commercial_Grocery_New_Space Heating_Natural Gas_Unit Heater_E1 | F3 | Commercial | Grocery | New | Space Heating | Natural Gas | Unit Heater | E1 | PACT BC Ratio | bar: 2021 to 2047
F3_Commercial_Grocery_New_Space Heating_Natural Gas_Unit Heater_E2 | F3 | Commercial | Grocery | New | Space Heating | Natural Gas | Unit Heater | E2 | PACT BC Ratio | 19.0175 | 18.9276 | 18.6784 | 18.4089 | 18.3609 | 18.3864 | 18.4595 | 18.5364 | 18.5899 | 18.6112 | 18.6047 | 18.5743 | 18.5131 | 18.4059 | 18.2534 | 18.0638 | 17.8205 | 17.5342 | 17.194 | 16.7889 | 16.3077 | 15.7615 | 15.3096 | 15.0239 | 14.9131 | 14.9862 | 15.0597
F3_Commercial_Grocery_New_Space Heating_Natural Gas_Unit Heater_E3 | F3 | Commercial | Grocery | New | Space Heating | Natural Gas | Unit Heater | E3 | PACT BC Ratio | 13.5765 | 13.5775 | 13.4916 | 13.3101 | 13.0113 | 12.6401 | 12.192 | 11.6718 | 11.1114 | 10.5595 | 10.0709 | 9.7093 | 9.5034 | 9.439 | 9.4768 | 9.5711 | 9.675 | 9.7866 | 9.9077 | 10.0403 | 10.1863 | 10.3437 | 10.4853 | 10.5986 | 10.6822 | 10.7346 | 10.7872
F3_Commercial_Grocery_New_Space Heating_Natural Gas_Unit Heater_E4 | F3 | Commercial | Grocery | New | Space Heating | Natural Gas | Unit Heater | E4 | PACT BC Ratio | 0 | 0 | 0 | 0 | 0 | 0 | 0 | 0 | 0 | 0 | 0 | 0 | 0 | 0 | 0 | 0 | 0 | 0 | 0 | 0 | 0 | 0 | 0 | 0 | 0 | 0 | 0
F3_Commercial_Grocery_New_Space Heating_Natural Gas_Unit Heater_E5 | F3 | Commercial | Grocery | New | Space Heating | Natural Gas | Unit Heater | E5 | PACT BC Ratio | 0 | 0 | 0 | 0 | 0 | 0 | 0 | 0 | 0 | 0 | 0 | 0 | 0 | 0 | 0 | 0 | 0 | 0 | 0 | 0 | 0 | 0 | 0 | 0 | 0 | 0 | 0
F3_Commercial_Grocery_New_Space Heating_Natural Gas_Unit Heater_E6 | F3 | Commercial | Grocery | New | Space Heating | Natural Gas | Unit Heater | E6 | PACT BC Ratio | 0 | 0 | 0 | 0 | 0 | 0 | 0 | 0 | 0 | 0 | 0 | 0 | 0 | 0 | 0 | 0 | 0 | 0 | 0 | 0 | 0 | 0 | 0 | 0 | 0 | 0 | 0
F3_Commercial_Grocery_New_Space Heating_Natural Gas_Unit Heater_E7 | F3 | Commercial | Grocery | New | Space Heating | Natural Gas | Unit Heater | E7 | PACT BC Ratio | 0 | 0 | 0 | 0 | 0 | 0 | 0 | 0 | 0 | 0 | 0 | 0 | 0 | 0 | 0 | 0 | 0 | 0 | 0 | 0 | 0 | 0 | 0 | 0 | 0 | 0 | 0
F3_Commercial_Grocery_New_Space Heating_Natural Gas_Unit Heater_E8 | F3 | Commercial | Grocery | New | Space Heating | Natural Gas | Unit Heater | E8 | PACT BC Ratio | 0 | 0 | 0 | 0 | 0 | 0 | 0 | 0 | 0 | 0 | 0 | 0 | 0 | 0 | 0 | 0 | 0 | 0 | 0 | 0 | 0 | 0 | 0 | 0 | 0 | 0 | 0
F3_Commercial_Grocery_New_Space Heating_Natural Gas_Unit Heater_E9 | F3 | Commercial | Grocery | New | Space Heating | Natural Gas | Unit Heater | E9 | PACT BC Ratio | 0 | 0 | 0 | 0 | 0 | 0 | 0 | 0 | 0 | 0 | 0 | 0 | 0 | 0 | 0 | 0 | 0 | 0 | 0 | 0 | 0 | 0 | 0 | 0 | 0 | 0 | 0
F3_Commercial_Grocery_New_Space Heating_Natural Gas_Unit Heater_E10 | F3 | Commercial | Grocery | New | Space Heating | Natural Gas | Unit Heater | E10 | PACT BC Ratio | 0 | 0 | 0 | 0 | 0 | 0 | 0 | 0 | 0 | 0 | 0 | 0 | 0 | 0 | 0 | 0 | 0 | 0 | 0 | 0 | 0 | 0 | 0 | 0 | 0 | 0 | 0
F4_Commercial_Grocery_New_Space Heating_Natural Gas_Unit Heater_E1 | F4 | Commercial | Grocery | New | Space Heating | Natural Gas | Unit Heater | E1 | RVT BC Ratio | bar: 2021 to 2047
F4_Commercial_Grocery_New_Space Heating_Natural Gas_Unit Heater_E2 | F4 | Commercial | Grocery | New | Space Heating | Natural Gas | Unit Heater | E2 | RVT BC Ratio | 0.7 | 0.7 | 0.7 | 0.7 | 0.7 | 0.7 | 0.7 | 0.7 | 0.7 | 0.7 | 0.7 | 0.7 | 0.7 | 0.7 | 0.7 | 0.7 | 0.7 | 0.7 | 0.7 | 0.7 | 0.7 | 0.7 | 0.7 | 0.7 | 0.7 | 0.7 | 0.7
F4_Commercial_Grocery_New_Space Heating_Natural Gas_Unit Heater_E3 | F4 | Commercial | Grocery | New | Space Heating | Natural Gas | Unit Heater | E3 | RVT BC Ratio | 0.7 | 0.7 | 0.7 | 0.7 | 0.7 | 0.7 | 0.7 | 0.7 | 0.7 | 0.7 | 0.7 | 0.7 | 0.7 | 0.7 | 0.7 | 0.7 | 0.7 | 0.7 | 0.7 | 0.7 | 0.7 | 0.7 | 0.7 | 0.7 | 0.7 | 0.7 | 0.7
F4_Commercial_Grocery_New_Space Heating_Natural Gas_Unit Heater_E4 | F4 | Commercial | Grocery | New | Space Heating | Natural Gas | Unit Heater | E4 | RVT BC Ratio | 0 | 0 | 0 | 0 | 0 | 0 | 0 | 0 | 0 | 0 | 0 | 0 | 0 | 0 | 0 | 0 | 0 | 0 | 0 | 0 | 0 | 0 | 0 | 0 | 0 | 0 | 0
F4_Commercial_Grocery_New_Space Heating_Natural Gas_Unit Heater_E5 | F4 | Commercial | Grocery | New | Space Heating | Natural Gas | Unit Heater | E5 | RVT BC Ratio | 0 | 0 | 0 | 0 | 0 | 0 | 0 | 0 | 0 | 0 | 0 | 0 | 0 | 0 | 0 | 0 | 0 | 0 | 0 | 0 | 0 | 0 | 0 | 0 | 0 | 0 | 0
F4_Commercial_Grocery_New_Space Heating_Natural Gas_Unit Heater_E6 | F4 | Commercial | Grocery | New | Space Heating | Natural Gas | Unit Heater | E6 | RVT BC Ratio | 0 | 0 | 0 | 0 | 0 | 0 | 0 | 0 | 0 | 0 | 0 | 0 | 0 | 0 | 0 | 0 | 0 | 0 | 0 | 0 | 0 | 0 | 0 | 0 | 0 | 0 | 0
F4_Commercial_Grocery_New_Space Heating_Natural Gas_Unit Heater_E7 | F4 | Commercial | Grocery | New | Space Heating | Natural Gas | Unit Heater | E7 | RVT BC Ratio | 0 | 0 | 0 | 0 | 0 | 0 | 0 | 0 | 0 | 0 | 0 | 0 | 0 | 0 | 0 | 0 | 0 | 0 | 0 | 0 | 0 | 0 | 0 | 0 | 0 | 0 | 0
F4_Commercial_Grocery_New_Space Heating_Natural Gas_Unit Heater_E8 | F4 | Commercial | Grocery | New | Space Heating | Natural Gas | Unit Heater | E8 | RVT BC Ratio | 0 | 0 | 0 | 0 | 0 | 0 | 0 | 0 | 0 | 0 | 0 | 0 | 0 | 0 | 0 | 0 | 0 | 0 | 0 | 0 | 0 | 0 | 0 | 0 | 0 | 0 | 0
F4_Commercial_Grocery_New_Space Heating_Natural Gas_Unit Heater_E9 | F4 | Commercial | Grocery | New | Space Heating | Natural Gas | Unit Heater | E9 | RVT BC Ratio | 0 | 0 | 0 | 0 | 0 | 0 | 0 | 0 | 0 | 0 | 0 | 0 | 0 | 0 | 0 | 0 | 0 | 0 | 0 | 0 | 0 | 0 | 0 | 0 | 0 | 0 | 0
F4_Commercial_Grocery_New_Space Heating_Natural Gas_Unit Heater_E10 | F4 | Commercial | Grocery | New | Space Heating | Natural Gas | Unit Heater | E10 | RVT BC Ratio | 0 | 0 | 0 | 0 | 0 | 0 | 0 | 0 | 0 | 0 | 0 | 0 | 0 | 0 | 0 | 0 | 0 | 0 | 0 | 0 | 0 | 0 | 0 | 0 | 0 | 0 | 0
F5_Commercial_Grocery_New_Space Heating_Natural Gas_Unit Heater_E1 | F5 | Commercial | Grocery | New | Space Heating | Natural Gas | Unit Heater | E1 | RIM BC Ratio | bar: 2021 to 2047
F5_Commercial_Grocery_New_Space Heating_Natural Gas_Unit Heater_E2 | F5 | Commercial | Grocery | New | Space Heating | Natural Gas | Unit Heater | E2 | RIM BC Ratio | 19.0175 | 18.9276 | 18.6784 | 18.4089 | 18.3609 | 18.3864 | 18.4595 | 18.5364 | 18.5899 | 18.6112 | 18.6047 | 18.5743 | 18.5131 | 18.4059 | 18.2534 | 18.0638 | 17.8205 | 17.5342 | 17.194 | 16.7889 | 16.3077 | 15.7615 | 15.3096 | 15.0239 | 14.9131 | 14.9862 | 15.0597
F5_Commercial_Grocery_New_Space Heating_Natural Gas_Unit Heater_E3 | F5 | Commercial | Grocery | New | Space Heating | Natural Gas | Unit Heater | E3 | RIM BC Ratio | 13.5765 | 13.5775 | 13.4916 | 13.3101 | 13.0113 | 12.6401 | 12.192 | 11.6718 | 11.1114 | 10.5595 | 10.0709 | 9.7093 | 9.5034 | 9.439 | 9.4768 | 9.5711 | 9.675 | 9.7866 | 9.9077 | 10.0403 | 10.1863 | 10.3437 | 10.4853 | 10.5986 | 10.6822 | 10.7346 | 10.7872
F5_Commercial_Grocery_New_Space Heating_Natural Gas_Unit Heater_E4 | F5 | Commercial | Grocery | New | Space Heating | Natural Gas | Unit Heater | E4 | RIM BC Ratio | 0 | 0 | 0 | 0 | 0 | 0 | 0 | 0 | 0 | 0 | 0 | 0 | 0 | 0 | 0 | 0 | 0 | 0 | 0 | 0 | 0 | 0 | 0 | 0 | 0 | 0 | 0
F5_Commercial_Grocery_New_Space Heating_Natural Gas_Unit Heater_E5 | F5 | Commercial | Grocery | New | Space Heating | Natural Gas | Unit Heater | E5 | RIM BC Ratio | 0 | 0 | 0 | 0 | 0 | 0 | 0 | 0 | 0 | 0 | 0 | 0 | 0 | 0 | 0 | 0 | 0 | 0 | 0 | 0 | 0 | 0 | 0 | 0 | 0 | 0 | 0
F5_Commercial_Grocery_New_Space Heating_Natural Gas_Unit Heater_E6 | F5 | Commercial | Grocery | New | Space Heating | Natural Gas | Unit Heater | E6 | RIM BC Ratio | 0 | 0 | 0 | 0 | 0 | 0 | 0 | 0 | 0 | 0 | 0 | 0 | 0 | 0 | 0 | 0 | 0 | 0 | 0 | 0 | 0 | 0 | 0 | 0 | 0 | 0 | 0
F5_Commercial_Grocery_New_Space Heating_Natural Gas_Unit Heater_E7 | F5 | Commercial | Grocery | New | Space Heating | Natural Gas | Unit Heater | E7 | RIM BC Ratio | 0 | 0 | 0 | 0 | 0 | 0 | 0 | 0 | 0 | 0 | 0 | 0 | 0 | 0 | 0 | 0 | 0 | 0 | 0 | 0 | 0 | 0 | 0 | 0 | 0 | 0 | 0
F5_Commercial_Grocery_New_Space Heating_Natural Gas_Unit Heater_E8 | F5 | Commercial | Grocery | New | Space Heating | Natural Gas | Unit Heater | E8 | RIM BC Ratio | 0 | 0 | 0 | 0 | 0 | 0 | 0 | 0 | 0 | 0 | 0 | 0 | 0 | 0 | 0 | 0 | 0 | 0 | 0 | 0 | 0 | 0 | 0 | 0 | 0 | 0 | 0
F5_Commercial_Grocery_New_Space Heating_Natural Gas_Unit Heater_E9 | F5 | Commercial | Grocery | New | Space Heating | Natural Gas | Unit Heater | E9 | RIM BC Ratio | 0 | 0 | 0 | 0 | 0 | 0 | 0 | 0 | 0 | 0 | 0 | 0 | 0 | 0 | 0 | 0 | 0 | 0 | 0 | 0 | 0 | 0 | 0 | 0 | 0 | 0 | 0
F5_Commercial_Grocery_New_Space Heating_Natural Gas_Unit Heater_E10 | F5 | Commercial | Grocery | New | Space Heating | Natural Gas | Unit Heater | E10 | RIM BC Ratio | 0 | 0 | 0 | 0 | 0 | 0 | 0 | 0 | 0 | 0 | 0 | 0 | 0 | 0 | 0 | 0 | 0 | 0 | 0 | 0 | 0 | 0 | 0 | 0 | 0 | 0 | 0
F0_Commercial_Grocery_New_Water Heating_Natural Gas_Water Heater_E0 | F0 | Commercial | Grocery | New | Water Heating | Natural Gas | Water Heater | E0 | Economic Unit | Tankless | Tankless | Tankless | Tankless | Tankless | Tankless | Tankless | Tankless | Tankless | Tankless | Tankless | Tankless | Tankless | Tankless | Tankless | Tankless | Tankless | Tankless | Tankless | Tankless | Tankless | Tankless | Tankless | Tankless | Tankless | Tankless | Tankless
F1_Commercial_Grocery_New_Water Heating_Natural Gas_Water Heater_E1 | F1 | Commercial | Grocery | New | Water Heating | Natural Gas | Water Heater | E1 | CCE | 0 | 0 | 0 | 0 | 0 | 0 | 0 | 0 | 0 | 0 | 0 | 0 | 0 | 0 | 0 | 0 | 0 | 0 | 0 | 0 | 0 | 0 | 0 | 0 | 0 | 0 | 0
F1_Commercial_Grocery_New_Water Heating_Natural Gas_Water Heater_E2 | F1 | Commercial | Grocery | New | Water Heating | Natural Gas | Water Heater | E2 | CCE | 0.0026027 | 0.0026027 | 0.0026027 | 0.0026027 | 0.0026027 | 0.0026027 | 0.0026027 | 0.0026027 | 0.0026027 | 0.0026027 | 0.0026027 | 0.0026027 | 0.0026027 | 0.0026027 | 0.0026027 | 0.0026027 | 0.0026027 | 0.0026027 | 0.0026027 | 0.0026027 | 0.0026027 | 0.0026027 | 0.0026027 | 0.0026027 | 0.0026027 | 0.0026027 | 0.0026027
F1_Commercial_Grocery_New_Water Heating_Natural Gas_Water Heater_E3 | F1 | Commercial | Grocery | New | Water Heating | Natural Gas | Water Heater | E3 | CCE | -0.0020548 | -0.0020548 | -0.0020548 | -0.0020548 | -0.0020548 | -0.0020548 | -0.0020548 | -0.0020548 | -0.0020548 | -0.0020548 | -0.0020548 | -0.0020548 | -0.0020548 | -0.0020548 | -0.0020548 | -0.0020548 | -0.0020548 | -0.0020548 | -0.0020548 | -0.0020548 | -0.0020548 | -0.0020548 | -0.0020548 | -0.0020548 | -0.0020548 | -0.0020548 | -0.0020548
F1_Commercial_Grocery_New_Water Heating_Natural Gas_Water Heater_E4 | F1 | Commercial | Grocery | New | Water Heating | Natural Gas | Water Heater | E4 | CCE | 0 | 0 | 0.027312 | 0.027312 | 0.027312 | 0.027312 | 0.027312 | 0.027312 | 0.027312 | 0.027312 | 0.027312 | 0.027312 | 0.027312 | 0.027312 | 0.027312 | 0.027312 | 0.027312 | 0.027312 | 0.027312 | 0.027312 | 0.027312 | 0.027312 | 0.027312 | 0.027312 | 0.027312 | 0.027312 | 0.027312
F1_Commercial_Grocery_New_Water Heating_Natural Gas_Water Heater_E5 | F1 | Commercial | Grocery | New | Water Heating | Natural Gas | Water Heater | E5 | CCE | 0 | 0 | 0 | 0 | 0 | 0 | 0 | 0 | 0 | 0 | 0 | 0 | 0 | 0 | 0 | 0 | 0 | 0 | 0 | 0 | 0 | 0 | 0 | 0 | 0 | 0 | 0
F1_Commercial_Grocery_New_Water Heating_Natural Gas_Water Heater_E6 | F1 | Commercial | Grocery | New | Water Heating | Natural Gas | Water Heater | E6 | CCE | 0 | 0 | 0 | 0 | 0 | 0 | 0 | 0 | 0 | 0 | 0 | 0 | 0 | 0 | 0 | 0 | 0 | 0 | 0 | 0 | 0 | 0 | 0 | 0 | 0 | 0 | 0
F1_Commercial_Grocery_New_Water Heating_Natural Gas_Water Heater_E7 | F1 | Commercial | Grocery | New | Water Heating | Natural Gas | Water Heater | E7 | CCE | 0 | 0 | 0 | 0 | 0 | 0 | 0 | 0 | 0 | 0 | 0 | 0 | 0 | 0 | 0 | 0 | 0 | 0 | 0 | 0 | 0 | 0 | 0 | 0 | 0 | 0 | 0
F1_Commercial_Grocery_New_Water Heating_Natural Gas_Water Heater_E8 | F1 | Commercial | Grocery | New | Water Heating | Natural Gas | Water Heater | E8 | CCE | 0 | 0 | 0 | 0 | 0 | 0 | 0 | 0 | 0 | 0 | 0 | 0 | 0 | 0 | 0 | 0 | 0 | 0 | 0 | 0 | 0 | 0 | 0 | 0 | 0 | 0 | 0
F1_Commercial_Grocery_New_Water Heating_Natural Gas_Water Heater_E9 | F1 | Commercial | Grocery | New | Water Heating | Natural Gas | Water Heater | E9 | CCE | 0 | 0 | 0 | 0 | 0 | 0 | 0 | 0 | 0 | 0 | 0 | 0 | 0 | 0 | 0 | 0 | 0 | 0 | 0 | 0 | 0 | 0 | 0 | 0 | 0 | 0 | 0
F1_Commercial_Grocery_New_Water Heating_Natural Gas_Water Heater_E10 | F1 | Commercial | Grocery | New | Water Heating | Natural Gas | Water Heater | E10 | CCE | 0 | 0 | 0 | 0 | 0 | 0 | 0 | 0 | 0 | 0 | 0 | 0 | 0 | 0 | 0 | 0 | 0 | 0 | 0 | 0 | 0 | 0 | 0 | 0 | 0 | 0 | 0
F2_Commercial_Grocery_New_Water Heating_Natural Gas_Water Heater_E1 | F2 | Commercial | Grocery | New | Water Heating | Natural Gas | Water Heater | E1 | TRC BC Ratio | bar: 2021 to 2047
F2_Commercial_Grocery_New_Water Heating_Natural Gas_Water Heater_E2 | F2 | Commercial | Grocery | New | Water Heating | Natural Gas | Water Heater | E2 | TRC BC Ratio | 5.2799 | 5.2037 | 5.1294 | 5.0573 | 5.058 | 5.106 | 5.1837 | 5.278 | 5.3797 | 5.4837 | 5.5865 | 5.6776 | 5.7471 | 5.7766 | 5.763 | 5.7065 | 5.6115 | 5.4871 | 5.339 | 5.1634 | 4.9581 | 4.7217 | 4.5119 | 4.3761 | 4.3174 | 4.3386 | 4.3598
F2_Commercial_Grocery_New_Water Heating_Natural Gas_Water Heater_E3 | F2 | Commercial | Grocery | New | Water Heating | Natural Gas | Water Heater | E3 | TRC BC Ratio | bar: 2021 to 2047
F2_Commercial_Grocery_New_Water Heating_Natural Gas_Water Heater_E4 | F2 | Commercial | Grocery | New | Water Heating | Natural Gas | Water Heater | E4 | TRC BC Ratio | 0 | 0 | 0.46668 | 0.44639 | 0.43826 | 0.43799 | 0.44354 | 0.45493 | 0.47312 | 0.49993 | 0.53429 | 0.57206 | 0.60887 | 0.63669 | 0.65104 | 0.6505 | 0.63645 | 0.61374 | 0.587 | 0.55558 | 0.51908 | 0.4773 | 0.44003 | 0.41533 | 0.40374 | 0.40572 | 0.40771
F2_Commercial_Grocery_New_Water Heating_Natural Gas_Water Heater_E5 | F2 | Commercial | Grocery | New | Water Heating | Natural Gas | Water Heater | E5 | TRC BC Ratio | 0 | 0 | 0 | 0 | 0 | 0 | 0 | 0 | 0 | 0 | 0 | 0 | 0 | 0 | 0 | 0 | 0 | 0 | 0 | 0 | 0 | 0 | 0 | 0 | 0 | 0 | 0
F2_Commercial_Grocery_New_Water Heating_Natural Gas_Water Heater_E6 | F2 | Commercial | Grocery | New | Water Heating | Natural Gas | Water Heater | E6 | TRC BC Ratio | 0 | 0 | 0 | 0 | 0 | 0 | 0 | 0 | 0 | 0 | 0 | 0 | 0 | 0 | 0 | 0 | 0 | 0 | 0 | 0 | 0 | 0 | 0 | 0 | 0 | 0 | 0
F2_Commercial_Grocery_New_Water Heating_Natural Gas_Water Heater_E7 | F2 | Commercial | Grocery | New | Water Heating | Natural Gas | Water Heater | E7 | TRC BC Ratio | 0 | 0 | 0 | 0 | 0 | 0 | 0 | 0 | 0 | 0 | 0 | 0 | 0 | 0 | 0 | 0 | 0 | 0 | 0 | 0 | 0 | 0 | 0 | 0 | 0 | 0 | 0
F2_Commercial_Grocery_New_Water Heating_Natural Gas_Water Heater_E8 | F2 | Commercial | Grocery | New | Water Heating | Natural Gas | Water Heater | E8 | TRC BC Ratio | 0 | 0 | 0 | 0 | 0 | 0 | 0 | 0 | 0 | 0 | 0 | 0 | 0 | 0 | 0 | 0 | 0 | 0 | 0 | 0 | 0 | 0 | 0 | 0 | 0 | 0 | 0
F2_Commercial_Grocery_New_Water Heating_Natural Gas_Water Heater_E9 | F2 | Commercial | Grocery | New | Water Heating | Natural Gas | Water Heater | E9 | TRC BC Ratio | 0 | 0 | 0 | 0 | 0 | 0 | 0 | 0 | 0 | 0 | 0 | 0 | 0 | 0 | 0 | 0 | 0 | 0 | 0 | 0 | 0 | 0 | 0 | 0 | 0 | 0 | 0
F2_Commercial_Grocery_New_Water Heating_Natural Gas_Water Heater_E10 | F2 | Commercial | Grocery | New | Water Heating | Natural Gas | Water Heater | E10 | TRC BC Ratio | 0 | 0 | 0 | 0 | 0 | 0 | 0 | 0 | 0 | 0 | 0 | 0 | 0 | 0 | 0 | 0 | 0 | 0 | 0 | 0 | 0 | 0 | 0 | 0 | 0 | 0 | 0
F3_Commercial_Grocery_New_Water Heating_Natural Gas_Water Heater_E1 | F3 | Commercial | Grocery | New | Water Heating | Natural Gas | Water Heater | E1 | PACT BC Ratio | bar: 2021 to 2047
F3_Commercial_Grocery_New_Water Heating_Natural Gas_Water Heater_E2 | F3 | Commercial | Grocery | New | Water Heating | Natural Gas | Water Heater | E2 | PACT BC Ratio | 6.6572 | 6.5612 | 6.4675 | 6.3766 | 6.3775 | 6.438 | 6.536 | 6.6548 | 6.783 | 6.9142 | 7.0439 | 7.1587 | 7.2463 | 7.2836 | 7.2664 | 7.1951 | 7.0753 | 6.9185 | 6.7318 | 6.5104 | 6.2515 | 5.9535 | 5.6889 | 5.5176 | 5.4437 | 5.4704 | 5.4972
F3_Commercial_Grocery_New_Water Heating_Natural Gas_Water Heater_E3 | F3 | Commercial | Grocery | New | Water Heating | Natural Gas | Water Heater | E3 | PACT BC Ratio | bar: 2021 to 2047
F3_Commercial_Grocery_New_Water Heating_Natural Gas_Water Heater_E4 | F3 | Commercial | Grocery | New | Water Heating | Natural Gas | Water Heater | E4 | PACT BC Ratio | 0 | 0 | 0.58842 | 0.56284 | 0.55259 | 0.55224 | 0.55925 | 0.57361 | 0.59654 | 0.63035 | 0.67367 | 0.72129 | 0.7677 | 0.80278 | 0.82088 | 0.8202 | 0.80248 | 0.77385 | 0.74012 | 0.70051 | 0.65449 | 0.60182 | 0.55482 | 0.52368 | 0.50907 | 0.51156 | 0.51407
F3_Commercial_Grocery_New_Water Heating_Natural Gas_Water Heater_E5 | F3 | Commercial | Grocery | New | Water Heating | Natural Gas | Water Heater | E5 | PACT BC Ratio | 0 | 0 | 0 | 0 | 0 | 0 | 0 | 0 | 0 | 0 | 0 | 0 | 0 | 0 | 0 | 0 | 0 | 0 | 0 | 0 | 0 | 0 | 0 | 0 | 0 | 0 | 0
F3_Commercial_Grocery_New_Water Heating_Natural Gas_Water Heater_E6 | F3 | Commercial | Grocery | New | Water Heating | Natural Gas | Water Heater | E6 | PACT BC Ratio | 0 | 0 | 0 | 0 | 0 | 0 | 0 | 0 | 0 | 0 | 0 | 0 | 0 | 0 | 0 | 0 | 0 | 0 | 0 | 0 | 0 | 0 | 0 | 0 | 0 | 0 | 0
F3_Commercial_Grocery_New_Water Heating_Natural Gas_Water Heater_E7 | F3 | Commercial | Grocery | New | Water Heating | Natural Gas | Water Heater | E7 | PACT BC Ratio | 0 | 0 | 0 | 0 | 0 | 0 | 0 | 0 | 0 | 0 | 0 | 0 | 0 | 0 | 0 | 0 | 0 | 0 | 0 | 0 | 0 | 0 | 0 | 0 | 0 | 0 | 0
F3_Commercial_Grocery_New_Water Heating_Natural Gas_Water Heater_E8 | F3 | Commercial | Grocery | New | Water Heating | Natural Gas | Water Heater | E8 | PACT BC Ratio | 0 | 0 | 0 | 0 | 0 | 0 | 0 | 0 | 0 | 0 | 0 | 0 | 0 | 0 | 0 | 0 | 0 | 0 | 0 | 0 | 0 | 0 | 0 | 0 | 0 | 0 | 0
F3_Commercial_Grocery_New_Water Heating_Natural Gas_Water Heater_E9 | F3 | Commercial | Grocery | New | Water Heating | Natural Gas | Water Heater | E9 | PACT BC Ratio | 0 | 0 | 0 | 0 | 0 | 0 | 0 | 0 | 0 | 0 | 0 | 0 | 0 | 0 | 0 | 0 | 0 | 0 | 0 | 0 | 0 | 0 | 0 | 0 | 0 | 0 | 0
F3_Commercial_Grocery_New_Water Heating_Natural Gas_Water Heater_E10 | F3 | Commercial | Grocery | New | Water Heating | Natural Gas | Water Heater | E10 | PACT BC Ratio | 0 | 0 | 0 | 0 | 0 | 0 | 0 | 0 | 0 | 0 | 0 | 0 | 0 | 0 | 0 | 0 | 0 | 0 | 0 | 0 | 0 | 0 | 0 | 0 | 0 | 0 | 0
F4_Commercial_Grocery_New_Water Heating_Natural Gas_Water Heater_E1 | F4 | Commercial | Grocery | New | Water Heating | Natural Gas | Water Heater | E1 | RVT BC Ratio | bar: 2021 to 2047
F4_Commercial_Grocery_New_Water Heating_Natural Gas_Water Heater_E2 | F4 | Commercial | Grocery | New | Water Heating | Natural Gas | Water Heater | E2 | RVT BC Ratio | 0.7 | 0.7 | 0.7 | 0.7 | 0.7 | 0.7 | 0.7 | 0.7 | 0.7 | 0.7 | 0.7 | 0.7 | 0.7 | 0.7 | 0.7 | 0.7 | 0.7 | 0.7 | 0.7 | 0.7 | 0.7 | 0.7 | 0.7 | 0.7 | 0.7 | 0.7 | 0.7
F4_Commercial_Grocery_New_Water Heating_Natural Gas_Water Heater_E3 | F4 | Commercial | Grocery | New | Water Heating | Natural Gas | Water Heater | E3 | RVT BC Ratio | bar: 2021 to 2047
F4_Commercial_Grocery_New_Water Heating_Natural Gas_Water Heater_E4 | F4 | Commercial | Grocery | New | Water Heating | Natural Gas | Water Heater | E4 | RVT BC Ratio | 0 | 0 | 0.7 | 0.7 | 0.7 | 0.7 | 0.7 | 0.7 | 0.7 | 0.7 | 0.7 | 0.7 | 0.7 | 0.7 | 0.7 | 0.7 | 0.7 | 0.7 | 0.7 | 0.7 | 0.7 | 0.7 | 0.7 | 0.7 | 0.7 | 0.7 | 0.7
F4_Commercial_Grocery_New_Water Heating_Natural Gas_Water Heater_E5 | F4 | Commercial | Grocery | New | Water Heating | Natural Gas | Water Heater | E5 | RVT BC Ratio | 0 | 0 | 0 | 0 | 0 | 0 | 0 | 0 | 0 | 0 | 0 | 0 | 0 | 0 | 0 | 0 | 0 | 0 | 0 | 0 | 0 | 0 | 0 | 0 | 0 | 0 | 0
F4_Commercial_Grocery_New_Water Heating_Natural Gas_Water Heater_E6 | F4 | Commercial | Grocery | New | Water Heating | Natural Gas | Water Heater | E6 | RVT BC Ratio | 0 | 0 | 0 | 0 | 0 | 0 | 0 | 0 | 0 | 0 | 0 | 0 | 0 | 0 | 0 | 0 | 0 | 0 | 0 | 0 | 0 | 0 | 0 | 0 | 0 | 0 | 0
F4_Commercial_Grocery_New_Water Heating_Natural Gas_Water Heater_E7 | F4 | Commercial | Grocery | New | Water Heating | Natural Gas | Water Heater | E7 | RVT BC Ratio | 0 | 0 | 0 | 0 | 0 | 0 | 0 | 0 | 0 | 0 | 0 | 0 | 0 | 0 | 0 | 0 | 0 | 0 | 0 | 0 | 0 | 0 | 0 | 0 | 0 | 0 | 0
F4_Commercial_Grocery_New_Water Heating_Natural Gas_Water Heater_E8 | F4 | Commercial | Grocery | New | Water Heating | Natural Gas | Water Heater | E8 | RVT BC Ratio | 0 | 0 | 0 | 0 | 0 | 0 | 0 | 0 | 0 | 0 | 0 | 0 | 0 | 0 | 0 | 0 | 0 | 0 | 0 | 0 | 0 | 0 | 0 | 0 | 0 | 0 | 0
F4_Commercial_Grocery_New_Water Heating_Natural Gas_Water Heater_E9 | F4 | Commercial | Grocery | New | Water Heating | Natural Gas | Water Heater | E9 | RVT BC Ratio | 0 | 0 | 0 | 0 | 0 | 0 | 0 | 0 | 0 | 0 | 0 | 0 | 0 | 0 | 0 | 0 | 0 | 0 | 0 | 0 | 0 | 0 | 0 | 0 | 0 | 0 | 0
F4_Commercial_Grocery_New_Water Heating_Natural Gas_Water Heater_E10 | F4 | Commercial | Grocery | New | Water Heating | Natural Gas | Water Heater | E10 | RVT BC Ratio | 0 | 0 | 0 | 0 | 0 | 0 | 0 | 0 | 0 | 0 | 0 | 0 | 0 | 0 | 0 | 0 | 0 | 0 | 0 | 0 | 0 | 0 | 0 | 0 | 0 | 0 | 0
F5_Commercial_Grocery_New_Water Heating_Natural Gas_Water Heater_E1 | F5 | Commercial | Grocery | New | Water Heating | Natural Gas | Water Heater | E1 | RIM BC Ratio | bar: 2021 to 2047
F5_Commercial_Grocery_New_Water Heating_Natural Gas_Water Heater_E2 | F5 | Commercial | Grocery | New | Water Heating | Natural Gas | Water Heater | E2 | RIM BC Ratio | 6.6572 | 6.5612 | 6.4675 | 6.3766 | 6.3775 | 6.438 | 6.536 | 6.6548 | 6.783 | 6.9142 | 7.0439 | 7.1587 | 7.2463 | 7.2836 | 7.2664 | 7.1951 | 7.0753 | 6.9185 | 6.7318 | 6.5104 | 6.2515 | 5.9535 | 5.6889 | 5.5176 | 5.4437 | 5.4704 | 5.4972
F5_Commercial_Grocery_New_Water Heating_Natural Gas_Water Heater_E3 | F5 | Commercial | Grocery | New | Water Heating | Natural Gas | Water Heater | E3 | RIM BC Ratio | bar: 2021 to 2047
F5_Commercial_Grocery_New_Water Heating_Natural Gas_Water Heater_E4 | F5 | Commercial | Grocery | New | Water Heating | Natural Gas | Water Heater | E4 | RIM BC Ratio | 0 | 0 | 0.58842 | 0.56284 | 0.55259 | 0.55224 | 0.55925 | 0.57361 | 0.59654 | 0.63035 | 0.67367 | 0.72129 | 0.7677 | 0.80278 | 0.82088 | 0.8202 | 0.80248 | 0.77385 | 0.74012 | 0.70051 | 0.65449 | 0.60182 | 0.55482 | 0.52368 | 0.50907 | 0.51156 | 0.51407
F5_Commercial_Grocery_New_Water Heating_Natural Gas_Water Heater_E5 | F5 | Commercial | Grocery | New | Water Heating | Natural Gas | Water Heater | E5 | RIM BC Ratio | 0 | 0 | 0 | 0 | 0 | 0 | 0 | 0 | 0 | 0 | 0 | 0 | 0 | 0 | 0 | 0 | 0 | 0 | 0 | 0 | 0 | 0 | 0 | 0 | 0 | 0 | 0
F5_Commercial_Grocery_New_Water Heating_Natural Gas_Water Heater_E6 | F5 | Commercial | Grocery | New | Water Heating | Natural Gas | Water Heater | E6 | RIM BC Ratio | 0 | 0 | 0 | 0 | 0 | 0 | 0 | 0 | 0 | 0 | 0 | 0 | 0 | 0 | 0 | 0 | 0 | 0 | 0 | 0 | 0 | 0 | 0 | 0 | 0 | 0 | 0
F5_Commercial_Grocery_New_Water Heating_Natural Gas_Water Heater_E7 | F5 | Commercial | Grocery | New | Water Heating | Natural Gas | Water Heater | E7 | RIM BC Ratio | 0 | 0 | 0 | 0 | 0 | 0 | 0 | 0 | 0 | 0 | 0 | 0 | 0 | 0 | 0 | 0 | 0 | 0 | 0 | 0 | 0 | 0 | 0 | 0 | 0 | 0 | 0
F5_Commercial_Grocery_New_Water Heating_Natural Gas_Water Heater_E8 | F5 | Commercial | Grocery | New | Water Heating | Natural Gas | Water Heater | E8 | RIM BC Ratio | 0 | 0 | 0 | 0 | 0 | 0 | 0 | 0 | 0 | 0 | 0 | 0 | 0 | 0 | 0 | 0 | 0 | 0 | 0 | 0 | 0 | 0 | 0 | 0 | 0 | 0 | 0
F5_Commercial_Grocery_New_Water Heating_Natural Gas_Water Heater_E9 | F5 | Commercial | Grocery | New | Water Heating | Natural Gas | Water Heater | E9 | RIM BC Ratio | 0 | 0 | 0 | 0 | 0 | 0 | 0 | 0 | 0 | 0 | 0 | 0 | 0 | 0 | 0 | 0 | 0 | 0 | 0 | 0 | 0 | 0 | 0 | 0 | 0 | 0 | 0
F5_Commercial_Grocery_New_Water Heating_Natural Gas_Water Heater_E10 | F5 | Commercial | Grocery | New | Water Heating | Natural Gas | Water Heater | E10 | RIM BC Ratio | 0 | 0 | 0 | 0 | 0 | 0 | 0 | 0 | 0 | 0 | 0 | 0 | 0 | 0 | 0 | 0 | 0 | 0 | 0 | 0 | 0 | 0 | 0 | 0 | 0 | 0 | 0
F0_Commercial_Grocery_New_Food Preparation_Natural Gas_Oven_E0 | F0 | Commercial | Grocery | New | Food Preparation | Natural Gas | Oven | E0 | Economic Unit | ENERGY STAR (>42% Baking Efficiency) | ENERGY STAR (>42% Baking Efficiency) | ENERGY STAR (>42% Baking Efficiency) | ENERGY STAR (>42% Baking Efficiency) | ENERGY STAR (>42% Baking Efficiency) | ENERGY STAR (>42% Baking Efficiency) | ENERGY STAR (>42% Baking Efficiency) | ENERGY STAR (>42% Baking Efficiency) | ENERGY STAR (>42% Baking Efficiency) | ENERGY STAR (>42% Baking Efficiency) | ENERGY STAR (>42% Baking Efficiency) | ENERGY STAR (>42% Baking Efficiency) | ENERGY STAR (>42% Baking Efficiency) | ENERGY STAR (>42% Baking Efficiency) | ENERGY STAR (>42% Baking Efficiency) | ENERGY STAR (>42% Baking Efficiency) | ENERGY STAR (>42% Baking Efficiency) | ENERGY STAR (>42% Baking Efficiency) | ENERGY STAR (>42% Baking Efficiency) | ENERGY STAR (>42% Baking Efficiency) | ENERGY STAR (>42% Baking Efficiency) | ENERGY STAR (>42% Baking Efficiency) | ENERGY STAR (>42% Baking Efficiency) | ENERGY STAR (>42% Baking Efficiency) | ENERGY STAR (>42% Baking Efficiency) | ENERGY STAR (>42% Baking Efficiency) | ENERGY STAR (>42% Baking Efficiency)
F1_Commercial_Grocery_New_Food Preparation_Natural Gas_Oven_E1 | F1 | Commercial | Grocery | New | Food Preparation | Natural Gas | Oven | E1 | CCE | 0 | 0 | 0 | 0 | 0 | 0 | 0 | 0 | 0 | 0 | 0 | 0 | 0 | 0 | 0 | 0 | 0 | 0 | 0 | 0 | 0 | 0 | 0 | 0 | 0 | 0 | 0
F1_Commercial_Grocery_New_Food Preparation_Natural Gas_Oven_E2 | F1 | Commercial | Grocery | New | Food Preparation | Natural Gas | Oven | E2 | CCE | 0.0064069 | 0.0064069 | 0.0064069 | 0.0064069 | 0.0064069 | 0.0064069 | 0.0064069 | 0.0064069 | 0.0064069 | 0.0064069 | 0.0064069 | 0.0064069 | 0.0064069 | 0.0064069 | 0.0064069 | 0.0064069 | 0.0064069 | 0.0064069 | 0.0064069 | 0.0064069 | 0.0064069 | 0.0064069 | 0.0064069 | 0.0064069 | 0.0064069 | 0.0064069 | 0.0064069
F1_Commercial_Grocery_New_Food Preparation_Natural Gas_Oven_E3 | F1 | Commercial | Grocery | New | Food Preparation | Natural Gas | Oven | E3 | CCE | 0 | 0 | 0 | 0 | 0 | 0 | 0 | 0 | 0 | 0 | 0 | 0 | 0 | 0 | 0 | 0 | 0 | 0 | 0 | 0 | 0 | 0 | 0 | 0 | 0 | 0 | 0
F1_Commercial_Grocery_New_Food Preparation_Natural Gas_Oven_E4 | F1 | Commercial | Grocery | New | Food Preparation | Natural Gas | Oven | E4 | CCE | 0 | 0 | 0 | 0 | 0 | 0 | 0 | 0 | 0 | 0 | 0 | 0 | 0 | 0 | 0 | 0 | 0 | 0 | 0 | 0 | 0 | 0 | 0 | 0 | 0 | 0 | 0
F1_Commercial_Grocery_New_Food Preparation_Natural Gas_Oven_E5 | F1 | Commercial | Grocery | New | Food Preparation | Natural Gas | Oven | E5 | CCE | 0 | 0 | 0 | 0 | 0 | 0 | 0 | 0 | 0 | 0 | 0 | 0 | 0 | 0 | 0 | 0 | 0 | 0 | 0 | 0 | 0 | 0 | 0 | 0 | 0 | 0 | 0
F1_Commercial_Grocery_New_Food Preparation_Natural Gas_Oven_E6 | F1 | Commercial | Grocery | New | Food Preparation | Natural Gas | Oven | E6 | CCE | 0 | 0 | 0 | 0 | 0 | 0 | 0 | 0 | 0 | 0 | 0 | 0 | 0 | 0 | 0 | 0 | 0 | 0 | 0 | 0 | 0 | 0 | 0 | 0 | 0 | 0 | 0
F1_Commercial_Grocery_New_Food Preparation_Natural Gas_Oven_E7 | F1 | Commercial | Grocery | New | Food Preparation | Natural Gas | Oven | E7 | CCE | 0 | 0 | 0 | 0 | 0 | 0 | 0 | 0 | 0 | 0 | 0 | 0 | 0 | 0 | 0 | 0 | 0 | 0 | 0 | 0 | 0 | 0 | 0 | 0 | 0 | 0 | 0
F1_Commercial_Grocery_New_Food Preparation_Natural Gas_Oven_E8 | F1 | Commercial | Grocery | New | Food Preparation | Natural Gas | Oven | E8 | CCE | 0 | 0 | 0 | 0 | 0 | 0 | 0 | 0 | 0 | 0 | 0 | 0 | 0 | 0 | 0 | 0 | 0 | 0 | 0 | 0 | 0 | 0 | 0 | 0 | 0 | 0 | 0
F1_Commercial_Grocery_New_Food Preparation_Natural Gas_Oven_E9 | F1 | Commercial | Grocery | New | Food Preparation | Natural Gas | Oven | E9 | CCE | 0 | 0 | 0 | 0 | 0 | 0 | 0 | 0 | 0 | 0 | 0 | 0 | 0 | 0 | 0 | 0 | 0 | 0 | 0 | 0 | 0 | 0 | 0 | 0 | 0 | 0 | 0
F1_Commercial_Grocery_New_Food Preparation_Natural Gas_Oven_E10 | F1 | Commercial | Grocery | New | Food Preparation | Natural Gas | Oven | E10 | CCE | 0 | 0 | 0 | 0 | 0 | 0 | 0 | 0 | 0 | 0 | 0 | 0 | 0 | 0 | 0 | 0 | 0 | 0 | 0 | 0 | 0 | 0 | 0 | 0 | 0 | 0 | 0
F2_Commercial_Grocery_New_Food Preparation_Natural Gas_Oven_E1 | F2 | Commercial | Grocery | New | Food Preparation | Natural Gas | Oven | E1 | TRC BC Ratio | bar: 2021 to 2047
F2_Commercial_Grocery_New_Food Preparation_Natural Gas_Oven_E2 | F2 | Commercial | Grocery | New | Food Preparation | Natural Gas | Oven | E2 | TRC BC Ratio | 2.1435 | 2.1209 | 2.0991 | 2.0784 | 2.0838 | 2.1062 | 2.1397 | 2.1792 | 2.22 | 2.2569 | 2.287 | 2.3059 | 2.3122 | 2.3039 | 2.2841 | 2.2551 | 2.2186 | 2.175 | 2.1228 | 2.0608 | 1.9881 | 1.9043 | 1.83 | 1.7822 | 1.7622 | 1.7709 | 1.7795
F2_Commercial_Grocery_New_Food Preparation_Natural Gas_Oven_E3 | F2 | Commercial | Grocery | New | Food Preparation | Natural Gas | Oven | E3 | TRC BC Ratio | 0 | 0 | 0 | 0 | 0 | 0 | 0 | 0 | 0 | 0 | 0 | 0 | 0 | 0 | 0 | 0 | 0 | 0 | 0 | 0 | 0 | 0 | 0 | 0 | 0 | 0 | 0
F2_Commercial_Grocery_New_Food Preparation_Natural Gas_Oven_E4 | F2 | Commercial | Grocery | New | Food Preparation | Natural Gas | Oven | E4 | TRC BC Ratio | 0 | 0 | 0 | 0 | 0 | 0 | 0 | 0 | 0 | 0 | 0 | 0 | 0 | 0 | 0 | 0 | 0 | 0 | 0 | 0 | 0 | 0 | 0 | 0 | 0 | 0 | 0
F2_Commercial_Grocery_New_Food Preparation_Natural Gas_Oven_E5 | F2 | Commercial | Grocery | New | Food Preparation | Natural Gas | Oven | E5 | TRC BC Ratio | 0 | 0 | 0 | 0 | 0 | 0 | 0 | 0 | 0 | 0 | 0 | 0 | 0 | 0 | 0 | 0 | 0 | 0 | 0 | 0 | 0 | 0 | 0 | 0 | 0 | 0 | 0
F2_Commercial_Grocery_New_Food Preparation_Natural Gas_Oven_E6 | F2 | Commercial | Grocery | New | Food Preparation | Natural Gas | Oven | E6 | TRC BC Ratio | 0 | 0 | 0 | 0 | 0 | 0 | 0 | 0 | 0 | 0 | 0 | 0 | 0 | 0 | 0 | 0 | 0 | 0 | 0 | 0 | 0 | 0 | 0 | 0 | 0 | 0 | 0
F2_Commercial_Grocery_New_Food Preparation_Natural Gas_Oven_E7 | F2 | Commercial | Grocery | New | Food Preparation | Natural Gas | Oven | E7 | TRC BC Ratio | 0 | 0 | 0 | 0 | 0 | 0 | 0 | 0 | 0 | 0 | 0 | 0 | 0 | 0 | 0 | 0 | 0 | 0 | 0 | 0 | 0 | 0 | 0 | 0 | 0 | 0 | 0
F2_Commercial_Grocery_New_Food Preparation_Natural Gas_Oven_E8 | F2 | Commercial | Grocery | New | Food Preparation | Natural Gas | Oven | E8 | TRC BC Ratio | 0 | 0 | 0 | 0 | 0 | 0 | 0 | 0 | 0 | 0 | 0 | 0 | 0 | 0 | 0 | 0 | 0 | 0 | 0 | 0 | 0 | 0 | 0 | 0 | 0 | 0 | 0
F2_Commercial_Grocery_New_Food Preparation_Natural Gas_Oven_E9 | F2 | Commercial | Grocery | New | Food Preparation | Natural Gas | Oven | E9 | TRC BC Ratio | 0 | 0 | 0 | 0 | 0 | 0 | 0 | 0 | 0 | 0 | 0 | 0 | 0 | 0 | 0 | 0 | 0 | 0 | 0 | 0 | 0 | 0 | 0 | 0 | 0 | 0 | 0
F2_Commercial_Grocery_New_Food Preparation_Natural Gas_Oven_E10 | F2 | Commercial | Grocery | New | Food Preparation | Natural Gas | Oven | E10 | TRC BC Ratio | 0 | 0 | 0 | 0 | 0 | 0 | 0 | 0 | 0 | 0 | 0 | 0 | 0 | 0 | 0 | 0 | 0 | 0 | 0 | 0 | 0 | 0 | 0 | 0 | 0 | 0 | 0
F3_Commercial_Grocery_New_Food Preparation_Natural Gas_Oven_E1 | F3 | Commercial | Grocery | New | Food Preparation | Natural Gas | Oven | E1 | PACT BC Ratio | bar: 2021 to 2047
F3_Commercial_Grocery_New_Food Preparation_Natural Gas_Oven_E2 | F3 | Commercial | Grocery | New | Food Preparation | Natural Gas | Oven | E2 | PACT BC Ratio | 2.8204 | 2.7906 | 2.762 | 2.7347 | 2.7418 | 2.7714 | 2.8154 | 2.8674 | 2.9211 | 2.9697 | 3.0092 | 3.0341 | 3.0424 | 3.0315 | 3.0054 | 2.9673 | 2.9193 | 2.8618 | 2.7932 | 2.7116 | 2.6159 | 2.5056 | 2.4079 | 2.3451 | 2.3187 | 2.3301 | 2.3415
F3_Commercial_Grocery_New_Food Preparation_Natural Gas_Oven_E3 | F3 | Commercial | Grocery | New | Food Preparation | Natural Gas | Oven | E3 | PACT BC Ratio | 0 | 0 | 0 | 0 | 0 | 0 | 0 | 0 | 0 | 0 | 0 | 0 | 0 | 0 | 0 | 0 | 0 | 0 | 0 | 0 | 0 | 0 | 0 | 0 | 0 | 0 | 0
F3_Commercial_Grocery_New_Food Preparation_Natural Gas_Oven_E4 | F3 | Commercial | Grocery | New | Food Preparation | Natural Gas | Oven | E4 | PACT BC Ratio | 0 | 0 | 0 | 0 | 0 | 0 | 0 | 0 | 0 | 0 | 0 | 0 | 0 | 0 | 0 | 0 | 0 | 0 | 0 | 0 | 0 | 0 | 0 | 0 | 0 | 0 | 0
F3_Commercial_Grocery_New_Food Preparation_Natural Gas_Oven_E5 | F3 | Commercial | Grocery | New | Food Preparation | Natural Gas | Oven | E5 | PACT BC Ratio | 0 | 0 | 0 | 0 | 0 | 0 | 0 | 0 | 0 | 0 | 0 | 0 | 0 | 0 | 0 | 0 | 0 | 0 | 0 | 0 | 0 | 0 | 0 | 0 | 0 | 0 | 0
F3_Commercial_Grocery_New_Food Preparation_Natural Gas_Oven_E6 | F3 | Commercial | Grocery | New | Food Preparation | Natural Gas | Oven | E6 | PACT BC Ratio | 0 | 0 | 0 | 0 | 0 | 0 | 0 | 0 | 0 | 0 | 0 | 0 | 0 | 0 | 0 | 0 | 0 | 0 | 0 | 0 | 0 | 0 | 0 | 0 | 0 | 0 | 0
F3_Commercial_Grocery_New_Food Preparation_Natural Gas_Oven_E7 | F3 | Commercial | Grocery | New | Food Preparation | Natural Gas | Oven | E7 | PACT BC Ratio | 0 | 0 | 0 | 0 | 0 | 0 | 0 | 0 | 0 | 0 | 0 | 0 | 0 | 0 | 0 | 0 | 0 | 0 | 0 | 0 | 0 | 0 | 0 | 0 | 0 | 0 | 0
F3_Commercial_Grocery_New_Food Preparation_Natural Gas_Oven_E8 | F3 | Commercial | Grocery | New | Food Preparation | Natural Gas | Oven | E8 | PACT BC Ratio | 0 | 0 | 0 | 0 | 0 | 0 | 0 | 0 | 0 | 0 | 0 | 0 | 0 | 0 | 0 | 0 | 0 | 0 | 0 | 0 | 0 | 0 | 0 | 0 | 0 | 0 | 0
F3_Commercial_Grocery_New_Food Preparation_Natural Gas_Oven_E9 | F3 | Commercial | Grocery | New | Food Preparation | Natural Gas | Oven | E9 | PACT BC Ratio | 0 | 0 | 0 | 0 | 0 | 0 | 0 | 0 | 0 | 0 | 0 | 0 | 0 | 0 | 0 | 0 | 0 | 0 | 0 | 0 | 0 | 0 | 0 | 0 | 0 | 0 | 0
F3_Commercial_Grocery_New_Food Preparation_Natural Gas_Oven_E10 | F3 | Commercial | Grocery | New | Food Preparation | Natural Gas | Oven | E10 | PACT BC Ratio | 0 | 0 | 0 | 0 | 0 | 0 | 0 | 0 | 0 | 0 | 0 | 0 | 0 | 0 | 0 | 0 | 0 | 0 | 0 | 0 | 0 | 0 | 0 | 0 | 0 | 0 | 0
F4_Commercial_Grocery_New_Food Preparation_Natural Gas_Oven_E1 | F4 | Commercial | Grocery | New | Food Preparation | Natural Gas | Oven | E1 | RVT BC Ratio | bar: 2021 to 2047
F4_Commercial_Grocery_New_Food Preparation_Natural Gas_Oven_E2 | F4 | Commercial | Grocery | New | Food Preparation | Natural Gas | Oven | E2 | RVT BC Ratio | 0.7 | 0.7 | 0.7 | 0.7 | 0.7 | 0.7 | 0.7 | 0.7 | 0.7 | 0.7 | 0.7 | 0.7 | 0.7 | 0.7 | 0.7 | 0.7 | 0.7 | 0.7 | 0.7 | 0.7 | 0.7 | 0.7 | 0.7 | 0.7 | 0.7 | 0.7 | 0.7
F4_Commercial_Grocery_New_Food Preparation_Natural Gas_Oven_E3 | F4 | Commercial | Grocery | New | Food Preparation | Natural Gas | Oven | E3 | RVT BC Ratio | 0 | 0 | 0 | 0 | 0 | 0 | 0 | 0 | 0 | 0 | 0 | 0 | 0 | 0 | 0 | 0 | 0 | 0 | 0 | 0 | 0 | 0 | 0 | 0 | 0 | 0 | 0
F4_Commercial_Grocery_New_Food Preparation_Natural Gas_Oven_E4 | F4 | Commercial | Grocery | New | Food Preparation | Natural Gas | Oven | E4 | RVT BC Ratio | 0 | 0 | 0 | 0 | 0 | 0 | 0 | 0 | 0 | 0 | 0 | 0 | 0 | 0 | 0 | 0 | 0 | 0 | 0 | 0 | 0 | 0 | 0 | 0 | 0 | 0 | 0
F4_Commercial_Grocery_New_Food Preparation_Natural Gas_Oven_E5 | F4 | Commercial | Grocery | New | Food Preparation | Natural Gas | Oven | E5 | RVT BC Ratio | 0 | 0 | 0 | 0 | 0 | 0 | 0 | 0 | 0 | 0 | 0 | 0 | 0 | 0 | 0 | 0 | 0 | 0 | 0 | 0 | 0 | 0 | 0 | 0 | 0 | 0 | 0
F4_Commercial_Grocery_New_Food Preparation_Natural Gas_Oven_E6 | F4 | Commercial | Grocery | New | Food Preparation | Natural Gas | Oven | E6 | RVT BC Ratio | 0 | 0 | 0 | 0 | 0 | 0 | 0 | 0 | 0 | 0 | 0 | 0 | 0 | 0 | 0 | 0 | 0 | 0 | 0 | 0 | 0 | 0 | 0 | 0 | 0 | 0 | 0
F4_Commercial_Grocery_New_Food Preparation_Natural Gas_Oven_E7 | F4 | Commercial | Grocery | New | Food Preparation | Natural Gas | Oven | E7 | RVT BC Ratio | 0 | 0 | 0 | 0 | 0 | 0 | 0 | 0 | 0 | 0 | 0 | 0 | 0 | 0 | 0 | 0 | 0 | 0 | 0 | 0 | 0 | 0 | 0 | 0 | 0 | 0 | 0
F4_Commercial_Grocery_New_Food Preparation_Natural Gas_Oven_E8 | F4 | Commercial | Grocery | New | Food Preparation | Natural Gas | Oven | E8 | RVT BC Ratio | 0 | 0 | 0 | 0 | 0 | 0 | 0 | 0 | 0 | 0 | 0 | 0 | 0 | 0 | 0 | 0 | 0 | 0 | 0 | 0 | 0 | 0 | 0 | 0 | 0 | 0 | 0
F4_Commercial_Grocery_New_Food Preparation_Natural Gas_Oven_E9 | F4 | Commercial | Grocery | New | Food Preparation | Natural Gas | Oven | E9 | RVT BC Ratio | 0 | 0 | 0 | 0 | 0 | 0 | 0 | 0 | 0 | 0 | 0 | 0 | 0 | 0 | 0 | 0 | 0 | 0 | 0 | 0 | 0 | 0 | 0 | 0 | 0 | 0 | 0
F4_Commercial_Grocery_New_Food Preparation_Natural Gas_Oven_E10 | F4 | Commercial | Grocery | New | Food Preparation | Natural Gas | Oven | E10 | RVT BC Ratio | 0 | 0 | 0 | 0 | 0 | 0 | 0 | 0 | 0 | 0 | 0 | 0 | 0 | 0 | 0 | 0 | 0 | 0 | 0 | 0 | 0 | 0 | 0 | 0 | 0 | 0 | 0
F5_Commercial_Grocery_New_Food Preparation_Natural Gas_Oven_E1 | F5 | Commercial | Grocery | New | Food Preparation | Natural Gas | Oven | E1 | RIM BC Ratio | bar: 2021 to 2047
F5_Commercial_Grocery_New_Food Preparation_Natural Gas_Oven_E2 | F5 | Commercial | Grocery | New | Food Preparation | Natural Gas | Oven | E2 | RIM BC Ratio | 2.8204 | 2.7906 | 2.762 | 2.7347 | 2.7418 | 2.7714 | 2.8154 | 2.8674 | 2.9211 | 2.9697 | 3.0092 | 3.0341 | 3.0424 | 3.0315 | 3.0054 | 2.9673 | 2.9193 | 2.8618 | 2.7932 | 2.7116 | 2.6159 | 2.5056 | 2.4079 | 2.3451 | 2.3187 | 2.3301 | 2.3415
F5_Commercial_Grocery_New_Food Preparation_Natural Gas_Oven_E3 | F5 | Commercial | Grocery | New | Food Preparation | Natural Gas | Oven | E3 | RIM BC Ratio | 0 | 0 | 0 | 0 | 0 | 0 | 0 | 0 | 0 | 0 | 0 | 0 | 0 | 0 | 0 | 0 | 0 | 0 | 0 | 0 | 0 | 0 | 0 | 0 | 0 | 0 | 0
F5_Commercial_Grocery_New_Food Preparation_Natural Gas_Oven_E4 | F5 | Commercial | Grocery | New | Food Preparation | Natural Gas | Oven | E4 | RIM BC Ratio | 0 | 0 | 0 | 0 | 0 | 0 | 0 | 0 | 0 | 0 | 0 | 0 | 0 | 0 | 0 | 0 | 0 | 0 | 0 | 0 | 0 | 0 | 0 | 0 | 0 | 0 | 0
F5_Commercial_Grocery_New_Food Preparation_Natural Gas_Oven_E5 | F5 | Commercial | Grocery | New | Food Preparation | Natural Gas | Oven | E5 | RIM BC Ratio | 0 | 0 | 0 | 0 | 0 | 0 | 0 | 0 | 0 | 0 | 0 | 0 | 0 | 0 | 0 | 0 | 0 | 0 | 0 | 0 | 0 | 0 | 0 | 0 | 0 | 0 | 0
F5_Commercial_Grocery_New_Food Preparation_Natural Gas_Oven_E6 | F5 | Commercial | Grocery | New | Food Preparation | Natural Gas | Oven | E6 | RIM BC Ratio | 0 | 0 | 0 | 0 | 0 | 0 | 0 | 0 | 0 | 0 | 0 | 0 | 0 | 0 | 0 | 0 | 0 | 0 | 0 | 0 | 0 | 0 | 0 | 0 | 0 | 0 | 0
F5_Commercial_Grocery_New_Food Preparation_Natural Gas_Oven_E7 | F5 | Commercial | Grocery | New | Food Preparation | Natural Gas | Oven | E7 | RIM BC Ratio | 0 | 0 | 0 | 0 | 0 | 0 | 0 | 0 | 0 | 0 | 0 | 0 | 0 | 0 | 0 | 0 | 0 | 0 | 0 | 0 | 0 | 0 | 0 | 0 | 0 | 0 | 0
F5_Commercial_Grocery_New_Food Preparation_Natural Gas_Oven_E8 | F5 | Commercial | Grocery | New | Food Preparation | Natural Gas | Oven | E8 | RIM BC Ratio | 0 | 0 | 0 | 0 | 0 | 0 | 0 | 0 | 0 | 0 | 0 | 0 | 0 | 0 | 0 | 0 | 0 | 0 | 0 | 0 | 0 | 0 | 0 | 0 | 0 | 0 | 0
F5_Commercial_Grocery_New_Food Preparation_Natural Gas_Oven_E9 | F5 | Commercial | Grocery | New | Food Preparation | Natural Gas | Oven | E9 | RIM BC Ratio | 0 | 0 | 0 | 0 | 0 | 0 | 0 | 0 | 0 | 0 | 0 | 0 | 0 | 0 | 0 | 0 | 0 | 0 | 0 | 0 | 0 | 0 | 0 | 0 | 0 | 0 | 0
F5_Commercial_Grocery_New_Food Preparation_Natural Gas_Oven_E10 | F5 | Commercial | Grocery | New | Food Preparation | Natural Gas | Oven | E10 | RIM BC Ratio | 0 | 0 | 0 | 0 | 0 | 0 | 0 | 0 | 0 | 0 | 0 | 0 | 0 | 0 | 0 | 0 | 0 | 0 | 0 | 0 | 0 | 0 | 0 | 0 | 0 | 0 | 0
F0_Commercial_Grocery_New_Food Preparation_Natural Gas_Conveyor Oven_E0 | F0 | Commercial | Grocery | New | Food Preparation | Natural Gas | Conveyor Oven | E0 | Economic Unit | Efficient (>42% Baking Efficiency) | Efficient (>42% Baking Efficiency) | Efficient (>42% Baking Efficiency) | Efficient (>42% Baking Efficiency) | Efficient (>42% Baking Efficiency) | Efficient (>42% Baking Efficiency) | Efficient (>42% Baking Efficiency) | Efficient (>42% Baking Efficiency) | Efficient (>42% Baking Efficiency) | Efficient (>42% Baking Efficiency) | Efficient (>42% Baking Efficiency) | Efficient (>42% Baking Efficiency) | Efficient (>42% Baking Efficiency) | Efficient (>42% Baking Efficiency) | Efficient (>42% Baking Efficiency) | Efficient (>42% Baking Efficiency) | Efficient (>42% Baking Efficiency) | Efficient (>42% Baking Efficiency) | Efficient (>42% Baking Efficiency) | Efficient (>42% Baking Efficiency) | Efficient (>42% Baking Efficiency) | Efficient (>42% Baking Efficiency) | Efficient (>42% Baking Efficiency) | Efficient (>42% Baking Efficiency) | Efficient (>42% Baking Efficiency) | Efficient (>42% Baking Efficiency) | Efficient (>42% Baking Efficiency)
F1_Commercial_Grocery_New_Food Preparation_Natural Gas_Conveyor Oven_E1 | F1 | Commercial | Grocery | New | Food Preparation | Natural Gas | Conveyor Oven | E1 | CCE | 0 | 0 | 0 | 0 | 0 | 0 | 0 | 0 | 0 | 0 | 0 | 0 | 0 | 0 | 0 | 0 | 0 | 0 | 0 | 0 | 0 | 0 | 0 | 0 | 0 | 0 | 0
F1_Commercial_Grocery_New_Food Preparation_Natural Gas_Conveyor Oven_E2 | F1 | Commercial | Grocery | New | Food Preparation | Natural Gas | Conveyor Oven | E2 | CCE | 0.0044579 | 0.0044579 | 0.0044579 | 0.0044579 | 0.0044579 | 0.0044579 | 0.0044579 | 0.0044579 | 0.0044579 | 0.0044579 | 0.0044579 | 0.0044579 | 0.0044579 | 0.0044579 | 0.0044579 | 0.0044579 | 0.0044579 | 0.0044579 | 0.0044579 | 0.0044579 | 0.0044579 | 0.0044579 | 0.0044579 | 0.0044579 | 0.0044579 | 0.0044579 | 0.0044579
F1_Commercial_Grocery_New_Food Preparation_Natural Gas_Conveyor Oven_E3 | F1 | Commercial | Grocery | New | Food Preparation | Natural Gas | Conveyor Oven | E3 | CCE | 0 | 0 | 0 | 0 | 0 | 0 | 0 | 0 | 0 | 0 | 0 | 0 | 0 | 0 | 0 | 0 | 0 | 0 | 0 | 0 | 0 | 0 | 0 | 0 | 0 | 0 | 0
F1_Commercial_Grocery_New_Food Preparation_Natural Gas_Conveyor Oven_E4 | F1 | Commercial | Grocery | New | Food Preparation | Natural Gas | Conveyor Oven | E4 | CCE | 0 | 0 | 0 | 0 | 0 | 0 | 0 | 0 | 0 | 0 | 0 | 0 | 0 | 0 | 0 | 0 | 0 | 0 | 0 | 0 | 0 | 0 | 0 | 0 | 0 | 0 | 0
F1_Commercial_Grocery_New_Food Preparation_Natural Gas_Conveyor Oven_E5 | F1 | Commercial | Grocery | New | Food Preparation | Natural Gas | Conveyor Oven | E5 | CCE | 0 | 0 | 0 | 0 | 0 | 0 | 0 | 0 | 0 | 0 | 0 | 0 | 0 | 0 | 0 | 0 | 0 | 0 | 0 | 0 | 0 | 0 | 0 | 0 | 0 | 0 | 0
F1_Commercial_Grocery_New_Food Preparation_Natural Gas_Conveyor Oven_E6 | F1 | Commercial | Grocery | New | Food Preparation | Natural Gas | Conveyor Oven | E6 | CCE | 0 | 0 | 0 | 0 | 0 | 0 | 0 | 0 | 0 | 0 | 0 | 0 | 0 | 0 | 0 | 0 | 0 | 0 | 0 | 0 | 0 | 0 | 0 | 0 | 0 | 0 | 0
F1_Commercial_Grocery_New_Food Preparation_Natural Gas_Conveyor Oven_E7 | F1 | Commercial | Grocery | New | Food Preparation | Natural Gas | Conveyor Oven | E7 | CCE | 0 | 0 | 0 | 0 | 0 | 0 | 0 | 0 | 0 | 0 | 0 | 0 | 0 | 0 | 0 | 0 | 0 | 0 | 0 | 0 | 0 | 0 | 0 | 0 | 0 | 0 | 0
F1_Commercial_Grocery_New_Food Preparation_Natural Gas_Conveyor Oven_E8 | F1 | Commercial | Grocery | New | Food Preparation | Natural Gas | Conveyor Oven | E8 | CCE | 0 | 0 | 0 | 0 | 0 | 0 | 0 | 0 | 0 | 0 | 0 | 0 | 0 | 0 | 0 | 0 | 0 | 0 | 0 | 0 | 0 | 0 | 0 | 0 | 0 | 0 | 0
F1_Commercial_Grocery_New_Food Preparation_Natural Gas_Conveyor Oven_E9 | F1 | Commercial | Grocery | New | Food Preparation | Natural Gas | Conveyor Oven | E9 | CCE | 0 | 0 | 0 | 0 | 0 | 0 | 0 | 0 | 0 | 0 | 0 | 0 | 0 | 0 | 0 | 0 | 0 | 0 | 0 | 0 | 0 | 0 | 0 | 0 | 0 | 0 | 0
F1_Commercial_Grocery_New_Food Preparation_Natural Gas_Conveyor Oven_E10 | F1 | Commercial | Grocery | New | Food Preparation | Natural Gas | Conveyor Oven | E10 | CCE | 0 | 0 | 0 | 0 | 0 | 0 | 0 | 0 | 0 | 0 | 0 | 0 | 0 | 0 | 0 | 0 | 0 | 0 | 0 | 0 | 0 | 0 | 0 | 0 | 0 | 0 | 0
F2_Commercial_Grocery_New_Food Preparation_Natural Gas_Conveyor Oven_E1 | F2 | Commercial | Grocery | New | Food Preparation | Natural Gas | Conveyor Oven | E1 | TRC BC Ratio | bar: 2021 to 2047
F2_Commercial_Grocery_New_Food Preparation_Natural Gas_Conveyor Oven_E2 | F2 | Commercial | Grocery | New | Food Preparation | Natural Gas | Conveyor Oven | E2 | TRC BC Ratio | 3.1168 | 3.1026 | 3.0898 | 3.0771 | 3.0914 | 3.1189 | 3.1492 | 3.1746 | 3.1913 | 3.1987 | 3.1992 | 3.1946 | 3.185 | 3.1677 | 3.1435 | 3.1119 | 3.0717 | 3.0231 | 2.9646 | 2.8946 | 2.8121 | 2.7166 | 2.6323 | 2.579 | 2.558 | 2.5706 | 2.5832
F2_Commercial_Grocery_New_Food Preparation_Natural Gas_Conveyor Oven_E3 | F2 | Commercial | Grocery | New | Food Preparation | Natural Gas | Conveyor Oven | E3 | TRC BC Ratio | 0 | 0 | 0 | 0 | 0 | 0 | 0 | 0 | 0 | 0 | 0 | 0 | 0 | 0 | 0 | 0 | 0 | 0 | 0 | 0 | 0 | 0 | 0 | 0 | 0 | 0 | 0
F2_Commercial_Grocery_New_Food Preparation_Natural Gas_Conveyor Oven_E4 | F2 | Commercial | Grocery | New | Food Preparation | Natural Gas | Conveyor Oven | E4 | TRC BC Ratio | 0 | 0 | 0 | 0 | 0 | 0 | 0 | 0 | 0 | 0 | 0 | 0 | 0 | 0 | 0 | 0 | 0 | 0 | 0 | 0 | 0 | 0 | 0 | 0 | 0 | 0 | 0
F2_Commercial_Grocery_New_Food Preparation_Natural Gas_Conveyor Oven_E5 | F2 | Commercial | Grocery | New | Food Preparation | Natural Gas | Conveyor Oven | E5 | TRC BC Ratio | 0 | 0 | 0 | 0 | 0 | 0 | 0 | 0 | 0 | 0 | 0 | 0 | 0 | 0 | 0 | 0 | 0 | 0 | 0 | 0 | 0 | 0 | 0 | 0 | 0 | 0 | 0
F2_Commercial_Grocery_New_Food Preparation_Natural Gas_Conveyor Oven_E6 | F2 | Commercial | Grocery | New | Food Preparation | Natural Gas | Conveyor Oven | E6 | TRC BC Ratio | 0 | 0 | 0 | 0 | 0 | 0 | 0 | 0 | 0 | 0 | 0 | 0 | 0 | 0 | 0 | 0 | 0 | 0 | 0 | 0 | 0 | 0 | 0 | 0 | 0 | 0 | 0
F2_Commercial_Grocery_New_Food Preparation_Natural Gas_Conveyor Oven_E7 | F2 | Commercial | Grocery | New | Food Preparation | Natural Gas | Conveyor Oven | E7 | TRC BC Ratio | 0 | 0 | 0 | 0 | 0 | 0 | 0 | 0 | 0 | 0 | 0 | 0 | 0 | 0 | 0 | 0 | 0 | 0 | 0 | 0 | 0 | 0 | 0 | 0 | 0 | 0 | 0
F2_Commercial_Grocery_New_Food Preparation_Natural Gas_Conveyor Oven_E8 | F2 | Commercial | Grocery | New | Food Preparation | Natural Gas | Conveyor Oven | E8 | TRC BC Ratio | 0 | 0 | 0 | 0 | 0 | 0 | 0 | 0 | 0 | 0 | 0 | 0 | 0 | 0 | 0 | 0 | 0 | 0 | 0 | 0 | 0 | 0 | 0 | 0 | 0 | 0 | 0
F2_Commercial_Grocery_New_Food Preparation_Natural Gas_Conveyor Oven_E9 | F2 | Commercial | Grocery | New | Food Preparation | Natural Gas | Conveyor Oven | E9 | TRC BC Ratio | 0 | 0 | 0 | 0 | 0 | 0 | 0 | 0 | 0 | 0 | 0 | 0 | 0 | 0 | 0 | 0 | 0 | 0 | 0 | 0 | 0 | 0 | 0 | 0 | 0 | 0 | 0
F2_Commercial_Grocery_New_Food Preparation_Natural Gas_Conveyor Oven_E10 | F2 | Commercial | Grocery | New | Food Preparation | Natural Gas | Conveyor Oven | E10 | TRC BC Ratio | 0 | 0 | 0 | 0 | 0 | 0 | 0 | 0 | 0 | 0 | 0 | 0 | 0 | 0 | 0 | 0 | 0 | 0 | 0 | 0 | 0 | 0 | 0 | 0 | 0 | 0 | 0
F3_Commercial_Grocery_New_Food Preparation_Natural Gas_Conveyor Oven_E1 | F3 | Commercial | Grocery | New | Food Preparation | Natural Gas | Conveyor Oven | E1 | PACT BC Ratio | bar: 2021 to 2047
F3_Commercial_Grocery_New_Food Preparation_Natural Gas_Conveyor Oven_E2 | F3 | Commercial | Grocery | New | Food Preparation | Natural Gas | Conveyor Oven | E2 | PACT BC Ratio | 4.1011 | 4.0824 | 4.0655 | 4.0488 | 4.0676 | 4.1039 | 4.1436 | 4.1771 | 4.1991 | 4.2088 | 4.2095 | 4.2034 | 4.1908 | 4.168 | 4.1362 | 4.0947 | 4.0417 | 3.9778 | 3.9008 | 3.8086 | 3.7001 | 3.5745 | 3.4635 | 3.3934 | 3.3658 | 3.3823 | 3.3989
F3_Commercial_Grocery_New_Food Preparation_Natural Gas_Conveyor Oven_E3 | F3 | Commercial | Grocery | New | Food Preparation | Natural Gas | Conveyor Oven | E3 | PACT BC Ratio | 0 | 0 | 0 | 0 | 0 | 0 | 0 | 0 | 0 | 0 | 0 | 0 | 0 | 0 | 0 | 0 | 0 | 0 | 0 | 0 | 0 | 0 | 0 | 0 | 0 | 0 | 0
F3_Commercial_Grocery_New_Food Preparation_Natural Gas_Conveyor Oven_E4 | F3 | Commercial | Grocery | New | Food Preparation | Natural Gas | Conveyor Oven | E4 | PACT BC Ratio | 0 | 0 | 0 | 0 | 0 | 0 | 0 | 0 | 0 | 0 | 0 | 0 | 0 | 0 | 0 | 0 | 0 | 0 | 0 | 0 | 0 | 0 | 0 | 0 | 0 | 0 | 0
F3_Commercial_Grocery_New_Food Preparation_Natural Gas_Conveyor Oven_E5 | F3 | Commercial | Grocery | New | Food Preparation | Natural Gas | Conveyor Oven | E5 | PACT BC Ratio | 0 | 0 | 0 | 0 | 0 | 0 | 0 | 0 | 0 | 0 | 0 | 0 | 0 | 0 | 0 | 0 | 0 | 0 | 0 | 0 | 0 | 0 | 0 | 0 | 0 | 0 | 0
F3_Commercial_Grocery_New_Food Preparation_Natural Gas_Conveyor Oven_E6 | F3 | Commercial | Grocery | New | Food Preparation | Natural Gas | Conveyor Oven | E6 | PACT BC Ratio | 0 | 0 | 0 | 0 | 0 | 0 | 0 | 0 | 0 | 0 | 0 | 0 | 0 | 0 | 0 | 0 | 0 | 0 | 0 | 0 | 0 | 0 | 0 | 0 | 0 | 0 | 0
F3_Commercial_Grocery_New_Food Preparation_Natural Gas_Conveyor Oven_E7 | F3 | Commercial | Grocery | New | Food Preparation | Natural Gas | Conveyor Oven | E7 | PACT BC Ratio | 0 | 0 | 0 | 0 | 0 | 0 | 0 | 0 | 0 | 0 | 0 | 0 | 0 | 0 | 0 | 0 | 0 | 0 | 0 | 0 | 0 | 0 | 0 | 0 | 0 | 0 | 0
F3_Commercial_Grocery_New_Food Preparation_Natural Gas_Conveyor Oven_E8 | F3 | Commercial | Grocery | New | Food Preparation | Natural Gas | Conveyor Oven | E8 | PACT BC Ratio | 0 | 0 | 0 | 0 | 0 | 0 | 0 | 0 | 0 | 0 | 0 | 0 | 0 | 0 | 0 | 0 | 0 | 0 | 0 | 0 | 0 | 0 | 0 | 0 | 0 | 0 | 0
F3_Commercial_Grocery_New_Food Preparation_Natural Gas_Conveyor Oven_E9 | F3 | Commercial | Grocery | New | Food Preparation | Natural Gas | Conveyor Oven | E9 | PACT BC Ratio | 0 | 0 | 0 | 0 | 0 | 0 | 0 | 0 | 0 | 0 | 0 | 0 | 0 | 0 | 0 | 0 | 0 | 0 | 0 | 0 | 0 | 0 | 0 | 0 | 0 | 0 | 0
F3_Commercial_Grocery_New_Food Preparation_Natural Gas_Conveyor Oven_E10 | F3 | Commercial | Grocery | New | Food Preparation | Natural Gas | Conveyor Oven | E10 | PACT BC Ratio | 0 | 0 | 0 | 0 | 0 | 0 | 0 | 0 | 0 | 0 | 0 | 0 | 0 | 0 | 0 | 0 | 0 | 0 | 0 | 0 | 0 | 0 | 0 | 0 | 0 | 0 | 0
F4_Commercial_Grocery_New_Food Preparation_Natural Gas_Conveyor Oven_E1 | F4 | Commercial | Grocery | New | Food Preparation | Natural Gas | Conveyor Oven | E1 | RVT BC Ratio | bar: 2021 to 2047
F4_Commercial_Grocery_New_Food Preparation_Natural Gas_Conveyor Oven_E2 | F4 | Commercial | Grocery | New | Food Preparation | Natural Gas | Conveyor Oven | E2 | RVT BC Ratio | 0.7 | 0.7 | 0.7 | 0.7 | 0.7 | 0.7 | 0.7 | 0.7 | 0.7 | 0.7 | 0.7 | 0.7 | 0.7 | 0.7 | 0.7 | 0.7 | 0.7 | 0.7 | 0.7 | 0.7 | 0.7 | 0.7 | 0.7 | 0.7 | 0.7 | 0.7 | 0.7
F4_Commercial_Grocery_New_Food Preparation_Natural Gas_Conveyor Oven_E3 | F4 | Commercial | Grocery | New | Food Preparation | Natural Gas | Conveyor Oven | E3 | RVT BC Ratio | 0 | 0 | 0 | 0 | 0 | 0 | 0 | 0 | 0 | 0 | 0 | 0 | 0 | 0 | 0 | 0 | 0 | 0 | 0 | 0 | 0 | 0 | 0 | 0 | 0 | 0 | 0
F4_Commercial_Grocery_New_Food Preparation_Natural Gas_Conveyor Oven_E4 | F4 | Commercial | Grocery | New | Food Preparation | Natural Gas | Conveyor Oven | E4 | RVT BC Ratio | 0 | 0 | 0 | 0 | 0 | 0 | 0 | 0 | 0 | 0 | 0 | 0 | 0 | 0 | 0 | 0 | 0 | 0 | 0 | 0 | 0 | 0 | 0 | 0 | 0 | 0 | 0
F4_Commercial_Grocery_New_Food Preparation_Natural Gas_Conveyor Oven_E5 | F4 | Commercial | Grocery | New | Food Preparation | Natural Gas | Conveyor Oven | E5 | RVT BC Ratio | 0 | 0 | 0 | 0 | 0 | 0 | 0 | 0 | 0 | 0 | 0 | 0 | 0 | 0 | 0 | 0 | 0 | 0 | 0 | 0 | 0 | 0 | 0 | 0 | 0 | 0 | 0
F4_Commercial_Grocery_New_Food Preparation_Natural Gas_Conveyor Oven_E6 | F4 | Commercial | Grocery | New | Food Preparation | Natural Gas | Conveyor Oven | E6 | RVT BC Ratio | 0 | 0 | 0 | 0 | 0 | 0 | 0 | 0 | 0 | 0 | 0 | 0 | 0 | 0 | 0 | 0 | 0 | 0 | 0 | 0 | 0 | 0 | 0 | 0 | 0 | 0 | 0
F4_Commercial_Grocery_New_Food Preparation_Natural Gas_Conveyor Oven_E7 | F4 | Commercial | Grocery | New | Food Preparation | Natural Gas | Conveyor Oven | E7 | RVT BC Ratio | 0 | 0 | 0 | 0 | 0 | 0 | 0 | 0 | 0 | 0 | 0 | 0 | 0 | 0 | 0 | 0 | 0 | 0 | 0 | 0 | 0 | 0 | 0 | 0 | 0 | 0 | 0
F4_Commercial_Grocery_New_Food Preparation_Natural Gas_Conveyor Oven_E8 | F4 | Commercial | Grocery | New | Food Preparation | Natural Gas | Conveyor Oven | E8 | RVT BC Ratio | 0 | 0 | 0 | 0 | 0 | 0 | 0 | 0 | 0 | 0 | 0 | 0 | 0 | 0 | 0 | 0 | 0 | 0 | 0 | 0 | 0 | 0 | 0 | 0 | 0 | 0 | 0
F4_Commercial_Grocery_New_Food Preparation_Natural Gas_Conveyor Oven_E9 | F4 | Commercial | Grocery | New | Food Preparation | Natural Gas | Conveyor Oven | E9 | RVT BC Ratio | 0 | 0 | 0 | 0 | 0 | 0 | 0 | 0 | 0 | 0 | 0 | 0 | 0 | 0 | 0 | 0 | 0 | 0 | 0 | 0 | 0 | 0 | 0 | 0 | 0 | 0 | 0
F4_Commercial_Grocery_New_Food Preparation_Natural Gas_Conveyor Oven_E10 | F4 | Commercial | Grocery | New | Food Preparation | Natural Gas | Conveyor Oven | E10 | RVT BC Ratio | 0 | 0 | 0 | 0 | 0 | 0 | 0 | 0 | 0 | 0 | 0 | 0 | 0 | 0 | 0 | 0 | 0 | 0 | 0 | 0 | 0 | 0 | 0 | 0 | 0 | 0 | 0
F5_Commercial_Grocery_New_Food Preparation_Natural Gas_Conveyor Oven_E1 | F5 | Commercial | Grocery | New | Food Preparation | Natural Gas | Conveyor Oven | E1 | RIM BC Ratio | bar: 2021 to 2047
F5_Commercial_Grocery_New_Food Preparation_Natural Gas_Conveyor Oven_E2 | F5 | Commercial | Grocery | New | Food Preparation | Natural Gas | Conveyor Oven | E2 | RIM BC Ratio | 4.1011 | 4.0824 | 4.0655 | 4.0488 | 4.0676 | 4.1039 | 4.1436 | 4.1771 | 4.1991 | 4.2088 | 4.2095 | 4.2034 | 4.1908 | 4.168 | 4.1362 | 4.0947 | 4.0417 | 3.9778 | 3.9008 | 3.8086 | 3.7001 | 3.5745 | 3.4635 | 3.3934 | 3.3658 | 3.3823 | 3.3989
F5_Commercial_Grocery_New_Food Preparation_Natural Gas_Conveyor Oven_E3 | F5 | Commercial | Grocery | New | Food Preparation | Natural Gas | Conveyor Oven | E3 | RIM BC Ratio | 0 | 0 | 0 | 0 | 0 | 0 | 0 | 0 | 0 | 0 | 0 | 0 | 0 | 0 | 0 | 0 | 0 | 0 | 0 | 0 | 0 | 0 | 0 | 0 | 0 | 0 | 0
F5_Commercial_Grocery_New_Food Preparation_Natural Gas_Conveyor Oven_E4 | F5 | Commercial | Grocery | New | Food Preparation | Natural Gas | Conveyor Oven | E4 | RIM BC Ratio | 0 | 0 | 0 | 0 | 0 | 0 | 0 | 0 | 0 | 0 | 0 | 0 | 0 | 0 | 0 | 0 | 0 | 0 | 0 | 0 | 0 | 0 | 0 | 0 | 0 | 0 | 0
F5_Commercial_Grocery_New_Food Preparation_Natural Gas_Conveyor Oven_E5 | F5 | Commercial | Grocery | New | Food Preparation | Natural Gas | Conveyor Oven | E5 | RIM BC Ratio | 0 | 0 | 0 | 0 | 0 | 0 | 0 | 0 | 0 | 0 | 0 | 0 | 0 | 0 | 0 | 0 | 0 | 0 | 0 | 0 | 0 | 0 | 0 | 0 | 0 | 0 | 0
F5_Commercial_Grocery_New_Food Preparation_Natural Gas_Conveyor Oven_E6 | F5 | Commercial | Grocery | New | Food Preparation | Natural Gas | Conveyor Oven | E6 | RIM BC Ratio | 0 | 0 | 0 | 0 | 0 | 0 | 0 | 0 | 0 | 0 | 0 | 0 | 0 | 0 | 0 | 0 | 0 | 0 | 0 | 0 | 0 | 0 | 0 | 0 | 0 | 0 | 0
F5_Commercial_Grocery_New_Food Preparation_Natural Gas_Conveyor Oven_E7 | F5 | Commercial | Grocery | New | Food Preparation | Natural Gas | Conveyor Oven | E7 | RIM BC Ratio | 0 | 0 | 0 | 0 | 0 | 0 | 0 | 0 | 0 | 0 | 0 | 0 | 0 | 0 | 0 | 0 | 0 | 0 | 0 | 0 | 0 | 0 | 0 | 0 | 0 | 0 | 0
F5_Commercial_Grocery_New_Food Preparation_Natural Gas_Conveyor Oven_E8 | F5 | Commercial | Grocery | New | Food Preparation | Natural Gas | Conveyor Oven | E8 | RIM BC Ratio | 0 | 0 | 0 | 0 | 0 | 0 | 0 | 0 | 0 | 0 | 0 | 0 | 0 | 0 | 0 | 0 | 0 | 0 | 0 | 0 | 0 | 0 | 0 | 0 | 0 | 0 | 0
F5_Commercial_Grocery_New_Food Preparation_Natural Gas_Conveyor Oven_E9 | F5 | Commercial | Grocery | New | Food Preparation | Natural Gas | Conveyor Oven | E9 | RIM BC Ratio | 0 | 0 | 0 | 0 | 0 | 0 | 0 | 0 | 0 | 0 | 0 | 0 | 0 | 0 | 0 | 0 | 0 | 0 | 0 | 0 | 0 | 0 | 0 | 0 | 0 | 0 | 0
F5_Commercial_Grocery_New_Food Preparation_Natural Gas_Conveyor Oven_E10 | F5 | Commercial | Grocery | New | Food Preparation | Natural Gas | Conveyor Oven | E10 | RIM BC Ratio | 0 | 0 | 0 | 0 | 0 | 0 | 0 | 0 | 0 | 0 | 0 | 0 | 0 | 0 | 0 | 0 | 0 | 0 | 0 | 0 | 0 | 0 | 0 | 0 | 0 | 0 | 0
F0_Commercial_Grocery_New_Food Preparation_Natural Gas_Double Rack Oven_E0 | F0 | Commercial | Grocery | New | Food Preparation | Natural Gas | Double Rack Oven | E0 | Economic Unit | FTSC Qualified (>50% Cooking Efficiency) | FTSC Qualified (>50% Cooking Efficiency) | FTSC Qualified (>50% Cooking Efficiency) | FTSC Qualified (>50% Cooking Efficiency) | FTSC Qualified (>50% Cooking Efficiency) | FTSC Qualified (>50% Cooking Efficiency) | FTSC Qualified (>50% Cooking Efficiency) | FTSC Qualified (>50% Cooking Efficiency) | FTSC Qualified (>50% Cooking Efficiency) | FTSC Qualified (>50% Cooking Efficiency) | FTSC Qualified (>50% Cooking Efficiency) | FTSC Qualified (>50% Cooking Efficiency) | FTSC Qualified (>50% Cooking Efficiency) | FTSC Qualified (>50% Cooking Efficiency) | FTSC Qualified (>50% Cooking Efficiency) | FTSC Qualified (>50% Cooking Efficiency) | FTSC Qualified (>50% Cooking Efficiency) | FTSC Qualified (>50% Cooking Efficiency) | FTSC Qualified (>50% Cooking Efficiency) | FTSC Qualified (>50% Cooking Efficiency) | FTSC Qualified (>50% Cooking Efficiency) | FTSC Qualified (>50% Cooking Efficiency) | FTSC Qualified (>50% Cooking Efficiency) | FTSC Qualified (>50% Cooking Efficiency) | FTSC Qualified (>50% Cooking Efficiency) | FTSC Qualified (>50% Cooking Efficiency) | FTSC Qualified (>50% Cooking Efficiency)
F1_Commercial_Grocery_New_Food Preparation_Natural Gas_Double Rack Oven_E1 | F1 | Commercial | Grocery | New | Food Preparation | Natural Gas | Double Rack Oven | E1 | CCE | 0 | 0 | 0 | 0 | 0 | 0 | 0 | 0 | 0 | 0 | 0 | 0 | 0 | 0 | 0 | 0 | 0 | 0 | 0 | 0 | 0 | 0 | 0 | 0 | 0 | 0 | 0
F1_Commercial_Grocery_New_Food Preparation_Natural Gas_Double Rack Oven_E2 | F1 | Commercial | Grocery | New | Food Preparation | Natural Gas | Double Rack Oven | E2 | CCE | 0.00516 | 0.00516 | 0.00516 | 0.00516 | 0.00516 | 0.00516 | 0.00516 | 0.00516 | 0.00516 | 0.00516 | 0.00516 | 0.00516 | 0.00516 | 0.00516 | 0.00516 | 0.00516 | 0.00516 | 0.00516 | 0.00516 | 0.00516 | 0.00516 | 0.00516 | 0.00516 | 0.00516 | 0.00516 | 0.00516 | 0.00516
F1_Commercial_Grocery_New_Food Preparation_Natural Gas_Double Rack Oven_E3 | F1 | Commercial | Grocery | New | Food Preparation | Natural Gas | Double Rack Oven | E3 | CCE | 0 | 0 | 0 | 0 | 0 | 0 | 0 | 0 | 0 | 0 | 0 | 0 | 0 | 0 | 0 | 0 | 0 | 0 | 0 | 0 | 0 | 0 | 0 | 0 | 0 | 0 | 0
F1_Commercial_Grocery_New_Food Preparation_Natural Gas_Double Rack Oven_E4 | F1 | Commercial | Grocery | New | Food Preparation | Natural Gas | Double Rack Oven | E4 | CCE | 0 | 0 | 0 | 0 | 0 | 0 | 0 | 0 | 0 | 0 | 0 | 0 | 0 | 0 | 0 | 0 | 0 | 0 | 0 | 0 | 0 | 0 | 0 | 0 | 0 | 0 | 0
F1_Commercial_Grocery_New_Food Preparation_Natural Gas_Double Rack Oven_E5 | F1 | Commercial | Grocery | New | Food Preparation | Natural Gas | Double Rack Oven | E5 | CCE | 0 | 0 | 0 | 0 | 0 | 0 | 0 | 0 | 0 | 0 | 0 | 0 | 0 | 0 | 0 | 0 | 0 | 0 | 0 | 0 | 0 | 0 | 0 | 0 | 0 | 0 | 0
F1_Commercial_Grocery_New_Food Preparation_Natural Gas_Double Rack Oven_E6 | F1 | Commercial | Grocery | New | Food Preparation | Natural Gas | Double Rack Oven | E6 | CCE | 0 | 0 | 0 | 0 | 0 | 0 | 0 | 0 | 0 | 0 | 0 | 0 | 0 | 0 | 0 | 0 | 0 | 0 | 0 | 0 | 0 | 0 | 0 | 0 | 0 | 0 | 0
F1_Commercial_Grocery_New_Food Preparation_Natural Gas_Double Rack Oven_E7 | F1 | Commercial | Grocery | New | Food Preparation | Natural Gas | Double Rack Oven | E7 | CCE | 0 | 0 | 0 | 0 | 0 | 0 | 0 | 0 | 0 | 0 | 0 | 0 | 0 | 0 | 0 | 0 | 0 | 0 | 0 | 0 | 0 | 0 | 0 | 0 | 0 | 0 | 0
F1_Commercial_Grocery_New_Food Preparation_Natural Gas_Double Rack Oven_E8 | F1 | Commercial | Grocery | New | Food Preparation | Natural Gas | Double Rack Oven | E8 | CCE | 0 | 0 | 0 | 0 | 0 | 0 | 0 | 0 | 0 | 0 | 0 | 0 | 0 | 0 | 0 | 0 | 0 | 0 | 0 | 0 | 0 | 0 | 0 | 0 | 0 | 0 | 0
F1_Commercial_Grocery_New_Food Preparation_Natural Gas_Double Rack Oven_E9 | F1 | Commercial | Grocery | New | Food Preparation | Natural Gas | Double Rack Oven | E9 | CCE | 0 | 0 | 0 | 0 | 0 | 0 | 0 | 0 | 0 | 0 | 0 | 0 | 0 | 0 | 0 | 0 | 0 | 0 | 0 | 0 | 0 | 0 | 0 | 0 | 0 | 0 | 0
F1_Commercial_Grocery_New_Food Preparation_Natural Gas_Double Rack Oven_E10 | F1 | Commercial | Grocery | New | Food Preparation | Natural Gas | Double Rack Oven | E10 | CCE | 0 | 0 | 0 | 0 | 0 | 0 | 0 | 0 | 0 | 0 | 0 | 0 | 0 | 0 | 0 | 0 | 0 | 0 | 0 | 0 | 0 | 0 | 0 | 0 | 0 | 0 | 0
F2_Commercial_Grocery_New_Food Preparation_Natural Gas_Double Rack Oven_E1 | F2 | Commercial | Grocery | New | Food Preparation | Natural Gas | Double Rack Oven | E1 | TRC BC Ratio | bar: 2021 to 2047
F2_Commercial_Grocery_New_Food Preparation_Natural Gas_Double Rack Oven_E2 | F2 | Commercial | Grocery | New | Food Preparation | Natural Gas | Double Rack Oven | E2 | TRC BC Ratio | 2.6451 | 2.6168 | 2.5895 | 2.5634 | 2.5698 | 2.5976 | 2.6379 | 2.6828 | 2.726 | 2.7629 | 2.793 | 2.8145 | 2.8267 | 2.8253 | 2.81 | 2.7806 | 2.7375 | 2.6832 | 2.6184 | 2.5413 | 2.451 | 2.3468 | 2.2544 | 2.1951 | 2.1701 | 2.1808 | 2.1915
F2_Commercial_Grocery_New_Food Preparation_Natural Gas_Double Rack Oven_E3 | F2 | Commercial | Grocery | New | Food Preparation | Natural Gas | Double Rack Oven | E3 | TRC BC Ratio | 0 | 0 | 0 | 0 | 0 | 0 | 0 | 0 | 0 | 0 | 0 | 0 | 0 | 0 | 0 | 0 | 0 | 0 | 0 | 0 | 0 | 0 | 0 | 0 | 0 | 0 | 0
F2_Commercial_Grocery_New_Food Preparation_Natural Gas_Double Rack Oven_E4 | F2 | Commercial | Grocery | New | Food Preparation | Natural Gas | Double Rack Oven | E4 | TRC BC Ratio | 0 | 0 | 0 | 0 | 0 | 0 | 0 | 0 | 0 | 0 | 0 | 0 | 0 | 0 | 0 | 0 | 0 | 0 | 0 | 0 | 0 | 0 | 0 | 0 | 0 | 0 | 0
F2_Commercial_Grocery_New_Food Preparation_Natural Gas_Double Rack Oven_E5 | F2 | Commercial | Grocery | New | Food Preparation | Natural Gas | Double Rack Oven | E5 | TRC BC Ratio | 0 | 0 | 0 | 0 | 0 | 0 | 0 | 0 | 0 | 0 | 0 | 0 | 0 | 0 | 0 | 0 | 0 | 0 | 0 | 0 | 0 | 0 | 0 | 0 | 0 | 0 | 0
F2_Commercial_Grocery_New_Food Preparation_Natural Gas_Double Rack Oven_E6 | F2 | Commercial | Grocery | New | Food Preparation | Natural Gas | Double Rack Oven | E6 | TRC BC Ratio | 0 | 0 | 0 | 0 | 0 | 0 | 0 | 0 | 0 | 0 | 0 | 0 | 0 | 0 | 0 | 0 | 0 | 0 | 0 | 0 | 0 | 0 | 0 | 0 | 0 | 0 | 0
F2_Commercial_Grocery_New_Food Preparation_Natural Gas_Double Rack Oven_E7 | F2 | Commercial | Grocery | New | Food Preparation | Natural Gas | Double Rack Oven | E7 | TRC BC Ratio | 0 | 0 | 0 | 0 | 0 | 0 | 0 | 0 | 0 | 0 | 0 | 0 | 0 | 0 | 0 | 0 | 0 | 0 | 0 | 0 | 0 | 0 | 0 | 0 | 0 | 0 | 0
F2_Commercial_Grocery_New_Food Preparation_Natural Gas_Double Rack Oven_E8 | F2 | Commercial | Grocery | New | Food Preparation | Natural Gas | Double Rack Oven | E8 | TRC BC Ratio | 0 | 0 | 0 | 0 | 0 | 0 | 0 | 0 | 0 | 0 | 0 | 0 | 0 | 0 | 0 | 0 | 0 | 0 | 0 | 0 | 0 | 0 | 0 | 0 | 0 | 0 | 0
F2_Commercial_Grocery_New_Food Preparation_Natural Gas_Double Rack Oven_E9 | F2 | Commercial | Grocery | New | Food Preparation | Natural Gas | Double Rack Oven | E9 | TRC BC Ratio | 0 | 0 | 0 | 0 | 0 | 0 | 0 | 0 | 0 | 0 | 0 | 0 | 0 | 0 | 0 | 0 | 0 | 0 | 0 | 0 | 0 | 0 | 0 | 0 | 0 | 0 | 0
F2_Commercial_Grocery_New_Food Preparation_Natural Gas_Double Rack Oven_E10 | F2 | Commercial | Grocery | New | Food Preparation | Natural Gas | Double Rack Oven | E10 | TRC BC Ratio | 0 | 0 | 0 | 0 | 0 | 0 | 0 | 0 | 0 | 0 | 0 | 0 | 0 | 0 | 0 | 0 | 0 | 0 | 0 | 0 | 0 | 0 | 0 | 0 | 0 | 0 | 0
F3_Commercial_Grocery_New_Food Preparation_Natural Gas_Double Rack Oven_E1 | F3 | Commercial | Grocery | New | Food Preparation | Natural Gas | Double Rack Oven | E1 | PACT BC Ratio | bar: 2021 to 2047
F3_Commercial_Grocery_New_Food Preparation_Natural Gas_Double Rack Oven_E2 | F3 | Commercial | Grocery | New | Food Preparation | Natural Gas | Double Rack Oven | E2 | PACT BC Ratio | 3.4804 | 3.4432 | 3.4073 | 3.3729 | 3.3814 | 3.4179 | 3.4709 | 3.53 | 3.5869 | 3.6354 | 3.675 | 3.7033 | 3.7193 | 3.7175 | 3.6974 | 3.6587 | 3.602 | 3.5306 | 3.4453 | 3.3438 | 3.2249 | 3.0879 | 2.9664 | 2.8883 | 2.8554 | 2.8694 | 2.8835
F3_Commercial_Grocery_New_Food Preparation_Natural Gas_Double Rack Oven_E3 | F3 | Commercial | Grocery | New | Food Preparation | Natural Gas | Double Rack Oven | E3 | PACT BC Ratio | 0 | 0 | 0 | 0 | 0 | 0 | 0 | 0 | 0 | 0 | 0 | 0 | 0 | 0 | 0 | 0 | 0 | 0 | 0 | 0 | 0 | 0 | 0 | 0 | 0 | 0 | 0
F3_Commercial_Grocery_New_Food Preparation_Natural Gas_Double Rack Oven_E4 | F3 | Commercial | Grocery | New | Food Preparation | Natural Gas | Double Rack Oven | E4 | PACT BC Ratio | 0 | 0 | 0 | 0 | 0 | 0 | 0 | 0 | 0 | 0 | 0 | 0 | 0 | 0 | 0 | 0 | 0 | 0 | 0 | 0 | 0 | 0 | 0 | 0 | 0 | 0 | 0
F3_Commercial_Grocery_New_Food Preparation_Natural Gas_Double Rack Oven_E5 | F3 | Commercial | Grocery | New | Food Preparation | Natural Gas | Double Rack Oven | E5 | PACT BC Ratio | 0 | 0 | 0 | 0 | 0 | 0 | 0 | 0 | 0 | 0 | 0 | 0 | 0 | 0 | 0 | 0 | 0 | 0 | 0 | 0 | 0 | 0 | 0 | 0 | 0 | 0 | 0
F3_Commercial_Grocery_New_Food Preparation_Natural Gas_Double Rack Oven_E6 | F3 | Commercial | Grocery | New | Food Preparation | Natural Gas | Double Rack Oven | E6 | PACT BC Ratio | 0 | 0 | 0 | 0 | 0 | 0 | 0 | 0 | 0 | 0 | 0 | 0 | 0 | 0 | 0 | 0 | 0 | 0 | 0 | 0 | 0 | 0 | 0 | 0 | 0 | 0 | 0
F3_Commercial_Grocery_New_Food Preparation_Natural Gas_Double Rack Oven_E7 | F3 | Commercial | Grocery | New | Food Preparation | Natural Gas | Double Rack Oven | E7 | PACT BC Ratio | 0 | 0 | 0 | 0 | 0 | 0 | 0 | 0 | 0 | 0 | 0 | 0 | 0 | 0 | 0 | 0 | 0 | 0 | 0 | 0 | 0 | 0 | 0 | 0 | 0 | 0 | 0
F3_Commercial_Grocery_New_Food Preparation_Natural Gas_Double Rack Oven_E8 | F3 | Commercial | Grocery | New | Food Preparation | Natural Gas | Double Rack Oven | E8 | PACT BC Ratio | 0 | 0 | 0 | 0 | 0 | 0 | 0 | 0 | 0 | 0 | 0 | 0 | 0 | 0 | 0 | 0 | 0 | 0 | 0 | 0 | 0 | 0 | 0 | 0 | 0 | 0 | 0
F3_Commercial_Grocery_New_Food Preparation_Natural Gas_Double Rack Oven_E9 | F3 | Commercial | Grocery | New | Food Preparation | Natural Gas | Double Rack Oven | E9 | PACT BC Ratio | 0 | 0 | 0 | 0 | 0 | 0 | 0 | 0 | 0 | 0 | 0 | 0 | 0 | 0 | 0 | 0 | 0 | 0 | 0 | 0 | 0 | 0 | 0 | 0 | 0 | 0 | 0
F3_Commercial_Grocery_New_Food Preparation_Natural Gas_Double Rack Oven_E10 | F3 | Commercial | Grocery | New | Food Preparation | Natural Gas | Double Rack Oven | E10 | PACT BC Ratio | 0 | 0 | 0 | 0 | 0 | 0 | 0 | 0 | 0 | 0 | 0 | 0 | 0 | 0 | 0 | 0 | 0 | 0 | 0 | 0 | 0 | 0 | 0 | 0 | 0 | 0 | 0
F4_Commercial_Grocery_New_Food Preparation_Natural Gas_Double Rack Oven_E1 | F4 | Commercial | Grocery | New | Food Preparation | Natural Gas | Double Rack Oven | E1 | RVT BC Ratio | bar: 2021 to 2047
F4_Commercial_Grocery_New_Food Preparation_Natural Gas_Double Rack Oven_E2 | F4 | Commercial | Grocery | New | Food Preparation | Natural Gas | Double Rack Oven | E2 | RVT BC Ratio | 0.7 | 0.7 | 0.7 | 0.7 | 0.7 | 0.7 | 0.7 | 0.7 | 0.7 | 0.7 | 0.7 | 0.7 | 0.7 | 0.7 | 0.7 | 0.7 | 0.7 | 0.7 | 0.7 | 0.7 | 0.7 | 0.7 | 0.7 | 0.7 | 0.7 | 0.7 | 0.7
F4_Commercial_Grocery_New_Food Preparation_Natural Gas_Double Rack Oven_E3 | F4 | Commercial | Grocery | New | Food Preparation | Natural Gas | Double Rack Oven | E3 | RVT BC Ratio | 0 | 0 | 0 | 0 | 0 | 0 | 0 | 0 | 0 | 0 | 0 | 0 | 0 | 0 | 0 | 0 | 0 | 0 | 0 | 0 | 0 | 0 | 0 | 0 | 0 | 0 | 0
F4_Commercial_Grocery_New_Food Preparation_Natural Gas_Double Rack Oven_E4 | F4 | Commercial | Grocery | New | Food Preparation | Natural Gas | Double Rack Oven | E4 | RVT BC Ratio | 0 | 0 | 0 | 0 | 0 | 0 | 0 | 0 | 0 | 0 | 0 | 0 | 0 | 0 | 0 | 0 | 0 | 0 | 0 | 0 | 0 | 0 | 0 | 0 | 0 | 0 | 0
F4_Commercial_Grocery_New_Food Preparation_Natural Gas_Double Rack Oven_E5 | F4 | Commercial | Grocery | New | Food Preparation | Natural Gas | Double Rack Oven | E5 | RVT BC Ratio | 0 | 0 | 0 | 0 | 0 | 0 | 0 | 0 | 0 | 0 | 0 | 0 | 0 | 0 | 0 | 0 | 0 | 0 | 0 | 0 | 0 | 0 | 0 | 0 | 0 | 0 | 0
F4_Commercial_Grocery_New_Food Preparation_Natural Gas_Double Rack Oven_E6 | F4 | Commercial | Grocery | New | Food Preparation | Natural Gas | Double Rack Oven | E6 | RVT BC Ratio | 0 | 0 | 0 | 0 | 0 | 0 | 0 | 0 | 0 | 0 | 0 | 0 | 0 | 0 | 0 | 0 | 0 | 0 | 0 | 0 | 0 | 0 | 0 | 0 | 0 | 0 | 0
F4_Commercial_Grocery_New_Food Preparation_Natural Gas_Double Rack Oven_E7 | F4 | Commercial | Grocery | New | Food Preparation | Natural Gas | Double Rack Oven | E7 | RVT BC Ratio | 0 | 0 | 0 | 0 | 0 | 0 | 0 | 0 | 0 | 0 | 0 | 0 | 0 | 0 | 0 | 0 | 0 | 0 | 0 | 0 | 0 | 0 | 0 | 0 | 0 | 0 | 0
F4_Commercial_Grocery_New_Food Preparation_Natural Gas_Double Rack Oven_E8 | F4 | Commercial | Grocery | New | Food Preparation | Natural Gas | Double Rack Oven | E8 | RVT BC Ratio | 0 | 0 | 0 | 0 | 0 | 0 | 0 | 0 | 0 | 0 | 0 | 0 | 0 | 0 | 0 | 0 | 0 | 0 | 0 | 0 | 0 | 0 | 0 | 0 | 0 | 0 | 0
F4_Commercial_Grocery_New_Food Preparation_Natural Gas_Double Rack Oven_E9 | F4 | Commercial | Grocery | New | Food Preparation | Natural Gas | Double Rack Oven | E9 | RVT BC Ratio | 0 | 0 | 0 | 0 | 0 | 0 | 0 | 0 | 0 | 0 | 0 | 0 | 0 | 0 | 0 | 0 | 0 | 0 | 0 | 0 | 0 | 0 | 0 | 0 | 0 | 0 | 0
F4_Commercial_Grocery_New_Food Preparation_Natural Gas_Double Rack Oven_E10 | F4 | Commercial | Grocery | New | Food Preparation | Natural Gas | Double Rack Oven | E10 | RVT BC Ratio | 0 | 0 | 0 | 0 | 0 | 0 | 0 | 0 | 0 | 0 | 0 | 0 | 0 | 0 | 0 | 0 | 0 | 0 | 0 | 0 | 0 | 0 | 0 | 0 | 0 | 0 | 0
F5_Commercial_Grocery_New_Food Preparation_Natural Gas_Double Rack Oven_E1 | F5 | Commercial | Grocery | New | Food Preparation | Natural Gas | Double Rack Oven | E1 | RIM BC Ratio | bar: 2021 to 2047
F5_Commercial_Grocery_New_Food Preparation_Natural Gas_Double Rack Oven_E2 | F5 | Commercial | Grocery | New | Food Preparation | Natural Gas | Double Rack Oven | E2 | RIM BC Ratio | 3.4804 | 3.4432 | 3.4073 | 3.3729 | 3.3814 | 3.4179 | 3.4709 | 3.53 | 3.5869 | 3.6354 | 3.675 | 3.7033 | 3.7193 | 3.7175 | 3.6974 | 3.6587 | 3.602 | 3.5306 | 3.4453 | 3.3438 | 3.2249 | 3.0879 | 2.9664 | 2.8883 | 2.8554 | 2.8694 | 2.8835
F5_Commercial_Grocery_New_Food Preparation_Natural Gas_Double Rack Oven_E3 | F5 | Commercial | Grocery | New | Food Preparation | Natural Gas | Double Rack Oven | E3 | RIM BC Ratio | 0 | 0 | 0 | 0 | 0 | 0 | 0 | 0 | 0 | 0 | 0 | 0 | 0 | 0 | 0 | 0 | 0 | 0 | 0 | 0 | 0 | 0 | 0 | 0 | 0 | 0 | 0
F5_Commercial_Grocery_New_Food Preparation_Natural Gas_Double Rack Oven_E4 | F5 | Commercial | Grocery | New | Food Preparation | Natural Gas | Double Rack Oven | E4 | RIM BC Ratio | 0 | 0 | 0 | 0 | 0 | 0 | 0 | 0 | 0 | 0 | 0 | 0 | 0 | 0 | 0 | 0 | 0 | 0 | 0 | 0 | 0 | 0 | 0 | 0 | 0 | 0 | 0
F5_Commercial_Grocery_New_Food Preparation_Natural Gas_Double Rack Oven_E5 | F5 | Commercial | Grocery | New | Food Preparation | Natural Gas | Double Rack Oven | E5 | RIM BC Ratio | 0 | 0 | 0 | 0 | 0 | 0 | 0 | 0 | 0 | 0 | 0 | 0 | 0 | 0 | 0 | 0 | 0 | 0 | 0 | 0 | 0 | 0 | 0 | 0 | 0 | 0 | 0
F5_Commercial_Grocery_New_Food Preparation_Natural Gas_Double Rack Oven_E6 | F5 | Commercial | Grocery | New | Food Preparation | Natural Gas | Double Rack Oven | E6 | RIM BC Ratio | 0 | 0 | 0 | 0 | 0 | 0 | 0 | 0 | 0 | 0 | 0 | 0 | 0 | 0 | 0 | 0 | 0 | 0 | 0 | 0 | 0 | 0 | 0 | 0 | 0 | 0 | 0
F5_Commercial_Grocery_New_Food Preparation_Natural Gas_Double Rack Oven_E7 | F5 | Commercial | Grocery | New | Food Preparation | Natural Gas | Double Rack Oven | E7 | RIM BC Ratio | 0 | 0 | 0 | 0 | 0 | 0 | 0 | 0 | 0 | 0 | 0 | 0 | 0 | 0 | 0 | 0 | 0 | 0 | 0 | 0 | 0 | 0 | 0 | 0 | 0 | 0 | 0
F5_Commercial_Grocery_New_Food Preparation_Natural Gas_Double Rack Oven_E8 | F5 | Commercial | Grocery | New | Food Preparation | Natural Gas | Double Rack Oven | E8 | RIM BC Ratio | 0 | 0 | 0 | 0 | 0 | 0 | 0 | 0 | 0 | 0 | 0 | 0 | 0 | 0 | 0 | 0 | 0 | 0 | 0 | 0 | 0 | 0 | 0 | 0 | 0 | 0 | 0
F5_Commercial_Grocery_New_Food Preparation_Natural Gas_Double Rack Oven_E9 | F5 | Commercial | Grocery | New | Food Preparation | Natural Gas | Double Rack Oven | E9 | RIM BC Ratio | 0 | 0 | 0 | 0 | 0 | 0 | 0 | 0 | 0 | 0 | 0 | 0 | 0 | 0 | 0 | 0 | 0 | 0 | 0 | 0 | 0 | 0 | 0 | 0 | 0 | 0 | 0
F5_Commercial_Grocery_New_Food Preparation_Natural Gas_Double Rack Oven_E10 | F5 | Commercial | Grocery | New | Food Preparation | Natural Gas | Double Rack Oven | E10 | RIM BC Ratio | 0 | 0 | 0 | 0 | 0 | 0 | 0 | 0 | 0 | 0 | 0 | 0 | 0 | 0 | 0 | 0 | 0 | 0 | 0 | 0 | 0 | 0 | 0 | 0 | 0 | 0 | 0
F0_Commercial_Grocery_New_Food Preparation_Natural Gas_Fryer_E0 | F0 | Commercial | Grocery | New | Food Preparation | Natural Gas | Fryer | E0 | Economic Unit | ENERGY STAR | ENERGY STAR | ENERGY STAR | ENERGY STAR | ENERGY STAR | ENERGY STAR | ENERGY STAR | ENERGY STAR | ENERGY STAR | ENERGY STAR | ENERGY STAR | ENERGY STAR | ENERGY STAR | ENERGY STAR | ENERGY STAR | ENERGY STAR | ENERGY STAR | ENERGY STAR | ENERGY STAR | ENERGY STAR | ENERGY STAR | ENERGY STAR | ENERGY STAR | ENERGY STAR | ENERGY STAR | ENERGY STAR | ENERGY STAR
F1_Commercial_Grocery_New_Food Preparation_Natural Gas_Fryer_E1 | F1 | Commercial | Grocery | New | Food Preparation | Natural Gas | Fryer | E1 | CCE | 0 | 0 | 0 | 0 | 0 | 0 | 0 | 0 | 0 | 0 | 0 | 0 | 0 | 0 | 0 | 0 | 0 | 0 | 0 | 0 | 0 | 0 | 0 | 0 | 0 | 0 | 0
F1_Commercial_Grocery_New_Food Preparation_Natural Gas_Fryer_E2 | F1 | Commercial | Grocery | New | Food Preparation | Natural Gas | Fryer | E2 | CCE | 0.0045119 | 0 | 0 | 0 | 0 | 0 | 0 | 0 | 0 | 0 | 0 | 0 | 0 | 0 | 0 | 0 | 0 | 0 | 0 | 0 | 0 | 0 | 0 | 0 | 0 | 0 | 0
F1_Commercial_Grocery_New_Food Preparation_Natural Gas_Fryer_E3 | F1 | Commercial | Grocery | New | Food Preparation | Natural Gas | Fryer | E3 | CCE | 0 | 0 | 0 | 0 | 0 | 0 | 0 | 0 | 0 | 0 | 0 | 0 | 0 | 0 | 0 | 0 | 0 | 0 | 0 | 0 | 0 | 0 | 0 | 0 | 0 | 0 | 0
F1_Commercial_Grocery_New_Food Preparation_Natural Gas_Fryer_E4 | F1 | Commercial | Grocery | New | Food Preparation | Natural Gas | Fryer | E4 | CCE | 0 | 0 | 0 | 0 | 0 | 0 | 0 | 0 | 0 | 0 | 0 | 0 | 0 | 0 | 0 | 0 | 0 | 0 | 0 | 0 | 0 | 0 | 0 | 0 | 0 | 0 | 0
F1_Commercial_Grocery_New_Food Preparation_Natural Gas_Fryer_E5 | F1 | Commercial | Grocery | New | Food Preparation | Natural Gas | Fryer | E5 | CCE | 0 | 0 | 0 | 0 | 0 | 0 | 0 | 0 | 0 | 0 | 0 | 0 | 0 | 0 | 0 | 0 | 0 | 0 | 0 | 0 | 0 | 0 | 0 | 0 | 0 | 0 | 0
F1_Commercial_Grocery_New_Food Preparation_Natural Gas_Fryer_E6 | F1 | Commercial | Grocery | New | Food Preparation | Natural Gas | Fryer | E6 | CCE | 0 | 0 | 0 | 0 | 0 | 0 | 0 | 0 | 0 | 0 | 0 | 0 | 0 | 0 | 0 | 0 | 0 | 0 | 0 | 0 | 0 | 0 | 0 | 0 | 0 | 0 | 0
F1_Commercial_Grocery_New_Food Preparation_Natural Gas_Fryer_E7 | F1 | Commercial | Grocery | New | Food Preparation | Natural Gas | Fryer | E7 | CCE | 0 | 0 | 0 | 0 | 0 | 0 | 0 | 0 | 0 | 0 | 0 | 0 | 0 | 0 | 0 | 0 | 0 | 0 | 0 | 0 | 0 | 0 | 0 | 0 | 0 | 0 | 0
F1_Commercial_Grocery_New_Food Preparation_Natural Gas_Fryer_E8 | F1 | Commercial | Grocery | New | Food Preparation | Natural Gas | Fryer | E8 | CCE | 0 | 0 | 0 | 0 | 0 | 0 | 0 | 0 | 0 | 0 | 0 | 0 | 0 | 0 | 0 | 0 | 0 | 0 | 0 | 0 | 0 | 0 | 0 | 0 | 0 | 0 | 0
F1_Commercial_Grocery_New_Food Preparation_Natural Gas_Fryer_E9 | F1 | Commercial | Grocery | New | Food Preparation | Natural Gas | Fryer | E9 | CCE | 0 | 0 | 0 | 0 | 0 | 0 | 0 | 0 | 0 | 0 | 0 | 0 | 0 | 0 | 0 | 0 | 0 | 0 | 0 | 0 | 0 | 0 | 0 | 0 | 0 | 0 | 0
F1_Commercial_Grocery_New_Food Preparation_Natural Gas_Fryer_E10 | F1 | Commercial | Grocery | New | Food Preparation | Natural Gas | Fryer | E10 | CCE | 0 | 0 | 0 | 0 | 0 | 0 | 0 | 0 | 0 | 0 | 0 | 0 | 0 | 0 | 0 | 0 | 0 | 0 | 0 | 0 | 0 | 0 | 0 | 0 | 0 | 0 | 0
F2_Commercial_Grocery_New_Food Preparation_Natural Gas_Fryer_E1 | F2 | Commercial | Grocery | New | Food Preparation | Natural Gas | Fryer | E1 | TRC BC Ratio | 1 | 0 | 0 | 0 | 0 | 0 | 0 | 0 | 0 | 0 | 0 | 0 | 0 | 0 | 0 | 0 | 0 | 0 | 0 | 0 | 0 | 0 | 0 | 0 | 0 | 0 | 0
F2_Commercial_Grocery_New_Food Preparation_Natural Gas_Fryer_E2 | F2 | Commercial | Grocery | New | Food Preparation | Natural Gas | Fryer | E2 | TRC BC Ratio | 3.0535 | 1 | 1 | 1 | 1 | 1 | 1 | 1 | 1 | 1 | 1 | 1 | 1 | 1 | 1 | 1 | 1 | 1 | 1 | 1 | 1 | 1 | 1 | 1 | 1 | 1 | 1
F2_Commercial_Grocery_New_Food Preparation_Natural Gas_Fryer_E3 | F2 | Commercial | Grocery | New | Food Preparation | Natural Gas | Fryer | E3 | TRC BC Ratio | 0 | 0 | 0 | 0 | 0 | 0 | 0 | 0 | 0 | 0 | 0 | 0 | 0 | 0 | 0 | 0 | 0 | 0 | 0 | 0 | 0 | 0 | 0 | 0 | 0 | 0 | 0
F2_Commercial_Grocery_New_Food Preparation_Natural Gas_Fryer_E4 | F2 | Commercial | Grocery | New | Food Preparation | Natural Gas | Fryer | E4 | TRC BC Ratio | 0 | 0 | 0 | 0 | 0 | 0 | 0 | 0 | 0 | 0 | 0 | 0 | 0 | 0 | 0 | 0 | 0 | 0 | 0 | 0 | 0 | 0 | 0 | 0 | 0 | 0 | 0
F2_Commercial_Grocery_New_Food Preparation_Natural Gas_Fryer_E5 | F2 | Commercial | Grocery | New | Food Preparation | Natural Gas | Fryer | E5 | TRC BC Ratio | 0 | 0 | 0 | 0 | 0 | 0 | 0 | 0 | 0 | 0 | 0 | 0 | 0 | 0 | 0 | 0 | 0 | 0 | 0 | 0 | 0 | 0 | 0 | 0 | 0 | 0 | 0
F2_Commercial_Grocery_New_Food Preparation_Natural Gas_Fryer_E6 | F2 | Commercial | Grocery | New | Food Preparation | Natural Gas | Fryer | E6 | TRC BC Ratio | 0 | 0 | 0 | 0 | 0 | 0 | 0 | 0 | 0 | 0 | 0 | 0 | 0 | 0 | 0 | 0 | 0 | 0 | 0 | 0 | 0 | 0 | 0 | 0 | 0 | 0 | 0
F2_Commercial_Grocery_New_Food Preparation_Natural Gas_Fryer_E7 | F2 | Commercial | Grocery | New | Food Preparation | Natural Gas | Fryer | E7 | TRC BC Ratio | 0 | 0 | 0 | 0 | 0 | 0 | 0 | 0 | 0 | 0 | 0 | 0 | 0 | 0 | 0 | 0 | 0 | 0 | 0 | 0 | 0 | 0 | 0 | 0 | 0 | 0 | 0
F2_Commercial_Grocery_New_Food Preparation_Natural Gas_Fryer_E8 | F2 | Commercial | Grocery | New | Food Preparation | Natural Gas | Fryer | E8 | TRC BC Ratio | 0 | 0 | 0 | 0 | 0 | 0 | 0 | 0 | 0 | 0 | 0 | 0 | 0 | 0 | 0 | 0 | 0 | 0 | 0 | 0 | 0 | 0 | 0 | 0 | 0 | 0 | 0
F2_Commercial_Grocery_New_Food Preparation_Natural Gas_Fryer_E9 | F2 | Commercial | Grocery | New | Food Preparation | Natural Gas | Fryer | E9 | TRC BC Ratio | 0 | 0 | 0 | 0 | 0 | 0 | 0 | 0 | 0 | 0 | 0 | 0 | 0 | 0 | 0 | 0 | 0 | 0 | 0 | 0 | 0 | 0 | 0 | 0 | 0 | 0 | 0
F2_Commercial_Grocery_New_Food Preparation_Natural Gas_Fryer_E10 | F2 | Commercial | Grocery | New | Food Preparation | Natural Gas | Fryer | E10 | TRC BC Ratio | 0 | 0 | 0 | 0 | 0 | 0 | 0 | 0 | 0 | 0 | 0 | 0 | 0 | 0 | 0 | 0 | 0 | 0 | 0 | 0 | 0 | 0 | 0 | 0 | 0 | 0 | 0
F3_Commercial_Grocery_New_Food Preparation_Natural Gas_Fryer_E1 | F3 | Commercial | Grocery | New | Food Preparation | Natural Gas | Fryer | E1 | PACT BC Ratio | 1 | 0 | 0 | 0 | 0 | 0 | 0 | 0 | 0 | 0 | 0 | 0 | 0 | 0 | 0 | 0 | 0 | 0 | 0 | 0 | 0 | 0 | 0 | 0 | 0 | 0 | 0
F3_Commercial_Grocery_New_Food Preparation_Natural Gas_Fryer_E2 | F3 | Commercial | Grocery | New | Food Preparation | Natural Gas | Fryer | E2 | PACT BC Ratio | 4.0178 | 1 | 1 | 1 | 1 | 1 | 1 | 1 | 1 | 1 | 1 | 1 | 1 | 1 | 1 | 1 | 1 | 1 | 1 | 1 | 1 | 1 | 1 | 1 | 1 | 1 | 1
F3_Commercial_Grocery_New_Food Preparation_Natural Gas_Fryer_E3 | F3 | Commercial | Grocery | New | Food Preparation | Natural Gas | Fryer | E3 | PACT BC Ratio | 0 | 0 | 0 | 0 | 0 | 0 | 0 | 0 | 0 | 0 | 0 | 0 | 0 | 0 | 0 | 0 | 0 | 0 | 0 | 0 | 0 | 0 | 0 | 0 | 0 | 0 | 0
F3_Commercial_Grocery_New_Food Preparation_Natural Gas_Fryer_E4 | F3 | Commercial | Grocery | New | Food Preparation | Natural Gas | Fryer | E4 | PACT BC Ratio | 0 | 0 | 0 | 0 | 0 | 0 | 0 | 0 | 0 | 0 | 0 | 0 | 0 | 0 | 0 | 0 | 0 | 0 | 0 | 0 | 0 | 0 | 0 | 0 | 0 | 0 | 0
F3_Commercial_Grocery_New_Food Preparation_Natural Gas_Fryer_E5 | F3 | Commercial | Grocery | New | Food Preparation | Natural Gas | Fryer | E5 | PACT BC Ratio | 0 | 0 | 0 | 0 | 0 | 0 | 0 | 0 | 0 | 0 | 0 | 0 | 0 | 0 | 0 | 0 | 0 | 0 | 0 | 0 | 0 | 0 | 0 | 0 | 0 | 0 | 0
F3_Commercial_Grocery_New_Food Preparation_Natural Gas_Fryer_E6 | F3 | Commercial | Grocery | New | Food Preparation | Natural Gas | Fryer | E6 | PACT BC Ratio | 0 | 0 | 0 | 0 | 0 | 0 | 0 | 0 | 0 | 0 | 0 | 0 | 0 | 0 | 0 | 0 | 0 | 0 | 0 | 0 | 0 | 0 | 0 | 0 | 0 | 0 | 0
F3_Commercial_Grocery_New_Food Preparation_Natural Gas_Fryer_E7 | F3 | Commercial | Grocery | New | Food Preparation | Natural Gas | Fryer | E7 | PACT BC Ratio | 0 | 0 | 0 | 0 | 0 | 0 | 0 | 0 | 0 | 0 | 0 | 0 | 0 | 0 | 0 | 0 | 0 | 0 | 0 | 0 | 0 | 0 | 0 | 0 | 0 | 0 | 0
F3_Commercial_Grocery_New_Food Preparation_Natural Gas_Fryer_E8 | F3 | Commercial | Grocery | New | Food Preparation | Natural Gas | Fryer | E8 | PACT BC Ratio | 0 | 0 | 0 | 0 | 0 | 0 | 0 | 0 | 0 | 0 | 0 | 0 | 0 | 0 | 0 | 0 | 0 | 0 | 0 | 0 | 0 | 0 | 0 | 0 | 0 | 0 | 0
F3_Commercial_Grocery_New_Food Preparation_Natural Gas_Fryer_E9 | F3 | Commercial | Grocery | New | Food Preparation | Natural Gas | Fryer | E9 | PACT BC Ratio | 0 | 0 | 0 | 0 | 0 | 0 | 0 | 0 | 0 | 0 | 0 | 0 | 0 | 0 | 0 | 0 | 0 | 0 | 0 | 0 | 0 | 0 | 0 | 0 | 0 | 0 | 0
F3_Commercial_Grocery_New_Food Preparation_Natural Gas_Fryer_E10 | F3 | Commercial | Grocery | New | Food Preparation | Natural Gas | Fryer | E10 | PACT BC Ratio | 0 | 0 | 0 | 0 | 0 | 0 | 0 | 0 | 0 | 0 | 0 | 0 | 0 | 0 | 0 | 0 | 0 | 0 | 0 | 0 | 0 | 0 | 0 | 0 | 0 | 0 | 0
F4_Commercial_Grocery_New_Food Preparation_Natural Gas_Fryer_E1 | F4 | Commercial | Grocery | New | Food Preparation | Natural Gas | Fryer | E1 | RVT BC Ratio | 1 | 0 | 0 | 0 | 0 | 0 | 0 | 0 | 0 | 0 | 0 | 0 | 0 | 0 | 0 | 0 | 0 | 0 | 0 | 0 | 0 | 0 | 0 | 0 | 0 | 0 | 0
F4_Commercial_Grocery_New_Food Preparation_Natural Gas_Fryer_E2 | F4 | Commercial | Grocery | New | Food Preparation | Natural Gas | Fryer | E2 | RVT BC Ratio | 0.7 | 1 | 1 | 1 | 1 | 1 | 1 | 1 | 1 | 1 | 1 | 1 | 1 | 1 | 1 | 1 | 1 | 1 | 1 | 1 | 1 | 1 | 1 | 1 | 1 | 1 | 1
F4_Commercial_Grocery_New_Food Preparation_Natural Gas_Fryer_E3 | F4 | Commercial | Grocery | New | Food Preparation | Natural Gas | Fryer | E3 | RVT BC Ratio | 0 | 0 | 0 | 0 | 0 | 0 | 0 | 0 | 0 | 0 | 0 | 0 | 0 | 0 | 0 | 0 | 0 | 0 | 0 | 0 | 0 | 0 | 0 | 0 | 0 | 0 | 0
F4_Commercial_Grocery_New_Food Preparation_Natural Gas_Fryer_E4 | F4 | Commercial | Grocery | New | Food Preparation | Natural Gas | Fryer | E4 | RVT BC Ratio | 0 | 0 | 0 | 0 | 0 | 0 | 0 | 0 | 0 | 0 | 0 | 0 | 0 | 0 | 0 | 0 | 0 | 0 | 0 | 0 | 0 | 0 | 0 | 0 | 0 | 0 | 0
F4_Commercial_Grocery_New_Food Preparation_Natural Gas_Fryer_E5 | F4 | Commercial | Grocery | New | Food Preparation | Natural Gas | Fryer | E5 | RVT BC Ratio | 0 | 0 | 0 | 0 | 0 | 0 | 0 | 0 | 0 | 0 | 0 | 0 | 0 | 0 | 0 | 0 | 0 | 0 | 0 | 0 | 0 | 0 | 0 | 0 | 0 | 0 | 0
F4_Commercial_Grocery_New_Food Preparation_Natural Gas_Fryer_E6 | F4 | Commercial | Grocery | New | Food Preparation | Natural Gas | Fryer | E6 | RVT BC Ratio | 0 | 0 | 0 | 0 | 0 | 0 | 0 | 0 | 0 | 0 | 0 | 0 | 0 | 0 | 0 | 0 | 0 | 0 | 0 | 0 | 0 | 0 | 0 | 0 | 0 | 0 | 0
F4_Commercial_Grocery_New_Food Preparation_Natural Gas_Fryer_E7 | F4 | Commercial | Grocery | New | Food Preparation | Natural Gas | Fryer | E7 | RVT BC Ratio | 0 | 0 | 0 | 0 | 0 | 0 | 0 | 0 | 0 | 0 | 0 | 0 | 0 | 0 | 0 | 0 | 0 | 0 | 0 | 0 | 0 | 0 | 0 | 0 | 0 | 0 | 0
F4_Commercial_Grocery_New_Food Preparation_Natural Gas_Fryer_E8 | F4 | Commercial | Grocery | New | Food Preparation | Natural Gas | Fryer | E8 | RVT BC Ratio | 0 | 0 | 0 | 0 | 0 | 0 | 0 | 0 | 0 | 0 | 0 | 0 | 0 | 0 | 0 | 0 | 0 | 0 | 0 | 0 | 0 | 0 | 0 | 0 | 0 | 0 | 0
F4_Commercial_Grocery_New_Food Preparation_Natural Gas_Fryer_E9 | F4 | Commercial | Grocery | New | Food Preparation | Natural Gas | Fryer | E9 | RVT BC Ratio | 0 | 0 | 0 | 0 | 0 | 0 | 0 | 0 | 0 | 0 | 0 | 0 | 0 | 0 | 0 | 0 | 0 | 0 | 0 | 0 | 0 | 0 | 0 | 0 | 0 | 0 | 0
F4_Commercial_Grocery_New_Food Preparation_Natural Gas_Fryer_E10 | F4 | Commercial | Grocery | New | Food Preparation | Natural Gas | Fryer | E10 | RVT BC Ratio | 0 | 0 | 0 | 0 | 0 | 0 | 0 | 0 | 0 | 0 | 0 | 0 | 0 | 0 | 0 | 0 | 0 | 0 | 0 | 0 | 0 | 0 | 0 | 0 | 0 | 0 | 0
F5_Commercial_Grocery_New_Food Preparation_Natural Gas_Fryer_E1 | F5 | Commercial | Grocery | New | Food Preparation | Natural Gas | Fryer | E1 | RIM BC Ratio | 1 | 0 | 0 | 0 | 0 | 0 | 0 | 0 | 0 | 0 | 0 | 0 | 0 | 0 | 0 | 0 | 0 | 0 | 0 | 0 | 0 | 0 | 0 | 0 | 0 | 0 | 0
F5_Commercial_Grocery_New_Food Preparation_Natural Gas_Fryer_E2 | F5 | Commercial | Grocery | New | Food Preparation | Natural Gas | Fryer | E2 | RIM BC Ratio | 4.0178 | 1 | 1 | 1 | 1 | 1 | 1 | 1 | 1 | 1 | 1 | 1 | 1 | 1 | 1 | 1 | 1 | 1 | 1 | 1 | 1 | 1 | 1 | 1 | 1 | 1 | 1
F5_Commercial_Grocery_New_Food Preparation_Natural Gas_Fryer_E3 | F5 | Commercial | Grocery | New | Food Preparation | Natural Gas | Fryer | E3 | RIM BC Ratio | 0 | 0 | 0 | 0 | 0 | 0 | 0 | 0 | 0 | 0 | 0 | 0 | 0 | 0 | 0 | 0 | 0 | 0 | 0 | 0 | 0 | 0 | 0 | 0 | 0 | 0 | 0
F5_Commercial_Grocery_New_Food Preparation_Natural Gas_Fryer_E4 | F5 | Commercial | Grocery | New | Food Preparation | Natural Gas | Fryer | E4 | RIM BC Ratio | 0 | 0 | 0 | 0 | 0 | 0 | 0 | 0 | 0 | 0 | 0 | 0 | 0 | 0 | 0 | 0 | 0 | 0 | 0 | 0 | 0 | 0 | 0 | 0 | 0 | 0 | 0
F5_Commercial_Grocery_New_Food Preparation_Natural Gas_Fryer_E5 | F5 | Commercial | Grocery | New | Food Preparation | Natural Gas | Fryer | E5 | RIM BC Ratio | 0 | 0 | 0 | 0 | 0 | 0 | 0 | 0 | 0 | 0 | 0 | 0 | 0 | 0 | 0 | 0 | 0 | 0 | 0 | 0 | 0 | 0 | 0 | 0 | 0 | 0 | 0
F5_Commercial_Grocery_New_Food Preparation_Natural Gas_Fryer_E6 | F5 | Commercial | Grocery | New | Food Preparation | Natural Gas | Fryer | E6 | RIM BC Ratio | 0 | 0 | 0 | 0 | 0 | 0 | 0 | 0 | 0 | 0 | 0 | 0 | 0 | 0 | 0 | 0 | 0 | 0 | 0 | 0 | 0 | 0 | 0 | 0 | 0 | 0 | 0
F5_Commercial_Grocery_New_Food Preparation_Natural Gas_Fryer_E7 | F5 | Commercial | Grocery | New | Food Preparation | Natural Gas | Fryer | E7 | RIM BC Ratio | 0 | 0 | 0 | 0 | 0 | 0 | 0 | 0 | 0 | 0 | 0 | 0 | 0 | 0 | 0 | 0 | 0 | 0 | 0 | 0 | 0 | 0 | 0 | 0 | 0 | 0 | 0
F5_Commercial_Grocery_New_Food Preparation_Natural Gas_Fryer_E8 | F5 | Commercial | Grocery | New | Food Preparation | Natural Gas | Fryer | E8 | RIM BC Ratio | 0 | 0 | 0 | 0 | 0 | 0 | 0 | 0 | 0 | 0 | 0 | 0 | 0 | 0 | 0 | 0 | 0 | 0 | 0 | 0 | 0 | 0 | 0 | 0 | 0 | 0 | 0
F5_Commercial_Grocery_New_Food Preparation_Natural Gas_Fryer_E9 | F5 | Commercial | Grocery | New | Food Preparation | Natural Gas | Fryer | E9 | RIM BC Ratio | 0 | 0 | 0 | 0 | 0 | 0 | 0 | 0 | 0 | 0 | 0 | 0 | 0 | 0 | 0 | 0 | 0 | 0 | 0 | 0 | 0 | 0 | 0 | 0 | 0 | 0 | 0
F5_Commercial_Grocery_New_Food Preparation_Natural Gas_Fryer_E10 | F5 | Commercial | Grocery | New | Food Preparation | Natural Gas | Fryer | E10 | RIM BC Ratio | 0 | 0 | 0 | 0 | 0 | 0 | 0 | 0 | 0 | 0 | 0 | 0 | 0 | 0 | 0 | 0 | 0 | 0 | 0 | 0 | 0 | 0 | 0 | 0 | 0 | 0 | 0
F0_Commercial_Grocery_New_Food Preparation_Natural Gas_Broiler_E0 | F0 | Commercial | Grocery | New | Food Preparation | Natural Gas | Broiler | E0 | Economic Unit | Infrared Burners | Infrared Burners | Infrared Burners | Infrared Burners | Infrared Burners | Infrared Burners | Infrared Burners | Infrared Burners | Infrared Burners | Infrared Burners | Infrared Burners | Infrared Burners | Infrared Burners | Infrared Burners | Infrared Burners | Infrared Burners | Infrared Burners | Infrared Burners | Infrared Burners | Infrared Burners | Infrared Burners | Infrared Burners | Infrared Burners | Infrared Burners | Infrared Burners | Infrared Burners | Infrared Burners
F1_Commercial_Grocery_New_Food Preparation_Natural Gas_Broiler_E1 | F1 | Commercial | Grocery | New | Food Preparation | Natural Gas | Broiler | E1 | CCE | 0 | 0 | 0 | 0 | 0 | 0 | 0 | 0 | 0 | 0 | 0 | 0 | 0 | 0 | 0 | 0 | 0 | 0 | 0 | 0 | 0 | 0 | 0 | 0 | 0 | 0 | 0
F1_Commercial_Grocery_New_Food Preparation_Natural Gas_Broiler_E2 | F1 | Commercial | Grocery | New | Food Preparation | Natural Gas | Broiler | E2 | CCE | 0.0088234 | 0.0088234 | 0.0088234 | 0.0088234 | 0.0088234 | 0.0088234 | 0.0088234 | 0.0088234 | 0.0088234 | 0.0088234 | 0.0088234 | 0.0088234 | 0.0088234 | 0.0088234 | 0.0088234 | 0.0088234 | 0.0088234 | 0.0088234 | 0.0088234 | 0.0088234 | 0.0088234 | 0.0088234 | 0.0088234 | 0.0088234 | 0.0088234 | 0.0088234 | 0.0088234
F1_Commercial_Grocery_New_Food Preparation_Natural Gas_Broiler_E3 | F1 | Commercial | Grocery | New | Food Preparation | Natural Gas | Broiler | E3 | CCE | 0 | 0 | 0 | 0 | 0 | 0 | 0 | 0 | 0 | 0 | 0 | 0 | 0 | 0 | 0 | 0 | 0 | 0 | 0 | 0 | 0 | 0 | 0 | 0 | 0 | 0 | 0
F1_Commercial_Grocery_New_Food Preparation_Natural Gas_Broiler_E4 | F1 | Commercial | Grocery | New | Food Preparation | Natural Gas | Broiler | E4 | CCE | 0 | 0 | 0 | 0 | 0 | 0 | 0 | 0 | 0 | 0 | 0 | 0 | 0 | 0 | 0 | 0 | 0 | 0 | 0 | 0 | 0 | 0 | 0 | 0 | 0 | 0 | 0
F1_Commercial_Grocery_New_Food Preparation_Natural Gas_Broiler_E5 | F1 | Commercial | Grocery | New | Food Preparation | Natural Gas | Broiler | E5 | CCE | 0 | 0 | 0 | 0 | 0 | 0 | 0 | 0 | 0 | 0 | 0 | 0 | 0 | 0 | 0 | 0 | 0 | 0 | 0 | 0 | 0 | 0 | 0 | 0 | 0 | 0 | 0
F1_Commercial_Grocery_New_Food Preparation_Natural Gas_Broiler_E6 | F1 | Commercial | Grocery | New | Food Preparation | Natural Gas | Broiler | E6 | CCE | 0 | 0 | 0 | 0 | 0 | 0 | 0 | 0 | 0 | 0 | 0 | 0 | 0 | 0 | 0 | 0 | 0 | 0 | 0 | 0 | 0 | 0 | 0 | 0 | 0 | 0 | 0
F1_Commercial_Grocery_New_Food Preparation_Natural Gas_Broiler_E7 | F1 | Commercial | Grocery | New | Food Preparation | Natural Gas | Broiler | E7 | CCE | 0 | 0 | 0 | 0 | 0 | 0 | 0 | 0 | 0 | 0 | 0 | 0 | 0 | 0 | 0 | 0 | 0 | 0 | 0 | 0 | 0 | 0 | 0 | 0 | 0 | 0 | 0
F1_Commercial_Grocery_New_Food Preparation_Natural Gas_Broiler_E8 | F1 | Commercial | Grocery | New | Food Preparation | Natural Gas | Broiler | E8 | CCE | 0 | 0 | 0 | 0 | 0 | 0 | 0 | 0 | 0 | 0 | 0 | 0 | 0 | 0 | 0 | 0 | 0 | 0 | 0 | 0 | 0 | 0 | 0 | 0 | 0 | 0 | 0
F1_Commercial_Grocery_New_Food Preparation_Natural Gas_Broiler_E9 | F1 | Commercial | Grocery | New | Food Preparation | Natural Gas | Broiler | E9 | CCE | 0 | 0 | 0 | 0 | 0 | 0 | 0 | 0 | 0 | 0 | 0 | 0 | 0 | 0 | 0 | 0 | 0 | 0 | 0 | 0 | 0 | 0 | 0 | 0 | 0 | 0 | 0
F1_Commercial_Grocery_New_Food Preparation_Natural Gas_Broiler_E10 | F1 | Commercial | Grocery | New | Food Preparation | Natural Gas | Broiler | E10 | CCE | 0 | 0 | 0 | 0 | 0 | 0 | 0 | 0 | 0 | 0 | 0 | 0 | 0 | 0 | 0 | 0 | 0 | 0 | 0 | 0 | 0 | 0 | 0 | 0 | 0 | 0 | 0
F2_Commercial_Grocery_New_Food Preparation_Natural Gas_Broiler_E1 | F2 | Commercial | Grocery | New | Food Preparation | Natural Gas | Broiler | E1 | TRC BC Ratio | bar: 2021 to 2047
F2_Commercial_Grocery_New_Food Preparation_Natural Gas_Broiler_E2 | F2 | Commercial | Grocery | New | Food Preparation | Natural Gas | Broiler | E2 | TRC BC Ratio | 1.5469 | 1.5304 | 1.5144 | 1.4991 | 1.5029 | 1.5191 | 1.5427 | 1.5689 | 1.5942 | 1.6158 | 1.6334 | 1.6459 | 1.6531 | 1.6523 | 1.6433 | 1.6261 | 1.6009 | 1.5692 | 1.5313 | 1.4862 | 1.4333 | 1.3724 | 1.3184 | 1.2837 | 1.2691 | 1.2753 | 1.2816
F2_Commercial_Grocery_New_Food Preparation_Natural Gas_Broiler_E3 | F2 | Commercial | Grocery | New | Food Preparation | Natural Gas | Broiler | E3 | TRC BC Ratio | 0 | 0 | 0 | 0 | 0 | 0 | 0 | 0 | 0 | 0 | 0 | 0 | 0 | 0 | 0 | 0 | 0 | 0 | 0 | 0 | 0 | 0 | 0 | 0 | 0 | 0 | 0
F2_Commercial_Grocery_New_Food Preparation_Natural Gas_Broiler_E4 | F2 | Commercial | Grocery | New | Food Preparation | Natural Gas | Broiler | E4 | TRC BC Ratio | 0 | 0 | 0 | 0 | 0 | 0 | 0 | 0 | 0 | 0 | 0 | 0 | 0 | 0 | 0 | 0 | 0 | 0 | 0 | 0 | 0 | 0 | 0 | 0 | 0 | 0 | 0
F2_Commercial_Grocery_New_Food Preparation_Natural Gas_Broiler_E5 | F2 | Commercial | Grocery | New | Food Preparation | Natural Gas | Broiler | E5 | TRC BC Ratio | 0 | 0 | 0 | 0 | 0 | 0 | 0 | 0 | 0 | 0 | 0 | 0 | 0 | 0 | 0 | 0 | 0 | 0 | 0 | 0 | 0 | 0 | 0 | 0 | 0 | 0 | 0
F2_Commercial_Grocery_New_Food Preparation_Natural Gas_Broiler_E6 | F2 | Commercial | Grocery | New | Food Preparation | Natural Gas | Broiler | E6 | TRC BC Ratio | 0 | 0 | 0 | 0 | 0 | 0 | 0 | 0 | 0 | 0 | 0 | 0 | 0 | 0 | 0 | 0 | 0 | 0 | 0 | 0 | 0 | 0 | 0 | 0 | 0 | 0 | 0
F2_Commercial_Grocery_New_Food Preparation_Natural Gas_Broiler_E7 | F2 | Commercial | Grocery | New | Food Preparation | Natural Gas | Broiler | E7 | TRC BC Ratio | 0 | 0 | 0 | 0 | 0 | 0 | 0 | 0 | 0 | 0 | 0 | 0 | 0 | 0 | 0 | 0 | 0 | 0 | 0 | 0 | 0 | 0 | 0 | 0 | 0 | 0 | 0
F2_Commercial_Grocery_New_Food Preparation_Natural Gas_Broiler_E8 | F2 | Commercial | Grocery | New | Food Preparation | Natural Gas | Broiler | E8 | TRC BC Ratio | 0 | 0 | 0 | 0 | 0 | 0 | 0 | 0 | 0 | 0 | 0 | 0 | 0 | 0 | 0 | 0 | 0 | 0 | 0 | 0 | 0 | 0 | 0 | 0 | 0 | 0 | 0
F2_Commercial_Grocery_New_Food Preparation_Natural Gas_Broiler_E9 | F2 | Commercial | Grocery | New | Food Preparation | Natural Gas | Broiler | E9 | TRC BC Ratio | 0 | 0 | 0 | 0 | 0 | 0 | 0 | 0 | 0 | 0 | 0 | 0 | 0 | 0 | 0 | 0 | 0 | 0 | 0 | 0 | 0 | 0 | 0 | 0 | 0 | 0 | 0
F2_Commercial_Grocery_New_Food Preparation_Natural Gas_Broiler_E10 | F2 | Commercial | Grocery | New | Food Preparation | Natural Gas | Broiler | E10 | TRC BC Ratio | 0 | 0 | 0 | 0 | 0 | 0 | 0 | 0 | 0 | 0 | 0 | 0 | 0 | 0 | 0 | 0 | 0 | 0 | 0 | 0 | 0 | 0 | 0 | 0 | 0 | 0 | 0
F3_Commercial_Grocery_New_Food Preparation_Natural Gas_Broiler_E1 | F3 | Commercial | Grocery | New | Food Preparation | Natural Gas | Broiler | E1 | PACT BC Ratio | bar: 2021 to 2047
F3_Commercial_Grocery_New_Food Preparation_Natural Gas_Broiler_E2 | F3 | Commercial | Grocery | New | Food Preparation | Natural Gas | Broiler | E2 | PACT BC Ratio | 1.9504 | 1.9296 | 1.9094 | 1.8902 | 1.8949 | 1.9154 | 1.9451 | 1.9782 | 2.0101 | 2.0373 | 2.0595 | 2.0753 | 2.0843 | 2.0833 | 2.072 | 2.0503 | 2.0186 | 1.9785 | 1.9307 | 1.8739 | 1.8073 | 1.7304 | 1.6624 | 1.6186 | 1.6002 | 1.608 | 1.6159
F3_Commercial_Grocery_New_Food Preparation_Natural Gas_Broiler_E3 | F3 | Commercial | Grocery | New | Food Preparation | Natural Gas | Broiler | E3 | PACT BC Ratio | 0 | 0 | 0 | 0 | 0 | 0 | 0 | 0 | 0 | 0 | 0 | 0 | 0 | 0 | 0 | 0 | 0 | 0 | 0 | 0 | 0 | 0 | 0 | 0 | 0 | 0 | 0
F3_Commercial_Grocery_New_Food Preparation_Natural Gas_Broiler_E4 | F3 | Commercial | Grocery | New | Food Preparation | Natural Gas | Broiler | E4 | PACT BC Ratio | 0 | 0 | 0 | 0 | 0 | 0 | 0 | 0 | 0 | 0 | 0 | 0 | 0 | 0 | 0 | 0 | 0 | 0 | 0 | 0 | 0 | 0 | 0 | 0 | 0 | 0 | 0
F3_Commercial_Grocery_New_Food Preparation_Natural Gas_Broiler_E5 | F3 | Commercial | Grocery | New | Food Preparation | Natural Gas | Broiler | E5 | PACT BC Ratio | 0 | 0 | 0 | 0 | 0 | 0 | 0 | 0 | 0 | 0 | 0 | 0 | 0 | 0 | 0 | 0 | 0 | 0 | 0 | 0 | 0 | 0 | 0 | 0 | 0 | 0 | 0
F3_Commercial_Grocery_New_Food Preparation_Natural Gas_Broiler_E6 | F3 | Commercial | Grocery | New | Food Preparation | Natural Gas | Broiler | E6 | PACT BC Ratio | 0 | 0 | 0 | 0 | 0 | 0 | 0 | 0 | 0 | 0 | 0 | 0 | 0 | 0 | 0 | 0 | 0 | 0 | 0 | 0 | 0 | 0 | 0 | 0 | 0 | 0 | 0
F3_Commercial_Grocery_New_Food Preparation_Natural Gas_Broiler_E7 | F3 | Commercial | Grocery | New | Food Preparation | Natural Gas | Broiler | E7 | PACT BC Ratio | 0 | 0 | 0 | 0 | 0 | 0 | 0 | 0 | 0 | 0 | 0 | 0 | 0 | 0 | 0 | 0 | 0 | 0 | 0 | 0 | 0 | 0 | 0 | 0 | 0 | 0 | 0
F3_Commercial_Grocery_New_Food Preparation_Natural Gas_Broiler_E8 | F3 | Commercial | Grocery | New | Food Preparation | Natural Gas | Broiler | E8 | PACT BC Ratio | 0 | 0 | 0 | 0 | 0 | 0 | 0 | 0 | 0 | 0 | 0 | 0 | 0 | 0 | 0 | 0 | 0 | 0 | 0 | 0 | 0 | 0 | 0 | 0 | 0 | 0 | 0
F3_Commercial_Grocery_New_Food Preparation_Natural Gas_Broiler_E9 | F3 | Commercial | Grocery | New | Food Preparation | Natural Gas | Broiler | E9 | PACT BC Ratio | 0 | 0 | 0 | 0 | 0 | 0 | 0 | 0 | 0 | 0 | 0 | 0 | 0 | 0 | 0 | 0 | 0 | 0 | 0 | 0 | 0 | 0 | 0 | 0 | 0 | 0 | 0
F3_Commercial_Grocery_New_Food Preparation_Natural Gas_Broiler_E10 | F3 | Commercial | Grocery | New | Food Preparation | Natural Gas | Broiler | E10 | PACT BC Ratio | 0 | 0 | 0 | 0 | 0 | 0 | 0 | 0 | 0 | 0 | 0 | 0 | 0 | 0 | 0 | 0 | 0 | 0 | 0 | 0 | 0 | 0 | 0 | 0 | 0 | 0 | 0
F4_Commercial_Grocery_New_Food Preparation_Natural Gas_Broiler_E1 | F4 | Commercial | Grocery | New | Food Preparation | Natural Gas | Broiler | E1 | RVT BC Ratio | bar: 2021 to 2047
F4_Commercial_Grocery_New_Food Preparation_Natural Gas_Broiler_E2 | F4 | Commercial | Grocery | New | Food Preparation | Natural Gas | Broiler | E2 | RVT BC Ratio | 0.7 | 0.7 | 0.7 | 0.7 | 0.7 | 0.7 | 0.7 | 0.7 | 0.7 | 0.7 | 0.7 | 0.7 | 0.7 | 0.7 | 0.7 | 0.7 | 0.7 | 0.7 | 0.7 | 0.7 | 0.7 | 0.7 | 0.7 | 0.7 | 0.7 | 0.7 | 0.7
F4_Commercial_Grocery_New_Food Preparation_Natural Gas_Broiler_E3 | F4 | Commercial | Grocery | New | Food Preparation | Natural Gas | Broiler | E3 | RVT BC Ratio | 0 | 0 | 0 | 0 | 0 | 0 | 0 | 0 | 0 | 0 | 0 | 0 | 0 | 0 | 0 | 0 | 0 | 0 | 0 | 0 | 0 | 0 | 0 | 0 | 0 | 0 | 0
F4_Commercial_Grocery_New_Food Preparation_Natural Gas_Broiler_E4 | F4 | Commercial | Grocery | New | Food Preparation | Natural Gas | Broiler | E4 | RVT BC Ratio | 0 | 0 | 0 | 0 | 0 | 0 | 0 | 0 | 0 | 0 | 0 | 0 | 0 | 0 | 0 | 0 | 0 | 0 | 0 | 0 | 0 | 0 | 0 | 0 | 0 | 0 | 0
F4_Commercial_Grocery_New_Food Preparation_Natural Gas_Broiler_E5 | F4 | Commercial | Grocery | New | Food Preparation | Natural Gas | Broiler | E5 | RVT BC Ratio | 0 | 0 | 0 | 0 | 0 | 0 | 0 | 0 | 0 | 0 | 0 | 0 | 0 | 0 | 0 | 0 | 0 | 0 | 0 | 0 | 0 | 0 | 0 | 0 | 0 | 0 | 0
F4_Commercial_Grocery_New_Food Preparation_Natural Gas_Broiler_E6 | F4 | Commercial | Grocery | New | Food Preparation | Natural Gas | Broiler | E6 | RVT BC Ratio | 0 | 0 | 0 | 0 | 0 | 0 | 0 | 0 | 0 | 0 | 0 | 0 | 0 | 0 | 0 | 0 | 0 | 0 | 0 | 0 | 0 | 0 | 0 | 0 | 0 | 0 | 0
F4_Commercial_Grocery_New_Food Preparation_Natural Gas_Broiler_E7 | F4 | Commercial | Grocery | New | Food Preparation | Natural Gas | Broiler | E7 | RVT BC Ratio | 0 | 0 | 0 | 0 | 0 | 0 | 0 | 0 | 0 | 0 | 0 | 0 | 0 | 0 | 0 | 0 | 0 | 0 | 0 | 0 | 0 | 0 | 0 | 0 | 0 | 0 | 0
F4_Commercial_Grocery_New_Food Preparation_Natural Gas_Broiler_E8 | F4 | Commercial | Grocery | New | Food Preparation | Natural Gas | Broiler | E8 | RVT BC Ratio | 0 | 0 | 0 | 0 | 0 | 0 | 0 | 0 | 0 | 0 | 0 | 0 | 0 | 0 | 0 | 0 | 0 | 0 | 0 | 0 | 0 | 0 | 0 | 0 | 0 | 0 | 0
F4_Commercial_Grocery_New_Food Preparation_Natural Gas_Broiler_E9 | F4 | Commercial | Grocery | New | Food Preparation | Natural Gas | Broiler | E9 | RVT BC Ratio | 0 | 0 | 0 | 0 | 0 | 0 | 0 | 0 | 0 | 0 | 0 | 0 | 0 | 0 | 0 | 0 | 0 | 0 | 0 | 0 | 0 | 0 | 0 | 0 | 0 | 0 | 0
F4_Commercial_Grocery_New_Food Preparation_Natural Gas_Broiler_E10 | F4 | Commercial | Grocery | New | Food Preparation | Natural Gas | Broiler | E10 | RVT BC Ratio | 0 | 0 | 0 | 0 | 0 | 0 | 0 | 0 | 0 | 0 | 0 | 0 | 0 | 0 | 0 | 0 | 0 | 0 | 0 | 0 | 0 | 0 | 0 | 0 | 0 | 0 | 0
F5_Commercial_Grocery_New_Food Preparation_Natural Gas_Broiler_E1 | F5 | Commercial | Grocery | New | Food Preparation | Natural Gas | Broiler | E1 | RIM BC Ratio | bar: 2021 to 2047
F5_Commercial_Grocery_New_Food Preparation_Natural Gas_Broiler_E2 | F5 | Commercial | Grocery | New | Food Preparation | Natural Gas | Broiler | E2 | RIM BC Ratio | 1.9504 | 1.9296 | 1.9094 | 1.8902 | 1.8949 | 1.9154 | 1.9451 | 1.9782 | 2.0101 | 2.0373 | 2.0595 | 2.0753 | 2.0843 | 2.0833 | 2.072 | 2.0503 | 2.0186 | 1.9785 | 1.9307 | 1.8739 | 1.8073 | 1.7304 | 1.6624 | 1.6186 | 1.6002 | 1.608 | 1.6159
F5_Commercial_Grocery_New_Food Preparation_Natural Gas_Broiler_E3 | F5 | Commercial | Grocery | New | Food Preparation | Natural Gas | Broiler | E3 | RIM BC Ratio | 0 | 0 | 0 | 0 | 0 | 0 | 0 | 0 | 0 | 0 | 0 | 0 | 0 | 0 | 0 | 0 | 0 | 0 | 0 | 0 | 0 | 0 | 0 | 0 | 0 | 0 | 0
F5_Commercial_Grocery_New_Food Preparation_Natural Gas_Broiler_E4 | F5 | Commercial | Grocery | New | Food Preparation | Natural Gas | Broiler | E4 | RIM BC Ratio | 0 | 0 | 0 | 0 | 0 | 0 | 0 | 0 | 0 | 0 | 0 | 0 | 0 | 0 | 0 | 0 | 0 | 0 | 0 | 0 | 0 | 0 | 0 | 0 | 0 | 0 | 0
F5_Commercial_Grocery_New_Food Preparation_Natural Gas_Broiler_E5 | F5 | Commercial | Grocery | New | Food Preparation | Natural Gas | Broiler | E5 | RIM BC Ratio | 0 | 0 | 0 | 0 | 0 | 0 | 0 | 0 | 0 | 0 | 0 | 0 | 0 | 0 | 0 | 0 | 0 | 0 | 0 | 0 | 0 | 0 | 0 | 0 | 0 | 0 | 0
F5_Commercial_Grocery_New_Food Preparation_Natural Gas_Broiler_E6 | F5 | Commercial | Grocery | New | Food Preparation | Natural Gas | Broiler | E6 | RIM BC Ratio | 0 | 0 | 0 | 0 | 0 | 0 | 0 | 0 | 0 | 0 | 0 | 0 | 0 | 0 | 0 | 0 | 0 | 0 | 0 | 0 | 0 | 0 | 0 | 0 | 0 | 0 | 0
F5_Commercial_Grocery_New_Food Preparation_Natural Gas_Broiler_E7 | F5 | Commercial | Grocery | New | Food Preparation | Natural Gas | Broiler | E7 | RIM BC Ratio | 0 | 0 | 0 | 0 | 0 | 0 | 0 | 0 | 0 | 0 | 0 | 0 | 0 | 0 | 0 | 0 | 0 | 0 | 0 | 0 | 0 | 0 | 0 | 0 | 0 | 0 | 0
F5_Commercial_Grocery_New_Food Preparation_Natural Gas_Broiler_E8 | F5 | Commercial | Grocery | New | Food Preparation | Natural Gas | Broiler | E8 | RIM BC Ratio | 0 | 0 | 0 | 0 | 0 | 0 | 0 | 0 | 0 | 0 | 0 | 0 | 0 | 0 | 0 | 0 | 0 | 0 | 0 | 0 | 0 | 0 | 0 | 0 | 0 | 0 | 0
F5_Commercial_Grocery_New_Food Preparation_Natural Gas_Broiler_E9 | F5 | Commercial | Grocery | New | Food Preparation | Natural Gas | Broiler | E9 | RIM BC Ratio | 0 | 0 | 0 | 0 | 0 | 0 | 0 | 0 | 0 | 0 | 0 | 0 | 0 | 0 | 0 | 0 | 0 | 0 | 0 | 0 | 0 | 0 | 0 | 0 | 0 | 0 | 0
F5_Commercial_Grocery_New_Food Preparation_Natural Gas_Broiler_E10 | F5 | Commercial | Grocery | New | Food Preparation | Natural Gas | Broiler | E10 | RIM BC Ratio | 0 | 0 | 0 | 0 | 0 | 0 | 0 | 0 | 0 | 0 | 0 | 0 | 0 | 0 | 0 | 0 | 0 | 0 | 0 | 0 | 0 | 0 | 0 | 0 | 0 | 0 | 0
F0_Commercial_Grocery_New_Food Preparation_Natural Gas_Griddle_E0 | F0 | Commercial | Grocery | New | Food Preparation | Natural Gas | Griddle | E0 | Economic Unit | ENERGY STAR | ENERGY STAR | ENERGY STAR | ENERGY STAR | ENERGY STAR | ENERGY STAR | ENERGY STAR | ENERGY STAR | ENERGY STAR | ENERGY STAR | ENERGY STAR | ENERGY STAR | ENERGY STAR | ENERGY STAR | ENERGY STAR | ENERGY STAR | ENERGY STAR | ENERGY STAR | ENERGY STAR | ENERGY STAR | Standard | Standard | Standard | Standard | Standard | Standard | Standard
F1_Commercial_Grocery_New_Food Preparation_Natural Gas_Griddle_E1 | F1 | Commercial | Grocery | New | Food Preparation | Natural Gas | Griddle | E1 | CCE | 0 | 0 | 0 | 0 | 0 | 0 | 0 | 0 | 0 | 0 | 0 | 0 | 0 | 0 | 0 | 0 | 0 | 0 | 0 | 0 | 0 | 0 | 0 | 0 | 0 | 0 | 0
F1_Commercial_Grocery_New_Food Preparation_Natural Gas_Griddle_E2 | F1 | Commercial | Grocery | New | Food Preparation | Natural Gas | Griddle | E2 | CCE | 0.01311 | 0.01311 | 0.01311 | 0.01311 | 0.01311 | 0.01311 | 0.01311 | 0.01311 | 0.01311 | 0.01311 | 0.01311 | 0.01311 | 0.01311 | 0.01311 | 0.01311 | 0.01311 | 0.01311 | 0.01311 | 0.01311 | 0.01311 | 0.01311 | 0.01311 | 0.01311 | 0.01311 | 0.01311 | 0.01311 | 0.01311
F1_Commercial_Grocery_New_Food Preparation_Natural Gas_Griddle_E3 | F1 | Commercial | Grocery | New | Food Preparation | Natural Gas | Griddle | E3 | CCE | 0 | 0 | 0 | 0 | 0 | 0 | 0 | 0 | 0 | 0 | 0 | 0 | 0 | 0 | 0 | 0 | 0 | 0 | 0 | 0 | 0 | 0 | 0 | 0 | 0 | 0 | 0
F1_Commercial_Grocery_New_Food Preparation_Natural Gas_Griddle_E4 | F1 | Commercial | Grocery | New | Food Preparation | Natural Gas | Griddle | E4 | CCE | 0 | 0 | 0 | 0 | 0 | 0 | 0 | 0 | 0 | 0 | 0 | 0 | 0 | 0 | 0 | 0 | 0 | 0 | 0 | 0 | 0 | 0 | 0 | 0 | 0 | 0 | 0
F1_Commercial_Grocery_New_Food Preparation_Natural Gas_Griddle_E5 | F1 | Commercial | Grocery | New | Food Preparation | Natural Gas | Griddle | E5 | CCE | 0 | 0 | 0 | 0 | 0 | 0 | 0 | 0 | 0 | 0 | 0 | 0 | 0 | 0 | 0 | 0 | 0 | 0 | 0 | 0 | 0 | 0 | 0 | 0 | 0 | 0 | 0
F1_Commercial_Grocery_New_Food Preparation_Natural Gas_Griddle_E6 | F1 | Commercial | Grocery | New | Food Preparation | Natural Gas | Griddle | E6 | CCE | 0 | 0 | 0 | 0 | 0 | 0 | 0 | 0 | 0 | 0 | 0 | 0 | 0 | 0 | 0 | 0 | 0 | 0 | 0 | 0 | 0 | 0 | 0 | 0 | 0 | 0 | 0
F1_Commercial_Grocery_New_Food Preparation_Natural Gas_Griddle_E7 | F1 | Commercial | Grocery | New | Food Preparation | Natural Gas | Griddle | E7 | CCE | 0 | 0 | 0 | 0 | 0 | 0 | 0 | 0 | 0 | 0 | 0 | 0 | 0 | 0 | 0 | 0 | 0 | 0 | 0 | 0 | 0 | 0 | 0 | 0 | 0 | 0 | 0
F1_Commercial_Grocery_New_Food Preparation_Natural Gas_Griddle_E8 | F1 | Commercial | Grocery | New | Food Preparation | Natural Gas | Griddle | E8 | CCE | 0 | 0 | 0 | 0 | 0 | 0 | 0 | 0 | 0 | 0 | 0 | 0 | 0 | 0 | 0 | 0 | 0 | 0 | 0 | 0 | 0 | 0 | 0 | 0 | 0 | 0 | 0
F1_Commercial_Grocery_New_Food Preparation_Natural Gas_Griddle_E9 | F1 | Commercial | Grocery | New | Food Preparation | Natural Gas | Griddle | E9 | CCE | 0 | 0 | 0 | 0 | 0 | 0 | 0 | 0 | 0 | 0 | 0 | 0 | 0 | 0 | 0 | 0 | 0 | 0 | 0 | 0 | 0 | 0 | 0 | 0 | 0 | 0 | 0
F1_Commercial_Grocery_New_Food Preparation_Natural Gas_Griddle_E10 | F1 | Commercial | Grocery | New | Food Preparation | Natural Gas | Griddle | E10 | CCE | 0 | 0 | 0 | 0 | 0 | 0 | 0 | 0 | 0 | 0 | 0 | 0 | 0 | 0 | 0 | 0 | 0 | 0 | 0 | 0 | 0 | 0 | 0 | 0 | 0 | 0 | 0
F2_Commercial_Grocery_New_Food Preparation_Natural Gas_Griddle_E1 | F2 | Commercial | Grocery | New | Food Preparation | Natural Gas | Griddle | E1 | TRC BC Ratio | bar: 2021 to 2047
F2_Commercial_Grocery_New_Food Preparation_Natural Gas_Griddle_E2 | F2 | Commercial | Grocery | New | Food Preparation | Natural Gas | Griddle | E2 | TRC BC Ratio | 1.0411 | 1.0299 | 1.0192 | 1.0089 | 1.0114 | 1.0224 | 1.0382 | 1.0559 | 1.0729 | 1.0874 | 1.0993 | 1.1077 | 1.1125 | 1.112 | 1.106 | 1.0944 | 1.0774 | 1.0561 | 1.0305 | 1.0002 | 0.96464 | 0.92365 | 0.8873 | 0.86394 | 0.85412 | 0.85831 | 0.86251
F2_Commercial_Grocery_New_Food Preparation_Natural Gas_Griddle_E3 | F2 | Commercial | Grocery | New | Food Preparation | Natural Gas | Griddle | E3 | TRC BC Ratio | 0 | 0 | 0 | 0 | 0 | 0 | 0 | 0 | 0 | 0 | 0 | 0 | 0 | 0 | 0 | 0 | 0 | 0 | 0 | 0 | 0 | 0 | 0 | 0 | 0 | 0 | 0
F2_Commercial_Grocery_New_Food Preparation_Natural Gas_Griddle_E4 | F2 | Commercial | Grocery | New | Food Preparation | Natural Gas | Griddle | E4 | TRC BC Ratio | 0 | 0 | 0 | 0 | 0 | 0 | 0 | 0 | 0 | 0 | 0 | 0 | 0 | 0 | 0 | 0 | 0 | 0 | 0 | 0 | 0 | 0 | 0 | 0 | 0 | 0 | 0
F2_Commercial_Grocery_New_Food Preparation_Natural Gas_Griddle_E5 | F2 | Commercial | Grocery | New | Food Preparation | Natural Gas | Griddle | E5 | TRC BC Ratio | 0 | 0 | 0 | 0 | 0 | 0 | 0 | 0 | 0 | 0 | 0 | 0 | 0 | 0 | 0 | 0 | 0 | 0 | 0 | 0 | 0 | 0 | 0 | 0 | 0 | 0 | 0
F2_Commercial_Grocery_New_Food Preparation_Natural Gas_Griddle_E6 | F2 | Commercial | Grocery | New | Food Preparation | Natural Gas | Griddle | E6 | TRC BC Ratio | 0 | 0 | 0 | 0 | 0 | 0 | 0 | 0 | 0 | 0 | 0 | 0 | 0 | 0 | 0 | 0 | 0 | 0 | 0 | 0 | 0 | 0 | 0 | 0 | 0 | 0 | 0
F2_Commercial_Grocery_New_Food Preparation_Natural Gas_Griddle_E7 | F2 | Commercial | Grocery | New | Food Preparation | Natural Gas | Griddle | E7 | TRC BC Ratio | 0 | 0 | 0 | 0 | 0 | 0 | 0 | 0 | 0 | 0 | 0 | 0 | 0 | 0 | 0 | 0 | 0 | 0 | 0 | 0 | 0 | 0 | 0 | 0 | 0 | 0 | 0
F2_Commercial_Grocery_New_Food Preparation_Natural Gas_Griddle_E8 | F2 | Commercial | Grocery | New | Food Preparation | Natural Gas | Griddle | E8 | TRC BC Ratio | 0 | 0 | 0 | 0 | 0 | 0 | 0 | 0 | 0 | 0 | 0 | 0 | 0 | 0 | 0 | 0 | 0 | 0 | 0 | 0 | 0 | 0 | 0 | 0 | 0 | 0 | 0
F2_Commercial_Grocery_New_Food Preparation_Natural Gas_Griddle_E9 | F2 | Commercial | Grocery | New | Food Preparation | Natural Gas | Griddle | E9 | TRC BC Ratio | 0 | 0 | 0 | 0 | 0 | 0 | 0 | 0 | 0 | 0 | 0 | 0 | 0 | 0 | 0 | 0 | 0 | 0 | 0 | 0 | 0 | 0 | 0 | 0 | 0 | 0 | 0
F2_Commercial_Grocery_New_Food Preparation_Natural Gas_Griddle_E10 | F2 | Commercial | Grocery | New | Food Preparation | Natural Gas | Griddle | E10 | TRC BC Ratio | 0 | 0 | 0 | 0 | 0 | 0 | 0 | 0 | 0 | 0 | 0 | 0 | 0 | 0 | 0 | 0 | 0 | 0 | 0 | 0 | 0 | 0 | 0 | 0 | 0 | 0 | 0
F3_Commercial_Grocery_New_Food Preparation_Natural Gas_Griddle_E1 | F3 | Commercial | Grocery | New | Food Preparation | Natural Gas | Griddle | E1 | PACT BC Ratio | bar: 2021 to 2047
F3_Commercial_Grocery_New_Food Preparation_Natural Gas_Griddle_E2 | F3 | Commercial | Grocery | New | Food Preparation | Natural Gas | Griddle | E2 | PACT BC Ratio | 1.3698 | 1.3552 | 1.341 | 1.3275 | 1.3308 | 1.3452 | 1.3661 | 1.3893 | 1.4117 | 1.4308 | 1.4464 | 1.4575 | 1.4639 | 1.4631 | 1.4552 | 1.44 | 1.4177 | 1.3896 | 1.356 | 1.3161 | 1.2693 | 1.2153 | 1.1675 | 1.1368 | 1.1238 | 1.1294 | 1.1349
F3_Commercial_Grocery_New_Food Preparation_Natural Gas_Griddle_E3 | F3 | Commercial | Grocery | New | Food Preparation | Natural Gas | Griddle | E3 | PACT BC Ratio | 0 | 0 | 0 | 0 | 0 | 0 | 0 | 0 | 0 | 0 | 0 | 0 | 0 | 0 | 0 | 0 | 0 | 0 | 0 | 0 | 0 | 0 | 0 | 0 | 0 | 0 | 0
F3_Commercial_Grocery_New_Food Preparation_Natural Gas_Griddle_E4 | F3 | Commercial | Grocery | New | Food Preparation | Natural Gas | Griddle | E4 | PACT BC Ratio | 0 | 0 | 0 | 0 | 0 | 0 | 0 | 0 | 0 | 0 | 0 | 0 | 0 | 0 | 0 | 0 | 0 | 0 | 0 | 0 | 0 | 0 | 0 | 0 | 0 | 0 | 0
F3_Commercial_Grocery_New_Food Preparation_Natural Gas_Griddle_E5 | F3 | Commercial | Grocery | New | Food Preparation | Natural Gas | Griddle | E5 | PACT BC Ratio | 0 | 0 | 0 | 0 | 0 | 0 | 0 | 0 | 0 | 0 | 0 | 0 | 0 | 0 | 0 | 0 | 0 | 0 | 0 | 0 | 0 | 0 | 0 | 0 | 0 | 0 | 0
F3_Commercial_Grocery_New_Food Preparation_Natural Gas_Griddle_E6 | F3 | Commercial | Grocery | New | Food Preparation | Natural Gas | Griddle | E6 | PACT BC Ratio | 0 | 0 | 0 | 0 | 0 | 0 | 0 | 0 | 0 | 0 | 0 | 0 | 0 | 0 | 0 | 0 | 0 | 0 | 0 | 0 | 0 | 0 | 0 | 0 | 0 | 0 | 0
F3_Commercial_Grocery_New_Food Preparation_Natural Gas_Griddle_E7 | F3 | Commercial | Grocery | New | Food Preparation | Natural Gas | Griddle | E7 | PACT BC Ratio | 0 | 0 | 0 | 0 | 0 | 0 | 0 | 0 | 0 | 0 | 0 | 0 | 0 | 0 | 0 | 0 | 0 | 0 | 0 | 0 | 0 | 0 | 0 | 0 | 0 | 0 | 0
F3_Commercial_Grocery_New_Food Preparation_Natural Gas_Griddle_E8 | F3 | Commercial | Grocery | New | Food Preparation | Natural Gas | Griddle | E8 | PACT BC Ratio | 0 | 0 | 0 | 0 | 0 | 0 | 0 | 0 | 0 | 0 | 0 | 0 | 0 | 0 | 0 | 0 | 0 | 0 | 0 | 0 | 0 | 0 | 0 | 0 | 0 | 0 | 0
F3_Commercial_Grocery_New_Food Preparation_Natural Gas_Griddle_E9 | F3 | Commercial | Grocery | New | Food Preparation | Natural Gas | Griddle | E9 | PACT BC Ratio | 0 | 0 | 0 | 0 | 0 | 0 | 0 | 0 | 0 | 0 | 0 | 0 | 0 | 0 | 0 | 0 | 0 | 0 | 0 | 0 | 0 | 0 | 0 | 0 | 0 | 0 | 0
F3_Commercial_Grocery_New_Food Preparation_Natural Gas_Griddle_E10 | F3 | Commercial | Grocery | New | Food Preparation | Natural Gas | Griddle | E10 | PACT BC Ratio | 0 | 0 | 0 | 0 | 0 | 0 | 0 | 0 | 0 | 0 | 0 | 0 | 0 | 0 | 0 | 0 | 0 | 0 | 0 | 0 | 0 | 0 | 0 | 0 | 0 | 0 | 0
F4_Commercial_Grocery_New_Food Preparation_Natural Gas_Griddle_E1 | F4 | Commercial | Grocery | New | Food Preparation | Natural Gas | Griddle | E1 | RVT BC Ratio | bar: 2021 to 2047
F4_Commercial_Grocery_New_Food Preparation_Natural Gas_Griddle_E2 | F4 | Commercial | Grocery | New | Food Preparation | Natural Gas | Griddle | E2 | RVT BC Ratio | 0.7 | 0.7 | 0.7 | 0.7 | 0.7 | 0.7 | 0.7 | 0.7 | 0.7 | 0.7 | 0.7 | 0.7 | 0.7 | 0.7 | 0.7 | 0.7 | 0.7 | 0.7 | 0.7 | 0.7 | 0.7 | 0.7 | 0.7 | 0.7 | 0.7 | 0.7 | 0.7
F4_Commercial_Grocery_New_Food Preparation_Natural Gas_Griddle_E3 | F4 | Commercial | Grocery | New | Food Preparation | Natural Gas | Griddle | E3 | RVT BC Ratio | 0 | 0 | 0 | 0 | 0 | 0 | 0 | 0 | 0 | 0 | 0 | 0 | 0 | 0 | 0 | 0 | 0 | 0 | 0 | 0 | 0 | 0 | 0 | 0 | 0 | 0 | 0
F4_Commercial_Grocery_New_Food Preparation_Natural Gas_Griddle_E4 | F4 | Commercial | Grocery | New | Food Preparation | Natural Gas | Griddle | E4 | RVT BC Ratio | 0 | 0 | 0 | 0 | 0 | 0 | 0 | 0 | 0 | 0 | 0 | 0 | 0 | 0 | 0 | 0 | 0 | 0 | 0 | 0 | 0 | 0 | 0 | 0 | 0 | 0 | 0
F4_Commercial_Grocery_New_Food Preparation_Natural Gas_Griddle_E5 | F4 | Commercial | Grocery | New | Food Preparation | Natural Gas | Griddle | E5 | RVT BC Ratio | 0 | 0 | 0 | 0 | 0 | 0 | 0 | 0 | 0 | 0 | 0 | 0 | 0 | 0 | 0 | 0 | 0 | 0 | 0 | 0 | 0 | 0 | 0 | 0 | 0 | 0 | 0
F4_Commercial_Grocery_New_Food Preparation_Natural Gas_Griddle_E6 | F4 | Commercial | Grocery | New | Food Preparation | Natural Gas | Griddle | E6 | RVT BC Ratio | 0 | 0 | 0 | 0 | 0 | 0 | 0 | 0 | 0 | 0 | 0 | 0 | 0 | 0 | 0 | 0 | 0 | 0 | 0 | 0 | 0 | 0 | 0 | 0 | 0 | 0 | 0
F4_Commercial_Grocery_New_Food Preparation_Natural Gas_Griddle_E7 | F4 | Commercial | Grocery | New | Food Preparation | Natural Gas | Griddle | E7 | RVT BC Ratio | 0 | 0 | 0 | 0 | 0 | 0 | 0 | 0 | 0 | 0 | 0 | 0 | 0 | 0 | 0 | 0 | 0 | 0 | 0 | 0 | 0 | 0 | 0 | 0 | 0 | 0 | 0
F4_Commercial_Grocery_New_Food Preparation_Natural Gas_Griddle_E8 | F4 | Commercial | Grocery | New | Food Preparation | Natural Gas | Griddle | E8 | RVT BC Ratio | 0 | 0 | 0 | 0 | 0 | 0 | 0 | 0 | 0 | 0 | 0 | 0 | 0 | 0 | 0 | 0 | 0 | 0 | 0 | 0 | 0 | 0 | 0 | 0 | 0 | 0 | 0
F4_Commercial_Grocery_New_Food Preparation_Natural Gas_Griddle_E9 | F4 | Commercial | Grocery | New | Food Preparation | Natural Gas | Griddle | E9 | RVT BC Ratio | 0 | 0 | 0 | 0 | 0 | 0 | 0 | 0 | 0 | 0 | 0 | 0 | 0 | 0 | 0 | 0 | 0 | 0 | 0 | 0 | 0 | 0 | 0 | 0 | 0 | 0 | 0
F4_Commercial_Grocery_New_Food Preparation_Natural Gas_Griddle_E10 | F4 | Commercial | Grocery | New | Food Preparation | Natural Gas | Griddle | E10 | RVT BC Ratio | 0 | 0 | 0 | 0 | 0 | 0 | 0 | 0 | 0 | 0 | 0 | 0 | 0 | 0 | 0 | 0 | 0 | 0 | 0 | 0 | 0 | 0 | 0 | 0 | 0 | 0 | 0
F5_Commercial_Grocery_New_Food Preparation_Natural Gas_Griddle_E1 | F5 | Commercial | Grocery | New | Food Preparation | Natural Gas | Griddle | E1 | RIM BC Ratio | bar: 2021 to 2047
F5_Commercial_Grocery_New_Food Preparation_Natural Gas_Griddle_E2 | F5 | Commercial | Grocery | New | Food Preparation | Natural Gas | Griddle | E2 | RIM BC Ratio | 1.3698 | 1.3552 | 1.341 | 1.3275 | 1.3308 | 1.3452 | 1.3661 | 1.3893 | 1.4117 | 1.4308 | 1.4464 | 1.4575 | 1.4639 | 1.4631 | 1.4552 | 1.44 | 1.4177 | 1.3896 | 1.356 | 1.3161 | 1.2693 | 1.2153 | 1.1675 | 1.1368 | 1.1238 | 1.1294 | 1.1349
F5_Commercial_Grocery_New_Food Preparation_Natural Gas_Griddle_E3 | F5 | Commercial | Grocery | New | Food Preparation | Natural Gas | Griddle | E3 | RIM BC Ratio | 0 | 0 | 0 | 0 | 0 | 0 | 0 | 0 | 0 | 0 | 0 | 0 | 0 | 0 | 0 | 0 | 0 | 0 | 0 | 0 | 0 | 0 | 0 | 0 | 0 | 0 | 0
F5_Commercial_Grocery_New_Food Preparation_Natural Gas_Griddle_E4 | F5 | Commercial | Grocery | New | Food Preparation | Natural Gas | Griddle | E4 | RIM BC Ratio | 0 | 0 | 0 | 0 | 0 | 0 | 0 | 0 | 0 | 0 | 0 | 0 | 0 | 0 | 0 | 0 | 0 | 0 | 0 | 0 | 0 | 0 | 0 | 0 | 0 | 0 | 0
F5_Commercial_Grocery_New_Food Preparation_Natural Gas_Griddle_E5 | F5 | Commercial | Grocery | New | Food Preparation | Natural Gas | Griddle | E5 | RIM BC Ratio | 0 | 0 | 0 | 0 | 0 | 0 | 0 | 0 | 0 | 0 | 0 | 0 | 0 | 0 | 0 | 0 | 0 | 0 | 0 | 0 | 0 | 0 | 0 | 0 | 0 | 0 | 0
F5_Commercial_Grocery_New_Food Preparation_Natural Gas_Griddle_E6 | F5 | Commercial | Grocery | New | Food Preparation | Natural Gas | Griddle | E6 | RIM BC Ratio | 0 | 0 | 0 | 0 | 0 | 0 | 0 | 0 | 0 | 0 | 0 | 0 | 0 | 0 | 0 | 0 | 0 | 0 | 0 | 0 | 0 | 0 | 0 | 0 | 0 | 0 | 0
F5_Commercial_Grocery_New_Food Preparation_Natural Gas_Griddle_E7 | F5 | Commercial | Grocery | New | Food Preparation | Natural Gas | Griddle | E7 | RIM BC Ratio | 0 | 0 | 0 | 0 | 0 | 0 | 0 | 0 | 0 | 0 | 0 | 0 | 0 | 0 | 0 | 0 | 0 | 0 | 0 | 0 | 0 | 0 | 0 | 0 | 0 | 0 | 0
F5_Commercial_Grocery_New_Food Preparation_Natural Gas_Griddle_E8 | F5 | Commercial | Grocery | New | Food Preparation | Natural Gas | Griddle | E8 | RIM BC Ratio | 0 | 0 | 0 | 0 | 0 | 0 | 0 | 0 | 0 | 0 | 0 | 0 | 0 | 0 | 0 | 0 | 0 | 0 | 0 | 0 | 0 | 0 | 0 | 0 | 0 | 0 | 0
F5_Commercial_Grocery_New_Food Preparation_Natural Gas_Griddle_E9 | F5 | Commercial | Grocery | New | Food Preparation | Natural Gas | Griddle | E9 | RIM BC Ratio | 0 | 0 | 0 | 0 | 0 | 0 | 0 | 0 | 0 | 0 | 0 | 0 | 0 | 0 | 0 | 0 | 0 | 0 | 0 | 0 | 0 | 0 | 0 | 0 | 0 | 0 | 0
F5_Commercial_Grocery_New_Food Preparation_Natural Gas_Griddle_E10 | F5 | Commercial | Grocery | New | Food Preparation | Natural Gas | Griddle | E10 | RIM BC Ratio | 0 | 0 | 0 | 0 | 0 | 0 | 0 | 0 | 0 | 0 | 0 | 0 | 0 | 0 | 0 | 0 | 0 | 0 | 0 | 0 | 0 | 0 | 0 | 0 | 0 | 0 | 0
F0_Commercial_Grocery_New_Food Preparation_Natural Gas_Range_E0 | F0 | Commercial | Grocery | New | Food Preparation | Natural Gas | Range | E0 | Economic Unit | High Efficiency | High Efficiency | High Efficiency | High Efficiency | High Efficiency | High Efficiency | High Efficiency | High Efficiency | High Efficiency | High Efficiency | High Efficiency | High Efficiency | High Efficiency | High Efficiency | High Efficiency | High Efficiency | High Efficiency | High Efficiency | High Efficiency | High Efficiency | High Efficiency | High Efficiency | High Efficiency | High Efficiency | High Efficiency | High Efficiency | High Efficiency
F1_Commercial_Grocery_New_Food Preparation_Natural Gas_Range_E1 | F1 | Commercial | Grocery | New | Food Preparation | Natural Gas | Range | E1 | CCE | 0 | 0 | 0 | 0 | 0 | 0 | 0 | 0 | 0 | 0 | 0 | 0 | 0 | 0 | 0 | 0 | 0 | 0 | 0 | 0 | 0 | 0 | 0 | 0 | 0 | 0 | 0
F1_Commercial_Grocery_New_Food Preparation_Natural Gas_Range_E2 | F1 | Commercial | Grocery | New | Food Preparation | Natural Gas | Range | E2 | CCE | 1.2749e-07 | 1.2749e-07 | 1.2749e-07 | 1.2749e-07 | 1.2749e-07 | 1.2749e-07 | 1.2749e-07 | 1.2749e-07 | 1.2749e-07 | 1.2749e-07 | 1.2749e-07 | 1.2749e-07 | 1.2749e-07 | 1.2749e-07 | 1.2749e-07 | 1.2749e-07 | 1.2749e-07 | 1.2749e-07 | 1.2749e-07 | 1.2749e-07 | 1.2749e-07 | 1.2749e-07 | 1.2749e-07 | 1.2749e-07 | 1.2749e-07 | 1.2749e-07 | 1.2749e-07
F1_Commercial_Grocery_New_Food Preparation_Natural Gas_Range_E3 | F1 | Commercial | Grocery | New | Food Preparation | Natural Gas | Range | E3 | CCE | 0 | 0 | 0 | 0 | 0 | 0 | 0 | 0 | 0 | 0 | 0 | 0 | 0 | 0 | 0 | 0 | 0 | 0 | 0 | 0 | 0 | 0 | 0 | 0 | 0 | 0 | 0
F1_Commercial_Grocery_New_Food Preparation_Natural Gas_Range_E4 | F1 | Commercial | Grocery | New | Food Preparation | Natural Gas | Range | E4 | CCE | 0 | 0 | 0 | 0 | 0 | 0 | 0 | 0 | 0 | 0 | 0 | 0 | 0 | 0 | 0 | 0 | 0 | 0 | 0 | 0 | 0 | 0 | 0 | 0 | 0 | 0 | 0
F1_Commercial_Grocery_New_Food Preparation_Natural Gas_Range_E5 | F1 | Commercial | Grocery | New | Food Preparation | Natural Gas | Range | E5 | CCE | 0 | 0 | 0 | 0 | 0 | 0 | 0 | 0 | 0 | 0 | 0 | 0 | 0 | 0 | 0 | 0 | 0 | 0 | 0 | 0 | 0 | 0 | 0 | 0 | 0 | 0 | 0
F1_Commercial_Grocery_New_Food Preparation_Natural Gas_Range_E6 | F1 | Commercial | Grocery | New | Food Preparation | Natural Gas | Range | E6 | CCE | 0 | 0 | 0 | 0 | 0 | 0 | 0 | 0 | 0 | 0 | 0 | 0 | 0 | 0 | 0 | 0 | 0 | 0 | 0 | 0 | 0 | 0 | 0 | 0 | 0 | 0 | 0
F1_Commercial_Grocery_New_Food Preparation_Natural Gas_Range_E7 | F1 | Commercial | Grocery | New | Food Preparation | Natural Gas | Range | E7 | CCE | 0 | 0 | 0 | 0 | 0 | 0 | 0 | 0 | 0 | 0 | 0 | 0 | 0 | 0 | 0 | 0 | 0 | 0 | 0 | 0 | 0 | 0 | 0 | 0 | 0 | 0 | 0
F1_Commercial_Grocery_New_Food Preparation_Natural Gas_Range_E8 | F1 | Commercial | Grocery | New | Food Preparation | Natural Gas | Range | E8 | CCE | 0 | 0 | 0 | 0 | 0 | 0 | 0 | 0 | 0 | 0 | 0 | 0 | 0 | 0 | 0 | 0 | 0 | 0 | 0 | 0 | 0 | 0 | 0 | 0 | 0 | 0 | 0
F1_Commercial_Grocery_New_Food Preparation_Natural Gas_Range_E9 | F1 | Commercial | Grocery | New | Food Preparation | Natural Gas | Range | E9 | CCE | 0 | 0 | 0 | 0 | 0 | 0 | 0 | 0 | 0 | 0 | 0 | 0 | 0 | 0 | 0 | 0 | 0 | 0 | 0 | 0 | 0 | 0 | 0 | 0 | 0 | 0 | 0
F1_Commercial_Grocery_New_Food Preparation_Natural Gas_Range_E10 | F1 | Commercial | Grocery | New | Food Preparation | Natural Gas | Range | E10 | CCE | 0 | 0 | 0 | 0 | 0 | 0 | 0 | 0 | 0 | 0 | 0 | 0 | 0 | 0 | 0 | 0 | 0 | 0 | 0 | 0 | 0 | 0 | 0 | 0 | 0 | 0 | 0
F2_Commercial_Grocery_New_Food Preparation_Natural Gas_Range_E1 | F2 | Commercial | Grocery | New | Food Preparation | Natural Gas | Range | E1 | TRC BC Ratio | bar: 2021 to 2047
F2_Commercial_Grocery_New_Food Preparation_Natural Gas_Range_E2 | F2 | Commercial | Grocery | New | Food Preparation | Natural Gas | Range | E2 | TRC BC Ratio | 107783.7748 | 106228.1866 | 104711.2526 | 103240.7276 | 103254.6448 | 104233.7467 | 105821.2112 | 107744.3581 | 109820.4161 | 111943.5488 | 114043.9247 | 115902.5227 | 117321.4185 | 117924.3994 | 117645.627 | 116492.5653 | 114552.5979 | 112013.3613 | 108990.1291 | 105406.5736 | 101214.1852 | 96389.3927 | 92105.7121 | 89333.183 | 88135.3969 | 88567.4331 | 89001.5872
F2_Commercial_Grocery_New_Food Preparation_Natural Gas_Range_E3 | F2 | Commercial | Grocery | New | Food Preparation | Natural Gas | Range | E3 | TRC BC Ratio | 0 | 0 | 0 | 0 | 0 | 0 | 0 | 0 | 0 | 0 | 0 | 0 | 0 | 0 | 0 | 0 | 0 | 0 | 0 | 0 | 0 | 0 | 0 | 0 | 0 | 0 | 0
F2_Commercial_Grocery_New_Food Preparation_Natural Gas_Range_E4 | F2 | Commercial | Grocery | New | Food Preparation | Natural Gas | Range | E4 | TRC BC Ratio | 0 | 0 | 0 | 0 | 0 | 0 | 0 | 0 | 0 | 0 | 0 | 0 | 0 | 0 | 0 | 0 | 0 | 0 | 0 | 0 | 0 | 0 | 0 | 0 | 0 | 0 | 0
F2_Commercial_Grocery_New_Food Preparation_Natural Gas_Range_E5 | F2 | Commercial | Grocery | New | Food Preparation | Natural Gas | Range | E5 | TRC BC Ratio | 0 | 0 | 0 | 0 | 0 | 0 | 0 | 0 | 0 | 0 | 0 | 0 | 0 | 0 | 0 | 0 | 0 | 0 | 0 | 0 | 0 | 0 | 0 | 0 | 0 | 0 | 0
F2_Commercial_Grocery_New_Food Preparation_Natural Gas_Range_E6 | F2 | Commercial | Grocery | New | Food Preparation | Natural Gas | Range | E6 | TRC BC Ratio | 0 | 0 | 0 | 0 | 0 | 0 | 0 | 0 | 0 | 0 | 0 | 0 | 0 | 0 | 0 | 0 | 0 | 0 | 0 | 0 | 0 | 0 | 0 | 0 | 0 | 0 | 0
F2_Commercial_Grocery_New_Food Preparation_Natural Gas_Range_E7 | F2 | Commercial | Grocery | New | Food Preparation | Natural Gas | Range | E7 | TRC BC Ratio | 0 | 0 | 0 | 0 | 0 | 0 | 0 | 0 | 0 | 0 | 0 | 0 | 0 | 0 | 0 | 0 | 0 | 0 | 0 | 0 | 0 | 0 | 0 | 0 | 0 | 0 | 0
F2_Commercial_Grocery_New_Food Preparation_Natural Gas_Range_E8 | F2 | Commercial | Grocery | New | Food Preparation | Natural Gas | Range | E8 | TRC BC Ratio | 0 | 0 | 0 | 0 | 0 | 0 | 0 | 0 | 0 | 0 | 0 | 0 | 0 | 0 | 0 | 0 | 0 | 0 | 0 | 0 | 0 | 0 | 0 | 0 | 0 | 0 | 0
F2_Commercial_Grocery_New_Food Preparation_Natural Gas_Range_E9 | F2 | Commercial | Grocery | New | Food Preparation | Natural Gas | Range | E9 | TRC BC Ratio | 0 | 0 | 0 | 0 | 0 | 0 | 0 | 0 | 0 | 0 | 0 | 0 | 0 | 0 | 0 | 0 | 0 | 0 | 0 | 0 | 0 | 0 | 0 | 0 | 0 | 0 | 0
F2_Commercial_Grocery_New_Food Preparation_Natural Gas_Range_E10 | F2 | Commercial | Grocery | New | Food Preparation | Natural Gas | Range | E10 | TRC BC Ratio | 0 | 0 | 0 | 0 | 0 | 0 | 0 | 0 | 0 | 0 | 0 | 0 | 0 | 0 | 0 | 0 | 0 | 0 | 0 | 0 | 0 | 0 | 0 | 0 | 0 | 0 | 0
F3_Commercial_Grocery_New_Food Preparation_Natural Gas_Range_E1 | F3 | Commercial | Grocery | New | Food Preparation | Natural Gas | Range | E1 | PACT BC Ratio | bar: 2021 to 2047
F3_Commercial_Grocery_New_Food Preparation_Natural Gas_Range_E2 | F3 | Commercial | Grocery | New | Food Preparation | Natural Gas | Range | E2 | PACT BC Ratio | 135901.2813 | 133939.8874 | 132027.2315 | 130173.0913 | 130190.6391 | 131425.1589 | 133426.7446 | 135851.5819 | 138469.2203 | 141146.2137 | 143794.5137 | 146137.9634 | 147927.0059 | 148687.2862 | 148335.7906 | 146881.9302 | 144435.8843 | 141234.2382 | 137422.3367 | 132903.9406 | 127617.8857 | 121534.4516 | 116133.2892 | 112637.4916 | 111127.2395 | 111671.9809 | 112219.3925
F3_Commercial_Grocery_New_Food Preparation_Natural Gas_Range_E3 | F3 | Commercial | Grocery | New | Food Preparation | Natural Gas | Range | E3 | PACT BC Ratio | 0 | 0 | 0 | 0 | 0 | 0 | 0 | 0 | 0 | 0 | 0 | 0 | 0 | 0 | 0 | 0 | 0 | 0 | 0 | 0 | 0 | 0 | 0 | 0 | 0 | 0 | 0
F3_Commercial_Grocery_New_Food Preparation_Natural Gas_Range_E4 | F3 | Commercial | Grocery | New | Food Preparation | Natural Gas | Range | E4 | PACT BC Ratio | 0 | 0 | 0 | 0 | 0 | 0 | 0 | 0 | 0 | 0 | 0 | 0 | 0 | 0 | 0 | 0 | 0 | 0 | 0 | 0 | 0 | 0 | 0 | 0 | 0 | 0 | 0
F3_Commercial_Grocery_New_Food Preparation_Natural Gas_Range_E5 | F3 | Commercial | Grocery | New | Food Preparation | Natural Gas | Range | E5 | PACT BC Ratio | 0 | 0 | 0 | 0 | 0 | 0 | 0 | 0 | 0 | 0 | 0 | 0 | 0 | 0 | 0 | 0 | 0 | 0 | 0 | 0 | 0 | 0 | 0 | 0 | 0 | 0 | 0
F3_Commercial_Grocery_New_Food Preparation_Natural Gas_Range_E6 | F3 | Commercial | Grocery | New | Food Preparation | Natural Gas | Range | E6 | PACT BC Ratio | 0 | 0 | 0 | 0 | 0 | 0 | 0 | 0 | 0 | 0 | 0 | 0 | 0 | 0 | 0 | 0 | 0 | 0 | 0 | 0 | 0 | 0 | 0 | 0 | 0 | 0 | 0
F3_Commercial_Grocery_New_Food Preparation_Natural Gas_Range_E7 | F3 | Commercial | Grocery | New | Food Preparation | Natural Gas | Range | E7 | PACT BC Ratio | 0 | 0 | 0 | 0 | 0 | 0 | 0 | 0 | 0 | 0 | 0 | 0 | 0 | 0 | 0 | 0 | 0 | 0 | 0 | 0 | 0 | 0 | 0 | 0 | 0 | 0 | 0
F3_Commercial_Grocery_New_Food Preparation_Natural Gas_Range_E8 | F3 | Commercial | Grocery | New | Food Preparation | Natural Gas | Range | E8 | PACT BC Ratio | 0 | 0 | 0 | 0 | 0 | 0 | 0 | 0 | 0 | 0 | 0 | 0 | 0 | 0 | 0 | 0 | 0 | 0 | 0 | 0 | 0 | 0 | 0 | 0 | 0 | 0 | 0
F3_Commercial_Grocery_New_Food Preparation_Natural Gas_Range_E9 | F3 | Commercial | Grocery | New | Food Preparation | Natural Gas | Range | E9 | PACT BC Ratio | 0 | 0 | 0 | 0 | 0 | 0 | 0 | 0 | 0 | 0 | 0 | 0 | 0 | 0 | 0 | 0 | 0 | 0 | 0 | 0 | 0 | 0 | 0 | 0 | 0 | 0 | 0
F3_Commercial_Grocery_New_Food Preparation_Natural Gas_Range_E10 | F3 | Commercial | Grocery | New | Food Preparation | Natural Gas | Range | E10 | PACT BC Ratio | 0 | 0 | 0 | 0 | 0 | 0 | 0 | 0 | 0 | 0 | 0 | 0 | 0 | 0 | 0 | 0 | 0 | 0 | 0 | 0 | 0 | 0 | 0 | 0 | 0 | 0 | 0
F4_Commercial_Grocery_New_Food Preparation_Natural Gas_Range_E1 | F4 | Commercial | Grocery | New | Food Preparation | Natural Gas | Range | E1 | RVT BC Ratio | bar: 2021 to 2047
F4_Commercial_Grocery_New_Food Preparation_Natural Gas_Range_E2 | F4 | Commercial | Grocery | New | Food Preparation | Natural Gas | Range | E2 | RVT BC Ratio | 0.7 | 0.7 | 0.7 | 0.7 | 0.7 | 0.7 | 0.7 | 0.7 | 0.7 | 0.7 | 0.7 | 0.7 | 0.7 | 0.7 | 0.7 | 0.7 | 0.7 | 0.7 | 0.7 | 0.7 | 0.7 | 0.7 | 0.7 | 0.7 | 0.7 | 0.7 | 0.7
F4_Commercial_Grocery_New_Food Preparation_Natural Gas_Range_E3 | F4 | Commercial | Grocery | New | Food Preparation | Natural Gas | Range | E3 | RVT BC Ratio | 0 | 0 | 0 | 0 | 0 | 0 | 0 | 0 | 0 | 0 | 0 | 0 | 0 | 0 | 0 | 0 | 0 | 0 | 0 | 0 | 0 | 0 | 0 | 0 | 0 | 0 | 0
F4_Commercial_Grocery_New_Food Preparation_Natural Gas_Range_E4 | F4 | Commercial | Grocery | New | Food Preparation | Natural Gas | Range | E4 | RVT BC Ratio | 0 | 0 | 0 | 0 | 0 | 0 | 0 | 0 | 0 | 0 | 0 | 0 | 0 | 0 | 0 | 0 | 0 | 0 | 0 | 0 | 0 | 0 | 0 | 0 | 0 | 0 | 0
F4_Commercial_Grocery_New_Food Preparation_Natural Gas_Range_E5 | F4 | Commercial | Grocery | New | Food Preparation | Natural Gas | Range | E5 | RVT BC Ratio | 0 | 0 | 0 | 0 | 0 | 0 | 0 | 0 | 0 | 0 | 0 | 0 | 0 | 0 | 0 | 0 | 0 | 0 | 0 | 0 | 0 | 0 | 0 | 0 | 0 | 0 | 0
F4_Commercial_Grocery_New_Food Preparation_Natural Gas_Range_E6 | F4 | Commercial | Grocery | New | Food Preparation | Natural Gas | Range | E6 | RVT BC Ratio | 0 | 0 | 0 | 0 | 0 | 0 | 0 | 0 | 0 | 0 | 0 | 0 | 0 | 0 | 0 | 0 | 0 | 0 | 0 | 0 | 0 | 0 | 0 | 0 | 0 | 0 | 0
F4_Commercial_Grocery_New_Food Preparation_Natural Gas_Range_E7 | F4 | Commercial | Grocery | New | Food Preparation | Natural Gas | Range | E7 | RVT BC Ratio | 0 | 0 | 0 | 0 | 0 | 0 | 0 | 0 | 0 | 0 | 0 | 0 | 0 | 0 | 0 | 0 | 0 | 0 | 0 | 0 | 0 | 0 | 0 | 0 | 0 | 0 | 0
F4_Commercial_Grocery_New_Food Preparation_Natural Gas_Range_E8 | F4 | Commercial | Grocery | New | Food Preparation | Natural Gas | Range | E8 | RVT BC Ratio | 0 | 0 | 0 | 0 | 0 | 0 | 0 | 0 | 0 | 0 | 0 | 0 | 0 | 0 | 0 | 0 | 0 | 0 | 0 | 0 | 0 | 0 | 0 | 0 | 0 | 0 | 0
F4_Commercial_Grocery_New_Food Preparation_Natural Gas_Range_E9 | F4 | Commercial | Grocery | New | Food Preparation | Natural Gas | Range | E9 | RVT BC Ratio | 0 | 0 | 0 | 0 | 0 | 0 | 0 | 0 | 0 | 0 | 0 | 0 | 0 | 0 | 0 | 0 | 0 | 0 | 0 | 0 | 0 | 0 | 0 | 0 | 0 | 0 | 0
F4_Commercial_Grocery_New_Food Preparation_Natural Gas_Range_E10 | F4 | Commercial | Grocery | New | Food Preparation | Natural Gas | Range | E10 | RVT BC Ratio | 0 | 0 | 0 | 0 | 0 | 0 | 0 | 0 | 0 | 0 | 0 | 0 | 0 | 0 | 0 | 0 | 0 | 0 | 0 | 0 | 0 | 0 | 0 | 0 | 0 | 0 | 0
F5_Commercial_Grocery_New_Food Preparation_Natural Gas_Range_E1 | F5 | Commercial | Grocery | New | Food Preparation | Natural Gas | Range | E1 | RIM BC Ratio | bar: 2021 to 2047
F5_Commercial_Grocery_New_Food Preparation_Natural Gas_Range_E2 | F5 | Commercial | Grocery | New | Food Preparation | Natural Gas | Range | E2 | RIM BC Ratio | 135901.2813 | 133939.8874 | 132027.2315 | 130173.0913 | 130190.6391 | 131425.1589 | 133426.7446 | 135851.5819 | 138469.2203 | 141146.2137 | 143794.5137 | 146137.9634 | 147927.0059 | 148687.2862 | 148335.7906 | 146881.9302 | 144435.8843 | 141234.2382 | 137422.3367 | 132903.9406 | 127617.8857 | 121534.4516 | 116133.2892 | 112637.4916 | 111127.2395 | 111671.9809 | 112219.3925
F5_Commercial_Grocery_New_Food Preparation_Natural Gas_Range_E3 | F5 | Commercial | Grocery | New | Food Preparation | Natural Gas | Range | E3 | RIM BC Ratio | 0 | 0 | 0 | 0 | 0 | 0 | 0 | 0 | 0 | 0 | 0 | 0 | 0 | 0 | 0 | 0 | 0 | 0 | 0 | 0 | 0 | 0 | 0 | 0 | 0 | 0 | 0
F5_Commercial_Grocery_New_Food Preparation_Natural Gas_Range_E4 | F5 | Commercial | Grocery | New | Food Preparation | Natural Gas | Range | E4 | RIM BC Ratio | 0 | 0 | 0 | 0 | 0 | 0 | 0 | 0 | 0 | 0 | 0 | 0 | 0 | 0 | 0 | 0 | 0 | 0 | 0 | 0 | 0 | 0 | 0 | 0 | 0 | 0 | 0
F5_Commercial_Grocery_New_Food Preparation_Natural Gas_Range_E5 | F5 | Commercial | Grocery | New | Food Preparation | Natural Gas | Range | E5 | RIM BC Ratio | 0 | 0 | 0 | 0 | 0 | 0 | 0 | 0 | 0 | 0 | 0 | 0 | 0 | 0 | 0 | 0 | 0 | 0 | 0 | 0 | 0 | 0 | 0 | 0 | 0 | 0 | 0
F5_Commercial_Grocery_New_Food Preparation_Natural Gas_Range_E6 | F5 | Commercial | Grocery | New | Food Preparation | Natural Gas | Range | E6 | RIM BC Ratio | 0 | 0 | 0 | 0 | 0 | 0 | 0 | 0 | 0 | 0 | 0 | 0 | 0 | 0 | 0 | 0 | 0 | 0 | 0 | 0 | 0 | 0 | 0 | 0 | 0 | 0 | 0
F5_Commercial_Grocery_New_Food Preparation_Natural Gas_Range_E7 | F5 | Commercial | Grocery | New | Food Preparation | Natural Gas | Range | E7 | RIM BC Ratio | 0 | 0 | 0 | 0 | 0 | 0 | 0 | 0 | 0 | 0 | 0 | 0 | 0 | 0 | 0 | 0 | 0 | 0 | 0 | 0 | 0 | 0 | 0 | 0 | 0 | 0 | 0
F5_Commercial_Grocery_New_Food Preparation_Natural Gas_Range_E8 | F5 | Commercial | Grocery | New | Food Preparation | Natural Gas | Range | E8 | RIM BC Ratio | 0 | 0 | 0 | 0 | 0 | 0 | 0 | 0 | 0 | 0 | 0 | 0 | 0 | 0 | 0 | 0 | 0 | 0 | 0 | 0 | 0 | 0 | 0 | 0 | 0 | 0 | 0
F5_Commercial_Grocery_New_Food Preparation_Natural Gas_Range_E9 | F5 | Commercial | Grocery | New | Food Preparation | Natural Gas | Range | E9 | RIM BC Ratio | 0 | 0 | 0 | 0 | 0 | 0 | 0 | 0 | 0 | 0 | 0 | 0 | 0 | 0 | 0 | 0 | 0 | 0 | 0 | 0 | 0 | 0 | 0 | 0 | 0 | 0 | 0
F5_Commercial_Grocery_New_Food Preparation_Natural Gas_Range_E10 | F5 | Commercial | Grocery | New | Food Preparation | Natural Gas | Range | E10 | RIM BC Ratio | 0 | 0 | 0 | 0 | 0 | 0 | 0 | 0 | 0 | 0 | 0 | 0 | 0 | 0 | 0 | 0 | 0 | 0 | 0 | 0 | 0 | 0 | 0 | 0 | 0 | 0 | 0
F0_Commercial_Grocery_New_Food Preparation_Natural Gas_Steamer_E0 | F0 | Commercial | Grocery | New | Food Preparation | Natural Gas | Steamer | E0 | Economic Unit | ENERGY STAR | ENERGY STAR | ENERGY STAR | ENERGY STAR | ENERGY STAR | ENERGY STAR | ENERGY STAR | ENERGY STAR | ENERGY STAR | ENERGY STAR | ENERGY STAR | ENERGY STAR | ENERGY STAR | ENERGY STAR | ENERGY STAR | ENERGY STAR | ENERGY STAR | ENERGY STAR | ENERGY STAR | ENERGY STAR | ENERGY STAR | ENERGY STAR | ENERGY STAR | ENERGY STAR | ENERGY STAR | ENERGY STAR | ENERGY STAR
F1_Commercial_Grocery_New_Food Preparation_Natural Gas_Steamer_E1 | F1 | Commercial | Grocery | New | Food Preparation | Natural Gas | Steamer | E1 | CCE | 0 | 0 | 0 | 0 | 0 | 0 | 0 | 0 | 0 | 0 | 0 | 0 | 0 | 0 | 0 | 0 | 0 | 0 | 0 | 0 | 0 | 0 | 0 | 0 | 0 | 0 | 0
F1_Commercial_Grocery_New_Food Preparation_Natural Gas_Steamer_E2 | F1 | Commercial | Grocery | New | Food Preparation | Natural Gas | Steamer | E2 | CCE | -0.0080635 | 0 | 0 | 0 | 0 | 0 | 0 | 0 | 0 | 0 | 0 | 0 | 0 | 0 | 0 | 0 | 0 | 0 | 0 | 0 | 0 | 0 | 0 | 0 | 0 | 0 | 0
F1_Commercial_Grocery_New_Food Preparation_Natural Gas_Steamer_E3 | F1 | Commercial | Grocery | New | Food Preparation | Natural Gas | Steamer | E3 | CCE | 0 | 0 | 0 | 0 | 0 | 0 | 0 | 0 | 0 | 0 | 0 | 0 | 0 | 0 | 0 | 0 | 0 | 0 | 0 | 0 | 0 | 0 | 0 | 0 | 0 | 0 | 0
F1_Commercial_Grocery_New_Food Preparation_Natural Gas_Steamer_E4 | F1 | Commercial | Grocery | New | Food Preparation | Natural Gas | Steamer | E4 | CCE | 0 | 0 | 0 | 0 | 0 | 0 | 0 | 0 | 0 | 0 | 0 | 0 | 0 | 0 | 0 | 0 | 0 | 0 | 0 | 0 | 0 | 0 | 0 | 0 | 0 | 0 | 0
F1_Commercial_Grocery_New_Food Preparation_Natural Gas_Steamer_E5 | F1 | Commercial | Grocery | New | Food Preparation | Natural Gas | Steamer | E5 | CCE | 0 | 0 | 0 | 0 | 0 | 0 | 0 | 0 | 0 | 0 | 0 | 0 | 0 | 0 | 0 | 0 | 0 | 0 | 0 | 0 | 0 | 0 | 0 | 0 | 0 | 0 | 0
F1_Commercial_Grocery_New_Food Preparation_Natural Gas_Steamer_E6 | F1 | Commercial | Grocery | New | Food Preparation | Natural Gas | Steamer | E6 | CCE | 0 | 0 | 0 | 0 | 0 | 0 | 0 | 0 | 0 | 0 | 0 | 0 | 0 | 0 | 0 | 0 | 0 | 0 | 0 | 0 | 0 | 0 | 0 | 0 | 0 | 0 | 0
F1_Commercial_Grocery_New_Food Preparation_Natural Gas_Steamer_E7 | F1 | Commercial | Grocery | New | Food Preparation | Natural Gas | Steamer | E7 | CCE | 0 | 0 | 0 | 0 | 0 | 0 | 0 | 0 | 0 | 0 | 0 | 0 | 0 | 0 | 0 | 0 | 0 | 0 | 0 | 0 | 0 | 0 | 0 | 0 | 0 | 0 | 0
F1_Commercial_Grocery_New_Food Preparation_Natural Gas_Steamer_E8 | F1 | Commercial | Grocery | New | Food Preparation | Natural Gas | Steamer | E8 | CCE | 0 | 0 | 0 | 0 | 0 | 0 | 0 | 0 | 0 | 0 | 0 | 0 | 0 | 0 | 0 | 0 | 0 | 0 | 0 | 0 | 0 | 0 | 0 | 0 | 0 | 0 | 0
F1_Commercial_Grocery_New_Food Preparation_Natural Gas_Steamer_E9 | F1 | Commercial | Grocery | New | Food Preparation | Natural Gas | Steamer | E9 | CCE | 0 | 0 | 0 | 0 | 0 | 0 | 0 | 0 | 0 | 0 | 0 | 0 | 0 | 0 | 0 | 0 | 0 | 0 | 0 | 0 | 0 | 0 | 0 | 0 | 0 | 0 | 0
F1_Commercial_Grocery_New_Food Preparation_Natural Gas_Steamer_E10 | F1 | Commercial | Grocery | New | Food Preparation | Natural Gas | Steamer | E10 | CCE | 0 | 0 | 0 | 0 | 0 | 0 | 0 | 0 | 0 | 0 | 0 | 0 | 0 | 0 | 0 | 0 | 0 | 0 | 0 | 0 | 0 | 0 | 0 | 0 | 0 | 0 | 0
F2_Commercial_Grocery_New_Food Preparation_Natural Gas_Steamer_E1 | F2 | Commercial | Grocery | New | Food Preparation | Natural Gas | Steamer | E1 | TRC BC Ratio | 1 | 0 | 0 | 0 | 0 | 0 | 0 | 0 | 0 | 0 | 0 | 0 | 0 | 0 | 0 | 0 | 0 | 0 | 0 | 0 | 0 | 0 | 0 | 0 | 0 | 0 | 0
F2_Commercial_Grocery_New_Food Preparation_Natural Gas_Steamer_E2 | F2 | Commercial | Grocery | New | Food Preparation | Natural Gas | Steamer | E2 | TRC BC Ratio | bar: 2021 to 2047
F2_Commercial_Grocery_New_Food Preparation_Natural Gas_Steamer_E3 | F2 | Commercial | Grocery | New | Food Preparation | Natural Gas | Steamer | E3 | TRC BC Ratio | 0 | 0 | 0 | 0 | 0 | 0 | 0 | 0 | 0 | 0 | 0 | 0 | 0 | 0 | 0 | 0 | 0 | 0 | 0 | 0 | 0 | 0 | 0 | 0 | 0 | 0 | 0
F2_Commercial_Grocery_New_Food Preparation_Natural Gas_Steamer_E4 | F2 | Commercial | Grocery | New | Food Preparation | Natural Gas | Steamer | E4 | TRC BC Ratio | 0 | 0 | 0 | 0 | 0 | 0 | 0 | 0 | 0 | 0 | 0 | 0 | 0 | 0 | 0 | 0 | 0 | 0 | 0 | 0 | 0 | 0 | 0 | 0 | 0 | 0 | 0
F2_Commercial_Grocery_New_Food Preparation_Natural Gas_Steamer_E5 | F2 | Commercial | Grocery | New | Food Preparation | Natural Gas | Steamer | E5 | TRC BC Ratio | 0 | 0 | 0 | 0 | 0 | 0 | 0 | 0 | 0 | 0 | 0 | 0 | 0 | 0 | 0 | 0 | 0 | 0 | 0 | 0 | 0 | 0 | 0 | 0 | 0 | 0 | 0
F2_Commercial_Grocery_New_Food Preparation_Natural Gas_Steamer_E6 | F2 | Commercial | Grocery | New | Food Preparation | Natural Gas | Steamer | E6 | TRC BC Ratio | 0 | 0 | 0 | 0 | 0 | 0 | 0 | 0 | 0 | 0 | 0 | 0 | 0 | 0 | 0 | 0 | 0 | 0 | 0 | 0 | 0 | 0 | 0 | 0 | 0 | 0 | 0
F2_Commercial_Grocery_New_Food Preparation_Natural Gas_Steamer_E7 | F2 | Commercial | Grocery | New | Food Preparation | Natural Gas | Steamer | E7 | TRC BC Ratio | 0 | 0 | 0 | 0 | 0 | 0 | 0 | 0 | 0 | 0 | 0 | 0 | 0 | 0 | 0 | 0 | 0 | 0 | 0 | 0 | 0 | 0 | 0 | 0 | 0 | 0 | 0
F2_Commercial_Grocery_New_Food Preparation_Natural Gas_Steamer_E8 | F2 | Commercial | Grocery | New | Food Preparation | Natural Gas | Steamer | E8 | TRC BC Ratio | 0 | 0 | 0 | 0 | 0 | 0 | 0 | 0 | 0 | 0 | 0 | 0 | 0 | 0 | 0 | 0 | 0 | 0 | 0 | 0 | 0 | 0 | 0 | 0 | 0 | 0 | 0
F2_Commercial_Grocery_New_Food Preparation_Natural Gas_Steamer_E9 | F2 | Commercial | Grocery | New | Food Preparation | Natural Gas | Steamer | E9 | TRC BC Ratio | 0 | 0 | 0 | 0 | 0 | 0 | 0 | 0 | 0 | 0 | 0 | 0 | 0 | 0 | 0 | 0 | 0 | 0 | 0 | 0 | 0 | 0 | 0 | 0 | 0 | 0 | 0
F2_Commercial_Grocery_New_Food Preparation_Natural Gas_Steamer_E10 | F2 | Commercial | Grocery | New | Food Preparation | Natural Gas | Steamer | E10 | TRC BC Ratio | 0 | 0 | 0 | 0 | 0 | 0 | 0 | 0 | 0 | 0 | 0 | 0 | 0 | 0 | 0 | 0 | 0 | 0 | 0 | 0 | 0 | 0 | 0 | 0 | 0 | 0 | 0
F3_Commercial_Grocery_New_Food Preparation_Natural Gas_Steamer_E1 | F3 | Commercial | Grocery | New | Food Preparation | Natural Gas | Steamer | E1 | PACT BC Ratio | 1 | 0 | 0 | 0 | 0 | 0 | 0 | 0 | 0 | 0 | 0 | 0 | 0 | 0 | 0 | 0 | 0 | 0 | 0 | 0 | 0 | 0 | 0 | 0 | 0 | 0 | 0
F3_Commercial_Grocery_New_Food Preparation_Natural Gas_Steamer_E2 | F3 | Commercial | Grocery | New | Food Preparation | Natural Gas | Steamer | E2 | PACT BC Ratio | bar: 2021 to 2047
F3_Commercial_Grocery_New_Food Preparation_Natural Gas_Steamer_E3 | F3 | Commercial | Grocery | New | Food Preparation | Natural Gas | Steamer | E3 | PACT BC Ratio | 0 | 0 | 0 | 0 | 0 | 0 | 0 | 0 | 0 | 0 | 0 | 0 | 0 | 0 | 0 | 0 | 0 | 0 | 0 | 0 | 0 | 0 | 0 | 0 | 0 | 0 | 0
F3_Commercial_Grocery_New_Food Preparation_Natural Gas_Steamer_E4 | F3 | Commercial | Grocery | New | Food Preparation | Natural Gas | Steamer | E4 | PACT BC Ratio | 0 | 0 | 0 | 0 | 0 | 0 | 0 | 0 | 0 | 0 | 0 | 0 | 0 | 0 | 0 | 0 | 0 | 0 | 0 | 0 | 0 | 0 | 0 | 0 | 0 | 0 | 0
F3_Commercial_Grocery_New_Food Preparation_Natural Gas_Steamer_E5 | F3 | Commercial | Grocery | New | Food Preparation | Natural Gas | Steamer | E5 | PACT BC Ratio | 0 | 0 | 0 | 0 | 0 | 0 | 0 | 0 | 0 | 0 | 0 | 0 | 0 | 0 | 0 | 0 | 0 | 0 | 0 | 0 | 0 | 0 | 0 | 0 | 0 | 0 | 0
F3_Commercial_Grocery_New_Food Preparation_Natural Gas_Steamer_E6 | F3 | Commercial | Grocery | New | Food Preparation | Natural Gas | Steamer | E6 | PACT BC Ratio | 0 | 0 | 0 | 0 | 0 | 0 | 0 | 0 | 0 | 0 | 0 | 0 | 0 | 0 | 0 | 0 | 0 | 0 | 0 | 0 | 0 | 0 | 0 | 0 | 0 | 0 | 0
F3_Commercial_Grocery_New_Food Preparation_Natural Gas_Steamer_E7 | F3 | Commercial | Grocery | New | Food Preparation | Natural Gas | Steamer | E7 | PACT BC Ratio | 0 | 0 | 0 | 0 | 0 | 0 | 0 | 0 | 0 | 0 | 0 | 0 | 0 | 0 | 0 | 0 | 0 | 0 | 0 | 0 | 0 | 0 | 0 | 0 | 0 | 0 | 0
F3_Commercial_Grocery_New_Food Preparation_Natural Gas_Steamer_E8 | F3 | Commercial | Grocery | New | Food Preparation | Natural Gas | Steamer | E8 | PACT BC Ratio | 0 | 0 | 0 | 0 | 0 | 0 | 0 | 0 | 0 | 0 | 0 | 0 | 0 | 0 | 0 | 0 | 0 | 0 | 0 | 0 | 0 | 0 | 0 | 0 | 0 | 0 | 0
F3_Commercial_Grocery_New_Food Preparation_Natural Gas_Steamer_E9 | F3 | Commercial | Grocery | New | Food Preparation | Natural Gas | Steamer | E9 | PACT BC Ratio | 0 | 0 | 0 | 0 | 0 | 0 | 0 | 0 | 0 | 0 | 0 | 0 | 0 | 0 | 0 | 0 | 0 | 0 | 0 | 0 | 0 | 0 | 0 | 0 | 0 | 0 | 0
F3_Commercial_Grocery_New_Food Preparation_Natural Gas_Steamer_E10 | F3 | Commercial | Grocery | New | Food Preparation | Natural Gas | Steamer | E10 | PACT BC Ratio | 0 | 0 | 0 | 0 | 0 | 0 | 0 | 0 | 0 | 0 | 0 | 0 | 0 | 0 | 0 | 0 | 0 | 0 | 0 | 0 | 0 | 0 | 0 | 0 | 0 | 0 | 0
F4_Commercial_Grocery_New_Food Preparation_Natural Gas_Steamer_E1 | F4 | Commercial | Grocery | New | Food Preparation | Natural Gas | Steamer | E1 | RVT BC Ratio | 1 | 0 | 0 | 0 | 0 | 0 | 0 | 0 | 0 | 0 | 0 | 0 | 0 | 0 | 0 | 0 | 0 | 0 | 0 | 0 | 0 | 0 | 0 | 0 | 0 | 0 | 0
F4_Commercial_Grocery_New_Food Preparation_Natural Gas_Steamer_E2 | F4 | Commercial | Grocery | New | Food Preparation | Natural Gas | Steamer | E2 | RVT BC Ratio | bar: 2021 to 2047
F4_Commercial_Grocery_New_Food Preparation_Natural Gas_Steamer_E3 | F4 | Commercial | Grocery | New | Food Preparation | Natural Gas | Steamer | E3 | RVT BC Ratio | 0 | 0 | 0 | 0 | 0 | 0 | 0 | 0 | 0 | 0 | 0 | 0 | 0 | 0 | 0 | 0 | 0 | 0 | 0 | 0 | 0 | 0 | 0 | 0 | 0 | 0 | 0
F4_Commercial_Grocery_New_Food Preparation_Natural Gas_Steamer_E4 | F4 | Commercial | Grocery | New | Food Preparation | Natural Gas | Steamer | E4 | RVT BC Ratio | 0 | 0 | 0 | 0 | 0 | 0 | 0 | 0 | 0 | 0 | 0 | 0 | 0 | 0 | 0 | 0 | 0 | 0 | 0 | 0 | 0 | 0 | 0 | 0 | 0 | 0 | 0
F4_Commercial_Grocery_New_Food Preparation_Natural Gas_Steamer_E5 | F4 | Commercial | Grocery | New | Food Preparation | Natural Gas | Steamer | E5 | RVT BC Ratio | 0 | 0 | 0 | 0 | 0 | 0 | 0 | 0 | 0 | 0 | 0 | 0 | 0 | 0 | 0 | 0 | 0 | 0 | 0 | 0 | 0 | 0 | 0 | 0 | 0 | 0 | 0
F4_Commercial_Grocery_New_Food Preparation_Natural Gas_Steamer_E6 | F4 | Commercial | Grocery | New | Food Preparation | Natural Gas | Steamer | E6 | RVT BC Ratio | 0 | 0 | 0 | 0 | 0 | 0 | 0 | 0 | 0 | 0 | 0 | 0 | 0 | 0 | 0 | 0 | 0 | 0 | 0 | 0 | 0 | 0 | 0 | 0 | 0 | 0 | 0
F4_Commercial_Grocery_New_Food Preparation_Natural Gas_Steamer_E7 | F4 | Commercial | Grocery | New | Food Preparation | Natural Gas | Steamer | E7 | RVT BC Ratio | 0 | 0 | 0 | 0 | 0 | 0 | 0 | 0 | 0 | 0 | 0 | 0 | 0 | 0 | 0 | 0 | 0 | 0 | 0 | 0 | 0 | 0 | 0 | 0 | 0 | 0 | 0
F4_Commercial_Grocery_New_Food Preparation_Natural Gas_Steamer_E8 | F4 | Commercial | Grocery | New | Food Preparation | Natural Gas | Steamer | E8 | RVT BC Ratio | 0 | 0 | 0 | 0 | 0 | 0 | 0 | 0 | 0 | 0 | 0 | 0 | 0 | 0 | 0 | 0 | 0 | 0 | 0 | 0 | 0 | 0 | 0 | 0 | 0 | 0 | 0
F4_Commercial_Grocery_New_Food Preparation_Natural Gas_Steamer_E9 | F4 | Commercial | Grocery | New | Food Preparation | Natural Gas | Steamer | E9 | RVT BC Ratio | 0 | 0 | 0 | 0 | 0 | 0 | 0 | 0 | 0 | 0 | 0 | 0 | 0 | 0 | 0 | 0 | 0 | 0 | 0 | 0 | 0 | 0 | 0 | 0 | 0 | 0 | 0
F4_Commercial_Grocery_New_Food Preparation_Natural Gas_Steamer_E10 | F4 | Commercial | Grocery | New | Food Preparation | Natural Gas | Steamer | E10 | RVT BC Ratio | 0 | 0 | 0 | 0 | 0 | 0 | 0 | 0 | 0 | 0 | 0 | 0 | 0 | 0 | 0 | 0 | 0 | 0 | 0 | 0 | 0 | 0 | 0 | 0 | 0 | 0 | 0
F5_Commercial_Grocery_New_Food Preparation_Natural Gas_Steamer_E1 | F5 | Commercial | Grocery | New | Food Preparation | Natural Gas | Steamer | E1 | RIM BC Ratio | 1 | 0 | 0 | 0 | 0 | 0 | 0 | 0 | 0 | 0 | 0 | 0 | 0 | 0 | 0 | 0 | 0 | 0 | 0 | 0 | 0 | 0 | 0 | 0 | 0 | 0 | 0
F5_Commercial_Grocery_New_Food Preparation_Natural Gas_Steamer_E2 | F5 | Commercial | Grocery | New | Food Preparation | Natural Gas | Steamer | E2 | RIM BC Ratio | bar: 2021 to 2047
F5_Commercial_Grocery_New_Food Preparation_Natural Gas_Steamer_E3 | F5 | Commercial | Grocery | New | Food Preparation | Natural Gas | Steamer | E3 | RIM BC Ratio | 0 | 0 | 0 | 0 | 0 | 0 | 0 | 0 | 0 | 0 | 0 | 0 | 0 | 0 | 0 | 0 | 0 | 0 | 0 | 0 | 0 | 0 | 0 | 0 | 0 | 0 | 0
F5_Commercial_Grocery_New_Food Preparation_Natural Gas_Steamer_E4 | F5 | Commercial | Grocery | New | Food Preparation | Natural Gas | Steamer | E4 | RIM BC Ratio | 0 | 0 | 0 | 0 | 0 | 0 | 0 | 0 | 0 | 0 | 0 | 0 | 0 | 0 | 0 | 0 | 0 | 0 | 0 | 0 | 0 | 0 | 0 | 0 | 0 | 0 | 0
F5_Commercial_Grocery_New_Food Preparation_Natural Gas_Steamer_E5 | F5 | Commercial | Grocery | New | Food Preparation | Natural Gas | Steamer | E5 | RIM BC Ratio | 0 | 0 | 0 | 0 | 0 | 0 | 0 | 0 | 0 | 0 | 0 | 0 | 0 | 0 | 0 | 0 | 0 | 0 | 0 | 0 | 0 | 0 | 0 | 0 | 0 | 0 | 0
F5_Commercial_Grocery_New_Food Preparation_Natural Gas_Steamer_E6 | F5 | Commercial | Grocery | New | Food Preparation | Natural Gas | Steamer | E6 | RIM BC Ratio | 0 | 0 | 0 | 0 | 0 | 0 | 0 | 0 | 0 | 0 | 0 | 0 | 0 | 0 | 0 | 0 | 0 | 0 | 0 | 0 | 0 | 0 | 0 | 0 | 0 | 0 | 0
F5_Commercial_Grocery_New_Food Preparation_Natural Gas_Steamer_E7 | F5 | Commercial | Grocery | New | Food Preparation | Natural Gas | Steamer | E7 | RIM BC Ratio | 0 | 0 | 0 | 0 | 0 | 0 | 0 | 0 | 0 | 0 | 0 | 0 | 0 | 0 | 0 | 0 | 0 | 0 | 0 | 0 | 0 | 0 | 0 | 0 | 0 | 0 | 0
F5_Commercial_Grocery_New_Food Preparation_Natural Gas_Steamer_E8 | F5 | Commercial | Grocery | New | Food Preparation | Natural Gas | Steamer | E8 | RIM BC Ratio | 0 | 0 | 0 | 0 | 0 | 0 | 0 | 0 | 0 | 0 | 0 | 0 | 0 | 0 | 0 | 0 | 0 | 0 | 0 | 0 | 0 | 0 | 0 | 0 | 0 | 0 | 0
F5_Commercial_Grocery_New_Food Preparation_Natural Gas_Steamer_E9 | F5 | Commercial | Grocery | New | Food Preparation | Natural Gas | Steamer | E9 | RIM BC Ratio | 0 | 0 | 0 | 0 | 0 | 0 | 0 | 0 | 0 | 0 | 0 | 0 | 0 | 0 | 0 | 0 | 0 | 0 | 0 | 0 | 0 | 0 | 0 | 0 | 0 | 0 | 0
F5_Commercial_Grocery_New_Food Preparation_Natural Gas_Steamer_E10 | F5 | Commercial | Grocery | New | Food Preparation | Natural Gas | Steamer | E10 | RIM BC Ratio | 0 | 0 | 0 | 0 | 0 | 0 | 0 | 0 | 0 | 0 | 0 | 0 | 0 | 0 | 0 | 0 | 0 | 0 | 0 | 0 | 0 | 0 | 0 | 0 | 0 | 0 | 0
F0_Commercial_Grocery_New_Food Preparation_Natural Gas_Commercial Food Prep Other_E0 | F0 | Commercial | Grocery | New | Food Preparation | Natural Gas | Commercial Food Prep Other | E0 | Economic Unit | ENERGY STAR | ENERGY STAR | ENERGY STAR | ENERGY STAR | ENERGY STAR | ENERGY STAR | ENERGY STAR | ENERGY STAR | ENERGY STAR | ENERGY STAR | ENERGY STAR | ENERGY STAR | ENERGY STAR | ENERGY STAR | ENERGY STAR | ENERGY STAR | ENERGY STAR | ENERGY STAR | ENERGY STAR | ENERGY STAR | ENERGY STAR | ENERGY STAR | ENERGY STAR | ENERGY STAR | ENERGY STAR | ENERGY STAR | ENERGY STAR
F1_Commercial_Grocery_New_Food Preparation_Natural Gas_Commercial Food Prep Other_E1 | F1 | Commercial | Grocery | New | Food Preparation | Natural Gas | Commercial Food Prep Other | E1 | CCE | 0 | 0 | 0 | 0 | 0 | 0 | 0 | 0 | 0 | 0 | 0 | 0 | 0 | 0 | 0 | 0 | 0 | 0 | 0 | 0 | 0 | 0 | 0 | 0 | 0 | 0 | 0
F1_Commercial_Grocery_New_Food Preparation_Natural Gas_Commercial Food Prep Other_E2 | F1 | Commercial | Grocery | New | Food Preparation | Natural Gas | Commercial Food Prep Other | E2 | CCE | 0.0014297 | 0.0014297 | 0.0014297 | 0.0014297 | 0.0014297 | 0.0014297 | 0.0014297 | 0.0014297 | 0.0014297 | 0.0014297 | 0.0014297 | 0.0014297 | 0.0014297 | 0.0014297 | 0.0014297 | 0.0014297 | 0.0014297 | 0.0014297 | 0.0014297 | 0.0014297 | 0.0014297 | 0.0014297 | 0.0014297 | 0.0014297 | 0.0014297 | 0.0014297 | 0.0014297
F1_Commercial_Grocery_New_Food Preparation_Natural Gas_Commercial Food Prep Other_E3 | F1 | Commercial | Grocery | New | Food Preparation | Natural Gas | Commercial Food Prep Other | E3 | CCE | 0 | 0 | 0 | 0 | 0 | 0 | 0 | 0 | 0 | 0 | 0 | 0 | 0 | 0 | 0 | 0 | 0 | 0 | 0 | 0 | 0 | 0 | 0 | 0 | 0 | 0 | 0
F1_Commercial_Grocery_New_Food Preparation_Natural Gas_Commercial Food Prep Other_E4 | F1 | Commercial | Grocery | New | Food Preparation | Natural Gas | Commercial Food Prep Other | E4 | CCE | 0 | 0 | 0 | 0 | 0 | 0 | 0 | 0 | 0 | 0 | 0 | 0 | 0 | 0 | 0 | 0 | 0 | 0 | 0 | 0 | 0 | 0 | 0 | 0 | 0 | 0 | 0
F1_Commercial_Grocery_New_Food Preparation_Natural Gas_Commercial Food Prep Other_E5 | F1 | Commercial | Grocery | New | Food Preparation | Natural Gas | Commercial Food Prep Other | E5 | CCE | 0 | 0 | 0 | 0 | 0 | 0 | 0 | 0 | 0 | 0 | 0 | 0 | 0 | 0 | 0 | 0 | 0 | 0 | 0 | 0 | 0 | 0 | 0 | 0 | 0 | 0 | 0
F1_Commercial_Grocery_New_Food Preparation_Natural Gas_Commercial Food Prep Other_E6 | F1 | Commercial | Grocery | New | Food Preparation | Natural Gas | Commercial Food Prep Other | E6 | CCE | 0 | 0 | 0 | 0 | 0 | 0 | 0 | 0 | 0 | 0 | 0 | 0 | 0 | 0 | 0 | 0 | 0 | 0 | 0 | 0 | 0 | 0 | 0 | 0 | 0 | 0 | 0
F1_Commercial_Grocery_New_Food Preparation_Natural Gas_Commercial Food Prep Other_E7 | F1 | Commercial | Grocery | New | Food Preparation | Natural Gas | Commercial Food Prep Other | E7 | CCE | 0 | 0 | 0 | 0 | 0 | 0 | 0 | 0 | 0 | 0 | 0 | 0 | 0 | 0 | 0 | 0 | 0 | 0 | 0 | 0 | 0 | 0 | 0 | 0 | 0 | 0 | 0
F1_Commercial_Grocery_New_Food Preparation_Natural Gas_Commercial Food Prep Other_E8 | F1 | Commercial | Grocery | New | Food Preparation | Natural Gas | Commercial Food Prep Other | E8 | CCE | 0 | 0 | 0 | 0 | 0 | 0 | 0 | 0 | 0 | 0 | 0 | 0 | 0 | 0 | 0 | 0 | 0 | 0 | 0 | 0 | 0 | 0 | 0 | 0 | 0 | 0 | 0
F1_Commercial_Grocery_New_Food Preparation_Natural Gas_Commercial Food Prep Other_E9 | F1 | Commercial | Grocery | New | Food Preparation | Natural Gas | Commercial Food Prep Other | E9 | CCE | 0 | 0 | 0 | 0 | 0 | 0 | 0 | 0 | 0 | 0 | 0 | 0 | 0 | 0 | 0 | 0 | 0 | 0 | 0 | 0 | 0 | 0 | 0 | 0 | 0 | 0 | 0
F1_Commercial_Grocery_New_Food Preparation_Natural Gas_Commercial Food Prep Other_E10 | F1 | Commercial | Grocery | New | Food Preparation | Natural Gas | Commercial Food Prep Other | E10 | CCE | 0 | 0 | 0 | 0 | 0 | 0 | 0 | 0 | 0 | 0 | 0 | 0 | 0 | 0 | 0 | 0 | 0 | 0 | 0 | 0 | 0 | 0 | 0 | 0 | 0 | 0 | 0
F2_Commercial_Grocery_New_Food Preparation_Natural Gas_Commercial Food Prep Other_E1 | F2 | Commercial | Grocery | New | Food Preparation | Natural Gas | Commercial Food Prep Other | E1 | TRC BC Ratio | bar: 2021 to 2047
F2_Commercial_Grocery_New_Food Preparation_Natural Gas_Commercial Food Prep Other_E2 | F2 | Commercial | Grocery | New | Food Preparation | Natural Gas | Commercial Food Prep Other | E2 | TRC BC Ratio | 9.6116 | 9.4729 | 9.3376 | 9.2065 | 9.2077 | 9.295 | 9.4366 | 9.6081 | 9.7932 | 9.9825 | 10.1698 | 10.3356 | 10.4621 | 10.5159 | 10.491 | 10.3882 | 10.2152 | 9.9888 | 9.7192 | 9.3996 | 9.0257 | 8.5955 | 8.2135 | 7.9663 | 7.8594 | 7.898 | 7.9367
F2_Commercial_Grocery_New_Food Preparation_Natural Gas_Commercial Food Prep Other_E3 | F2 | Commercial | Grocery | New | Food Preparation | Natural Gas | Commercial Food Prep Other | E3 | TRC BC Ratio | 0 | 0 | 0 | 0 | 0 | 0 | 0 | 0 | 0 | 0 | 0 | 0 | 0 | 0 | 0 | 0 | 0 | 0 | 0 | 0 | 0 | 0 | 0 | 0 | 0 | 0 | 0
F2_Commercial_Grocery_New_Food Preparation_Natural Gas_Commercial Food Prep Other_E4 | F2 | Commercial | Grocery | New | Food Preparation | Natural Gas | Commercial Food Prep Other | E4 | TRC BC Ratio | 0 | 0 | 0 | 0 | 0 | 0 | 0 | 0 | 0 | 0 | 0 | 0 | 0 | 0 | 0 | 0 | 0 | 0 | 0 | 0 | 0 | 0 | 0 | 0 | 0 | 0 | 0
F2_Commercial_Grocery_New_Food Preparation_Natural Gas_Commercial Food Prep Other_E5 | F2 | Commercial | Grocery | New | Food Preparation | Natural Gas | Commercial Food Prep Other | E5 | TRC BC Ratio | 0 | 0 | 0 | 0 | 0 | 0 | 0 | 0 | 0 | 0 | 0 | 0 | 0 | 0 | 0 | 0 | 0 | 0 | 0 | 0 | 0 | 0 | 0 | 0 | 0 | 0 | 0
F2_Commercial_Grocery_New_Food Preparation_Natural Gas_Commercial Food Prep Other_E6 | F2 | Commercial | Grocery | New | Food Preparation | Natural Gas | Commercial Food Prep Other | E6 | TRC BC Ratio | 0 | 0 | 0 | 0 | 0 | 0 | 0 | 0 | 0 | 0 | 0 | 0 | 0 | 0 | 0 | 0 | 0 | 0 | 0 | 0 | 0 | 0 | 0 | 0 | 0 | 0 | 0
F2_Commercial_Grocery_New_Food Preparation_Natural Gas_Commercial Food Prep Other_E7 | F2 | Commercial | Grocery | New | Food Preparation | Natural Gas | Commercial Food Prep Other | E7 | TRC BC Ratio | 0 | 0 | 0 | 0 | 0 | 0 | 0 | 0 | 0 | 0 | 0 | 0 | 0 | 0 | 0 | 0 | 0 | 0 | 0 | 0 | 0 | 0 | 0 | 0 | 0 | 0 | 0
F2_Commercial_Grocery_New_Food Preparation_Natural Gas_Commercial Food Prep Other_E8 | F2 | Commercial | Grocery | New | Food Preparation | Natural Gas | Commercial Food Prep Other | E8 | TRC BC Ratio | 0 | 0 | 0 | 0 | 0 | 0 | 0 | 0 | 0 | 0 | 0 | 0 | 0 | 0 | 0 | 0 | 0 | 0 | 0 | 0 | 0 | 0 | 0 | 0 | 0 | 0 | 0
F2_Commercial_Grocery_New_Food Preparation_Natural Gas_Commercial Food Prep Other_E9 | F2 | Commercial | Grocery | New | Food Preparation | Natural Gas | Commercial Food Prep Other | E9 | TRC BC Ratio | 0 | 0 | 0 | 0 | 0 | 0 | 0 | 0 | 0 | 0 | 0 | 0 | 0 | 0 | 0 | 0 | 0 | 0 | 0 | 0 | 0 | 0 | 0 | 0 | 0 | 0 | 0
F2_Commercial_Grocery_New_Food Preparation_Natural Gas_Commercial Food Prep Other_E10 | F2 | Commercial | Grocery | New | Food Preparation | Natural Gas | Commercial Food Prep Other | E10 | TRC BC Ratio | 0 | 0 | 0 | 0 | 0 | 0 | 0 | 0 | 0 | 0 | 0 | 0 | 0 | 0 | 0 | 0 | 0 | 0 | 0 | 0 | 0 | 0 | 0 | 0 | 0 | 0 | 0
F3_Commercial_Grocery_New_Food Preparation_Natural Gas_Commercial Food Prep Other_E1 | F3 | Commercial | Grocery | New | Food Preparation | Natural Gas | Commercial Food Prep Other | E1 | PACT BC Ratio | bar: 2021 to 2047
F3_Commercial_Grocery_New_Food Preparation_Natural Gas_Commercial Food Prep Other_E2 | F3 | Commercial | Grocery | New | Food Preparation | Natural Gas | Commercial Food Prep Other | E2 | PACT BC Ratio | 12.119 | 11.9441 | 11.7735 | 11.6081 | 11.6097 | 11.7198 | 11.8983 | 12.1145 | 12.348 | 12.5867 | 12.8228 | 13.0318 | 13.1913 | 13.2591 | 13.2278 | 13.0982 | 12.88 | 12.5945 | 12.2546 | 11.8517 | 11.3803 | 10.8378 | 10.3562 | 10.0444 | 9.9097 | 9.9583 | 10.0071
F3_Commercial_Grocery_New_Food Preparation_Natural Gas_Commercial Food Prep Other_E3 | F3 | Commercial | Grocery | New | Food Preparation | Natural Gas | Commercial Food Prep Other | E3 | PACT BC Ratio | 0 | 0 | 0 | 0 | 0 | 0 | 0 | 0 | 0 | 0 | 0 | 0 | 0 | 0 | 0 | 0 | 0 | 0 | 0 | 0 | 0 | 0 | 0 | 0 | 0 | 0 | 0
F3_Commercial_Grocery_New_Food Preparation_Natural Gas_Commercial Food Prep Other_E4 | F3 | Commercial | Grocery | New | Food Preparation | Natural Gas | Commercial Food Prep Other | E4 | PACT BC Ratio | 0 | 0 | 0 | 0 | 0 | 0 | 0 | 0 | 0 | 0 | 0 | 0 | 0 | 0 | 0 | 0 | 0 | 0 | 0 | 0 | 0 | 0 | 0 | 0 | 0 | 0 | 0
F3_Commercial_Grocery_New_Food Preparation_Natural Gas_Commercial Food Prep Other_E5 | F3 | Commercial | Grocery | New | Food Preparation | Natural Gas | Commercial Food Prep Other | E5 | PACT BC Ratio | 0 | 0 | 0 | 0 | 0 | 0 | 0 | 0 | 0 | 0 | 0 | 0 | 0 | 0 | 0 | 0 | 0 | 0 | 0 | 0 | 0 | 0 | 0 | 0 | 0 | 0 | 0
F3_Commercial_Grocery_New_Food Preparation_Natural Gas_Commercial Food Prep Other_E6 | F3 | Commercial | Grocery | New | Food Preparation | Natural Gas | Commercial Food Prep Other | E6 | PACT BC Ratio | 0 | 0 | 0 | 0 | 0 | 0 | 0 | 0 | 0 | 0 | 0 | 0 | 0 | 0 | 0 | 0 | 0 | 0 | 0 | 0 | 0 | 0 | 0 | 0 | 0 | 0 | 0
F3_Commercial_Grocery_New_Food Preparation_Natural Gas_Commercial Food Prep Other_E7 | F3 | Commercial | Grocery | New | Food Preparation | Natural Gas | Commercial Food Prep Other | E7 | PACT BC Ratio | 0 | 0 | 0 | 0 | 0 | 0 | 0 | 0 | 0 | 0 | 0 | 0 | 0 | 0 | 0 | 0 | 0 | 0 | 0 | 0 | 0 | 0 | 0 | 0 | 0 | 0 | 0
F3_Commercial_Grocery_New_Food Preparation_Natural Gas_Commercial Food Prep Other_E8 | F3 | Commercial | Grocery | New | Food Preparation | Natural Gas | Commercial Food Prep Other | E8 | PACT BC Ratio | 0 | 0 | 0 | 0 | 0 | 0 | 0 | 0 | 0 | 0 | 0 | 0 | 0 | 0 | 0 | 0 | 0 | 0 | 0 | 0 | 0 | 0 | 0 | 0 | 0 | 0 | 0
F3_Commercial_Grocery_New_Food Preparation_Natural Gas_Commercial Food Prep Other_E9 | F3 | Commercial | Grocery | New | Food Preparation | Natural Gas | Commercial Food Prep Other | E9 | PACT BC Ratio | 0 | 0 | 0 | 0 | 0 | 0 | 0 | 0 | 0 | 0 | 0 | 0 | 0 | 0 | 0 | 0 | 0 | 0 | 0 | 0 | 0 | 0 | 0 | 0 | 0 | 0 | 0
F3_Commercial_Grocery_New_Food Preparation_Natural Gas_Commercial Food Prep Other_E10 | F3 | Commercial | Grocery | New | Food Preparation | Natural Gas | Commercial Food Prep Other | E10 | PACT BC Ratio | 0 | 0 | 0 | 0 | 0 | 0 | 0 | 0 | 0 | 0 | 0 | 0 | 0 | 0 | 0 | 0 | 0 | 0 | 0 | 0 | 0 | 0 | 0 | 0 | 0 | 0 | 0
F4_Commercial_Grocery_New_Food Preparation_Natural Gas_Commercial Food Prep Other_E1 | F4 | Commercial | Grocery | New | Food Preparation | Natural Gas | Commercial Food Prep Other | E1 | RVT BC Ratio | bar: 2021 to 2047
F4_Commercial_Grocery_New_Food Preparation_Natural Gas_Commercial Food Prep Other_E2 | F4 | Commercial | Grocery | New | Food Preparation | Natural Gas | Commercial Food Prep Other | E2 | RVT BC Ratio | 0.7 | 0.7 | 0.7 | 0.7 | 0.7 | 0.7 | 0.7 | 0.7 | 0.7 | 0.7 | 0.7 | 0.7 | 0.7 | 0.7 | 0.7 | 0.7 | 0.7 | 0.7 | 0.7 | 0.7 | 0.7 | 0.7 | 0.7 | 0.7 | 0.7 | 0.7 | 0.7
F4_Commercial_Grocery_New_Food Preparation_Natural Gas_Commercial Food Prep Other_E3 | F4 | Commercial | Grocery | New | Food Preparation | Natural Gas | Commercial Food Prep Other | E3 | RVT BC Ratio | 0 | 0 | 0 | 0 | 0 | 0 | 0 | 0 | 0 | 0 | 0 | 0 | 0 | 0 | 0 | 0 | 0 | 0 | 0 | 0 | 0 | 0 | 0 | 0 | 0 | 0 | 0
F4_Commercial_Grocery_New_Food Preparation_Natural Gas_Commercial Food Prep Other_E4 | F4 | Commercial | Grocery | New | Food Preparation | Natural Gas | Commercial Food Prep Other | E4 | RVT BC Ratio | 0 | 0 | 0 | 0 | 0 | 0 | 0 | 0 | 0 | 0 | 0 | 0 | 0 | 0 | 0 | 0 | 0 | 0 | 0 | 0 | 0 | 0 | 0 | 0 | 0 | 0 | 0
F4_Commercial_Grocery_New_Food Preparation_Natural Gas_Commercial Food Prep Other_E5 | F4 | Commercial | Grocery | New | Food Preparation | Natural Gas | Commercial Food Prep Other | E5 | RVT BC Ratio | 0 | 0 | 0 | 0 | 0 | 0 | 0 | 0 | 0 | 0 | 0 | 0 | 0 | 0 | 0 | 0 | 0 | 0 | 0 | 0 | 0 | 0 | 0 | 0 | 0 | 0 | 0
F4_Commercial_Grocery_New_Food Preparation_Natural Gas_Commercial Food Prep Other_E6 | F4 | Commercial | Grocery | New | Food Preparation | Natural Gas | Commercial Food Prep Other | E6 | RVT BC Ratio | 0 | 0 | 0 | 0 | 0 | 0 | 0 | 0 | 0 | 0 | 0 | 0 | 0 | 0 | 0 | 0 | 0 | 0 | 0 | 0 | 0 | 0 | 0 | 0 | 0 | 0 | 0
F4_Commercial_Grocery_New_Food Preparation_Natural Gas_Commercial Food Prep Other_E7 | F4 | Commercial | Grocery | New | Food Preparation | Natural Gas | Commercial Food Prep Other | E7 | RVT BC Ratio | 0 | 0 | 0 | 0 | 0 | 0 | 0 | 0 | 0 | 0 | 0 | 0 | 0 | 0 | 0 | 0 | 0 | 0 | 0 | 0 | 0 | 0 | 0 | 0 | 0 | 0 | 0
F4_Commercial_Grocery_New_Food Preparation_Natural Gas_Commercial Food Prep Other_E8 | F4 | Commercial | Grocery | New | Food Preparation | Natural Gas | Commercial Food Prep Other | E8 | RVT BC Ratio | 0 | 0 | 0 | 0 | 0 | 0 | 0 | 0 | 0 | 0 | 0 | 0 | 0 | 0 | 0 | 0 | 0 | 0 | 0 | 0 | 0 | 0 | 0 | 0 | 0 | 0 | 0
F4_Commercial_Grocery_New_Food Preparation_Natural Gas_Commercial Food Prep Other_E9 | F4 | Commercial | Grocery | New | Food Preparation | Natural Gas | Commercial Food Prep Other | E9 | RVT BC Ratio | 0 | 0 | 0 | 0 | 0 | 0 | 0 | 0 | 0 | 0 | 0 | 0 | 0 | 0 | 0 | 0 | 0 | 0 | 0 | 0 | 0 | 0 | 0 | 0 | 0 | 0 | 0
F4_Commercial_Grocery_New_Food Preparation_Natural Gas_Commercial Food Prep Other_E10 | F4 | Commercial | Grocery | New | Food Preparation | Natural Gas | Commercial Food Prep Other | E10 | RVT BC Ratio | 0 | 0 | 0 | 0 | 0 | 0 | 0 | 0 | 0 | 0 | 0 | 0 | 0 | 0 | 0 | 0 | 0 | 0 | 0 | 0 | 0 | 0 | 0 | 0 | 0 | 0 | 0
F5_Commercial_Grocery_New_Food Preparation_Natural Gas_Commercial Food Prep Other_E1 | F5 | Commercial | Grocery | New | Food Preparation | Natural Gas | Commercial Food Prep Other | E1 | RIM BC Ratio | bar: 2021 to 2047
F5_Commercial_Grocery_New_Food Preparation_Natural Gas_Commercial Food Prep Other_E2 | F5 | Commercial | Grocery | New | Food Preparation | Natural Gas | Commercial Food Prep Other | E2 | RIM BC Ratio | 12.119 | 11.9441 | 11.7735 | 11.6081 | 11.6097 | 11.7198 | 11.8983 | 12.1145 | 12.348 | 12.5867 | 12.8228 | 13.0318 | 13.1913 | 13.2591 | 13.2278 | 13.0982 | 12.88 | 12.5945 | 12.2546 | 11.8517 | 11.3803 | 10.8378 | 10.3562 | 10.0444 | 9.9097 | 9.9583 | 10.0071
F5_Commercial_Grocery_New_Food Preparation_Natural Gas_Commercial Food Prep Other_E3 | F5 | Commercial | Grocery | New | Food Preparation | Natural Gas | Commercial Food Prep Other | E3 | RIM BC Ratio | 0 | 0 | 0 | 0 | 0 | 0 | 0 | 0 | 0 | 0 | 0 | 0 | 0 | 0 | 0 | 0 | 0 | 0 | 0 | 0 | 0 | 0 | 0 | 0 | 0 | 0 | 0
F5_Commercial_Grocery_New_Food Preparation_Natural Gas_Commercial Food Prep Other_E4 | F5 | Commercial | Grocery | New | Food Preparation | Natural Gas | Commercial Food Prep Other | E4 | RIM BC Ratio | 0 | 0 | 0 | 0 | 0 | 0 | 0 | 0 | 0 | 0 | 0 | 0 | 0 | 0 | 0 | 0 | 0 | 0 | 0 | 0 | 0 | 0 | 0 | 0 | 0 | 0 | 0
F5_Commercial_Grocery_New_Food Preparation_Natural Gas_Commercial Food Prep Other_E5 | F5 | Commercial | Grocery | New | Food Preparation | Natural Gas | Commercial Food Prep Other | E5 | RIM BC Ratio | 0 | 0 | 0 | 0 | 0 | 0 | 0 | 0 | 0 | 0 | 0 | 0 | 0 | 0 | 0 | 0 | 0 | 0 | 0 | 0 | 0 | 0 | 0 | 0 | 0 | 0 | 0
F5_Commercial_Grocery_New_Food Preparation_Natural Gas_Commercial Food Prep Other_E6 | F5 | Commercial | Grocery | New | Food Preparation | Natural Gas | Commercial Food Prep Other | E6 | RIM BC Ratio | 0 | 0 | 0 | 0 | 0 | 0 | 0 | 0 | 0 | 0 | 0 | 0 | 0 | 0 | 0 | 0 | 0 | 0 | 0 | 0 | 0 | 0 | 0 | 0 | 0 | 0 | 0
F5_Commercial_Grocery_New_Food Preparation_Natural Gas_Commercial Food Prep Other_E7 | F5 | Commercial | Grocery | New | Food Preparation | Natural Gas | Commercial Food Prep Other | E7 | RIM BC Ratio | 0 | 0 | 0 | 0 | 0 | 0 | 0 | 0 | 0 | 0 | 0 | 0 | 0 | 0 | 0 | 0 | 0 | 0 | 0 | 0 | 0 | 0 | 0 | 0 | 0 | 0 | 0
F5_Commercial_Grocery_New_Food Preparation_Natural Gas_Commercial Food Prep Other_E8 | F5 | Commercial | Grocery | New | Food Preparation | Natural Gas | Commercial Food Prep Other | E8 | RIM BC Ratio | 0 | 0 | 0 | 0 | 0 | 0 | 0 | 0 | 0 | 0 | 0 | 0 | 0 | 0 | 0 | 0 | 0 | 0 | 0 | 0 | 0 | 0 | 0 | 0 | 0 | 0 | 0
F5_Commercial_Grocery_New_Food Preparation_Natural Gas_Commercial Food Prep Other_E9 | F5 | Commercial | Grocery | New | Food Preparation | Natural Gas | Commercial Food Prep Other | E9 | RIM BC Ratio | 0 | 0 | 0 | 0 | 0 | 0 | 0 | 0 | 0 | 0 | 0 | 0 | 0 | 0 | 0 | 0 | 0 | 0 | 0 | 0 | 0 | 0 | 0 | 0 | 0 | 0 | 0
F5_Commercial_Grocery_New_Food Preparation_Natural Gas_Commercial Food Prep Other_E10 | F5 | Commercial | Grocery | New | Food Preparation | Natural Gas | Commercial Food Prep Other | E10 | RIM BC Ratio | 0 | 0 | 0 | 0 | 0 | 0 | 0 | 0 | 0 | 0 | 0 | 0 | 0 | 0 | 0 | 0 | 0 | 0 | 0 | 0 | 0 | 0 | 0 | 0 | 0 | 0 | 0
F0_Commercial_Grocery_New_Miscellaneous_Natural Gas_Pool Heater_E0 | F0 | Commercial | Grocery | New | Miscellaneous | Natural Gas | Pool Heater | E0 | Economic Unit | Standard (EF .78) | Standard (EF .78) | Standard (EF .78) | Standard (EF .78) | Standard (EF .78) | Standard (EF .78) | Standard (EF .78) | Standard (EF .78) | Standard (EF .78) | Standard (EF .78) | Standard (EF .78) | Standard (EF .78) | Standard (EF .78) | Standard (EF .78) | Standard (EF .78) | Standard (EF .78) | Standard (EF .78) | Standard (EF .78) | Standard (EF .78) | Standard (EF .78) | Standard (EF .78) | Standard (EF .78) | Standard (EF .78) | Standard (EF .78) | Standard (EF .78) | Standard (EF .78) | Standard (EF .78)
F1_Commercial_Grocery_New_Miscellaneous_Natural Gas_Pool Heater_E1 | F1 | Commercial | Grocery | New | Miscellaneous | Natural Gas | Pool Heater | E1 | CCE | 0 | 0 | 0 | 0 | 0 | 0 | 0 | 0 | 0 | 0 | 0 | 0 | 0 | 0 | 0 | 0 | 0 | 0 | 0 | 0 | 0 | 0 | 0 | 0 | 0 | 0 | 0
F1_Commercial_Grocery_New_Miscellaneous_Natural Gas_Pool Heater_E2 | F1 | Commercial | Grocery | New | Miscellaneous | Natural Gas | Pool Heater | E2 | CCE | 0.01727 | 0.01727 | 0.01727 | 0.01727 | 0.01727 | 0.01727 | 0.01727 | 0.01727 | 0.01727 | 0.01727 | 0.01727 | 0.01727 | 0.01727 | 0.01727 | 0.01727 | 0.01727 | 0.01727 | 0.01727 | 0.01727 | 0.01727 | 0.01727 | 0.01727 | 0.01727 | 0.01727 | 0.01727 | 0.01727 | 0.01727
F1_Commercial_Grocery_New_Miscellaneous_Natural Gas_Pool Heater_E3 | F1 | Commercial | Grocery | New | Miscellaneous | Natural Gas | Pool Heater | E3 | CCE | 0 | 0 | 0 | 0 | 0 | 0 | 0 | 0 | 0 | 0 | 0 | 0 | 0 | 0 | 0 | 0 | 0 | 0 | 0 | 0 | 0 | 0 | 0 | 0 | 0 | 0 | 0
F1_Commercial_Grocery_New_Miscellaneous_Natural Gas_Pool Heater_E4 | F1 | Commercial | Grocery | New | Miscellaneous | Natural Gas | Pool Heater | E4 | CCE | 0 | 0 | 0 | 0 | 0 | 0 | 0 | 0 | 0 | 0 | 0 | 0 | 0 | 0 | 0 | 0 | 0 | 0 | 0 | 0 | 0 | 0 | 0 | 0 | 0 | 0 | 0
F1_Commercial_Grocery_New_Miscellaneous_Natural Gas_Pool Heater_E5 | F1 | Commercial | Grocery | New | Miscellaneous | Natural Gas | Pool Heater | E5 | CCE | 0 | 0 | 0 | 0 | 0 | 0 | 0 | 0 | 0 | 0 | 0 | 0 | 0 | 0 | 0 | 0 | 0 | 0 | 0 | 0 | 0 | 0 | 0 | 0 | 0 | 0 | 0
F1_Commercial_Grocery_New_Miscellaneous_Natural Gas_Pool Heater_E6 | F1 | Commercial | Grocery | New | Miscellaneous | Natural Gas | Pool Heater | E6 | CCE | 0 | 0 | 0 | 0 | 0 | 0 | 0 | 0 | 0 | 0 | 0 | 0 | 0 | 0 | 0 | 0 | 0 | 0 | 0 | 0 | 0 | 0 | 0 | 0 | 0 | 0 | 0
F1_Commercial_Grocery_New_Miscellaneous_Natural Gas_Pool Heater_E7 | F1 | Commercial | Grocery | New | Miscellaneous | Natural Gas | Pool Heater | E7 | CCE | 0 | 0 | 0 | 0 | 0 | 0 | 0 | 0 | 0 | 0 | 0 | 0 | 0 | 0 | 0 | 0 | 0 | 0 | 0 | 0 | 0 | 0 | 0 | 0 | 0 | 0 | 0
F1_Commercial_Grocery_New_Miscellaneous_Natural Gas_Pool Heater_E8 | F1 | Commercial | Grocery | New | Miscellaneous | Natural Gas | Pool Heater | E8 | CCE | 0 | 0 | 0 | 0 | 0 | 0 | 0 | 0 | 0 | 0 | 0 | 0 | 0 | 0 | 0 | 0 | 0 | 0 | 0 | 0 | 0 | 0 | 0 | 0 | 0 | 0 | 0
F1_Commercial_Grocery_New_Miscellaneous_Natural Gas_Pool Heater_E9 | F1 | Commercial | Grocery | New | Miscellaneous | Natural Gas | Pool Heater | E9 | CCE | 0 | 0 | 0 | 0 | 0 | 0 | 0 | 0 | 0 | 0 | 0 | 0 | 0 | 0 | 0 | 0 | 0 | 0 | 0 | 0 | 0 | 0 | 0 | 0 | 0 | 0 | 0
F1_Commercial_Grocery_New_Miscellaneous_Natural Gas_Pool Heater_E10 | F1 | Commercial | Grocery | New | Miscellaneous | Natural Gas | Pool Heater | E10 | CCE | 0 | 0 | 0 | 0 | 0 | 0 | 0 | 0 | 0 | 0 | 0 | 0 | 0 | 0 | 0 | 0 | 0 | 0 | 0 | 0 | 0 | 0 | 0 | 0 | 0 | 0 | 0
F2_Commercial_Grocery_New_Miscellaneous_Natural Gas_Pool Heater_E1 | F2 | Commercial | Grocery | New | Miscellaneous | Natural Gas | Pool Heater | E1 | TRC BC Ratio | bar: 2021 to 2047
F2_Commercial_Grocery_New_Miscellaneous_Natural Gas_Pool Heater_E2 | F2 | Commercial | Grocery | New | Miscellaneous | Natural Gas | Pool Heater | E2 | TRC BC Ratio | 0.81519 | 0.79395 | 0.77145 | 0.74865 | 0.74158 | 0.74479 | 0.75444 | 0.76754 | 0.78207 | 0.7969 | 0.8123 | 0.82818 | 0.84505 | 0.86169 | 0.87741 | 0.88939 | 0.89388 | 0.88772 | 0.8685 | 0.83583 | 0.79136 | 0.73728 | 0.68909 | 0.65735 | 0.64275 | 0.6459 | 0.64907
F2_Commercial_Grocery_New_Miscellaneous_Natural Gas_Pool Heater_E3 | F2 | Commercial | Grocery | New | Miscellaneous | Natural Gas | Pool Heater | E3 | TRC BC Ratio | 0 | 0 | 0 | 0 | 0 | 0 | 0 | 0 | 0 | 0 | 0 | 0 | 0 | 0 | 0 | 0 | 0 | 0 | 0 | 0 | 0 | 0 | 0 | 0 | 0 | 0 | 0
F2_Commercial_Grocery_New_Miscellaneous_Natural Gas_Pool Heater_E4 | F2 | Commercial | Grocery | New | Miscellaneous | Natural Gas | Pool Heater | E4 | TRC BC Ratio | 0 | 0 | 0 | 0 | 0 | 0 | 0 | 0 | 0 | 0 | 0 | 0 | 0 | 0 | 0 | 0 | 0 | 0 | 0 | 0 | 0 | 0 | 0 | 0 | 0 | 0 | 0
F2_Commercial_Grocery_New_Miscellaneous_Natural Gas_Pool Heater_E5 | F2 | Commercial | Grocery | New | Miscellaneous | Natural Gas | Pool Heater | E5 | TRC BC Ratio | 0 | 0 | 0 | 0 | 0 | 0 | 0 | 0 | 0 | 0 | 0 | 0 | 0 | 0 | 0 | 0 | 0 | 0 | 0 | 0 | 0 | 0 | 0 | 0 | 0 | 0 | 0
F2_Commercial_Grocery_New_Miscellaneous_Natural Gas_Pool Heater_E6 | F2 | Commercial | Grocery | New | Miscellaneous | Natural Gas | Pool Heater | E6 | TRC BC Ratio | 0 | 0 | 0 | 0 | 0 | 0 | 0 | 0 | 0 | 0 | 0 | 0 | 0 | 0 | 0 | 0 | 0 | 0 | 0 | 0 | 0 | 0 | 0 | 0 | 0 | 0 | 0
F2_Commercial_Grocery_New_Miscellaneous_Natural Gas_Pool Heater_E7 | F2 | Commercial | Grocery | New | Miscellaneous | Natural Gas | Pool Heater | E7 | TRC BC Ratio | 0 | 0 | 0 | 0 | 0 | 0 | 0 | 0 | 0 | 0 | 0 | 0 | 0 | 0 | 0 | 0 | 0 | 0 | 0 | 0 | 0 | 0 | 0 | 0 | 0 | 0 | 0
F2_Commercial_Grocery_New_Miscellaneous_Natural Gas_Pool Heater_E8 | F2 | Commercial | Grocery | New | Miscellaneous | Natural Gas | Pool Heater | E8 | TRC BC Ratio | 0 | 0 | 0 | 0 | 0 | 0 | 0 | 0 | 0 | 0 | 0 | 0 | 0 | 0 | 0 | 0 | 0 | 0 | 0 | 0 | 0 | 0 | 0 | 0 | 0 | 0 | 0
F2_Commercial_Grocery_New_Miscellaneous_Natural Gas_Pool Heater_E9 | F2 | Commercial | Grocery | New | Miscellaneous | Natural Gas | Pool Heater | E9 | TRC BC Ratio | 0 | 0 | 0 | 0 | 0 | 0 | 0 | 0 | 0 | 0 | 0 | 0 | 0 | 0 | 0 | 0 | 0 | 0 | 0 | 0 | 0 | 0 | 0 | 0 | 0 | 0 | 0
F2_Commercial_Grocery_New_Miscellaneous_Natural Gas_Pool Heater_E10 | F2 | Commercial | Grocery | New | Miscellaneous | Natural Gas | Pool Heater | E10 | TRC BC Ratio | 0 | 0 | 0 | 0 | 0 | 0 | 0 | 0 | 0 | 0 | 0 | 0 | 0 | 0 | 0 | 0 | 0 | 0 | 0 | 0 | 0 | 0 | 0 | 0 | 0 | 0 | 0
F3_Commercial_Grocery_New_Miscellaneous_Natural Gas_Pool Heater_E1 | F3 | Commercial | Grocery | New | Miscellaneous | Natural Gas | Pool Heater | E1 | PACT BC Ratio | bar: 2021 to 2047
F3_Commercial_Grocery_New_Miscellaneous_Natural Gas_Pool Heater_E2 | F3 | Commercial | Grocery | New | Miscellaneous | Natural Gas | Pool Heater | E2 | PACT BC Ratio | 1.0278 | 1.0011 | 0.9727 | 0.94395 | 0.93503 | 0.93908 | 0.95126 | 0.96777 | 0.98608 | 1.0048 | 1.0242 | 1.0442 | 1.0655 | 1.0865 | 1.1063 | 1.1214 | 1.1271 | 1.1193 | 1.0951 | 1.0539 | 0.99781 | 0.92962 | 0.86885 | 0.82883 | 0.81042 | 0.8144 | 0.81839
F3_Commercial_Grocery_New_Miscellaneous_Natural Gas_Pool Heater_E3 | F3 | Commercial | Grocery | New | Miscellaneous | Natural Gas | Pool Heater | E3 | PACT BC Ratio | 0 | 0 | 0 | 0 | 0 | 0 | 0 | 0 | 0 | 0 | 0 | 0 | 0 | 0 | 0 | 0 | 0 | 0 | 0 | 0 | 0 | 0 | 0 | 0 | 0 | 0 | 0
F3_Commercial_Grocery_New_Miscellaneous_Natural Gas_Pool Heater_E4 | F3 | Commercial | Grocery | New | Miscellaneous | Natural Gas | Pool Heater | E4 | PACT BC Ratio | 0 | 0 | 0 | 0 | 0 | 0 | 0 | 0 | 0 | 0 | 0 | 0 | 0 | 0 | 0 | 0 | 0 | 0 | 0 | 0 | 0 | 0 | 0 | 0 | 0 | 0 | 0
F3_Commercial_Grocery_New_Miscellaneous_Natural Gas_Pool Heater_E5 | F3 | Commercial | Grocery | New | Miscellaneous | Natural Gas | Pool Heater | E5 | PACT BC Ratio | 0 | 0 | 0 | 0 | 0 | 0 | 0 | 0 | 0 | 0 | 0 | 0 | 0 | 0 | 0 | 0 | 0 | 0 | 0 | 0 | 0 | 0 | 0 | 0 | 0 | 0 | 0
F3_Commercial_Grocery_New_Miscellaneous_Natural Gas_Pool Heater_E6 | F3 | Commercial | Grocery | New | Miscellaneous | Natural Gas | Pool Heater | E6 | PACT BC Ratio | 0 | 0 | 0 | 0 | 0 | 0 | 0 | 0 | 0 | 0 | 0 | 0 | 0 | 0 | 0 | 0 | 0 | 0 | 0 | 0 | 0 | 0 | 0 | 0 | 0 | 0 | 0
F3_Commercial_Grocery_New_Miscellaneous_Natural Gas_Pool Heater_E7 | F3 | Commercial | Grocery | New | Miscellaneous | Natural Gas | Pool Heater | E7 | PACT BC Ratio | 0 | 0 | 0 | 0 | 0 | 0 | 0 | 0 | 0 | 0 | 0 | 0 | 0 | 0 | 0 | 0 | 0 | 0 | 0 | 0 | 0 | 0 | 0 | 0 | 0 | 0 | 0
F3_Commercial_Grocery_New_Miscellaneous_Natural Gas_Pool Heater_E8 | F3 | Commercial | Grocery | New | Miscellaneous | Natural Gas | Pool Heater | E8 | PACT BC Ratio | 0 | 0 | 0 | 0 | 0 | 0 | 0 | 0 | 0 | 0 | 0 | 0 | 0 | 0 | 0 | 0 | 0 | 0 | 0 | 0 | 0 | 0 | 0 | 0 | 0 | 0 | 0
F3_Commercial_Grocery_New_Miscellaneous_Natural Gas_Pool Heater_E9 | F3 | Commercial | Grocery | New | Miscellaneous | Natural Gas | Pool Heater | E9 | PACT BC Ratio | 0 | 0 | 0 | 0 | 0 | 0 | 0 | 0 | 0 | 0 | 0 | 0 | 0 | 0 | 0 | 0 | 0 | 0 | 0 | 0 | 0 | 0 | 0 | 0 | 0 | 0 | 0
F3_Commercial_Grocery_New_Miscellaneous_Natural Gas_Pool Heater_E10 | F3 | Commercial | Grocery | New | Miscellaneous | Natural Gas | Pool Heater | E10 | PACT BC Ratio | 0 | 0 | 0 | 0 | 0 | 0 | 0 | 0 | 0 | 0 | 0 | 0 | 0 | 0 | 0 | 0 | 0 | 0 | 0 | 0 | 0 | 0 | 0 | 0 | 0 | 0 | 0
F4_Commercial_Grocery_New_Miscellaneous_Natural Gas_Pool Heater_E1 | F4 | Commercial | Grocery | New | Miscellaneous | Natural Gas | Pool Heater | E1 | RVT BC Ratio | bar: 2021 to 2047
F4_Commercial_Grocery_New_Miscellaneous_Natural Gas_Pool Heater_E2 | F4 | Commercial | Grocery | New | Miscellaneous | Natural Gas | Pool Heater | E2 | RVT BC Ratio | 0.7 | 0.7 | 0.7 | 0.7 | 0.7 | 0.7 | 0.7 | 0.7 | 0.7 | 0.7 | 0.7 | 0.7 | 0.7 | 0.7 | 0.7 | 0.7 | 0.7 | 0.7 | 0.7 | 0.7 | 0.7 | 0.7 | 0.7 | 0.7 | 0.7 | 0.7 | 0.7
F4_Commercial_Grocery_New_Miscellaneous_Natural Gas_Pool Heater_E3 | F4 | Commercial | Grocery | New | Miscellaneous | Natural Gas | Pool Heater | E3 | RVT BC Ratio | 0 | 0 | 0 | 0 | 0 | 0 | 0 | 0 | 0 | 0 | 0 | 0 | 0 | 0 | 0 | 0 | 0 | 0 | 0 | 0 | 0 | 0 | 0 | 0 | 0 | 0 | 0
F4_Commercial_Grocery_New_Miscellaneous_Natural Gas_Pool Heater_E4 | F4 | Commercial | Grocery | New | Miscellaneous | Natural Gas | Pool Heater | E4 | RVT BC Ratio | 0 | 0 | 0 | 0 | 0 | 0 | 0 | 0 | 0 | 0 | 0 | 0 | 0 | 0 | 0 | 0 | 0 | 0 | 0 | 0 | 0 | 0 | 0 | 0 | 0 | 0 | 0
F4_Commercial_Grocery_New_Miscellaneous_Natural Gas_Pool Heater_E5 | F4 | Commercial | Grocery | New | Miscellaneous | Natural Gas | Pool Heater | E5 | RVT BC Ratio | 0 | 0 | 0 | 0 | 0 | 0 | 0 | 0 | 0 | 0 | 0 | 0 | 0 | 0 | 0 | 0 | 0 | 0 | 0 | 0 | 0 | 0 | 0 | 0 | 0 | 0 | 0
F4_Commercial_Grocery_New_Miscellaneous_Natural Gas_Pool Heater_E6 | F4 | Commercial | Grocery | New | Miscellaneous | Natural Gas | Pool Heater | E6 | RVT BC Ratio | 0 | 0 | 0 | 0 | 0 | 0 | 0 | 0 | 0 | 0 | 0 | 0 | 0 | 0 | 0 | 0 | 0 | 0 | 0 | 0 | 0 | 0 | 0 | 0 | 0 | 0 | 0
F4_Commercial_Grocery_New_Miscellaneous_Natural Gas_Pool Heater_E7 | F4 | Commercial | Grocery | New | Miscellaneous | Natural Gas | Pool Heater | E7 | RVT BC Ratio | 0 | 0 | 0 | 0 | 0 | 0 | 0 | 0 | 0 | 0 | 0 | 0 | 0 | 0 | 0 | 0 | 0 | 0 | 0 | 0 | 0 | 0 | 0 | 0 | 0 | 0 | 0
F4_Commercial_Grocery_New_Miscellaneous_Natural Gas_Pool Heater_E8 | F4 | Commercial | Grocery | New | Miscellaneous | Natural Gas | Pool Heater | E8 | RVT BC Ratio | 0 | 0 | 0 | 0 | 0 | 0 | 0 | 0 | 0 | 0 | 0 | 0 | 0 | 0 | 0 | 0 | 0 | 0 | 0 | 0 | 0 | 0 | 0 | 0 | 0 | 0 | 0
F4_Commercial_Grocery_New_Miscellaneous_Natural Gas_Pool Heater_E9 | F4 | Commercial | Grocery | New | Miscellaneous | Natural Gas | Pool Heater | E9 | RVT BC Ratio | 0 | 0 | 0 | 0 | 0 | 0 | 0 | 0 | 0 | 0 | 0 | 0 | 0 | 0 | 0 | 0 | 0 | 0 | 0 | 0 | 0 | 0 | 0 | 0 | 0 | 0 | 0
F4_Commercial_Grocery_New_Miscellaneous_Natural Gas_Pool Heater_E10 | F4 | Commercial | Grocery | New | Miscellaneous | Natural Gas | Pool Heater | E10 | RVT BC Ratio | 0 | 0 | 0 | 0 | 0 | 0 | 0 | 0 | 0 | 0 | 0 | 0 | 0 | 0 | 0 | 0 | 0 | 0 | 0 | 0 | 0 | 0 | 0 | 0 | 0 | 0 | 0
F5_Commercial_Grocery_New_Miscellaneous_Natural Gas_Pool Heater_E1 | F5 | Commercial | Grocery | New | Miscellaneous | Natural Gas | Pool Heater | E1 | RIM BC Ratio | bar: 2021 to 2047
F5_Commercial_Grocery_New_Miscellaneous_Natural Gas_Pool Heater_E2 | F5 | Commercial | Grocery | New | Miscellaneous | Natural Gas | Pool Heater | E2 | RIM BC Ratio | 1.0278 | 1.0011 | 0.9727 | 0.94395 | 0.93503 | 0.93908 | 0.95126 | 0.96777 | 0.98608 | 1.0048 | 1.0242 | 1.0442 | 1.0655 | 1.0865 | 1.1063 | 1.1214 | 1.1271 | 1.1193 | 1.0951 | 1.0539 | 0.99781 | 0.92962 | 0.86885 | 0.82883 | 0.81042 | 0.8144 | 0.81839
F5_Commercial_Grocery_New_Miscellaneous_Natural Gas_Pool Heater_E3 | F5 | Commercial | Grocery | New | Miscellaneous | Natural Gas | Pool Heater | E3 | RIM BC Ratio | 0 | 0 | 0 | 0 | 0 | 0 | 0 | 0 | 0 | 0 | 0 | 0 | 0 | 0 | 0 | 0 | 0 | 0 | 0 | 0 | 0 | 0 | 0 | 0 | 0 | 0 | 0
F5_Commercial_Grocery_New_Miscellaneous_Natural Gas_Pool Heater_E4 | F5 | Commercial | Grocery | New | Miscellaneous | Natural Gas | Pool Heater | E4 | RIM BC Ratio | 0 | 0 | 0 | 0 | 0 | 0 | 0 | 0 | 0 | 0 | 0 | 0 | 0 | 0 | 0 | 0 | 0 | 0 | 0 | 0 | 0 | 0 | 0 | 0 | 0 | 0 | 0
F5_Commercial_Grocery_New_Miscellaneous_Natural Gas_Pool Heater_E5 | F5 | Commercial | Grocery | New | Miscellaneous | Natural Gas | Pool Heater | E5 | RIM BC Ratio | 0 | 0 | 0 | 0 | 0 | 0 | 0 | 0 | 0 | 0 | 0 | 0 | 0 | 0 | 0 | 0 | 0 | 0 | 0 | 0 | 0 | 0 | 0 | 0 | 0 | 0 | 0
F5_Commercial_Grocery_New_Miscellaneous_Natural Gas_Pool Heater_E6 | F5 | Commercial | Grocery | New | Miscellaneous | Natural Gas | Pool Heater | E6 | RIM BC Ratio | 0 | 0 | 0 | 0 | 0 | 0 | 0 | 0 | 0 | 0 | 0 | 0 | 0 | 0 | 0 | 0 | 0 | 0 | 0 | 0 | 0 | 0 | 0 | 0 | 0 | 0 | 0
F5_Commercial_Grocery_New_Miscellaneous_Natural Gas_Pool Heater_E7 | F5 | Commercial | Grocery | New | Miscellaneous | Natural Gas | Pool Heater | E7 | RIM BC Ratio | 0 | 0 | 0 | 0 | 0 | 0 | 0 | 0 | 0 | 0 | 0 | 0 | 0 | 0 | 0 | 0 | 0 | 0 | 0 | 0 | 0 | 0 | 0 | 0 | 0 | 0 | 0
F5_Commercial_Grocery_New_Miscellaneous_Natural Gas_Pool Heater_E8 | F5 | Commercial | Grocery | New | Miscellaneous | Natural Gas | Pool Heater | E8 | RIM BC Ratio | 0 | 0 | 0 | 0 | 0 | 0 | 0 | 0 | 0 | 0 | 0 | 0 | 0 | 0 | 0 | 0 | 0 | 0 | 0 | 0 | 0 | 0 | 0 | 0 | 0 | 0 | 0
F5_Commercial_Grocery_New_Miscellaneous_Natural Gas_Pool Heater_E9 | F5 | Commercial | Grocery | New | Miscellaneous | Natural Gas | Pool Heater | E9 | RIM BC Ratio | 0 | 0 | 0 | 0 | 0 | 0 | 0 | 0 | 0 | 0 | 0 | 0 | 0 | 0 | 0 | 0 | 0 | 0 | 0 | 0 | 0 | 0 | 0 | 0 | 0 | 0 | 0
F5_Commercial_Grocery_New_Miscellaneous_Natural Gas_Pool Heater_E10 | F5 | Commercial | Grocery | New | Miscellaneous | Natural Gas | Pool Heater | E10 | RIM BC Ratio | 0 | 0 | 0 | 0 | 0 | 0 | 0 | 0 | 0 | 0 | 0 | 0 | 0 | 0 | 0 | 0 | 0 | 0 | 0 | 0 | 0 | 0 | 0 | 0 | 0 | 0 | 0
F0_Commercial_Grocery_New_Miscellaneous_Natural Gas_Miscellaneous_E0 | F0 | Commercial | Grocery | New | Miscellaneous | Natural Gas | Miscellaneous | E0 | Economic Unit | Miscellaneous | Miscellaneous | Miscellaneous | Miscellaneous | Miscellaneous | Miscellaneous | Miscellaneous | Miscellaneous | Miscellaneous | Miscellaneous | Miscellaneous | Miscellaneous | Miscellaneous | Miscellaneous | Miscellaneous | Miscellaneous | Miscellaneous | Miscellaneous | Miscellaneous | Miscellaneous | Miscellaneous | Miscellaneous | Miscellaneous | Miscellaneous | Miscellaneous | Miscellaneous | Miscellaneous
F1_Commercial_Grocery_New_Miscellaneous_Natural Gas_Miscellaneous_E1 | F1 | Commercial | Grocery | New | Miscellaneous | Natural Gas | Miscellaneous | E1 | CCE | 0 | 0 | 0 | 0 | 0 | 0 | 0 | 0 | 0 | 0 | 0 | 0 | 0 | 0 | 0 | 0 | 0 | 0 | 0 | 0 | 0 | 0 | 0 | 0 | 0 | 0 | 0
F1_Commercial_Grocery_New_Miscellaneous_Natural Gas_Miscellaneous_E2 | F1 | Commercial | Grocery | New | Miscellaneous | Natural Gas | Miscellaneous | E2 | CCE | 0 | 0 | 0 | 0 | 0 | 0 | 0 | 0 | 0 | 0 | 0 | 0 | 0 | 0 | 0 | 0 | 0 | 0 | 0 | 0 | 0 | 0 | 0 | 0 | 0 | 0 | 0
F1_Commercial_Grocery_New_Miscellaneous_Natural Gas_Miscellaneous_E3 | F1 | Commercial | Grocery | New | Miscellaneous | Natural Gas | Miscellaneous | E3 | CCE | 0 | 0 | 0 | 0 | 0 | 0 | 0 | 0 | 0 | 0 | 0 | 0 | 0 | 0 | 0 | 0 | 0 | 0 | 0 | 0 | 0 | 0 | 0 | 0 | 0 | 0 | 0
F1_Commercial_Grocery_New_Miscellaneous_Natural Gas_Miscellaneous_E4 | F1 | Commercial | Grocery | New | Miscellaneous | Natural Gas | Miscellaneous | E4 | CCE | 0 | 0 | 0 | 0 | 0 | 0 | 0 | 0 | 0 | 0 | 0 | 0 | 0 | 0 | 0 | 0 | 0 | 0 | 0 | 0 | 0 | 0 | 0 | 0 | 0 | 0 | 0
F1_Commercial_Grocery_New_Miscellaneous_Natural Gas_Miscellaneous_E5 | F1 | Commercial | Grocery | New | Miscellaneous | Natural Gas | Miscellaneous | E5 | CCE | 0 | 0 | 0 | 0 | 0 | 0 | 0 | 0 | 0 | 0 | 0 | 0 | 0 | 0 | 0 | 0 | 0 | 0 | 0 | 0 | 0 | 0 | 0 | 0 | 0 | 0 | 0
F1_Commercial_Grocery_New_Miscellaneous_Natural Gas_Miscellaneous_E6 | F1 | Commercial | Grocery | New | Miscellaneous | Natural Gas | Miscellaneous | E6 | CCE | 0 | 0 | 0 | 0 | 0 | 0 | 0 | 0 | 0 | 0 | 0 | 0 | 0 | 0 | 0 | 0 | 0 | 0 | 0 | 0 | 0 | 0 | 0 | 0 | 0 | 0 | 0
F1_Commercial_Grocery_New_Miscellaneous_Natural Gas_Miscellaneous_E7 | F1 | Commercial | Grocery | New | Miscellaneous | Natural Gas | Miscellaneous | E7 | CCE | 0 | 0 | 0 | 0 | 0 | 0 | 0 | 0 | 0 | 0 | 0 | 0 | 0 | 0 | 0 | 0 | 0 | 0 | 0 | 0 | 0 | 0 | 0 | 0 | 0 | 0 | 0
F1_Commercial_Grocery_New_Miscellaneous_Natural Gas_Miscellaneous_E8 | F1 | Commercial | Grocery | New | Miscellaneous | Natural Gas | Miscellaneous | E8 | CCE | 0 | 0 | 0 | 0 | 0 | 0 | 0 | 0 | 0 | 0 | 0 | 0 | 0 | 0 | 0 | 0 | 0 | 0 | 0 | 0 | 0 | 0 | 0 | 0 | 0 | 0 | 0
F1_Commercial_Grocery_New_Miscellaneous_Natural Gas_Miscellaneous_E9 | F1 | Commercial | Grocery | New | Miscellaneous | Natural Gas | Miscellaneous | E9 | CCE | 0 | 0 | 0 | 0 | 0 | 0 | 0 | 0 | 0 | 0 | 0 | 0 | 0 | 0 | 0 | 0 | 0 | 0 | 0 | 0 | 0 | 0 | 0 | 0 | 0 | 0 | 0
F1_Commercial_Grocery_New_Miscellaneous_Natural Gas_Miscellaneous_E10 | F1 | Commercial | Grocery | New | Miscellaneous | Natural Gas | Miscellaneous | E10 | CCE | 0 | 0 | 0 | 0 | 0 | 0 | 0 | 0 | 0 | 0 | 0 | 0 | 0 | 0 | 0 | 0 | 0 | 0 | 0 | 0 | 0 | 0 | 0 | 0 | 0 | 0 | 0
F2_Commercial_Grocery_New_Miscellaneous_Natural Gas_Miscellaneous_E1 | F2 | Commercial | Grocery | New | Miscellaneous | Natural Gas | Miscellaneous | E1 | TRC BC Ratio | bar: 2021 to 2047
F2_Commercial_Grocery_New_Miscellaneous_Natural Gas_Miscellaneous_E2 | F2 | Commercial | Grocery | New | Miscellaneous | Natural Gas | Miscellaneous | E2 | TRC BC Ratio | 0 | 0 | 0 | 0 | 0 | 0 | 0 | 0 | 0 | 0 | 0 | 0 | 0 | 0 | 0 | 0 | 0 | 0 | 0 | 0 | 0 | 0 | 0 | 0 | 0 | 0 | 0
F2_Commercial_Grocery_New_Miscellaneous_Natural Gas_Miscellaneous_E3 | F2 | Commercial | Grocery | New | Miscellaneous | Natural Gas | Miscellaneous | E3 | TRC BC Ratio | 0 | 0 | 0 | 0 | 0 | 0 | 0 | 0 | 0 | 0 | 0 | 0 | 0 | 0 | 0 | 0 | 0 | 0 | 0 | 0 | 0 | 0 | 0 | 0 | 0 | 0 | 0
F2_Commercial_Grocery_New_Miscellaneous_Natural Gas_Miscellaneous_E4 | F2 | Commercial | Grocery | New | Miscellaneous | Natural Gas | Miscellaneous | E4 | TRC BC Ratio | 0 | 0 | 0 | 0 | 0 | 0 | 0 | 0 | 0 | 0 | 0 | 0 | 0 | 0 | 0 | 0 | 0 | 0 | 0 | 0 | 0 | 0 | 0 | 0 | 0 | 0 | 0
F2_Commercial_Grocery_New_Miscellaneous_Natural Gas_Miscellaneous_E5 | F2 | Commercial | Grocery | New | Miscellaneous | Natural Gas | Miscellaneous | E5 | TRC BC Ratio | 0 | 0 | 0 | 0 | 0 | 0 | 0 | 0 | 0 | 0 | 0 | 0 | 0 | 0 | 0 | 0 | 0 | 0 | 0 | 0 | 0 | 0 | 0 | 0 | 0 | 0 | 0
F2_Commercial_Grocery_New_Miscellaneous_Natural Gas_Miscellaneous_E6 | F2 | Commercial | Grocery | New | Miscellaneous | Natural Gas | Miscellaneous | E6 | TRC BC Ratio | 0 | 0 | 0 | 0 | 0 | 0 | 0 | 0 | 0 | 0 | 0 | 0 | 0 | 0 | 0 | 0 | 0 | 0 | 0 | 0 | 0 | 0 | 0 | 0 | 0 | 0 | 0
F2_Commercial_Grocery_New_Miscellaneous_Natural Gas_Miscellaneous_E7 | F2 | Commercial | Grocery | New | Miscellaneous | Natural Gas | Miscellaneous | E7 | TRC BC Ratio | 0 | 0 | 0 | 0 | 0 | 0 | 0 | 0 | 0 | 0 | 0 | 0 | 0 | 0 | 0 | 0 | 0 | 0 | 0 | 0 | 0 | 0 | 0 | 0 | 0 | 0 | 0
F2_Commercial_Grocery_New_Miscellaneous_Natural Gas_Miscellaneous_E8 | F2 | Commercial | Grocery | New | Miscellaneous | Natural Gas | Miscellaneous | E8 | TRC BC Ratio | 0 | 0 | 0 | 0 | 0 | 0 | 0 | 0 | 0 | 0 | 0 | 0 | 0 | 0 | 0 | 0 | 0 | 0 | 0 | 0 | 0 | 0 | 0 | 0 | 0 | 0 | 0
F2_Commercial_Grocery_New_Miscellaneous_Natural Gas_Miscellaneous_E9 | F2 | Commercial | Grocery | New | Miscellaneous | Natural Gas | Miscellaneous | E9 | TRC BC Ratio | 0 | 0 | 0 | 0 | 0 | 0 | 0 | 0 | 0 | 0 | 0 | 0 | 0 | 0 | 0 | 0 | 0 | 0 | 0 | 0 | 0 | 0 | 0 | 0 | 0 | 0 | 0
F2_Commercial_Grocery_New_Miscellaneous_Natural Gas_Miscellaneous_E10 | F2 | Commercial | Grocery | New | Miscellaneous | Natural Gas | Miscellaneous | E10 | TRC BC Ratio | 0 | 0 | 0 | 0 | 0 | 0 | 0 | 0 | 0 | 0 | 0 | 0 | 0 | 0 | 0 | 0 | 0 | 0 | 0 | 0 | 0 | 0 | 0 | 0 | 0 | 0 | 0
F3_Commercial_Grocery_New_Miscellaneous_Natural Gas_Miscellaneous_E1 | F3 | Commercial | Grocery | New | Miscellaneous | Natural Gas | Miscellaneous | E1 | PACT BC Ratio | bar: 2021 to 2047
F3_Commercial_Grocery_New_Miscellaneous_Natural Gas_Miscellaneous_E2 | F3 | Commercial | Grocery | New | Miscellaneous | Natural Gas | Miscellaneous | E2 | PACT BC Ratio | 0 | 0 | 0 | 0 | 0 | 0 | 0 | 0 | 0 | 0 | 0 | 0 | 0 | 0 | 0 | 0 | 0 | 0 | 0 | 0 | 0 | 0 | 0 | 0 | 0 | 0 | 0
F3_Commercial_Grocery_New_Miscellaneous_Natural Gas_Miscellaneous_E3 | F3 | Commercial | Grocery | New | Miscellaneous | Natural Gas | Miscellaneous | E3 | PACT BC Ratio | 0 | 0 | 0 | 0 | 0 | 0 | 0 | 0 | 0 | 0 | 0 | 0 | 0 | 0 | 0 | 0 | 0 | 0 | 0 | 0 | 0 | 0 | 0 | 0 | 0 | 0 | 0
F3_Commercial_Grocery_New_Miscellaneous_Natural Gas_Miscellaneous_E4 | F3 | Commercial | Grocery | New | Miscellaneous | Natural Gas | Miscellaneous | E4 | PACT BC Ratio | 0 | 0 | 0 | 0 | 0 | 0 | 0 | 0 | 0 | 0 | 0 | 0 | 0 | 0 | 0 | 0 | 0 | 0 | 0 | 0 | 0 | 0 | 0 | 0 | 0 | 0 | 0
F3_Commercial_Grocery_New_Miscellaneous_Natural Gas_Miscellaneous_E5 | F3 | Commercial | Grocery | New | Miscellaneous | Natural Gas | Miscellaneous | E5 | PACT BC Ratio | 0 | 0 | 0 | 0 | 0 | 0 | 0 | 0 | 0 | 0 | 0 | 0 | 0 | 0 | 0 | 0 | 0 | 0 | 0 | 0 | 0 | 0 | 0 | 0 | 0 | 0 | 0
F3_Commercial_Grocery_New_Miscellaneous_Natural Gas_Miscellaneous_E6 | F3 | Commercial | Grocery | New | Miscellaneous | Natural Gas | Miscellaneous | E6 | PACT BC Ratio | 0 | 0 | 0 | 0 | 0 | 0 | 0 | 0 | 0 | 0 | 0 | 0 | 0 | 0 | 0 | 0 | 0 | 0 | 0 | 0 | 0 | 0 | 0 | 0 | 0 | 0 | 0
F3_Commercial_Grocery_New_Miscellaneous_Natural Gas_Miscellaneous_E7 | F3 | Commercial | Grocery | New | Miscellaneous | Natural Gas | Miscellaneous | E7 | PACT BC Ratio | 0 | 0 | 0 | 0 | 0 | 0 | 0 | 0 | 0 | 0 | 0 | 0 | 0 | 0 | 0 | 0 | 0 | 0 | 0 | 0 | 0 | 0 | 0 | 0 | 0 | 0 | 0
F3_Commercial_Grocery_New_Miscellaneous_Natural Gas_Miscellaneous_E8 | F3 | Commercial | Grocery | New | Miscellaneous | Natural Gas | Miscellaneous | E8 | PACT BC Ratio | 0 | 0 | 0 | 0 | 0 | 0 | 0 | 0 | 0 | 0 | 0 | 0 | 0 | 0 | 0 | 0 | 0 | 0 | 0 | 0 | 0 | 0 | 0 | 0 | 0 | 0 | 0
F3_Commercial_Grocery_New_Miscellaneous_Natural Gas_Miscellaneous_E9 | F3 | Commercial | Grocery | New | Miscellaneous | Natural Gas | Miscellaneous | E9 | PACT BC Ratio | 0 | 0 | 0 | 0 | 0 | 0 | 0 | 0 | 0 | 0 | 0 | 0 | 0 | 0 | 0 | 0 | 0 | 0 | 0 | 0 | 0 | 0 | 0 | 0 | 0 | 0 | 0
F3_Commercial_Grocery_New_Miscellaneous_Natural Gas_Miscellaneous_E10 | F3 | Commercial | Grocery | New | Miscellaneous | Natural Gas | Miscellaneous | E10 | PACT BC Ratio | 0 | 0 | 0 | 0 | 0 | 0 | 0 | 0 | 0 | 0 | 0 | 0 | 0 | 0 | 0 | 0 | 0 | 0 | 0 | 0 | 0 | 0 | 0 | 0 | 0 | 0 | 0
F4_Commercial_Grocery_New_Miscellaneous_Natural Gas_Miscellaneous_E1 | F4 | Commercial | Grocery | New | Miscellaneous | Natural Gas | Miscellaneous | E1 | RVT BC Ratio | bar: 2021 to 2047
F4_Commercial_Grocery_New_Miscellaneous_Natural Gas_Miscellaneous_E2 | F4 | Commercial | Grocery | New | Miscellaneous | Natural Gas | Miscellaneous | E2 | RVT BC Ratio | 0 | 0 | 0 | 0 | 0 | 0 | 0 | 0 | 0 | 0 | 0 | 0 | 0 | 0 | 0 | 0 | 0 | 0 | 0 | 0 | 0 | 0 | 0 | 0 | 0 | 0 | 0
F4_Commercial_Grocery_New_Miscellaneous_Natural Gas_Miscellaneous_E3 | F4 | Commercial | Grocery | New | Miscellaneous | Natural Gas | Miscellaneous | E3 | RVT BC Ratio | 0 | 0 | 0 | 0 | 0 | 0 | 0 | 0 | 0 | 0 | 0 | 0 | 0 | 0 | 0 | 0 | 0 | 0 | 0 | 0 | 0 | 0 | 0 | 0 | 0 | 0 | 0
F4_Commercial_Grocery_New_Miscellaneous_Natural Gas_Miscellaneous_E4 | F4 | Commercial | Grocery | New | Miscellaneous | Natural Gas | Miscellaneous | E4 | RVT BC Ratio | 0 | 0 | 0 | 0 | 0 | 0 | 0 | 0 | 0 | 0 | 0 | 0 | 0 | 0 | 0 | 0 | 0 | 0 | 0 | 0 | 0 | 0 | 0 | 0 | 0 | 0 | 0
F4_Commercial_Grocery_New_Miscellaneous_Natural Gas_Miscellaneous_E5 | F4 | Commercial | Grocery | New | Miscellaneous | Natural Gas | Miscellaneous | E5 | RVT BC Ratio | 0 | 0 | 0 | 0 | 0 | 0 | 0 | 0 | 0 | 0 | 0 | 0 | 0 | 0 | 0 | 0 | 0 | 0 | 0 | 0 | 0 | 0 | 0 | 0 | 0 | 0 | 0
F4_Commercial_Grocery_New_Miscellaneous_Natural Gas_Miscellaneous_E6 | F4 | Commercial | Grocery | New | Miscellaneous | Natural Gas | Miscellaneous | E6 | RVT BC Ratio | 0 | 0 | 0 | 0 | 0 | 0 | 0 | 0 | 0 | 0 | 0 | 0 | 0 | 0 | 0 | 0 | 0 | 0 | 0 | 0 | 0 | 0 | 0 | 0 | 0 | 0 | 0
F4_Commercial_Grocery_New_Miscellaneous_Natural Gas_Miscellaneous_E7 | F4 | Commercial | Grocery | New | Miscellaneous | Natural Gas | Miscellaneous | E7 | RVT BC Ratio | 0 | 0 | 0 | 0 | 0 | 0 | 0 | 0 | 0 | 0 | 0 | 0 | 0 | 0 | 0 | 0 | 0 | 0 | 0 | 0 | 0 | 0 | 0 | 0 | 0 | 0 | 0
F4_Commercial_Grocery_New_Miscellaneous_Natural Gas_Miscellaneous_E8 | F4 | Commercial | Grocery | New | Miscellaneous | Natural Gas | Miscellaneous | E8 | RVT BC Ratio | 0 | 0 | 0 | 0 | 0 | 0 | 0 | 0 | 0 | 0 | 0 | 0 | 0 | 0 | 0 | 0 | 0 | 0 | 0 | 0 | 0 | 0 | 0 | 0 | 0 | 0 | 0
F4_Commercial_Grocery_New_Miscellaneous_Natural Gas_Miscellaneous_E9 | F4 | Commercial | Grocery | New | Miscellaneous | Natural Gas | Miscellaneous | E9 | RVT BC Ratio | 0 | 0 | 0 | 0 | 0 | 0 | 0 | 0 | 0 | 0 | 0 | 0 | 0 | 0 | 0 | 0 | 0 | 0 | 0 | 0 | 0 | 0 | 0 | 0 | 0 | 0 | 0
F4_Commercial_Grocery_New_Miscellaneous_Natural Gas_Miscellaneous_E10 | F4 | Commercial | Grocery | New | Miscellaneous | Natural Gas | Miscellaneous | E10 | RVT BC Ratio | 0 | 0 | 0 | 0 | 0 | 0 | 0 | 0 | 0 | 0 | 0 | 0 | 0 | 0 | 0 | 0 | 0 | 0 | 0 | 0 | 0 | 0 | 0 | 0 | 0 | 0 | 0
F5_Commercial_Grocery_New_Miscellaneous_Natural Gas_Miscellaneous_E1 | F5 | Commercial | Grocery | New | Miscellaneous | Natural Gas | Miscellaneous | E1 | RIM BC Ratio | bar: 2021 to 2047
F5_Commercial_Grocery_New_Miscellaneous_Natural Gas_Miscellaneous_E2 | F5 | Commercial | Grocery | New | Miscellaneous | Natural Gas | Miscellaneous | E2 | RIM BC Ratio | 0 | 0 | 0 | 0 | 0 | 0 | 0 | 0 | 0 | 0 | 0 | 0 | 0 | 0 | 0 | 0 | 0 | 0 | 0 | 0 | 0 | 0 | 0 | 0 | 0 | 0 | 0
F5_Commercial_Grocery_New_Miscellaneous_Natural Gas_Miscellaneous_E3 | F5 | Commercial | Grocery | New | Miscellaneous | Natural Gas | Miscellaneous | E3 | RIM BC Ratio | 0 | 0 | 0 | 0 | 0 | 0 | 0 | 0 | 0 | 0 | 0 | 0 | 0 | 0 | 0 | 0 | 0 | 0 | 0 | 0 | 0 | 0 | 0 | 0 | 0 | 0 | 0
F5_Commercial_Grocery_New_Miscellaneous_Natural Gas_Miscellaneous_E4 | F5 | Commercial | Grocery | New | Miscellaneous | Natural Gas | Miscellaneous | E4 | RIM BC Ratio | 0 | 0 | 0 | 0 | 0 | 0 | 0 | 0 | 0 | 0 | 0 | 0 | 0 | 0 | 0 | 0 | 0 | 0 | 0 | 0 | 0 | 0 | 0 | 0 | 0 | 0 | 0
F5_Commercial_Grocery_New_Miscellaneous_Natural Gas_Miscellaneous_E5 | F5 | Commercial | Grocery | New | Miscellaneous | Natural Gas | Miscellaneous | E5 | RIM BC Ratio | 0 | 0 | 0 | 0 | 0 | 0 | 0 | 0 | 0 | 0 | 0 | 0 | 0 | 0 | 0 | 0 | 0 | 0 | 0 | 0 | 0 | 0 | 0 | 0 | 0 | 0 | 0
F5_Commercial_Grocery_New_Miscellaneous_Natural Gas_Miscellaneous_E6 | F5 | Commercial | Grocery | New | Miscellaneous | Natural Gas | Miscellaneous | E6 | RIM BC Ratio | 0 | 0 | 0 | 0 | 0 | 0 | 0 | 0 | 0 | 0 | 0 | 0 | 0 | 0 | 0 | 0 | 0 | 0 | 0 | 0 | 0 | 0 | 0 | 0 | 0 | 0 | 0
F5_Commercial_Grocery_New_Miscellaneous_Natural Gas_Miscellaneous_E7 | F5 | Commercial | Grocery | New | Miscellaneous | Natural Gas | Miscellaneous | E7 | RIM BC Ratio | 0 | 0 | 0 | 0 | 0 | 0 | 0 | 0 | 0 | 0 | 0 | 0 | 0 | 0 | 0 | 0 | 0 | 0 | 0 | 0 | 0 | 0 | 0 | 0 | 0 | 0 | 0
F5_Commercial_Grocery_New_Miscellaneous_Natural Gas_Miscellaneous_E8 | F5 | Commercial | Grocery | New | Miscellaneous | Natural Gas | Miscellaneous | E8 | RIM BC Ratio | 0 | 0 | 0 | 0 | 0 | 0 | 0 | 0 | 0 | 0 | 0 | 0 | 0 | 0 | 0 | 0 | 0 | 0 | 0 | 0 | 0 | 0 | 0 | 0 | 0 | 0 | 0
F5_Commercial_Grocery_New_Miscellaneous_Natural Gas_Miscellaneous_E9 | F5 | Commercial | Grocery | New | Miscellaneous | Natural Gas | Miscellaneous | E9 | RIM BC Ratio | 0 | 0 | 0 | 0 | 0 | 0 | 0 | 0 | 0 | 0 | 0 | 0 | 0 | 0 | 0 | 0 | 0 | 0 | 0 | 0 | 0 | 0 | 0 | 0 | 0 | 0 | 0
F5_Commercial_Grocery_New_Miscellaneous_Natural Gas_Miscellaneous_E10 | F5 | Commercial | Grocery | New | Miscellaneous | Natural Gas | Miscellaneous | E10 | RIM BC Ratio | 0 | 0 | 0 | 0 | 0 | 0 | 0 | 0 | 0 | 0 | 0 | 0 | 0 | 0 | 0 | 0 | 0 | 0 | 0 | 0 | 0 | 0 | 0 | 0 | 0 | 0 | 0
F0_Commercial_School_Existing_Space Heating_Natural Gas_Furnace_E0 | F0 | Commercial | School | Existing | Space Heating | Natural Gas | Furnace | E0 | Economic Unit | AFUE 80% (Standard) | AFUE 80% (Standard) | AFUE 80% (Standard) | AFUE 90% | AFUE 90% | AFUE 90% | AFUE 90% | AFUE 90% | AFUE 90% | AFUE 90% | AFUE 90% | AFUE 90% | AFUE 90% | AFUE 90% | AFUE 90% | AFUE 90% | AFUE 90% | AFUE 90% | AFUE 90% | AFUE 90% | AFUE 90% | AFUE 90% | AFUE 90% | AFUE 90% | AFUE 90% | AFUE 90% | AFUE 90%
F1_Commercial_School_Existing_Space Heating_Natural Gas_Furnace_E1 | F1 | Commercial | School | Existing | Space Heating | Natural Gas | Furnace | E1 | CCE | 0 | 0 | 0 | 0 | 0 | 0 | 0 | 0 | 0 | 0 | 0 | 0 | 0 | 0 | 0 | 0 | 0 | 0 | 0 | 0 | 0 | 0 | 0 | 0 | 0 | 0 | 0
F1_Commercial_School_Existing_Space Heating_Natural Gas_Furnace_E2 | F1 | Commercial | School | Existing | Space Heating | Natural Gas | Furnace | E2 | CCE | 0.017175 | 0.015965 | 0.016027 | 0 | 0 | 0 | 0 | 0 | 0 | 0 | 0 | 0 | 0 | 0 | 0 | 0 | 0 | 0 | 0 | 0 | 0 | 0 | 0 | 0 | 0 | 0 | 0
F1_Commercial_School_Existing_Space Heating_Natural Gas_Furnace_E3 | F1 | Commercial | School | Existing | Space Heating | Natural Gas | Furnace | E3 | CCE | 0.0229 | 0.021286 | 0.021369 | 0.032053 | 0.032053 | 0.032053 | 0.032053 | 0.032053 | 0.032053 | 0.032053 | 0.032053 | 0.032053 | 0.032053 | 0.032053 | 0.032053 | 0.032053 | 0.032053 | 0.032053 | 0.032053 | 0.032053 | 0.032053 | 0.032053 | 0.032053 | 0.032053 | 0.032053 | 0.032053 | 0.032053
F1_Commercial_School_Existing_Space Heating_Natural Gas_Furnace_E4 | F1 | Commercial | School | Existing | Space Heating | Natural Gas | Furnace | E4 | CCE | 0 | 0 | 0 | 0 | 0 | 0 | 0 | 0 | 0 | 0 | 0 | 0 | 0 | 0 | 0 | 0 | 0 | 0 | 0 | 0 | 0 | 0 | 0 | 0 | 0 | 0 | 0
F1_Commercial_School_Existing_Space Heating_Natural Gas_Furnace_E5 | F1 | Commercial | School | Existing | Space Heating | Natural Gas | Furnace | E5 | CCE | 0 | 0 | 0 | 0 | 0 | 0 | 0 | 0 | 0 | 0 | 0 | 0 | 0 | 0 | 0 | 0 | 0 | 0 | 0 | 0 | 0 | 0 | 0 | 0 | 0 | 0 | 0
F1_Commercial_School_Existing_Space Heating_Natural Gas_Furnace_E6 | F1 | Commercial | School | Existing | Space Heating | Natural Gas | Furnace | E6 | CCE | 0 | 0 | 0 | 0 | 0 | 0 | 0 | 0 | 0 | 0 | 0 | 0 | 0 | 0 | 0 | 0 | 0 | 0 | 0 | 0 | 0 | 0 | 0 | 0 | 0 | 0 | 0
F1_Commercial_School_Existing_Space Heating_Natural Gas_Furnace_E7 | F1 | Commercial | School | Existing | Space Heating | Natural Gas | Furnace | E7 | CCE | 0 | 0 | 0 | 0 | 0 | 0 | 0 | 0 | 0 | 0 | 0 | 0 | 0 | 0 | 0 | 0 | 0 | 0 | 0 | 0 | 0 | 0 | 0 | 0 | 0 | 0 | 0
F1_Commercial_School_Existing_Space Heating_Natural Gas_Furnace_E8 | F1 | Commercial | School | Existing | Space Heating | Natural Gas | Furnace | E8 | CCE | 0 | 0 | 0 | 0 | 0 | 0 | 0 | 0 | 0 | 0 | 0 | 0 | 0 | 0 | 0 | 0 | 0 | 0 | 0 | 0 | 0 | 0 | 0 | 0 | 0 | 0 | 0
F1_Commercial_School_Existing_Space Heating_Natural Gas_Furnace_E9 | F1 | Commercial | School | Existing | Space Heating | Natural Gas | Furnace | E9 | CCE | 0 | 0 | 0 | 0 | 0 | 0 | 0 | 0 | 0 | 0 | 0 | 0 | 0 | 0 | 0 | 0 | 0 | 0 | 0 | 0 | 0 | 0 | 0 | 0 | 0 | 0 | 0
F1_Commercial_School_Existing_Space Heating_Natural Gas_Furnace_E10 | F1 | Commercial | School | Existing | Space Heating | Natural Gas | Furnace | E10 | CCE | 0 | 0 | 0 | 0 | 0 | 0 | 0 | 0 | 0 | 0 | 0 | 0 | 0 | 0 | 0 | 0 | 0 | 0 | 0 | 0 | 0 | 0 | 0 | 0 | 0 | 0 | 0
F2_Commercial_School_Existing_Space Heating_Natural Gas_Furnace_E1 | F2 | Commercial | School | Existing | Space Heating | Natural Gas | Furnace | E1 | TRC BC Ratio | 1 | 1 | 1 | 0 | 0 | 0 | 0 | 0 | 0 | 0 | 0 | 0 | 0 | 0 | 0 | 0 | 0 | 0 | 0 | 0 | 0 | 0 | 0 | 0 | 0 | 0 | 0
F2_Commercial_School_Existing_Space Heating_Natural Gas_Furnace_E2 | F2 | Commercial | School | Existing | Space Heating | Natural Gas | Furnace | E2 | TRC BC Ratio | 0.90427 | 0.89896 | 0.88642 | 1 | 1 | 1 | 1 | 1 | 1 | 1 | 1 | 1 | 1 | 1 | 1 | 1 | 1 | 1 | 1 | 1 | 1 | 1 | 1 | 1 | 1 | 1 | 1
F2_Commercial_School_Existing_Space Heating_Natural Gas_Furnace_E3 | F2 | Commercial | School | Existing | Space Heating | Natural Gas | Furnace | E3 | TRC BC Ratio | 0.67821 | 0.67422 | 0.66482 | 0.43644 | 0.43457 | 0.43429 | 0.43515 | 0.43631 | 0.43722 | 0.43766 | 0.43762 | 0.43704 | 0.43578 | 0.43349 | 0.43018 | 0.42604 | 0.42071 | 0.41441 | 0.4069 | 0.39795 | 0.38729 | 0.37518 | 0.36518 | 0.3589 | 0.35653 | 0.35827 | 0.36003
F2_Commercial_School_Existing_Space Heating_Natural Gas_Furnace_E4 | F2 | Commercial | School | Existing | Space Heating | Natural Gas | Furnace | E4 | TRC BC Ratio | 0 | 0 | 0 | 0 | 0 | 0 | 0 | 0 | 0 | 0 | 0 | 0 | 0 | 0 | 0 | 0 | 0 | 0 | 0 | 0 | 0 | 0 | 0 | 0 | 0 | 0 | 0
F2_Commercial_School_Existing_Space Heating_Natural Gas_Furnace_E5 | F2 | Commercial | School | Existing | Space Heating | Natural Gas | Furnace | E5 | TRC BC Ratio | 0 | 0 | 0 | 0 | 0 | 0 | 0 | 0 | 0 | 0 | 0 | 0 | 0 | 0 | 0 | 0 | 0 | 0 | 0 | 0 | 0 | 0 | 0 | 0 | 0 | 0 | 0
F2_Commercial_School_Existing_Space Heating_Natural Gas_Furnace_E6 | F2 | Commercial | School | Existing | Space Heating | Natural Gas | Furnace | E6 | TRC BC Ratio | 0 | 0 | 0 | 0 | 0 | 0 | 0 | 0 | 0 | 0 | 0 | 0 | 0 | 0 | 0 | 0 | 0 | 0 | 0 | 0 | 0 | 0 | 0 | 0 | 0 | 0 | 0
F2_Commercial_School_Existing_Space Heating_Natural Gas_Furnace_E7 | F2 | Commercial | School | Existing | Space Heating | Natural Gas | Furnace | E7 | TRC BC Ratio | 0 | 0 | 0 | 0 | 0 | 0 | 0 | 0 | 0 | 0 | 0 | 0 | 0 | 0 | 0 | 0 | 0 | 0 | 0 | 0 | 0 | 0 | 0 | 0 | 0 | 0 | 0
F2_Commercial_School_Existing_Space Heating_Natural Gas_Furnace_E8 | F2 | Commercial | School | Existing | Space Heating | Natural Gas | Furnace | E8 | TRC BC Ratio | 0 | 0 | 0 | 0 | 0 | 0 | 0 | 0 | 0 | 0 | 0 | 0 | 0 | 0 | 0 | 0 | 0 | 0 | 0 | 0 | 0 | 0 | 0 | 0 | 0 | 0 | 0
F2_Commercial_School_Existing_Space Heating_Natural Gas_Furnace_E9 | F2 | Commercial | School | Existing | Space Heating | Natural Gas | Furnace | E9 | TRC BC Ratio | 0 | 0 | 0 | 0 | 0 | 0 | 0 | 0 | 0 | 0 | 0 | 0 | 0 | 0 | 0 | 0 | 0 | 0 | 0 | 0 | 0 | 0 | 0 | 0 | 0 | 0 | 0
F2_Commercial_School_Existing_Space Heating_Natural Gas_Furnace_E10 | F2 | Commercial | School | Existing | Space Heating | Natural Gas | Furnace | E10 | TRC BC Ratio | 0 | 0 | 0 | 0 | 0 | 0 | 0 | 0 | 0 | 0 | 0 | 0 | 0 | 0 | 0 | 0 | 0 | 0 | 0 | 0 | 0 | 0 | 0 | 0 | 0 | 0 | 0
F3_Commercial_School_Existing_Space Heating_Natural Gas_Furnace_E1 | F3 | Commercial | School | Existing | Space Heating | Natural Gas | Furnace | E1 | PACT BC Ratio | 1 | 1 | 1 | 0 | 0 | 0 | 0 | 0 | 0 | 0 | 0 | 0 | 0 | 0 | 0 | 0 | 0 | 0 | 0 | 0 | 0 | 0 | 0 | 0 | 0 | 0 | 0
F3_Commercial_School_Existing_Space Heating_Natural Gas_Furnace_E2 | F3 | Commercial | School | Existing | Space Heating | Natural Gas | Furnace | E2 | PACT BC Ratio | 1.1898 | 1.1828 | 1.1663 | 1 | 1 | 1 | 1 | 1 | 1 | 1 | 1 | 1 | 1 | 1 | 1 | 1 | 1 | 1 | 1 | 1 | 1 | 1 | 1 | 1 | 1 | 1 | 1
F3_Commercial_School_Existing_Space Heating_Natural Gas_Furnace_E3 | F3 | Commercial | School | Existing | Space Heating | Natural Gas | Furnace | E3 | PACT BC Ratio | 0.89238 | 0.88713 | 0.87476 | 0.57426 | 0.5718 | 0.57144 | 0.57256 | 0.5741 | 0.57529 | 0.57587 | 0.57582 | 0.57506 | 0.57339 | 0.57038 | 0.56603 | 0.56058 | 0.55356 | 0.54527 | 0.5354 | 0.52362 | 0.50959 | 0.49366 | 0.48049 | 0.47223 | 0.46911 | 0.47141 | 0.47373
F3_Commercial_School_Existing_Space Heating_Natural Gas_Furnace_E4 | F3 | Commercial | School | Existing | Space Heating | Natural Gas | Furnace | E4 | PACT BC Ratio | 0 | 0 | 0 | 0 | 0 | 0 | 0 | 0 | 0 | 0 | 0 | 0 | 0 | 0 | 0 | 0 | 0 | 0 | 0 | 0 | 0 | 0 | 0 | 0 | 0 | 0 | 0
F3_Commercial_School_Existing_Space Heating_Natural Gas_Furnace_E5 | F3 | Commercial | School | Existing | Space Heating | Natural Gas | Furnace | E5 | PACT BC Ratio | 0 | 0 | 0 | 0 | 0 | 0 | 0 | 0 | 0 | 0 | 0 | 0 | 0 | 0 | 0 | 0 | 0 | 0 | 0 | 0 | 0 | 0 | 0 | 0 | 0 | 0 | 0
F3_Commercial_School_Existing_Space Heating_Natural Gas_Furnace_E6 | F3 | Commercial | School | Existing | Space Heating | Natural Gas | Furnace | E6 | PACT BC Ratio | 0 | 0 | 0 | 0 | 0 | 0 | 0 | 0 | 0 | 0 | 0 | 0 | 0 | 0 | 0 | 0 | 0 | 0 | 0 | 0 | 0 | 0 | 0 | 0 | 0 | 0 | 0
F3_Commercial_School_Existing_Space Heating_Natural Gas_Furnace_E7 | F3 | Commercial | School | Existing | Space Heating | Natural Gas | Furnace | E7 | PACT BC Ratio | 0 | 0 | 0 | 0 | 0 | 0 | 0 | 0 | 0 | 0 | 0 | 0 | 0 | 0 | 0 | 0 | 0 | 0 | 0 | 0 | 0 | 0 | 0 | 0 | 0 | 0 | 0
F3_Commercial_School_Existing_Space Heating_Natural Gas_Furnace_E8 | F3 | Commercial | School | Existing | Space Heating | Natural Gas | Furnace | E8 | PACT BC Ratio | 0 | 0 | 0 | 0 | 0 | 0 | 0 | 0 | 0 | 0 | 0 | 0 | 0 | 0 | 0 | 0 | 0 | 0 | 0 | 0 | 0 | 0 | 0 | 0 | 0 | 0 | 0
F3_Commercial_School_Existing_Space Heating_Natural Gas_Furnace_E9 | F3 | Commercial | School | Existing | Space Heating | Natural Gas | Furnace | E9 | PACT BC Ratio | 0 | 0 | 0 | 0 | 0 | 0 | 0 | 0 | 0 | 0 | 0 | 0 | 0 | 0 | 0 | 0 | 0 | 0 | 0 | 0 | 0 | 0 | 0 | 0 | 0 | 0 | 0
F3_Commercial_School_Existing_Space Heating_Natural Gas_Furnace_E10 | F3 | Commercial | School | Existing | Space Heating | Natural Gas | Furnace | E10 | PACT BC Ratio | 0 | 0 | 0 | 0 | 0 | 0 | 0 | 0 | 0 | 0 | 0 | 0 | 0 | 0 | 0 | 0 | 0 | 0 | 0 | 0 | 0 | 0 | 0 | 0 | 0 | 0 | 0
F4_Commercial_School_Existing_Space Heating_Natural Gas_Furnace_E1 | F4 | Commercial | School | Existing | Space Heating | Natural Gas | Furnace | E1 | RVT BC Ratio | 1 | 1 | 1 | 0 | 0 | 0 | 0 | 0 | 0 | 0 | 0 | 0 | 0 | 0 | 0 | 0 | 0 | 0 | 0 | 0 | 0 | 0 | 0 | 0 | 0 | 0 | 0
F4_Commercial_School_Existing_Space Heating_Natural Gas_Furnace_E2 | F4 | Commercial | School | Existing | Space Heating | Natural Gas | Furnace | E2 | RVT BC Ratio | 0.7 | 0.7 | 0.7 | 1 | 1 | 1 | 1 | 1 | 1 | 1 | 1 | 1 | 1 | 1 | 1 | 1 | 1 | 1 | 1 | 1 | 1 | 1 | 1 | 1 | 1 | 1 | 1
F4_Commercial_School_Existing_Space Heating_Natural Gas_Furnace_E3 | F4 | Commercial | School | Existing | Space Heating | Natural Gas | Furnace | E3 | RVT BC Ratio | 0.7 | 0.7 | 0.7 | 0.7 | 0.7 | 0.7 | 0.7 | 0.7 | 0.7 | 0.7 | 0.7 | 0.7 | 0.7 | 0.7 | 0.7 | 0.7 | 0.7 | 0.7 | 0.7 | 0.7 | 0.7 | 0.7 | 0.7 | 0.7 | 0.7 | 0.7 | 0.7
F4_Commercial_School_Existing_Space Heating_Natural Gas_Furnace_E4 | F4 | Commercial | School | Existing | Space Heating | Natural Gas | Furnace | E4 | RVT BC Ratio | 0 | 0 | 0 | 0 | 0 | 0 | 0 | 0 | 0 | 0 | 0 | 0 | 0 | 0 | 0 | 0 | 0 | 0 | 0 | 0 | 0 | 0 | 0 | 0 | 0 | 0 | 0
F4_Commercial_School_Existing_Space Heating_Natural Gas_Furnace_E5 | F4 | Commercial | School | Existing | Space Heating | Natural Gas | Furnace | E5 | RVT BC Ratio | 0 | 0 | 0 | 0 | 0 | 0 | 0 | 0 | 0 | 0 | 0 | 0 | 0 | 0 | 0 | 0 | 0 | 0 | 0 | 0 | 0 | 0 | 0 | 0 | 0 | 0 | 0
F4_Commercial_School_Existing_Space Heating_Natural Gas_Furnace_E6 | F4 | Commercial | School | Existing | Space Heating | Natural Gas | Furnace | E6 | RVT BC Ratio | 0 | 0 | 0 | 0 | 0 | 0 | 0 | 0 | 0 | 0 | 0 | 0 | 0 | 0 | 0 | 0 | 0 | 0 | 0 | 0 | 0 | 0 | 0 | 0 | 0 | 0 | 0
F4_Commercial_School_Existing_Space Heating_Natural Gas_Furnace_E7 | F4 | Commercial | School | Existing | Space Heating | Natural Gas | Furnace | E7 | RVT BC Ratio | 0 | 0 | 0 | 0 | 0 | 0 | 0 | 0 | 0 | 0 | 0 | 0 | 0 | 0 | 0 | 0 | 0 | 0 | 0 | 0 | 0 | 0 | 0 | 0 | 0 | 0 | 0
F4_Commercial_School_Existing_Space Heating_Natural Gas_Furnace_E8 | F4 | Commercial | School | Existing | Space Heating | Natural Gas | Furnace | E8 | RVT BC Ratio | 0 | 0 | 0 | 0 | 0 | 0 | 0 | 0 | 0 | 0 | 0 | 0 | 0 | 0 | 0 | 0 | 0 | 0 | 0 | 0 | 0 | 0 | 0 | 0 | 0 | 0 | 0
F4_Commercial_School_Existing_Space Heating_Natural Gas_Furnace_E9 | F4 | Commercial | School | Existing | Space Heating | Natural Gas | Furnace | E9 | RVT BC Ratio | 0 | 0 | 0 | 0 | 0 | 0 | 0 | 0 | 0 | 0 | 0 | 0 | 0 | 0 | 0 | 0 | 0 | 0 | 0 | 0 | 0 | 0 | 0 | 0 | 0 | 0 | 0
F4_Commercial_School_Existing_Space Heating_Natural Gas_Furnace_E10 | F4 | Commercial | School | Existing | Space Heating | Natural Gas | Furnace | E10 | RVT BC Ratio | 0 | 0 | 0 | 0 | 0 | 0 | 0 | 0 | 0 | 0 | 0 | 0 | 0 | 0 | 0 | 0 | 0 | 0 | 0 | 0 | 0 | 0 | 0 | 0 | 0 | 0 | 0
F5_Commercial_School_Existing_Space Heating_Natural Gas_Furnace_E1 | F5 | Commercial | School | Existing | Space Heating | Natural Gas | Furnace | E1 | RIM BC Ratio | 1 | 1 | 1 | 0 | 0 | 0 | 0 | 0 | 0 | 0 | 0 | 0 | 0 | 0 | 0 | 0 | 0 | 0 | 0 | 0 | 0 | 0 | 0 | 0 | 0 | 0 | 0
F5_Commercial_School_Existing_Space Heating_Natural Gas_Furnace_E2 | F5 | Commercial | School | Existing | Space Heating | Natural Gas | Furnace | E2 | RIM BC Ratio | 1.1898 | 1.1828 | 1.1663 | 1 | 1 | 1 | 1 | 1 | 1 | 1 | 1 | 1 | 1 | 1 | 1 | 1 | 1 | 1 | 1 | 1 | 1 | 1 | 1 | 1 | 1 | 1 | 1
F5_Commercial_School_Existing_Space Heating_Natural Gas_Furnace_E3 | F5 | Commercial | School | Existing | Space Heating | Natural Gas | Furnace | E3 | RIM BC Ratio | 0.89238 | 0.88713 | 0.87476 | 0.57426 | 0.5718 | 0.57144 | 0.57256 | 0.5741 | 0.57529 | 0.57587 | 0.57582 | 0.57506 | 0.57339 | 0.57038 | 0.56603 | 0.56058 | 0.55356 | 0.54527 | 0.5354 | 0.52362 | 0.50959 | 0.49366 | 0.48049 | 0.47223 | 0.46911 | 0.47141 | 0.47373
F5_Commercial_School_Existing_Space Heating_Natural Gas_Furnace_E4 | F5 | Commercial | School | Existing | Space Heating | Natural Gas | Furnace | E4 | RIM BC Ratio | 0 | 0 | 0 | 0 | 0 | 0 | 0 | 0 | 0 | 0 | 0 | 0 | 0 | 0 | 0 | 0 | 0 | 0 | 0 | 0 | 0 | 0 | 0 | 0 | 0 | 0 | 0
F5_Commercial_School_Existing_Space Heating_Natural Gas_Furnace_E5 | F5 | Commercial | School | Existing | Space Heating | Natural Gas | Furnace | E5 | RIM BC Ratio | 0 | 0 | 0 | 0 | 0 | 0 | 0 | 0 | 0 | 0 | 0 | 0 | 0 | 0 | 0 | 0 | 0 | 0 | 0 | 0 | 0 | 0 | 0 | 0 | 0 | 0 | 0
F5_Commercial_School_Existing_Space Heating_Natural Gas_Furnace_E6 | F5 | Commercial | School | Existing | Space Heating | Natural Gas | Furnace | E6 | RIM BC Ratio | 0 | 0 | 0 | 0 | 0 | 0 | 0 | 0 | 0 | 0 | 0 | 0 | 0 | 0 | 0 | 0 | 0 | 0 | 0 | 0 | 0 | 0 | 0 | 0 | 0 | 0 | 0
F5_Commercial_School_Existing_Space Heating_Natural Gas_Furnace_E7 | F5 | Commercial | School | Existing | Space Heating | Natural Gas | Furnace | E7 | RIM BC Ratio | 0 | 0 | 0 | 0 | 0 | 0 | 0 | 0 | 0 | 0 | 0 | 0 | 0 | 0 | 0 | 0 | 0 | 0 | 0 | 0 | 0 | 0 | 0 | 0 | 0 | 0 | 0
F5_Commercial_School_Existing_Space Heating_Natural Gas_Furnace_E8 | F5 | Commercial | School | Existing | Space Heating | Natural Gas | Furnace | E8 | RIM BC Ratio | 0 | 0 | 0 | 0 | 0 | 0 | 0 | 0 | 0 | 0 | 0 | 0 | 0 | 0 | 0 | 0 | 0 | 0 | 0 | 0 | 0 | 0 | 0 | 0 | 0 | 0 | 0
F5_Commercial_School_Existing_Space Heating_Natural Gas_Furnace_E9 | F5 | Commercial | School | Existing | Space Heating | Natural Gas | Furnace | E9 | RIM BC Ratio | 0 | 0 | 0 | 0 | 0 | 0 | 0 | 0 | 0 | 0 | 0 | 0 | 0 | 0 | 0 | 0 | 0 | 0 | 0 | 0 | 0 | 0 | 0 | 0 | 0 | 0 | 0
F5_Commercial_School_Existing_Space Heating_Natural Gas_Furnace_E10 | F5 | Commercial | School | Existing | Space Heating | Natural Gas | Furnace | E10 | RIM BC Ratio | 0 | 0 | 0 | 0 | 0 | 0 | 0 | 0 | 0 | 0 | 0 | 0 | 0 | 0 | 0 | 0 | 0 | 0 | 0 | 0 | 0 | 0 | 0 | 0 | 0 | 0 | 0
F0_Commercial_School_Existing_Space Heating_Natural Gas_Boiler_E0 | F0 | Commercial | School | Existing | Space Heating | Natural Gas | Boiler | E0 | Economic Unit | AFUE 80% (Standard) | AFUE 80% (Standard) | AFUE 80% (Standard) | AFUE 80% (Standard) | AFUE 80% (Standard) | AFUE 80% (Standard) | AFUE 80% (Standard) | AFUE 80% (Standard) | AFUE 80% (Standard) | AFUE 80% (Standard) | AFUE 80% (Standard) | AFUE 80% (Standard) | AFUE 80% (Standard) | AFUE 80% (Standard) | AFUE 80% (Standard) | AFUE 80% (Standard) | AFUE 80% (Standard) | AFUE 80% (Standard) | AFUE 80% (Standard) | AFUE 80% (Standard) | AFUE 80% (Standard) | AFUE 80% (Standard) | AFUE 80% (Standard) | AFUE 80% (Standard) | AFUE 80% (Standard) | AFUE 80% (Standard) | AFUE 80% (Standard)
F1_Commercial_School_Existing_Space Heating_Natural Gas_Boiler_E1 | F1 | Commercial | School | Existing | Space Heating | Natural Gas | Boiler | E1 | CCE | 0 | 0 | 0 | 0 | 0 | 0 | 0 | 0 | 0 | 0 | 0 | 0 | 0 | 0 | 0 | 0 | 0 | 0 | 0 | 0 | 0 | 0 | 0 | 0 | 0 | 0 | 0
F1_Commercial_School_Existing_Space Heating_Natural Gas_Boiler_E2 | F1 | Commercial | School | Existing | Space Heating | Natural Gas | Boiler | E2 | CCE | 0.049661 | 0.046162 | 0.046341 | 0.046341 | 0.046341 | 0.046341 | 0.046341 | 0.046341 | 0.046341 | 0.046341 | 0.046341 | 0.046341 | 0.046341 | 0.046341 | 0.046341 | 0.046341 | 0.046341 | 0.046341 | 0.046341 | 0.046341 | 0.046341 | 0.046341 | 0.046341 | 0.046341 | 0.046341 | 0.046341 | 0.046341
F1_Commercial_School_Existing_Space Heating_Natural Gas_Boiler_E3 | F1 | Commercial | School | Existing | Space Heating | Natural Gas | Boiler | E3 | CCE | 0.050144 | 0.046611 | 0.046792 | 0.046792 | 0.046792 | 0.046792 | 0.046792 | 0.046792 | 0.046792 | 0.046792 | 0.046792 | 0.046792 | 0.046792 | 0.046792 | 0.046792 | 0.046792 | 0.046792 | 0.046792 | 0.046792 | 0.046792 | 0.046792 | 0.046792 | 0.046792 | 0.046792 | 0.046792 | 0.046792 | 0.046792
F1_Commercial_School_Existing_Space Heating_Natural Gas_Boiler_E4 | F1 | Commercial | School | Existing | Space Heating | Natural Gas | Boiler | E4 | CCE | 0.21159 | 0.19668 | 0.19744 | 0.19744 | 0.19744 | 0.19744 | 0.19744 | 0.19744 | 0.19744 | 0.19744 | 0.19744 | 0.19744 | 0.19744 | 0.19744 | 0.19744 | 0.19744 | 0.19744 | 0.19744 | 0.19744 | 0.19744 | 0.19744 | 0.19744 | 0.19744 | 0.19744 | 0.19744 | 0.19744 | 0.19744
F1_Commercial_School_Existing_Space Heating_Natural Gas_Boiler_E5 | F1 | Commercial | School | Existing | Space Heating | Natural Gas | Boiler | E5 | CCE | 0 | 0 | 0 | 0 | 0 | 0 | 0 | 0 | 0 | 0 | 0 | 0 | 0 | 0 | 0 | 0 | 0 | 0 | 0 | 0 | 0 | 0 | 0 | 0 | 0 | 0 | 0
F1_Commercial_School_Existing_Space Heating_Natural Gas_Boiler_E6 | F1 | Commercial | School | Existing | Space Heating | Natural Gas | Boiler | E6 | CCE | 0 | 0 | 0 | 0 | 0 | 0 | 0 | 0 | 0 | 0 | 0 | 0 | 0 | 0 | 0 | 0 | 0 | 0 | 0 | 0 | 0 | 0 | 0 | 0 | 0 | 0 | 0
F1_Commercial_School_Existing_Space Heating_Natural Gas_Boiler_E7 | F1 | Commercial | School | Existing | Space Heating | Natural Gas | Boiler | E7 | CCE | 0 | 0 | 0 | 0 | 0 | 0 | 0 | 0 | 0 | 0 | 0 | 0 | 0 | 0 | 0 | 0 | 0 | 0 | 0 | 0 | 0 | 0 | 0 | 0 | 0 | 0 | 0
F1_Commercial_School_Existing_Space Heating_Natural Gas_Boiler_E8 | F1 | Commercial | School | Existing | Space Heating | Natural Gas | Boiler | E8 | CCE | 0 | 0 | 0 | 0 | 0 | 0 | 0 | 0 | 0 | 0 | 0 | 0 | 0 | 0 | 0 | 0 | 0 | 0 | 0 | 0 | 0 | 0 | 0 | 0 | 0 | 0 | 0
F1_Commercial_School_Existing_Space Heating_Natural Gas_Boiler_E9 | F1 | Commercial | School | Existing | Space Heating | Natural Gas | Boiler | E9 | CCE | 0 | 0 | 0 | 0 | 0 | 0 | 0 | 0 | 0 | 0 | 0 | 0 | 0 | 0 | 0 | 0 | 0 | 0 | 0 | 0 | 0 | 0 | 0 | 0 | 0 | 0 | 0
F1_Commercial_School_Existing_Space Heating_Natural Gas_Boiler_E10 | F1 | Commercial | School | Existing | Space Heating | Natural Gas | Boiler | E10 | CCE | 0 | 0 | 0 | 0 | 0 | 0 | 0 | 0 | 0 | 0 | 0 | 0 | 0 | 0 | 0 | 0 | 0 | 0 | 0 | 0 | 0 | 0 | 0 | 0 | 0 | 0 | 0
F2_Commercial_School_Existing_Space Heating_Natural Gas_Boiler_E1 | F2 | Commercial | School | Existing | Space Heating | Natural Gas | Boiler | E1 | TRC BC Ratio | bar: 2021 to 2047
F2_Commercial_School_Existing_Space Heating_Natural Gas_Boiler_E2 | F2 | Commercial | School | Existing | Space Heating | Natural Gas | Boiler | E2 | TRC BC Ratio | 0.31358 | 0.31144 | 0.30678 | 0.30173 | 0.30001 | 0.29949 | 0.29991 | 0.30066 | 0.30131 | 0.30165 | 0.30167 | 0.30133 | 0.30052 | 0.29904 | 0.29687 | 0.29415 | 0.29063 | 0.28646 | 0.28149 | 0.27554 | 0.26846 | 0.26041 | 0.25376 | 0.24961 | 0.24807 | 0.24929 | 0.25051
F2_Commercial_School_Existing_Space Heating_Natural Gas_Boiler_E3 | F2 | Commercial | School | Existing | Space Heating | Natural Gas | Boiler | E3 | TRC BC Ratio | 0.31056 | 0.30844 | 0.30382 | 0.29882 | 0.29712 | 0.2966 | 0.29702 | 0.29777 | 0.29841 | 0.29875 | 0.29876 | 0.29842 | 0.29763 | 0.29616 | 0.29401 | 0.29132 | 0.28783 | 0.2837 | 0.27878 | 0.27289 | 0.26588 | 0.2579 | 0.25132 | 0.24721 | 0.24569 | 0.24689 | 0.2481
F2_Commercial_School_Existing_Space Heating_Natural Gas_Boiler_E4 | F2 | Commercial | School | Existing | Space Heating | Natural Gas | Boiler | E4 | TRC BC Ratio | 0.074839 | 0.074189 | 0.073002 | 0.071623 | 0.070651 | 0.069837 | 0.06918 | 0.068609 | 0.068075 | 0.067569 | 0.067113 | 0.066731 | 0.066438 | 0.066181 | 0.065922 | 0.065635 | 0.06523 | 0.064732 | 0.064117 | 0.06336 | 0.062437 | 0.061373 | 0.060515 | 0.060022 | 0.059913 | 0.060207 | 0.060502
F2_Commercial_School_Existing_Space Heating_Natural Gas_Boiler_E5 | F2 | Commercial | School | Existing | Space Heating | Natural Gas | Boiler | E5 | TRC BC Ratio | 0 | 0 | 0 | 0 | 0 | 0 | 0 | 0 | 0 | 0 | 0 | 0 | 0 | 0 | 0 | 0 | 0 | 0 | 0 | 0 | 0 | 0 | 0 | 0 | 0 | 0 | 0
F2_Commercial_School_Existing_Space Heating_Natural Gas_Boiler_E6 | F2 | Commercial | School | Existing | Space Heating | Natural Gas | Boiler | E6 | TRC BC Ratio | 0 | 0 | 0 | 0 | 0 | 0 | 0 | 0 | 0 | 0 | 0 | 0 | 0 | 0 | 0 | 0 | 0 | 0 | 0 | 0 | 0 | 0 | 0 | 0 | 0 | 0 | 0
F2_Commercial_School_Existing_Space Heating_Natural Gas_Boiler_E7 | F2 | Commercial | School | Existing | Space Heating | Natural Gas | Boiler | E7 | TRC BC Ratio | 0 | 0 | 0 | 0 | 0 | 0 | 0 | 0 | 0 | 0 | 0 | 0 | 0 | 0 | 0 | 0 | 0 | 0 | 0 | 0 | 0 | 0 | 0 | 0 | 0 | 0 | 0
F2_Commercial_School_Existing_Space Heating_Natural Gas_Boiler_E8 | F2 | Commercial | School | Existing | Space Heating | Natural Gas | Boiler | E8 | TRC BC Ratio | 0 | 0 | 0 | 0 | 0 | 0 | 0 | 0 | 0 | 0 | 0 | 0 | 0 | 0 | 0 | 0 | 0 | 0 | 0 | 0 | 0 | 0 | 0 | 0 | 0 | 0 | 0
F2_Commercial_School_Existing_Space Heating_Natural Gas_Boiler_E9 | F2 | Commercial | School | Existing | Space Heating | Natural Gas | Boiler | E9 | TRC BC Ratio | 0 | 0 | 0 | 0 | 0 | 0 | 0 | 0 | 0 | 0 | 0 | 0 | 0 | 0 | 0 | 0 | 0 | 0 | 0 | 0 | 0 | 0 | 0 | 0 | 0 | 0 | 0
F2_Commercial_School_Existing_Space Heating_Natural Gas_Boiler_E10 | F2 | Commercial | School | Existing | Space Heating | Natural Gas | Boiler | E10 | TRC BC Ratio | 0 | 0 | 0 | 0 | 0 | 0 | 0 | 0 | 0 | 0 | 0 | 0 | 0 | 0 | 0 | 0 | 0 | 0 | 0 | 0 | 0 | 0 | 0 | 0 | 0 | 0 | 0
F3_Commercial_School_Existing_Space Heating_Natural Gas_Boiler_E1 | F3 | Commercial | School | Existing | Space Heating | Natural Gas | Boiler | E1 | PACT BC Ratio | bar: 2021 to 2047
F3_Commercial_School_Existing_Space Heating_Natural Gas_Boiler_E2 | F3 | Commercial | School | Existing | Space Heating | Natural Gas | Boiler | E2 | PACT BC Ratio | 0.41261 | 0.40978 | 0.40365 | 0.39701 | 0.39474 | 0.39406 | 0.39462 | 0.39561 | 0.39646 | 0.39691 | 0.39693 | 0.39648 | 0.39543 | 0.39347 | 0.39062 | 0.38704 | 0.3824 | 0.37692 | 0.37038 | 0.36256 | 0.35324 | 0.34264 | 0.3339 | 0.32844 | 0.32641 | 0.32801 | 0.32962
F3_Commercial_School_Existing_Space Heating_Natural Gas_Boiler_E3 | F3 | Commercial | School | Existing | Space Heating | Natural Gas | Boiler | E3 | PACT BC Ratio | 0.40863 | 0.40584 | 0.39976 | 0.39319 | 0.39094 | 0.39027 | 0.39082 | 0.3918 | 0.39264 | 0.39309 | 0.39311 | 0.39266 | 0.39162 | 0.38968 | 0.38686 | 0.38331 | 0.37872 | 0.37329 | 0.36681 | 0.35906 | 0.34984 | 0.33934 | 0.33069 | 0.32527 | 0.32327 | 0.32486 | 0.32645
F3_Commercial_School_Existing_Space Heating_Natural Gas_Boiler_E4 | F3 | Commercial | School | Existing | Space Heating | Natural Gas | Boiler | E4 | PACT BC Ratio | 0.098472 | 0.097617 | 0.096055 | 0.094241 | 0.092961 | 0.09189 | 0.091026 | 0.090275 | 0.089573 | 0.088907 | 0.088307 | 0.087805 | 0.087418 | 0.08708 | 0.08674 | 0.086361 | 0.085829 | 0.085174 | 0.084364 | 0.083368 | 0.082154 | 0.080754 | 0.079625 | 0.078977 | 0.078833 | 0.079219 | 0.079608
F3_Commercial_School_Existing_Space Heating_Natural Gas_Boiler_E5 | F3 | Commercial | School | Existing | Space Heating | Natural Gas | Boiler | E5 | PACT BC Ratio | 0 | 0 | 0 | 0 | 0 | 0 | 0 | 0 | 0 | 0 | 0 | 0 | 0 | 0 | 0 | 0 | 0 | 0 | 0 | 0 | 0 | 0 | 0 | 0 | 0 | 0 | 0
F3_Commercial_School_Existing_Space Heating_Natural Gas_Boiler_E6 | F3 | Commercial | School | Existing | Space Heating | Natural Gas | Boiler | E6 | PACT BC Ratio | 0 | 0 | 0 | 0 | 0 | 0 | 0 | 0 | 0 | 0 | 0 | 0 | 0 | 0 | 0 | 0 | 0 | 0 | 0 | 0 | 0 | 0 | 0 | 0 | 0 | 0 | 0
F3_Commercial_School_Existing_Space Heating_Natural Gas_Boiler_E7 | F3 | Commercial | School | Existing | Space Heating | Natural Gas | Boiler | E7 | PACT BC Ratio | 0 | 0 | 0 | 0 | 0 | 0 | 0 | 0 | 0 | 0 | 0 | 0 | 0 | 0 | 0 | 0 | 0 | 0 | 0 | 0 | 0 | 0 | 0 | 0 | 0 | 0 | 0
F3_Commercial_School_Existing_Space Heating_Natural Gas_Boiler_E8 | F3 | Commercial | School | Existing | Space Heating | Natural Gas | Boiler | E8 | PACT BC Ratio | 0 | 0 | 0 | 0 | 0 | 0 | 0 | 0 | 0 | 0 | 0 | 0 | 0 | 0 | 0 | 0 | 0 | 0 | 0 | 0 | 0 | 0 | 0 | 0 | 0 | 0 | 0
F3_Commercial_School_Existing_Space Heating_Natural Gas_Boiler_E9 | F3 | Commercial | School | Existing | Space Heating | Natural Gas | Boiler | E9 | PACT BC Ratio | 0 | 0 | 0 | 0 | 0 | 0 | 0 | 0 | 0 | 0 | 0 | 0 | 0 | 0 | 0 | 0 | 0 | 0 | 0 | 0 | 0 | 0 | 0 | 0 | 0 | 0 | 0
F3_Commercial_School_Existing_Space Heating_Natural Gas_Boiler_E10 | F3 | Commercial | School | Existing | Space Heating | Natural Gas | Boiler | E10 | PACT BC Ratio | 0 | 0 | 0 | 0 | 0 | 0 | 0 | 0 | 0 | 0 | 0 | 0 | 0 | 0 | 0 | 0 | 0 | 0 | 0 | 0 | 0 | 0 | 0 | 0 | 0 | 0 | 0
F4_Commercial_School_Existing_Space Heating_Natural Gas_Boiler_E1 | F4 | Commercial | School | Existing | Space Heating | Natural Gas | Boiler | E1 | RVT BC Ratio | bar: 2021 to 2047
F4_Commercial_School_Existing_Space Heating_Natural Gas_Boiler_E2 | F4 | Commercial | School | Existing | Space Heating | Natural Gas | Boiler | E2 | RVT BC Ratio | 0.7 | 0.7 | 0.7 | 0.7 | 0.7 | 0.7 | 0.7 | 0.7 | 0.7 | 0.7 | 0.7 | 0.7 | 0.7 | 0.7 | 0.7 | 0.7 | 0.7 | 0.7 | 0.7 | 0.7 | 0.7 | 0.7 | 0.7 | 0.7 | 0.7 | 0.7 | 0.7
F4_Commercial_School_Existing_Space Heating_Natural Gas_Boiler_E3 | F4 | Commercial | School | Existing | Space Heating | Natural Gas | Boiler | E3 | RVT BC Ratio | 0.7 | 0.7 | 0.7 | 0.7 | 0.7 | 0.7 | 0.7 | 0.7 | 0.7 | 0.7 | 0.7 | 0.7 | 0.7 | 0.7 | 0.7 | 0.7 | 0.7 | 0.7 | 0.7 | 0.7 | 0.7 | 0.7 | 0.7 | 0.7 | 0.7 | 0.7 | 0.7
F4_Commercial_School_Existing_Space Heating_Natural Gas_Boiler_E4 | F4 | Commercial | School | Existing | Space Heating | Natural Gas | Boiler | E4 | RVT BC Ratio | 0.7 | 0.7 | 0.7 | 0.7 | 0.7 | 0.7 | 0.7 | 0.7 | 0.7 | 0.7 | 0.7 | 0.7 | 0.7 | 0.7 | 0.7 | 0.7 | 0.7 | 0.7 | 0.7 | 0.7 | 0.7 | 0.7 | 0.7 | 0.7 | 0.7 | 0.7 | 0.7
F4_Commercial_School_Existing_Space Heating_Natural Gas_Boiler_E5 | F4 | Commercial | School | Existing | Space Heating | Natural Gas | Boiler | E5 | RVT BC Ratio | 0 | 0 | 0 | 0 | 0 | 0 | 0 | 0 | 0 | 0 | 0 | 0 | 0 | 0 | 0 | 0 | 0 | 0 | 0 | 0 | 0 | 0 | 0 | 0 | 0 | 0 | 0
F4_Commercial_School_Existing_Space Heating_Natural Gas_Boiler_E6 | F4 | Commercial | School | Existing | Space Heating | Natural Gas | Boiler | E6 | RVT BC Ratio | 0 | 0 | 0 | 0 | 0 | 0 | 0 | 0 | 0 | 0 | 0 | 0 | 0 | 0 | 0 | 0 | 0 | 0 | 0 | 0 | 0 | 0 | 0 | 0 | 0 | 0 | 0
F4_Commercial_School_Existing_Space Heating_Natural Gas_Boiler_E7 | F4 | Commercial | School | Existing | Space Heating | Natural Gas | Boiler | E7 | RVT BC Ratio | 0 | 0 | 0 | 0 | 0 | 0 | 0 | 0 | 0 | 0 | 0 | 0 | 0 | 0 | 0 | 0 | 0 | 0 | 0 | 0 | 0 | 0 | 0 | 0 | 0 | 0 | 0
F4_Commercial_School_Existing_Space Heating_Natural Gas_Boiler_E8 | F4 | Commercial | School | Existing | Space Heating | Natural Gas | Boiler | E8 | RVT BC Ratio | 0 | 0 | 0 | 0 | 0 | 0 | 0 | 0 | 0 | 0 | 0 | 0 | 0 | 0 | 0 | 0 | 0 | 0 | 0 | 0 | 0 | 0 | 0 | 0 | 0 | 0 | 0
F4_Commercial_School_Existing_Space Heating_Natural Gas_Boiler_E9 | F4 | Commercial | School | Existing | Space Heating | Natural Gas | Boiler | E9 | RVT BC Ratio | 0 | 0 | 0 | 0 | 0 | 0 | 0 | 0 | 0 | 0 | 0 | 0 | 0 | 0 | 0 | 0 | 0 | 0 | 0 | 0 | 0 | 0 | 0 | 0 | 0 | 0 | 0
F4_Commercial_School_Existing_Space Heating_Natural Gas_Boiler_E10 | F4 | Commercial | School | Existing | Space Heating | Natural Gas | Boiler | E10 | RVT BC Ratio | 0 | 0 | 0 | 0 | 0 | 0 | 0 | 0 | 0 | 0 | 0 | 0 | 0 | 0 | 0 | 0 | 0 | 0 | 0 | 0 | 0 | 0 | 0 | 0 | 0 | 0 | 0
F5_Commercial_School_Existing_Space Heating_Natural Gas_Boiler_E1 | F5 | Commercial | School | Existing | Space Heating | Natural Gas | Boiler | E1 | RIM BC Ratio | bar: 2021 to 2047
F5_Commercial_School_Existing_Space Heating_Natural Gas_Boiler_E2 | F5 | Commercial | School | Existing | Space Heating | Natural Gas | Boiler | E2 | RIM BC Ratio | 0.41261 | 0.40978 | 0.40365 | 0.39701 | 0.39474 | 0.39406 | 0.39462 | 0.39561 | 0.39646 | 0.39691 | 0.39693 | 0.39648 | 0.39543 | 0.39347 | 0.39062 | 0.38704 | 0.3824 | 0.37692 | 0.37038 | 0.36256 | 0.35324 | 0.34264 | 0.3339 | 0.32844 | 0.32641 | 0.32801 | 0.32962
F5_Commercial_School_Existing_Space Heating_Natural Gas_Boiler_E3 | F5 | Commercial | School | Existing | Space Heating | Natural Gas | Boiler | E3 | RIM BC Ratio | 0.40863 | 0.40584 | 0.39976 | 0.39319 | 0.39094 | 0.39027 | 0.39082 | 0.3918 | 0.39264 | 0.39309 | 0.39311 | 0.39266 | 0.39162 | 0.38968 | 0.38686 | 0.38331 | 0.37872 | 0.37329 | 0.36681 | 0.35906 | 0.34984 | 0.33934 | 0.33069 | 0.32527 | 0.32327 | 0.32486 | 0.32645
F5_Commercial_School_Existing_Space Heating_Natural Gas_Boiler_E4 | F5 | Commercial | School | Existing | Space Heating | Natural Gas | Boiler | E4 | RIM BC Ratio | 0.098472 | 0.097617 | 0.096055 | 0.094241 | 0.092961 | 0.09189 | 0.091026 | 0.090275 | 0.089573 | 0.088907 | 0.088307 | 0.087805 | 0.087418 | 0.08708 | 0.08674 | 0.086361 | 0.085829 | 0.085174 | 0.084364 | 0.083368 | 0.082154 | 0.080754 | 0.079625 | 0.078977 | 0.078833 | 0.079219 | 0.079608
F5_Commercial_School_Existing_Space Heating_Natural Gas_Boiler_E5 | F5 | Commercial | School | Existing | Space Heating | Natural Gas | Boiler | E5 | RIM BC Ratio | 0 | 0 | 0 | 0 | 0 | 0 | 0 | 0 | 0 | 0 | 0 | 0 | 0 | 0 | 0 | 0 | 0 | 0 | 0 | 0 | 0 | 0 | 0 | 0 | 0 | 0 | 0
F5_Commercial_School_Existing_Space Heating_Natural Gas_Boiler_E6 | F5 | Commercial | School | Existing | Space Heating | Natural Gas | Boiler | E6 | RIM BC Ratio | 0 | 0 | 0 | 0 | 0 | 0 | 0 | 0 | 0 | 0 | 0 | 0 | 0 | 0 | 0 | 0 | 0 | 0 | 0 | 0 | 0 | 0 | 0 | 0 | 0 | 0 | 0
F5_Commercial_School_Existing_Space Heating_Natural Gas_Boiler_E7 | F5 | Commercial | School | Existing | Space Heating | Natural Gas | Boiler | E7 | RIM BC Ratio | 0 | 0 | 0 | 0 | 0 | 0 | 0 | 0 | 0 | 0 | 0 | 0 | 0 | 0 | 0 | 0 | 0 | 0 | 0 | 0 | 0 | 0 | 0 | 0 | 0 | 0 | 0
F5_Commercial_School_Existing_Space Heating_Natural Gas_Boiler_E8 | F5 | Commercial | School | Existing | Space Heating | Natural Gas | Boiler | E8 | RIM BC Ratio | 0 | 0 | 0 | 0 | 0 | 0 | 0 | 0 | 0 | 0 | 0 | 0 | 0 | 0 | 0 | 0 | 0 | 0 | 0 | 0 | 0 | 0 | 0 | 0 | 0 | 0 | 0
F5_Commercial_School_Existing_Space Heating_Natural Gas_Boiler_E9 | F5 | Commercial | School | Existing | Space Heating | Natural Gas | Boiler | E9 | RIM BC Ratio | 0 | 0 | 0 | 0 | 0 | 0 | 0 | 0 | 0 | 0 | 0 | 0 | 0 | 0 | 0 | 0 | 0 | 0 | 0 | 0 | 0 | 0 | 0 | 0 | 0 | 0 | 0
F5_Commercial_School_Existing_Space Heating_Natural Gas_Boiler_E10 | F5 | Commercial | School | Existing | Space Heating | Natural Gas | Boiler | E10 | RIM BC Ratio | 0 | 0 | 0 | 0 | 0 | 0 | 0 | 0 | 0 | 0 | 0 | 0 | 0 | 0 | 0 | 0 | 0 | 0 | 0 | 0 | 0 | 0 | 0 | 0 | 0 | 0 | 0
F0_Commercial_School_Existing_Space Heating_Natural Gas_Unit Heater_E0 | F0 | Commercial | School | Existing | Space Heating | Natural Gas | Unit Heater | E0 | Economic Unit | Infrared Radiant | Infrared Radiant | Infrared Radiant | Infrared Radiant | Infrared Radiant | Infrared Radiant | Infrared Radiant | Infrared Radiant | Infrared Radiant | Infrared Radiant | Infrared Radiant | Infrared Radiant | Infrared Radiant | Infrared Radiant | Infrared Radiant | Infrared Radiant | Infrared Radiant | Infrared Radiant | Infrared Radiant | Infrared Radiant | Infrared Radiant | Infrared Radiant | Infrared Radiant | Infrared Radiant | Infrared Radiant | Infrared Radiant | Infrared Radiant
F1_Commercial_School_Existing_Space Heating_Natural Gas_Unit Heater_E1 | F1 | Commercial | School | Existing | Space Heating | Natural Gas | Unit Heater | E1 | CCE | 0 | 0 | 0 | 0 | 0 | 0 | 0 | 0 | 0 | 0 | 0 | 0 | 0 | 0 | 0 | 0 | 0 | 0 | 0 | 0 | 0 | 0 | 0 | 0 | 0 | 0 | 0
F1_Commercial_School_Existing_Space Heating_Natural Gas_Unit Heater_E2 | F1 | Commercial | School | Existing | Space Heating | Natural Gas | Unit Heater | E2 | CCE | 0.0010768 | 0.0010009 | 0.0010048 | 0.0010048 | 0.0010048 | 0.0010048 | 0.0010048 | 0.0010048 | 0.0010048 | 0.0010048 | 0.0010048 | 0.0010048 | 0.0010048 | 0.0010048 | 0.0010048 | 0.0010048 | 0.0010048 | 0.0010048 | 0.0010048 | 0.0010048 | 0.0010048 | 0.0010048 | 0.0010048 | 0.0010048 | 0.0010048 | 0.0010048 | 0.0010048
F1_Commercial_School_Existing_Space Heating_Natural Gas_Unit Heater_E3 | F1 | Commercial | School | Existing | Space Heating | Natural Gas | Unit Heater | E3 | CCE | 0.0016475 | 0.0015314 | 0.0015374 | 0.0015374 | 0.0015374 | 0.0015374 | 0.0015374 | 0.0015374 | 0.0015374 | 0.0015374 | 0.0015374 | 0.0015374 | 0.0015374 | 0.0015374 | 0.0015374 | 0.0015374 | 0.0015374 | 0.0015374 | 0.0015374 | 0.0015374 | 0.0015374 | 0.0015374 | 0.0015374 | 0.0015374 | 0.0015374 | 0.0015374 | 0.0015374
F1_Commercial_School_Existing_Space Heating_Natural Gas_Unit Heater_E4 | F1 | Commercial | School | Existing | Space Heating | Natural Gas | Unit Heater | E4 | CCE | 0 | 0 | 0 | 0 | 0 | 0 | 0 | 0 | 0 | 0 | 0 | 0 | 0 | 0 | 0 | 0 | 0 | 0 | 0 | 0 | 0 | 0 | 0 | 0 | 0 | 0 | 0
F1_Commercial_School_Existing_Space Heating_Natural Gas_Unit Heater_E5 | F1 | Commercial | School | Existing | Space Heating | Natural Gas | Unit Heater | E5 | CCE | 0 | 0 | 0 | 0 | 0 | 0 | 0 | 0 | 0 | 0 | 0 | 0 | 0 | 0 | 0 | 0 | 0 | 0 | 0 | 0 | 0 | 0 | 0 | 0 | 0 | 0 | 0
F1_Commercial_School_Existing_Space Heating_Natural Gas_Unit Heater_E6 | F1 | Commercial | School | Existing | Space Heating | Natural Gas | Unit Heater | E6 | CCE | 0 | 0 | 0 | 0 | 0 | 0 | 0 | 0 | 0 | 0 | 0 | 0 | 0 | 0 | 0 | 0 | 0 | 0 | 0 | 0 | 0 | 0 | 0 | 0 | 0 | 0 | 0
F1_Commercial_School_Existing_Space Heating_Natural Gas_Unit Heater_E7 | F1 | Commercial | School | Existing | Space Heating | Natural Gas | Unit Heater | E7 | CCE | 0 | 0 | 0 | 0 | 0 | 0 | 0 | 0 | 0 | 0 | 0 | 0 | 0 | 0 | 0 | 0 | 0 | 0 | 0 | 0 | 0 | 0 | 0 | 0 | 0 | 0 | 0
F1_Commercial_School_Existing_Space Heating_Natural Gas_Unit Heater_E8 | F1 | Commercial | School | Existing | Space Heating | Natural Gas | Unit Heater | E8 | CCE | 0 | 0 | 0 | 0 | 0 | 0 | 0 | 0 | 0 | 0 | 0 | 0 | 0 | 0 | 0 | 0 | 0 | 0 | 0 | 0 | 0 | 0 | 0 | 0 | 0 | 0 | 0
F1_Commercial_School_Existing_Space Heating_Natural Gas_Unit Heater_E9 | F1 | Commercial | School | Existing | Space Heating | Natural Gas | Unit Heater | E9 | CCE | 0 | 0 | 0 | 0 | 0 | 0 | 0 | 0 | 0 | 0 | 0 | 0 | 0 | 0 | 0 | 0 | 0 | 0 | 0 | 0 | 0 | 0 | 0 | 0 | 0 | 0 | 0
F1_Commercial_School_Existing_Space Heating_Natural Gas_Unit Heater_E10 | F1 | Commercial | School | Existing | Space Heating | Natural Gas | Unit Heater | E10 | CCE | 0 | 0 | 0 | 0 | 0 | 0 | 0 | 0 | 0 | 0 | 0 | 0 | 0 | 0 | 0 | 0 | 0 | 0 | 0 | 0 | 0 | 0 | 0 | 0 | 0 | 0 | 0
F2_Commercial_School_Existing_Space Heating_Natural Gas_Unit Heater_E1 | F2 | Commercial | School | Existing | Space Heating | Natural Gas | Unit Heater | E1 | TRC BC Ratio | bar: 2021 to 2047
F2_Commercial_School_Existing_Space Heating_Natural Gas_Unit Heater_E2 | F2 | Commercial | School | Existing | Space Heating | Natural Gas | Unit Heater | E2 | TRC BC Ratio | 14.4533 | 14.385 | 14.1956 | 13.9907 | 13.9542 | 13.9737 | 14.0292 | 14.0877 | 14.1283 | 14.1445 | 14.1396 | 14.1165 | 14.0699 | 13.9885 | 13.8726 | 13.7285 | 13.5436 | 13.326 | 13.0674 | 12.7596 | 12.3938 | 11.9788 | 11.6353 | 11.4182 | 11.334 | 11.3895 | 11.4454
F2_Commercial_School_Existing_Space Heating_Natural Gas_Unit Heater_E3 | F2 | Commercial | School | Existing | Space Heating | Natural Gas | Unit Heater | E3 | TRC BC Ratio | 10.3182 | 10.3189 | 10.2536 | 10.1157 | 9.8886 | 9.6065 | 9.2659 | 8.8706 | 8.4447 | 8.0252 | 7.6539 | 7.3791 | 7.2226 | 7.1736 | 7.2023 | 7.2741 | 7.353 | 7.4378 | 7.5299 | 7.6306 | 7.7416 | 7.8612 | 7.9688 | 8.0549 | 8.1185 | 8.1583 | 8.1983
F2_Commercial_School_Existing_Space Heating_Natural Gas_Unit Heater_E4 | F2 | Commercial | School | Existing | Space Heating | Natural Gas | Unit Heater | E4 | TRC BC Ratio | 0 | 0 | 0 | 0 | 0 | 0 | 0 | 0 | 0 | 0 | 0 | 0 | 0 | 0 | 0 | 0 | 0 | 0 | 0 | 0 | 0 | 0 | 0 | 0 | 0 | 0 | 0
F2_Commercial_School_Existing_Space Heating_Natural Gas_Unit Heater_E5 | F2 | Commercial | School | Existing | Space Heating | Natural Gas | Unit Heater | E5 | TRC BC Ratio | 0 | 0 | 0 | 0 | 0 | 0 | 0 | 0 | 0 | 0 | 0 | 0 | 0 | 0 | 0 | 0 | 0 | 0 | 0 | 0 | 0 | 0 | 0 | 0 | 0 | 0 | 0
F2_Commercial_School_Existing_Space Heating_Natural Gas_Unit Heater_E6 | F2 | Commercial | School | Existing | Space Heating | Natural Gas | Unit Heater | E6 | TRC BC Ratio | 0 | 0 | 0 | 0 | 0 | 0 | 0 | 0 | 0 | 0 | 0 | 0 | 0 | 0 | 0 | 0 | 0 | 0 | 0 | 0 | 0 | 0 | 0 | 0 | 0 | 0 | 0
F2_Commercial_School_Existing_Space Heating_Natural Gas_Unit Heater_E7 | F2 | Commercial | School | Existing | Space Heating | Natural Gas | Unit Heater | E7 | TRC BC Ratio | 0 | 0 | 0 | 0 | 0 | 0 | 0 | 0 | 0 | 0 | 0 | 0 | 0 | 0 | 0 | 0 | 0 | 0 | 0 | 0 | 0 | 0 | 0 | 0 | 0 | 0 | 0
F2_Commercial_School_Existing_Space Heating_Natural Gas_Unit Heater_E8 | F2 | Commercial | School | Existing | Space Heating | Natural Gas | Unit Heater | E8 | TRC BC Ratio | 0 | 0 | 0 | 0 | 0 | 0 | 0 | 0 | 0 | 0 | 0 | 0 | 0 | 0 | 0 | 0 | 0 | 0 | 0 | 0 | 0 | 0 | 0 | 0 | 0 | 0 | 0
F2_Commercial_School_Existing_Space Heating_Natural Gas_Unit Heater_E9 | F2 | Commercial | School | Existing | Space Heating | Natural Gas | Unit Heater | E9 | TRC BC Ratio | 0 | 0 | 0 | 0 | 0 | 0 | 0 | 0 | 0 | 0 | 0 | 0 | 0 | 0 | 0 | 0 | 0 | 0 | 0 | 0 | 0 | 0 | 0 | 0 | 0 | 0 | 0
F2_Commercial_School_Existing_Space Heating_Natural Gas_Unit Heater_E10 | F2 | Commercial | School | Existing | Space Heating | Natural Gas | Unit Heater | E10 | TRC BC Ratio | 0 | 0 | 0 | 0 | 0 | 0 | 0 | 0 | 0 | 0 | 0 | 0 | 0 | 0 | 0 | 0 | 0 | 0 | 0 | 0 | 0 | 0 | 0 | 0 | 0 | 0 | 0
F3_Commercial_School_Existing_Space Heating_Natural Gas_Unit Heater_E1 | F3 | Commercial | School | Existing | Space Heating | Natural Gas | Unit Heater | E1 | PACT BC Ratio | bar: 2021 to 2047
F3_Commercial_School_Existing_Space Heating_Natural Gas_Unit Heater_E2 | F3 | Commercial | School | Existing | Space Heating | Natural Gas | Unit Heater | E2 | PACT BC Ratio | 19.0175 | 18.9276 | 18.6784 | 18.4089 | 18.3609 | 18.3864 | 18.4595 | 18.5364 | 18.5899 | 18.6112 | 18.6047 | 18.5743 | 18.5131 | 18.4059 | 18.2534 | 18.0638 | 17.8205 | 17.5342 | 17.194 | 16.7889 | 16.3077 | 15.7615 | 15.3096 | 15.0239 | 14.9131 | 14.9862 | 15.0597
F3_Commercial_School_Existing_Space Heating_Natural Gas_Unit Heater_E3 | F3 | Commercial | School | Existing | Space Heating | Natural Gas | Unit Heater | E3 | PACT BC Ratio | 13.5765 | 13.5775 | 13.4916 | 13.3101 | 13.0113 | 12.6401 | 12.192 | 11.6718 | 11.1114 | 10.5595 | 10.0709 | 9.7093 | 9.5034 | 9.439 | 9.4768 | 9.5711 | 9.675 | 9.7866 | 9.9077 | 10.0403 | 10.1863 | 10.3437 | 10.4853 | 10.5986 | 10.6822 | 10.7346 | 10.7872
F3_Commercial_School_Existing_Space Heating_Natural Gas_Unit Heater_E4 | F3 | Commercial | School | Existing | Space Heating | Natural Gas | Unit Heater | E4 | PACT BC Ratio | 0 | 0 | 0 | 0 | 0 | 0 | 0 | 0 | 0 | 0 | 0 | 0 | 0 | 0 | 0 | 0 | 0 | 0 | 0 | 0 | 0 | 0 | 0 | 0 | 0 | 0 | 0
F3_Commercial_School_Existing_Space Heating_Natural Gas_Unit Heater_E5 | F3 | Commercial | School | Existing | Space Heating | Natural Gas | Unit Heater | E5 | PACT BC Ratio | 0 | 0 | 0 | 0 | 0 | 0 | 0 | 0 | 0 | 0 | 0 | 0 | 0 | 0 | 0 | 0 | 0 | 0 | 0 | 0 | 0 | 0 | 0 | 0 | 0 | 0 | 0
F3_Commercial_School_Existing_Space Heating_Natural Gas_Unit Heater_E6 | F3 | Commercial | School | Existing | Space Heating | Natural Gas | Unit Heater | E6 | PACT BC Ratio | 0 | 0 | 0 | 0 | 0 | 0 | 0 | 0 | 0 | 0 | 0 | 0 | 0 | 0 | 0 | 0 | 0 | 0 | 0 | 0 | 0 | 0 | 0 | 0 | 0 | 0 | 0
F3_Commercial_School_Existing_Space Heating_Natural Gas_Unit Heater_E7 | F3 | Commercial | School | Existing | Space Heating | Natural Gas | Unit Heater | E7 | PACT BC Ratio | 0 | 0 | 0 | 0 | 0 | 0 | 0 | 0 | 0 | 0 | 0 | 0 | 0 | 0 | 0 | 0 | 0 | 0 | 0 | 0 | 0 | 0 | 0 | 0 | 0 | 0 | 0
F3_Commercial_School_Existing_Space Heating_Natural Gas_Unit Heater_E8 | F3 | Commercial | School | Existing | Space Heating | Natural Gas | Unit Heater | E8 | PACT BC Ratio | 0 | 0 | 0 | 0 | 0 | 0 | 0 | 0 | 0 | 0 | 0 | 0 | 0 | 0 | 0 | 0 | 0 | 0 | 0 | 0 | 0 | 0 | 0 | 0 | 0 | 0 | 0
F3_Commercial_School_Existing_Space Heating_Natural Gas_Unit Heater_E9 | F3 | Commercial | School | Existing | Space Heating | Natural Gas | Unit Heater | E9 | PACT BC Ratio | 0 | 0 | 0 | 0 | 0 | 0 | 0 | 0 | 0 | 0 | 0 | 0 | 0 | 0 | 0 | 0 | 0 | 0 | 0 | 0 | 0 | 0 | 0 | 0 | 0 | 0 | 0
F3_Commercial_School_Existing_Space Heating_Natural Gas_Unit Heater_E10 | F3 | Commercial | School | Existing | Space Heating | Natural Gas | Unit Heater | E10 | PACT BC Ratio | 0 | 0 | 0 | 0 | 0 | 0 | 0 | 0 | 0 | 0 | 0 | 0 | 0 | 0 | 0 | 0 | 0 | 0 | 0 | 0 | 0 | 0 | 0 | 0 | 0 | 0 | 0
F4_Commercial_School_Existing_Space Heating_Natural Gas_Unit Heater_E1 | F4 | Commercial | School | Existing | Space Heating | Natural Gas | Unit Heater | E1 | RVT BC Ratio | bar: 2021 to 2047
F4_Commercial_School_Existing_Space Heating_Natural Gas_Unit Heater_E2 | F4 | Commercial | School | Existing | Space Heating | Natural Gas | Unit Heater | E2 | RVT BC Ratio | 0.7 | 0.7 | 0.7 | 0.7 | 0.7 | 0.7 | 0.7 | 0.7 | 0.7 | 0.7 | 0.7 | 0.7 | 0.7 | 0.7 | 0.7 | 0.7 | 0.7 | 0.7 | 0.7 | 0.7 | 0.7 | 0.7 | 0.7 | 0.7 | 0.7 | 0.7 | 0.7
F4_Commercial_School_Existing_Space Heating_Natural Gas_Unit Heater_E3 | F4 | Commercial | School | Existing | Space Heating | Natural Gas | Unit Heater | E3 | RVT BC Ratio | 0.7 | 0.7 | 0.7 | 0.7 | 0.7 | 0.7 | 0.7 | 0.7 | 0.7 | 0.7 | 0.7 | 0.7 | 0.7 | 0.7 | 0.7 | 0.7 | 0.7 | 0.7 | 0.7 | 0.7 | 0.7 | 0.7 | 0.7 | 0.7 | 0.7 | 0.7 | 0.7
F4_Commercial_School_Existing_Space Heating_Natural Gas_Unit Heater_E4 | F4 | Commercial | School | Existing | Space Heating | Natural Gas | Unit Heater | E4 | RVT BC Ratio | 0 | 0 | 0 | 0 | 0 | 0 | 0 | 0 | 0 | 0 | 0 | 0 | 0 | 0 | 0 | 0 | 0 | 0 | 0 | 0 | 0 | 0 | 0 | 0 | 0 | 0 | 0
F4_Commercial_School_Existing_Space Heating_Natural Gas_Unit Heater_E5 | F4 | Commercial | School | Existing | Space Heating | Natural Gas | Unit Heater | E5 | RVT BC Ratio | 0 | 0 | 0 | 0 | 0 | 0 | 0 | 0 | 0 | 0 | 0 | 0 | 0 | 0 | 0 | 0 | 0 | 0 | 0 | 0 | 0 | 0 | 0 | 0 | 0 | 0 | 0
F4_Commercial_School_Existing_Space Heating_Natural Gas_Unit Heater_E6 | F4 | Commercial | School | Existing | Space Heating | Natural Gas | Unit Heater | E6 | RVT BC Ratio | 0 | 0 | 0 | 0 | 0 | 0 | 0 | 0 | 0 | 0 | 0 | 0 | 0 | 0 | 0 | 0 | 0 | 0 | 0 | 0 | 0 | 0 | 0 | 0 | 0 | 0 | 0
F4_Commercial_School_Existing_Space Heating_Natural Gas_Unit Heater_E7 | F4 | Commercial | School | Existing | Space Heating | Natural Gas | Unit Heater | E7 | RVT BC Ratio | 0 | 0 | 0 | 0 | 0 | 0 | 0 | 0 | 0 | 0 | 0 | 0 | 0 | 0 | 0 | 0 | 0 | 0 | 0 | 0 | 0 | 0 | 0 | 0 | 0 | 0 | 0
F4_Commercial_School_Existing_Space Heating_Natural Gas_Unit Heater_E8 | F4 | Commercial | School | Existing | Space Heating | Natural Gas | Unit Heater | E8 | RVT BC Ratio | 0 | 0 | 0 | 0 | 0 | 0 | 0 | 0 | 0 | 0 | 0 | 0 | 0 | 0 | 0 | 0 | 0 | 0 | 0 | 0 | 0 | 0 | 0 | 0 | 0 | 0 | 0
F4_Commercial_School_Existing_Space Heating_Natural Gas_Unit Heater_E9 | F4 | Commercial | School | Existing | Space Heating | Natural Gas | Unit Heater | E9 | RVT BC Ratio | 0 | 0 | 0 | 0 | 0 | 0 | 0 | 0 | 0 | 0 | 0 | 0 | 0 | 0 | 0 | 0 | 0 | 0 | 0 | 0 | 0 | 0 | 0 | 0 | 0 | 0 | 0
F4_Commercial_School_Existing_Space Heating_Natural Gas_Unit Heater_E10 | F4 | Commercial | School | Existing | Space Heating | Natural Gas | Unit Heater | E10 | RVT BC Ratio | 0 | 0 | 0 | 0 | 0 | 0 | 0 | 0 | 0 | 0 | 0 | 0 | 0 | 0 | 0 | 0 | 0 | 0 | 0 | 0 | 0 | 0 | 0 | 0 | 0 | 0 | 0
F5_Commercial_School_Existing_Space Heating_Natural Gas_Unit Heater_E1 | F5 | Commercial | School | Existing | Space Heating | Natural Gas | Unit Heater | E1 | RIM BC Ratio | bar: 2021 to 2047
F5_Commercial_School_Existing_Space Heating_Natural Gas_Unit Heater_E2 | F5 | Commercial | School | Existing | Space Heating | Natural Gas | Unit Heater | E2 | RIM BC Ratio | 19.0175 | 18.9276 | 18.6784 | 18.4089 | 18.3609 | 18.3864 | 18.4595 | 18.5364 | 18.5899 | 18.6112 | 18.6047 | 18.5743 | 18.5131 | 18.4059 | 18.2534 | 18.0638 | 17.8205 | 17.5342 | 17.194 | 16.7889 | 16.3077 | 15.7615 | 15.3096 | 15.0239 | 14.9131 | 14.9862 | 15.0597
F5_Commercial_School_Existing_Space Heating_Natural Gas_Unit Heater_E3 | F5 | Commercial | School | Existing | Space Heating | Natural Gas | Unit Heater | E3 | RIM BC Ratio | 13.5765 | 13.5775 | 13.4916 | 13.3101 | 13.0113 | 12.6401 | 12.192 | 11.6718 | 11.1114 | 10.5595 | 10.0709 | 9.7093 | 9.5034 | 9.439 | 9.4768 | 9.5711 | 9.675 | 9.7866 | 9.9077 | 10.0403 | 10.1863 | 10.3437 | 10.4853 | 10.5986 | 10.6822 | 10.7346 | 10.7872
F5_Commercial_School_Existing_Space Heating_Natural Gas_Unit Heater_E4 | F5 | Commercial | School | Existing | Space Heating | Natural Gas | Unit Heater | E4 | RIM BC Ratio | 0 | 0 | 0 | 0 | 0 | 0 | 0 | 0 | 0 | 0 | 0 | 0 | 0 | 0 | 0 | 0 | 0 | 0 | 0 | 0 | 0 | 0 | 0 | 0 | 0 | 0 | 0
F5_Commercial_School_Existing_Space Heating_Natural Gas_Unit Heater_E5 | F5 | Commercial | School | Existing | Space Heating | Natural Gas | Unit Heater | E5 | RIM BC Ratio | 0 | 0 | 0 | 0 | 0 | 0 | 0 | 0 | 0 | 0 | 0 | 0 | 0 | 0 | 0 | 0 | 0 | 0 | 0 | 0 | 0 | 0 | 0 | 0 | 0 | 0 | 0
F5_Commercial_School_Existing_Space Heating_Natural Gas_Unit Heater_E6 | F5 | Commercial | School | Existing | Space Heating | Natural Gas | Unit Heater | E6 | RIM BC Ratio | 0 | 0 | 0 | 0 | 0 | 0 | 0 | 0 | 0 | 0 | 0 | 0 | 0 | 0 | 0 | 0 | 0 | 0 | 0 | 0 | 0 | 0 | 0 | 0 | 0 | 0 | 0
F5_Commercial_School_Existing_Space Heating_Natural Gas_Unit Heater_E7 | F5 | Commercial | School | Existing | Space Heating | Natural Gas | Unit Heater | E7 | RIM BC Ratio | 0 | 0 | 0 | 0 | 0 | 0 | 0 | 0 | 0 | 0 | 0 | 0 | 0 | 0 | 0 | 0 | 0 | 0 | 0 | 0 | 0 | 0 | 0 | 0 | 0 | 0 | 0
F5_Commercial_School_Existing_Space Heating_Natural Gas_Unit Heater_E8 | F5 | Commercial | School | Existing | Space Heating | Natural Gas | Unit Heater | E8 | RIM BC Ratio | 0 | 0 | 0 | 0 | 0 | 0 | 0 | 0 | 0 | 0 | 0 | 0 | 0 | 0 | 0 | 0 | 0 | 0 | 0 | 0 | 0 | 0 | 0 | 0 | 0 | 0 | 0
F5_Commercial_School_Existing_Space Heating_Natural Gas_Unit Heater_E9 | F5 | Commercial | School | Existing | Space Heating | Natural Gas | Unit Heater | E9 | RIM BC Ratio | 0 | 0 | 0 | 0 | 0 | 0 | 0 | 0 | 0 | 0 | 0 | 0 | 0 | 0 | 0 | 0 | 0 | 0 | 0 | 0 | 0 | 0 | 0 | 0 | 0 | 0 | 0
F5_Commercial_School_Existing_Space Heating_Natural Gas_Unit Heater_E10 | F5 | Commercial | School | Existing | Space Heating | Natural Gas | Unit Heater | E10 | RIM BC Ratio | 0 | 0 | 0 | 0 | 0 | 0 | 0 | 0 | 0 | 0 | 0 | 0 | 0 | 0 | 0 | 0 | 0 | 0 | 0 | 0 | 0 | 0 | 0 | 0 | 0 | 0 | 0
F0_Commercial_School_Existing_Water Heating_Natural Gas_Water Heater_E0 | F0 | Commercial | School | Existing | Water Heating | Natural Gas | Water Heater | E0 | Economic Unit | Tankless | Tankless | Tankless | Tankless | Tankless | Tankless | Tankless | Tankless | Tankless | Tankless | Tankless | Tankless | Tankless | Tankless | Tankless | Tankless | Tankless | Tankless | Tankless | Tankless | Tankless | Tankless | Tankless | Tankless | Tankless | Tankless | Tankless
F1_Commercial_School_Existing_Water Heating_Natural Gas_Water Heater_E1 | F1 | Commercial | School | Existing | Water Heating | Natural Gas | Water Heater | E1 | CCE | 0 | 0 | 0 | 0 | 0 | 0 | 0 | 0 | 0 | 0 | 0 | 0 | 0 | 0 | 0 | 0 | 0 | 0 | 0 | 0 | 0 | 0 | 0 | 0 | 0 | 0 | 0
F1_Commercial_School_Existing_Water Heating_Natural Gas_Water Heater_E2 | F1 | Commercial | School | Existing | Water Heating | Natural Gas | Water Heater | E2 | CCE | 0.0026027 | 0.0026027 | 0.0026027 | 0.0026027 | 0.0026027 | 0.0026027 | 0.0026027 | 0.0026027 | 0.0026027 | 0.0026027 | 0.0026027 | 0.0026027 | 0.0026027 | 0.0026027 | 0.0026027 | 0.0026027 | 0.0026027 | 0.0026027 | 0.0026027 | 0.0026027 | 0.0026027 | 0.0026027 | 0.0026027 | 0.0026027 | 0.0026027 | 0.0026027 | 0.0026027
F1_Commercial_School_Existing_Water Heating_Natural Gas_Water Heater_E3 | F1 | Commercial | School | Existing | Water Heating | Natural Gas | Water Heater | E3 | CCE | -0.0020548 | -0.0020548 | -0.0020548 | -0.0020548 | -0.0020548 | -0.0020548 | -0.0020548 | -0.0020548 | -0.0020548 | -0.0020548 | -0.0020548 | -0.0020548 | -0.0020548 | -0.0020548 | -0.0020548 | -0.0020548 | -0.0020548 | -0.0020548 | -0.0020548 | -0.0020548 | -0.0020548 | -0.0020548 | -0.0020548 | -0.0020548 | -0.0020548 | -0.0020548 | -0.0020548
F1_Commercial_School_Existing_Water Heating_Natural Gas_Water Heater_E4 | F1 | Commercial | School | Existing | Water Heating | Natural Gas | Water Heater | E4 | CCE | 0 | 0 | 0.027312 | 0.027312 | 0.027312 | 0.027312 | 0.027312 | 0.027312 | 0.027312 | 0.027312 | 0.027312 | 0.027312 | 0.027312 | 0.027312 | 0.027312 | 0.027312 | 0.027312 | 0.027312 | 0.027312 | 0.027312 | 0.027312 | 0.027312 | 0.027312 | 0.027312 | 0.027312 | 0.027312 | 0.027312
F1_Commercial_School_Existing_Water Heating_Natural Gas_Water Heater_E5 | F1 | Commercial | School | Existing | Water Heating | Natural Gas | Water Heater | E5 | CCE | 0 | 0 | 0 | 0 | 0 | 0 | 0 | 0 | 0 | 0 | 0 | 0 | 0 | 0 | 0 | 0 | 0 | 0 | 0 | 0 | 0 | 0 | 0 | 0 | 0 | 0 | 0
F1_Commercial_School_Existing_Water Heating_Natural Gas_Water Heater_E6 | F1 | Commercial | School | Existing | Water Heating | Natural Gas | Water Heater | E6 | CCE | 0 | 0 | 0 | 0 | 0 | 0 | 0 | 0 | 0 | 0 | 0 | 0 | 0 | 0 | 0 | 0 | 0 | 0 | 0 | 0 | 0 | 0 | 0 | 0 | 0 | 0 | 0
F1_Commercial_School_Existing_Water Heating_Natural Gas_Water Heater_E7 | F1 | Commercial | School | Existing | Water Heating | Natural Gas | Water Heater | E7 | CCE | 0 | 0 | 0 | 0 | 0 | 0 | 0 | 0 | 0 | 0 | 0 | 0 | 0 | 0 | 0 | 0 | 0 | 0 | 0 | 0 | 0 | 0 | 0 | 0 | 0 | 0 | 0
F1_Commercial_School_Existing_Water Heating_Natural Gas_Water Heater_E8 | F1 | Commercial | School | Existing | Water Heating | Natural Gas | Water Heater | E8 | CCE | 0 | 0 | 0 | 0 | 0 | 0 | 0 | 0 | 0 | 0 | 0 | 0 | 0 | 0 | 0 | 0 | 0 | 0 | 0 | 0 | 0 | 0 | 0 | 0 | 0 | 0 | 0
F1_Commercial_School_Existing_Water Heating_Natural Gas_Water Heater_E9 | F1 | Commercial | School | Existing | Water Heating | Natural Gas | Water Heater | E9 | CCE | 0 | 0 | 0 | 0 | 0 | 0 | 0 | 0 | 0 | 0 | 0 | 0 | 0 | 0 | 0 | 0 | 0 | 0 | 0 | 0 | 0 | 0 | 0 | 0 | 0 | 0 | 0
F1_Commercial_School_Existing_Water Heating_Natural Gas_Water Heater_E10 | F1 | Commercial | School | Existing | Water Heating | Natural Gas | Water Heater | E10 | CCE | 0 | 0 | 0 | 0 | 0 | 0 | 0 | 0 | 0 | 0 | 0 | 0 | 0 | 0 | 0 | 0 | 0 | 0 | 0 | 0 | 0 | 0 | 0 | 0 | 0 | 0 | 0
F2_Commercial_School_Existing_Water Heating_Natural Gas_Water Heater_E1 | F2 | Commercial | School | Existing | Water Heating | Natural Gas | Water Heater | E1 | TRC BC Ratio | bar: 2021 to 2047
F2_Commercial_School_Existing_Water Heating_Natural Gas_Water Heater_E2 | F2 | Commercial | School | Existing | Water Heating | Natural Gas | Water Heater | E2 | TRC BC Ratio | 5.2799 | 5.2037 | 5.1294 | 5.0573 | 5.058 | 5.106 | 5.1837 | 5.278 | 5.3797 | 5.4837 | 5.5865 | 5.6776 | 5.7471 | 5.7766 | 5.763 | 5.7065 | 5.6115 | 5.4871 | 5.339 | 5.1634 | 4.9581 | 4.7217 | 4.5119 | 4.3761 | 4.3174 | 4.3386 | 4.3598
F2_Commercial_School_Existing_Water Heating_Natural Gas_Water Heater_E3 | F2 | Commercial | School | Existing | Water Heating | Natural Gas | Water Heater | E3 | TRC BC Ratio | bar: 2021 to 2047
F2_Commercial_School_Existing_Water Heating_Natural Gas_Water Heater_E4 | F2 | Commercial | School | Existing | Water Heating | Natural Gas | Water Heater | E4 | TRC BC Ratio | 0 | 0 | 0.46668 | 0.44639 | 0.43826 | 0.43799 | 0.44354 | 0.45493 | 0.47312 | 0.49993 | 0.53429 | 0.57206 | 0.60887 | 0.63669 | 0.65104 | 0.6505 | 0.63645 | 0.61374 | 0.587 | 0.55558 | 0.51908 | 0.4773 | 0.44003 | 0.41533 | 0.40374 | 0.40572 | 0.40771
F2_Commercial_School_Existing_Water Heating_Natural Gas_Water Heater_E5 | F2 | Commercial | School | Existing | Water Heating | Natural Gas | Water Heater | E5 | TRC BC Ratio | 0 | 0 | 0 | 0 | 0 | 0 | 0 | 0 | 0 | 0 | 0 | 0 | 0 | 0 | 0 | 0 | 0 | 0 | 0 | 0 | 0 | 0 | 0 | 0 | 0 | 0 | 0
F2_Commercial_School_Existing_Water Heating_Natural Gas_Water Heater_E6 | F2 | Commercial | School | Existing | Water Heating | Natural Gas | Water Heater | E6 | TRC BC Ratio | 0 | 0 | 0 | 0 | 0 | 0 | 0 | 0 | 0 | 0 | 0 | 0 | 0 | 0 | 0 | 0 | 0 | 0 | 0 | 0 | 0 | 0 | 0 | 0 | 0 | 0 | 0
F2_Commercial_School_Existing_Water Heating_Natural Gas_Water Heater_E7 | F2 | Commercial | School | Existing | Water Heating | Natural Gas | Water Heater | E7 | TRC BC Ratio | 0 | 0 | 0 | 0 | 0 | 0 | 0 | 0 | 0 | 0 | 0 | 0 | 0 | 0 | 0 | 0 | 0 | 0 | 0 | 0 | 0 | 0 | 0 | 0 | 0 | 0 | 0
F2_Commercial_School_Existing_Water Heating_Natural Gas_Water Heater_E8 | F2 | Commercial | School | Existing | Water Heating | Natural Gas | Water Heater | E8 | TRC BC Ratio | 0 | 0 | 0 | 0 | 0 | 0 | 0 | 0 | 0 | 0 | 0 | 0 | 0 | 0 | 0 | 0 | 0 | 0 | 0 | 0 | 0 | 0 | 0 | 0 | 0 | 0 | 0
F2_Commercial_School_Existing_Water Heating_Natural Gas_Water Heater_E9 | F2 | Commercial | School | Existing | Water Heating | Natural Gas | Water Heater | E9 | TRC BC Ratio | 0 | 0 | 0 | 0 | 0 | 0 | 0 | 0 | 0 | 0 | 0 | 0 | 0 | 0 | 0 | 0 | 0 | 0 | 0 | 0 | 0 | 0 | 0 | 0 | 0 | 0 | 0
F2_Commercial_School_Existing_Water Heating_Natural Gas_Water Heater_E10 | F2 | Commercial | School | Existing | Water Heating | Natural Gas | Water Heater | E10 | TRC BC Ratio | 0 | 0 | 0 | 0 | 0 | 0 | 0 | 0 | 0 | 0 | 0 | 0 | 0 | 0 | 0 | 0 | 0 | 0 | 0 | 0 | 0 | 0 | 0 | 0 | 0 | 0 | 0
F3_Commercial_School_Existing_Water Heating_Natural Gas_Water Heater_E1 | F3 | Commercial | School | Existing | Water Heating | Natural Gas | Water Heater | E1 | PACT BC Ratio | bar: 2021 to 2047
F3_Commercial_School_Existing_Water Heating_Natural Gas_Water Heater_E2 | F3 | Commercial | School | Existing | Water Heating | Natural Gas | Water Heater | E2 | PACT BC Ratio | 6.6572 | 6.5612 | 6.4675 | 6.3766 | 6.3775 | 6.438 | 6.536 | 6.6548 | 6.783 | 6.9142 | 7.0439 | 7.1587 | 7.2463 | 7.2836 | 7.2664 | 7.1951 | 7.0753 | 6.9185 | 6.7318 | 6.5104 | 6.2515 | 5.9535 | 5.6889 | 5.5176 | 5.4437 | 5.4704 | 5.4972
F3_Commercial_School_Existing_Water Heating_Natural Gas_Water Heater_E3 | F3 | Commercial | School | Existing | Water Heating | Natural Gas | Water Heater | E3 | PACT BC Ratio | bar: 2021 to 2047
F3_Commercial_School_Existing_Water Heating_Natural Gas_Water Heater_E4 | F3 | Commercial | School | Existing | Water Heating | Natural Gas | Water Heater | E4 | PACT BC Ratio | 0 | 0 | 0.58842 | 0.56284 | 0.55259 | 0.55224 | 0.55925 | 0.57361 | 0.59654 | 0.63035 | 0.67367 | 0.72129 | 0.7677 | 0.80278 | 0.82088 | 0.8202 | 0.80248 | 0.77385 | 0.74012 | 0.70051 | 0.65449 | 0.60182 | 0.55482 | 0.52368 | 0.50907 | 0.51156 | 0.51407
F3_Commercial_School_Existing_Water Heating_Natural Gas_Water Heater_E5 | F3 | Commercial | School | Existing | Water Heating | Natural Gas | Water Heater | E5 | PACT BC Ratio | 0 | 0 | 0 | 0 | 0 | 0 | 0 | 0 | 0 | 0 | 0 | 0 | 0 | 0 | 0 | 0 | 0 | 0 | 0 | 0 | 0 | 0 | 0 | 0 | 0 | 0 | 0
F3_Commercial_School_Existing_Water Heating_Natural Gas_Water Heater_E6 | F3 | Commercial | School | Existing | Water Heating | Natural Gas | Water Heater | E6 | PACT BC Ratio | 0 | 0 | 0 | 0 | 0 | 0 | 0 | 0 | 0 | 0 | 0 | 0 | 0 | 0 | 0 | 0 | 0 | 0 | 0 | 0 | 0 | 0 | 0 | 0 | 0 | 0 | 0
F3_Commercial_School_Existing_Water Heating_Natural Gas_Water Heater_E7 | F3 | Commercial | School | Existing | Water Heating | Natural Gas | Water Heater | E7 | PACT BC Ratio | 0 | 0 | 0 | 0 | 0 | 0 | 0 | 0 | 0 | 0 | 0 | 0 | 0 | 0 | 0 | 0 | 0 | 0 | 0 | 0 | 0 | 0 | 0 | 0 | 0 | 0 | 0
F3_Commercial_School_Existing_Water Heating_Natural Gas_Water Heater_E8 | F3 | Commercial | School | Existing | Water Heating | Natural Gas | Water Heater | E8 | PACT BC Ratio | 0 | 0 | 0 | 0 | 0 | 0 | 0 | 0 | 0 | 0 | 0 | 0 | 0 | 0 | 0 | 0 | 0 | 0 | 0 | 0 | 0 | 0 | 0 | 0 | 0 | 0 | 0
F3_Commercial_School_Existing_Water Heating_Natural Gas_Water Heater_E9 | F3 | Commercial | School | Existing | Water Heating | Natural Gas | Water Heater | E9 | PACT BC Ratio | 0 | 0 | 0 | 0 | 0 | 0 | 0 | 0 | 0 | 0 | 0 | 0 | 0 | 0 | 0 | 0 | 0 | 0 | 0 | 0 | 0 | 0 | 0 | 0 | 0 | 0 | 0
F3_Commercial_School_Existing_Water Heating_Natural Gas_Water Heater_E10 | F3 | Commercial | School | Existing | Water Heating | Natural Gas | Water Heater | E10 | PACT BC Ratio | 0 | 0 | 0 | 0 | 0 | 0 | 0 | 0 | 0 | 0 | 0 | 0 | 0 | 0 | 0 | 0 | 0 | 0 | 0 | 0 | 0 | 0 | 0 | 0 | 0 | 0 | 0
F4_Commercial_School_Existing_Water Heating_Natural Gas_Water Heater_E1 | F4 | Commercial | School | Existing | Water Heating | Natural Gas | Water Heater | E1 | RVT BC Ratio | bar: 2021 to 2047
F4_Commercial_School_Existing_Water Heating_Natural Gas_Water Heater_E2 | F4 | Commercial | School | Existing | Water Heating | Natural Gas | Water Heater | E2 | RVT BC Ratio | 0.7 | 0.7 | 0.7 | 0.7 | 0.7 | 0.7 | 0.7 | 0.7 | 0.7 | 0.7 | 0.7 | 0.7 | 0.7 | 0.7 | 0.7 | 0.7 | 0.7 | 0.7 | 0.7 | 0.7 | 0.7 | 0.7 | 0.7 | 0.7 | 0.7 | 0.7 | 0.7
F4_Commercial_School_Existing_Water Heating_Natural Gas_Water Heater_E3 | F4 | Commercial | School | Existing | Water Heating | Natural Gas | Water Heater | E3 | RVT BC Ratio | bar: 2021 to 2047
F4_Commercial_School_Existing_Water Heating_Natural Gas_Water Heater_E4 | F4 | Commercial | School | Existing | Water Heating | Natural Gas | Water Heater | E4 | RVT BC Ratio | 0 | 0 | 0.7 | 0.7 | 0.7 | 0.7 | 0.7 | 0.7 | 0.7 | 0.7 | 0.7 | 0.7 | 0.7 | 0.7 | 0.7 | 0.7 | 0.7 | 0.7 | 0.7 | 0.7 | 0.7 | 0.7 | 0.7 | 0.7 | 0.7 | 0.7 | 0.7
F4_Commercial_School_Existing_Water Heating_Natural Gas_Water Heater_E5 | F4 | Commercial | School | Existing | Water Heating | Natural Gas | Water Heater | E5 | RVT BC Ratio | 0 | 0 | 0 | 0 | 0 | 0 | 0 | 0 | 0 | 0 | 0 | 0 | 0 | 0 | 0 | 0 | 0 | 0 | 0 | 0 | 0 | 0 | 0 | 0 | 0 | 0 | 0
F4_Commercial_School_Existing_Water Heating_Natural Gas_Water Heater_E6 | F4 | Commercial | School | Existing | Water Heating | Natural Gas | Water Heater | E6 | RVT BC Ratio | 0 | 0 | 0 | 0 | 0 | 0 | 0 | 0 | 0 | 0 | 0 | 0 | 0 | 0 | 0 | 0 | 0 | 0 | 0 | 0 | 0 | 0 | 0 | 0 | 0 | 0 | 0
F4_Commercial_School_Existing_Water Heating_Natural Gas_Water Heater_E7 | F4 | Commercial | School | Existing | Water Heating | Natural Gas | Water Heater | E7 | RVT BC Ratio | 0 | 0 | 0 | 0 | 0 | 0 | 0 | 0 | 0 | 0 | 0 | 0 | 0 | 0 | 0 | 0 | 0 | 0 | 0 | 0 | 0 | 0 | 0 | 0 | 0 | 0 | 0
F4_Commercial_School_Existing_Water Heating_Natural Gas_Water Heater_E8 | F4 | Commercial | School | Existing | Water Heating | Natural Gas | Water Heater | E8 | RVT BC Ratio | 0 | 0 | 0 | 0 | 0 | 0 | 0 | 0 | 0 | 0 | 0 | 0 | 0 | 0 | 0 | 0 | 0 | 0 | 0 | 0 | 0 | 0 | 0 | 0 | 0 | 0 | 0
F4_Commercial_School_Existing_Water Heating_Natural Gas_Water Heater_E9 | F4 | Commercial | School | Existing | Water Heating | Natural Gas | Water Heater | E9 | RVT BC Ratio | 0 | 0 | 0 | 0 | 0 | 0 | 0 | 0 | 0 | 0 | 0 | 0 | 0 | 0 | 0 | 0 | 0 | 0 | 0 | 0 | 0 | 0 | 0 | 0 | 0 | 0 | 0
F4_Commercial_School_Existing_Water Heating_Natural Gas_Water Heater_E10 | F4 | Commercial | School | Existing | Water Heating | Natural Gas | Water Heater | E10 | RVT BC Ratio | 0 | 0 | 0 | 0 | 0 | 0 | 0 | 0 | 0 | 0 | 0 | 0 | 0 | 0 | 0 | 0 | 0 | 0 | 0 | 0 | 0 | 0 | 0 | 0 | 0 | 0 | 0
F5_Commercial_School_Existing_Water Heating_Natural Gas_Water Heater_E1 | F5 | Commercial | School | Existing | Water Heating | Natural Gas | Water Heater | E1 | RIM BC Ratio | bar: 2021 to 2047
F5_Commercial_School_Existing_Water Heating_Natural Gas_Water Heater_E2 | F5 | Commercial | School | Existing | Water Heating | Natural Gas | Water Heater | E2 | RIM BC Ratio | 6.6572 | 6.5612 | 6.4675 | 6.3766 | 6.3775 | 6.438 | 6.536 | 6.6548 | 6.783 | 6.9142 | 7.0439 | 7.1587 | 7.2463 | 7.2836 | 7.2664 | 7.1951 | 7.0753 | 6.9185 | 6.7318 | 6.5104 | 6.2515 | 5.9535 | 5.6889 | 5.5176 | 5.4437 | 5.4704 | 5.4972
F5_Commercial_School_Existing_Water Heating_Natural Gas_Water Heater_E3 | F5 | Commercial | School | Existing | Water Heating | Natural Gas | Water Heater | E3 | RIM BC Ratio | bar: 2021 to 2047
F5_Commercial_School_Existing_Water Heating_Natural Gas_Water Heater_E4 | F5 | Commercial | School | Existing | Water Heating | Natural Gas | Water Heater | E4 | RIM BC Ratio | 0 | 0 | 0.58842 | 0.56284 | 0.55259 | 0.55224 | 0.55925 | 0.57361 | 0.59654 | 0.63035 | 0.67367 | 0.72129 | 0.7677 | 0.80278 | 0.82088 | 0.8202 | 0.80248 | 0.77385 | 0.74012 | 0.70051 | 0.65449 | 0.60182 | 0.55482 | 0.52368 | 0.50907 | 0.51156 | 0.51407
F5_Commercial_School_Existing_Water Heating_Natural Gas_Water Heater_E5 | F5 | Commercial | School | Existing | Water Heating | Natural Gas | Water Heater | E5 | RIM BC Ratio | 0 | 0 | 0 | 0 | 0 | 0 | 0 | 0 | 0 | 0 | 0 | 0 | 0 | 0 | 0 | 0 | 0 | 0 | 0 | 0 | 0 | 0 | 0 | 0 | 0 | 0 | 0
F5_Commercial_School_Existing_Water Heating_Natural Gas_Water Heater_E6 | F5 | Commercial | School | Existing | Water Heating | Natural Gas | Water Heater | E6 | RIM BC Ratio | 0 | 0 | 0 | 0 | 0 | 0 | 0 | 0 | 0 | 0 | 0 | 0 | 0 | 0 | 0 | 0 | 0 | 0 | 0 | 0 | 0 | 0 | 0 | 0 | 0 | 0 | 0
F5_Commercial_School_Existing_Water Heating_Natural Gas_Water Heater_E7 | F5 | Commercial | School | Existing | Water Heating | Natural Gas | Water Heater | E7 | RIM BC Ratio | 0 | 0 | 0 | 0 | 0 | 0 | 0 | 0 | 0 | 0 | 0 | 0 | 0 | 0 | 0 | 0 | 0 | 0 | 0 | 0 | 0 | 0 | 0 | 0 | 0 | 0 | 0
F5_Commercial_School_Existing_Water Heating_Natural Gas_Water Heater_E8 | F5 | Commercial | School | Existing | Water Heating | Natural Gas | Water Heater | E8 | RIM BC Ratio | 0 | 0 | 0 | 0 | 0 | 0 | 0 | 0 | 0 | 0 | 0 | 0 | 0 | 0 | 0 | 0 | 0 | 0 | 0 | 0 | 0 | 0 | 0 | 0 | 0 | 0 | 0
F5_Commercial_School_Existing_Water Heating_Natural Gas_Water Heater_E9 | F5 | Commercial | School | Existing | Water Heating | Natural Gas | Water Heater | E9 | RIM BC Ratio | 0 | 0 | 0 | 0 | 0 | 0 | 0 | 0 | 0 | 0 | 0 | 0 | 0 | 0 | 0 | 0 | 0 | 0 | 0 | 0 | 0 | 0 | 0 | 0 | 0 | 0 | 0
F5_Commercial_School_Existing_Water Heating_Natural Gas_Water Heater_E10 | F5 | Commercial | School | Existing | Water Heating | Natural Gas | Water Heater | E10 | RIM BC Ratio | 0 | 0 | 0 | 0 | 0 | 0 | 0 | 0 | 0 | 0 | 0 | 0 | 0 | 0 | 0 | 0 | 0 | 0 | 0 | 0 | 0 | 0 | 0 | 0 | 0 | 0 | 0
F0_Commercial_School_Existing_Food Preparation_Natural Gas_Oven_E0 | F0 | Commercial | School | Existing | Food Preparation | Natural Gas | Oven | E0 | Economic Unit | ENERGY STAR (>42% Baking Efficiency) | ENERGY STAR (>42% Baking Efficiency) | ENERGY STAR (>42% Baking Efficiency) | ENERGY STAR (>42% Baking Efficiency) | ENERGY STAR (>42% Baking Efficiency) | ENERGY STAR (>42% Baking Efficiency) | ENERGY STAR (>42% Baking Efficiency) | ENERGY STAR (>42% Baking Efficiency) | ENERGY STAR (>42% Baking Efficiency) | ENERGY STAR (>42% Baking Efficiency) | ENERGY STAR (>42% Baking Efficiency) | ENERGY STAR (>42% Baking Efficiency) | ENERGY STAR (>42% Baking Efficiency) | ENERGY STAR (>42% Baking Efficiency) | ENERGY STAR (>42% Baking Efficiency) | ENERGY STAR (>42% Baking Efficiency) | ENERGY STAR (>42% Baking Efficiency) | ENERGY STAR (>42% Baking Efficiency) | ENERGY STAR (>42% Baking Efficiency) | ENERGY STAR (>42% Baking Efficiency) | ENERGY STAR (>42% Baking Efficiency) | ENERGY STAR (>42% Baking Efficiency) | ENERGY STAR (>42% Baking Efficiency) | ENERGY STAR (>42% Baking Efficiency) | ENERGY STAR (>42% Baking Efficiency) | ENERGY STAR (>42% Baking Efficiency) | ENERGY STAR (>42% Baking Efficiency)
F1_Commercial_School_Existing_Food Preparation_Natural Gas_Oven_E1 | F1 | Commercial | School | Existing | Food Preparation | Natural Gas | Oven | E1 | CCE | 0 | 0 | 0 | 0 | 0 | 0 | 0 | 0 | 0 | 0 | 0 | 0 | 0 | 0 | 0 | 0 | 0 | 0 | 0 | 0 | 0 | 0 | 0 | 0 | 0 | 0 | 0
F1_Commercial_School_Existing_Food Preparation_Natural Gas_Oven_E2 | F1 | Commercial | School | Existing | Food Preparation | Natural Gas | Oven | E2 | CCE | 0.0064069 | 0.0064069 | 0.0064069 | 0.0064069 | 0.0064069 | 0.0064069 | 0.0064069 | 0.0064069 | 0.0064069 | 0.0064069 | 0.0064069 | 0.0064069 | 0.0064069 | 0.0064069 | 0.0064069 | 0.0064069 | 0.0064069 | 0.0064069 | 0.0064069 | 0.0064069 | 0.0064069 | 0.0064069 | 0.0064069 | 0.0064069 | 0.0064069 | 0.0064069 | 0.0064069
F1_Commercial_School_Existing_Food Preparation_Natural Gas_Oven_E3 | F1 | Commercial | School | Existing | Food Preparation | Natural Gas | Oven | E3 | CCE | 0 | 0 | 0 | 0 | 0 | 0 | 0 | 0 | 0 | 0 | 0 | 0 | 0 | 0 | 0 | 0 | 0 | 0 | 0 | 0 | 0 | 0 | 0 | 0 | 0 | 0 | 0
F1_Commercial_School_Existing_Food Preparation_Natural Gas_Oven_E4 | F1 | Commercial | School | Existing | Food Preparation | Natural Gas | Oven | E4 | CCE | 0 | 0 | 0 | 0 | 0 | 0 | 0 | 0 | 0 | 0 | 0 | 0 | 0 | 0 | 0 | 0 | 0 | 0 | 0 | 0 | 0 | 0 | 0 | 0 | 0 | 0 | 0
F1_Commercial_School_Existing_Food Preparation_Natural Gas_Oven_E5 | F1 | Commercial | School | Existing | Food Preparation | Natural Gas | Oven | E5 | CCE | 0 | 0 | 0 | 0 | 0 | 0 | 0 | 0 | 0 | 0 | 0 | 0 | 0 | 0 | 0 | 0 | 0 | 0 | 0 | 0 | 0 | 0 | 0 | 0 | 0 | 0 | 0
F1_Commercial_School_Existing_Food Preparation_Natural Gas_Oven_E6 | F1 | Commercial | School | Existing | Food Preparation | Natural Gas | Oven | E6 | CCE | 0 | 0 | 0 | 0 | 0 | 0 | 0 | 0 | 0 | 0 | 0 | 0 | 0 | 0 | 0 | 0 | 0 | 0 | 0 | 0 | 0 | 0 | 0 | 0 | 0 | 0 | 0
F1_Commercial_School_Existing_Food Preparation_Natural Gas_Oven_E7 | F1 | Commercial | School | Existing | Food Preparation | Natural Gas | Oven | E7 | CCE | 0 | 0 | 0 | 0 | 0 | 0 | 0 | 0 | 0 | 0 | 0 | 0 | 0 | 0 | 0 | 0 | 0 | 0 | 0 | 0 | 0 | 0 | 0 | 0 | 0 | 0 | 0
F1_Commercial_School_Existing_Food Preparation_Natural Gas_Oven_E8 | F1 | Commercial | School | Existing | Food Preparation | Natural Gas | Oven | E8 | CCE | 0 | 0 | 0 | 0 | 0 | 0 | 0 | 0 | 0 | 0 | 0 | 0 | 0 | 0 | 0 | 0 | 0 | 0 | 0 | 0 | 0 | 0 | 0 | 0 | 0 | 0 | 0
F1_Commercial_School_Existing_Food Preparation_Natural Gas_Oven_E9 | F1 | Commercial | School | Existing | Food Preparation | Natural Gas | Oven | E9 | CCE | 0 | 0 | 0 | 0 | 0 | 0 | 0 | 0 | 0 | 0 | 0 | 0 | 0 | 0 | 0 | 0 | 0 | 0 | 0 | 0 | 0 | 0 | 0 | 0 | 0 | 0 | 0
F1_Commercial_School_Existing_Food Preparation_Natural Gas_Oven_E10 | F1 | Commercial | School | Existing | Food Preparation | Natural Gas | Oven | E10 | CCE | 0 | 0 | 0 | 0 | 0 | 0 | 0 | 0 | 0 | 0 | 0 | 0 | 0 | 0 | 0 | 0 | 0 | 0 | 0 | 0 | 0 | 0 | 0 | 0 | 0 | 0 | 0
F2_Commercial_School_Existing_Food Preparation_Natural Gas_Oven_E1 | F2 | Commercial | School | Existing | Food Preparation | Natural Gas | Oven | E1 | TRC BC Ratio | bar: 2021 to 2047
F2_Commercial_School_Existing_Food Preparation_Natural Gas_Oven_E2 | F2 | Commercial | School | Existing | Food Preparation | Natural Gas | Oven | E2 | TRC BC Ratio | 2.1435 | 2.1209 | 2.0991 | 2.0784 | 2.0838 | 2.1062 | 2.1397 | 2.1792 | 2.22 | 2.2569 | 2.287 | 2.3059 | 2.3122 | 2.3039 | 2.2841 | 2.2551 | 2.2186 | 2.175 | 2.1228 | 2.0608 | 1.9881 | 1.9043 | 1.83 | 1.7822 | 1.7622 | 1.7709 | 1.7795
F2_Commercial_School_Existing_Food Preparation_Natural Gas_Oven_E3 | F2 | Commercial | School | Existing | Food Preparation | Natural Gas | Oven | E3 | TRC BC Ratio | 0 | 0 | 0 | 0 | 0 | 0 | 0 | 0 | 0 | 0 | 0 | 0 | 0 | 0 | 0 | 0 | 0 | 0 | 0 | 0 | 0 | 0 | 0 | 0 | 0 | 0 | 0
F2_Commercial_School_Existing_Food Preparation_Natural Gas_Oven_E4 | F2 | Commercial | School | Existing | Food Preparation | Natural Gas | Oven | E4 | TRC BC Ratio | 0 | 0 | 0 | 0 | 0 | 0 | 0 | 0 | 0 | 0 | 0 | 0 | 0 | 0 | 0 | 0 | 0 | 0 | 0 | 0 | 0 | 0 | 0 | 0 | 0 | 0 | 0
F2_Commercial_School_Existing_Food Preparation_Natural Gas_Oven_E5 | F2 | Commercial | School | Existing | Food Preparation | Natural Gas | Oven | E5 | TRC BC Ratio | 0 | 0 | 0 | 0 | 0 | 0 | 0 | 0 | 0 | 0 | 0 | 0 | 0 | 0 | 0 | 0 | 0 | 0 | 0 | 0 | 0 | 0 | 0 | 0 | 0 | 0 | 0
F2_Commercial_School_Existing_Food Preparation_Natural Gas_Oven_E6 | F2 | Commercial | School | Existing | Food Preparation | Natural Gas | Oven | E6 | TRC BC Ratio | 0 | 0 | 0 | 0 | 0 | 0 | 0 | 0 | 0 | 0 | 0 | 0 | 0 | 0 | 0 | 0 | 0 | 0 | 0 | 0 | 0 | 0 | 0 | 0 | 0 | 0 | 0
F2_Commercial_School_Existing_Food Preparation_Natural Gas_Oven_E7 | F2 | Commercial | School | Existing | Food Preparation | Natural Gas | Oven | E7 | TRC BC Ratio | 0 | 0 | 0 | 0 | 0 | 0 | 0 | 0 | 0 | 0 | 0 | 0 | 0 | 0 | 0 | 0 | 0 | 0 | 0 | 0 | 0 | 0 | 0 | 0 | 0 | 0 | 0
F2_Commercial_School_Existing_Food Preparation_Natural Gas_Oven_E8 | F2 | Commercial | School | Existing | Food Preparation | Natural Gas | Oven | E8 | TRC BC Ratio | 0 | 0 | 0 | 0 | 0 | 0 | 0 | 0 | 0 | 0 | 0 | 0 | 0 | 0 | 0 | 0 | 0 | 0 | 0 | 0 | 0 | 0 | 0 | 0 | 0 | 0 | 0
F2_Commercial_School_Existing_Food Preparation_Natural Gas_Oven_E9 | F2 | Commercial | School | Existing | Food Preparation | Natural Gas | Oven | E9 | TRC BC Ratio | 0 | 0 | 0 | 0 | 0 | 0 | 0 | 0 | 0 | 0 | 0 | 0 | 0 | 0 | 0 | 0 | 0 | 0 | 0 | 0 | 0 | 0 | 0 | 0 | 0 | 0 | 0
F2_Commercial_School_Existing_Food Preparation_Natural Gas_Oven_E10 | F2 | Commercial | School | Existing | Food Preparation | Natural Gas | Oven | E10 | TRC BC Ratio | 0 | 0 | 0 | 0 | 0 | 0 | 0 | 0 | 0 | 0 | 0 | 0 | 0 | 0 | 0 | 0 | 0 | 0 | 0 | 0 | 0 | 0 | 0 | 0 | 0 | 0 | 0
F3_Commercial_School_Existing_Food Preparation_Natural Gas_Oven_E1 | F3 | Commercial | School | Existing | Food Preparation | Natural Gas | Oven | E1 | PACT BC Ratio | bar: 2021 to 2047
F3_Commercial_School_Existing_Food Preparation_Natural Gas_Oven_E2 | F3 | Commercial | School | Existing | Food Preparation | Natural Gas | Oven | E2 | PACT BC Ratio | 2.8204 | 2.7906 | 2.762 | 2.7347 | 2.7418 | 2.7714 | 2.8154 | 2.8674 | 2.9211 | 2.9697 | 3.0092 | 3.0341 | 3.0424 | 3.0315 | 3.0054 | 2.9673 | 2.9193 | 2.8618 | 2.7932 | 2.7116 | 2.6159 | 2.5056 | 2.4079 | 2.3451 | 2.3187 | 2.3301 | 2.3415
F3_Commercial_School_Existing_Food Preparation_Natural Gas_Oven_E3 | F3 | Commercial | School | Existing | Food Preparation | Natural Gas | Oven | E3 | PACT BC Ratio | 0 | 0 | 0 | 0 | 0 | 0 | 0 | 0 | 0 | 0 | 0 | 0 | 0 | 0 | 0 | 0 | 0 | 0 | 0 | 0 | 0 | 0 | 0 | 0 | 0 | 0 | 0
F3_Commercial_School_Existing_Food Preparation_Natural Gas_Oven_E4 | F3 | Commercial | School | Existing | Food Preparation | Natural Gas | Oven | E4 | PACT BC Ratio | 0 | 0 | 0 | 0 | 0 | 0 | 0 | 0 | 0 | 0 | 0 | 0 | 0 | 0 | 0 | 0 | 0 | 0 | 0 | 0 | 0 | 0 | 0 | 0 | 0 | 0 | 0
F3_Commercial_School_Existing_Food Preparation_Natural Gas_Oven_E5 | F3 | Commercial | School | Existing | Food Preparation | Natural Gas | Oven | E5 | PACT BC Ratio | 0 | 0 | 0 | 0 | 0 | 0 | 0 | 0 | 0 | 0 | 0 | 0 | 0 | 0 | 0 | 0 | 0 | 0 | 0 | 0 | 0 | 0 | 0 | 0 | 0 | 0 | 0
F3_Commercial_School_Existing_Food Preparation_Natural Gas_Oven_E6 | F3 | Commercial | School | Existing | Food Preparation | Natural Gas | Oven | E6 | PACT BC Ratio | 0 | 0 | 0 | 0 | 0 | 0 | 0 | 0 | 0 | 0 | 0 | 0 | 0 | 0 | 0 | 0 | 0 | 0 | 0 | 0 | 0 | 0 | 0 | 0 | 0 | 0 | 0
F3_Commercial_School_Existing_Food Preparation_Natural Gas_Oven_E7 | F3 | Commercial | School | Existing | Food Preparation | Natural Gas | Oven | E7 | PACT BC Ratio | 0 | 0 | 0 | 0 | 0 | 0 | 0 | 0 | 0 | 0 | 0 | 0 | 0 | 0 | 0 | 0 | 0 | 0 | 0 | 0 | 0 | 0 | 0 | 0 | 0 | 0 | 0
F3_Commercial_School_Existing_Food Preparation_Natural Gas_Oven_E8 | F3 | Commercial | School | Existing | Food Preparation | Natural Gas | Oven | E8 | PACT BC Ratio | 0 | 0 | 0 | 0 | 0 | 0 | 0 | 0 | 0 | 0 | 0 | 0 | 0 | 0 | 0 | 0 | 0 | 0 | 0 | 0 | 0 | 0 | 0 | 0 | 0 | 0 | 0
F3_Commercial_School_Existing_Food Preparation_Natural Gas_Oven_E9 | F3 | Commercial | School | Existing | Food Preparation | Natural Gas | Oven | E9 | PACT BC Ratio | 0 | 0 | 0 | 0 | 0 | 0 | 0 | 0 | 0 | 0 | 0 | 0 | 0 | 0 | 0 | 0 | 0 | 0 | 0 | 0 | 0 | 0 | 0 | 0 | 0 | 0 | 0
F3_Commercial_School_Existing_Food Preparation_Natural Gas_Oven_E10 | F3 | Commercial | School | Existing | Food Preparation | Natural Gas | Oven | E10 | PACT BC Ratio | 0 | 0 | 0 | 0 | 0 | 0 | 0 | 0 | 0 | 0 | 0 | 0 | 0 | 0 | 0 | 0 | 0 | 0 | 0 | 0 | 0 | 0 | 0 | 0 | 0 | 0 | 0
F4_Commercial_School_Existing_Food Preparation_Natural Gas_Oven_E1 | F4 | Commercial | School | Existing | Food Preparation | Natural Gas | Oven | E1 | RVT BC Ratio | bar: 2021 to 2047
F4_Commercial_School_Existing_Food Preparation_Natural Gas_Oven_E2 | F4 | Commercial | School | Existing | Food Preparation | Natural Gas | Oven | E2 | RVT BC Ratio | 0.7 | 0.7 | 0.7 | 0.7 | 0.7 | 0.7 | 0.7 | 0.7 | 0.7 | 0.7 | 0.7 | 0.7 | 0.7 | 0.7 | 0.7 | 0.7 | 0.7 | 0.7 | 0.7 | 0.7 | 0.7 | 0.7 | 0.7 | 0.7 | 0.7 | 0.7 | 0.7
F4_Commercial_School_Existing_Food Preparation_Natural Gas_Oven_E3 | F4 | Commercial | School | Existing | Food Preparation | Natural Gas | Oven | E3 | RVT BC Ratio | 0 | 0 | 0 | 0 | 0 | 0 | 0 | 0 | 0 | 0 | 0 | 0 | 0 | 0 | 0 | 0 | 0 | 0 | 0 | 0 | 0 | 0 | 0 | 0 | 0 | 0 | 0
F4_Commercial_School_Existing_Food Preparation_Natural Gas_Oven_E4 | F4 | Commercial | School | Existing | Food Preparation | Natural Gas | Oven | E4 | RVT BC Ratio | 0 | 0 | 0 | 0 | 0 | 0 | 0 | 0 | 0 | 0 | 0 | 0 | 0 | 0 | 0 | 0 | 0 | 0 | 0 | 0 | 0 | 0 | 0 | 0 | 0 | 0 | 0
F4_Commercial_School_Existing_Food Preparation_Natural Gas_Oven_E5 | F4 | Commercial | School | Existing | Food Preparation | Natural Gas | Oven | E5 | RVT BC Ratio | 0 | 0 | 0 | 0 | 0 | 0 | 0 | 0 | 0 | 0 | 0 | 0 | 0 | 0 | 0 | 0 | 0 | 0 | 0 | 0 | 0 | 0 | 0 | 0 | 0 | 0 | 0
F4_Commercial_School_Existing_Food Preparation_Natural Gas_Oven_E6 | F4 | Commercial | School | Existing | Food Preparation | Natural Gas | Oven | E6 | RVT BC Ratio | 0 | 0 | 0 | 0 | 0 | 0 | 0 | 0 | 0 | 0 | 0 | 0 | 0 | 0 | 0 | 0 | 0 | 0 | 0 | 0 | 0 | 0 | 0 | 0 | 0 | 0 | 0
F4_Commercial_School_Existing_Food Preparation_Natural Gas_Oven_E7 | F4 | Commercial | School | Existing | Food Preparation | Natural Gas | Oven | E7 | RVT BC Ratio | 0 | 0 | 0 | 0 | 0 | 0 | 0 | 0 | 0 | 0 | 0 | 0 | 0 | 0 | 0 | 0 | 0 | 0 | 0 | 0 | 0 | 0 | 0 | 0 | 0 | 0 | 0
F4_Commercial_School_Existing_Food Preparation_Natural Gas_Oven_E8 | F4 | Commercial | School | Existing | Food Preparation | Natural Gas | Oven | E8 | RVT BC Ratio | 0 | 0 | 0 | 0 | 0 | 0 | 0 | 0 | 0 | 0 | 0 | 0 | 0 | 0 | 0 | 0 | 0 | 0 | 0 | 0 | 0 | 0 | 0 | 0 | 0 | 0 | 0
F4_Commercial_School_Existing_Food Preparation_Natural Gas_Oven_E9 | F4 | Commercial | School | Existing | Food Preparation | Natural Gas | Oven | E9 | RVT BC Ratio | 0 | 0 | 0 | 0 | 0 | 0 | 0 | 0 | 0 | 0 | 0 | 0 | 0 | 0 | 0 | 0 | 0 | 0 | 0 | 0 | 0 | 0 | 0 | 0 | 0 | 0 | 0
F4_Commercial_School_Existing_Food Preparation_Natural Gas_Oven_E10 | F4 | Commercial | School | Existing | Food Preparation | Natural Gas | Oven | E10 | RVT BC Ratio | 0 | 0 | 0 | 0 | 0 | 0 | 0 | 0 | 0 | 0 | 0 | 0 | 0 | 0 | 0 | 0 | 0 | 0 | 0 | 0 | 0 | 0 | 0 | 0 | 0 | 0 | 0
F5_Commercial_School_Existing_Food Preparation_Natural Gas_Oven_E1 | F5 | Commercial | School | Existing | Food Preparation | Natural Gas | Oven | E1 | RIM BC Ratio | bar: 2021 to 2047
F5_Commercial_School_Existing_Food Preparation_Natural Gas_Oven_E2 | F5 | Commercial | School | Existing | Food Preparation | Natural Gas | Oven | E2 | RIM BC Ratio | 2.8204 | 2.7906 | 2.762 | 2.7347 | 2.7418 | 2.7714 | 2.8154 | 2.8674 | 2.9211 | 2.9697 | 3.0092 | 3.0341 | 3.0424 | 3.0315 | 3.0054 | 2.9673 | 2.9193 | 2.8618 | 2.7932 | 2.7116 | 2.6159 | 2.5056 | 2.4079 | 2.3451 | 2.3187 | 2.3301 | 2.3415
F5_Commercial_School_Existing_Food Preparation_Natural Gas_Oven_E3 | F5 | Commercial | School | Existing | Food Preparation | Natural Gas | Oven | E3 | RIM BC Ratio | 0 | 0 | 0 | 0 | 0 | 0 | 0 | 0 | 0 | 0 | 0 | 0 | 0 | 0 | 0 | 0 | 0 | 0 | 0 | 0 | 0 | 0 | 0 | 0 | 0 | 0 | 0
F5_Commercial_School_Existing_Food Preparation_Natural Gas_Oven_E4 | F5 | Commercial | School | Existing | Food Preparation | Natural Gas | Oven | E4 | RIM BC Ratio | 0 | 0 | 0 | 0 | 0 | 0 | 0 | 0 | 0 | 0 | 0 | 0 | 0 | 0 | 0 | 0 | 0 | 0 | 0 | 0 | 0 | 0 | 0 | 0 | 0 | 0 | 0
F5_Commercial_School_Existing_Food Preparation_Natural Gas_Oven_E5 | F5 | Commercial | School | Existing | Food Preparation | Natural Gas | Oven | E5 | RIM BC Ratio | 0 | 0 | 0 | 0 | 0 | 0 | 0 | 0 | 0 | 0 | 0 | 0 | 0 | 0 | 0 | 0 | 0 | 0 | 0 | 0 | 0 | 0 | 0 | 0 | 0 | 0 | 0
F5_Commercial_School_Existing_Food Preparation_Natural Gas_Oven_E6 | F5 | Commercial | School | Existing | Food Preparation | Natural Gas | Oven | E6 | RIM BC Ratio | 0 | 0 | 0 | 0 | 0 | 0 | 0 | 0 | 0 | 0 | 0 | 0 | 0 | 0 | 0 | 0 | 0 | 0 | 0 | 0 | 0 | 0 | 0 | 0 | 0 | 0 | 0
F5_Commercial_School_Existing_Food Preparation_Natural Gas_Oven_E7 | F5 | Commercial | School | Existing | Food Preparation | Natural Gas | Oven | E7 | RIM BC Ratio | 0 | 0 | 0 | 0 | 0 | 0 | 0 | 0 | 0 | 0 | 0 | 0 | 0 | 0 | 0 | 0 | 0 | 0 | 0 | 0 | 0 | 0 | 0 | 0 | 0 | 0 | 0
F5_Commercial_School_Existing_Food Preparation_Natural Gas_Oven_E8 | F5 | Commercial | School | Existing | Food Preparation | Natural Gas | Oven | E8 | RIM BC Ratio | 0 | 0 | 0 | 0 | 0 | 0 | 0 | 0 | 0 | 0 | 0 | 0 | 0 | 0 | 0 | 0 | 0 | 0 | 0 | 0 | 0 | 0 | 0 | 0 | 0 | 0 | 0
F5_Commercial_School_Existing_Food Preparation_Natural Gas_Oven_E9 | F5 | Commercial | School | Existing | Food Preparation | Natural Gas | Oven | E9 | RIM BC Ratio | 0 | 0 | 0 | 0 | 0 | 0 | 0 | 0 | 0 | 0 | 0 | 0 | 0 | 0 | 0 | 0 | 0 | 0 | 0 | 0 | 0 | 0 | 0 | 0 | 0 | 0 | 0
F5_Commercial_School_Existing_Food Preparation_Natural Gas_Oven_E10 | F5 | Commercial | School | Existing | Food Preparation | Natural Gas | Oven | E10 | RIM BC Ratio | 0 | 0 | 0 | 0 | 0 | 0 | 0 | 0 | 0 | 0 | 0 | 0 | 0 | 0 | 0 | 0 | 0 | 0 | 0 | 0 | 0 | 0 | 0 | 0 | 0 | 0 | 0
F0_Commercial_School_Existing_Food Preparation_Natural Gas_Conveyor Oven_E0 | F0 | Commercial | School | Existing | Food Preparation | Natural Gas | Conveyor Oven | E0 | Economic Unit | Efficient (>42% Baking Efficiency) | Efficient (>42% Baking Efficiency) | Efficient (>42% Baking Efficiency) | Efficient (>42% Baking Efficiency) | Efficient (>42% Baking Efficiency) | Efficient (>42% Baking Efficiency) | Efficient (>42% Baking Efficiency) | Efficient (>42% Baking Efficiency) | Efficient (>42% Baking Efficiency) | Efficient (>42% Baking Efficiency) | Efficient (>42% Baking Efficiency) | Efficient (>42% Baking Efficiency) | Efficient (>42% Baking Efficiency) | Efficient (>42% Baking Efficiency) | Efficient (>42% Baking Efficiency) | Efficient (>42% Baking Efficiency) | Efficient (>42% Baking Efficiency) | Efficient (>42% Baking Efficiency) | Efficient (>42% Baking Efficiency) | Efficient (>42% Baking Efficiency) | Efficient (>42% Baking Efficiency) | Efficient (>42% Baking Efficiency) | Efficient (>42% Baking Efficiency) | Efficient (>42% Baking Efficiency) | Efficient (>42% Baking Efficiency) | Efficient (>42% Baking Efficiency) | Efficient (>42% Baking Efficiency)
F1_Commercial_School_Existing_Food Preparation_Natural Gas_Conveyor Oven_E1 | F1 | Commercial | School | Existing | Food Preparation | Natural Gas | Conveyor Oven | E1 | CCE | 0 | 0 | 0 | 0 | 0 | 0 | 0 | 0 | 0 | 0 | 0 | 0 | 0 | 0 | 0 | 0 | 0 | 0 | 0 | 0 | 0 | 0 | 0 | 0 | 0 | 0 | 0
F1_Commercial_School_Existing_Food Preparation_Natural Gas_Conveyor Oven_E2 | F1 | Commercial | School | Existing | Food Preparation | Natural Gas | Conveyor Oven | E2 | CCE | 0.0044579 | 0.0044579 | 0.0044579 | 0.0044579 | 0.0044579 | 0.0044579 | 0.0044579 | 0.0044579 | 0.0044579 | 0.0044579 | 0.0044579 | 0.0044579 | 0.0044579 | 0.0044579 | 0.0044579 | 0.0044579 | 0.0044579 | 0.0044579 | 0.0044579 | 0.0044579 | 0.0044579 | 0.0044579 | 0.0044579 | 0.0044579 | 0.0044579 | 0.0044579 | 0.0044579
F1_Commercial_School_Existing_Food Preparation_Natural Gas_Conveyor Oven_E3 | F1 | Commercial | School | Existing | Food Preparation | Natural Gas | Conveyor Oven | E3 | CCE | 0 | 0 | 0 | 0 | 0 | 0 | 0 | 0 | 0 | 0 | 0 | 0 | 0 | 0 | 0 | 0 | 0 | 0 | 0 | 0 | 0 | 0 | 0 | 0 | 0 | 0 | 0
F1_Commercial_School_Existing_Food Preparation_Natural Gas_Conveyor Oven_E4 | F1 | Commercial | School | Existing | Food Preparation | Natural Gas | Conveyor Oven | E4 | CCE | 0 | 0 | 0 | 0 | 0 | 0 | 0 | 0 | 0 | 0 | 0 | 0 | 0 | 0 | 0 | 0 | 0 | 0 | 0 | 0 | 0 | 0 | 0 | 0 | 0 | 0 | 0
F1_Commercial_School_Existing_Food Preparation_Natural Gas_Conveyor Oven_E5 | F1 | Commercial | School | Existing | Food Preparation | Natural Gas | Conveyor Oven | E5 | CCE | 0 | 0 | 0 | 0 | 0 | 0 | 0 | 0 | 0 | 0 | 0 | 0 | 0 | 0 | 0 | 0 | 0 | 0 | 0 | 0 | 0 | 0 | 0 | 0 | 0 | 0 | 0
F1_Commercial_School_Existing_Food Preparation_Natural Gas_Conveyor Oven_E6 | F1 | Commercial | School | Existing | Food Preparation | Natural Gas | Conveyor Oven | E6 | CCE | 0 | 0 | 0 | 0 | 0 | 0 | 0 | 0 | 0 | 0 | 0 | 0 | 0 | 0 | 0 | 0 | 0 | 0 | 0 | 0 | 0 | 0 | 0 | 0 | 0 | 0 | 0
F1_Commercial_School_Existing_Food Preparation_Natural Gas_Conveyor Oven_E7 | F1 | Commercial | School | Existing | Food Preparation | Natural Gas | Conveyor Oven | E7 | CCE | 0 | 0 | 0 | 0 | 0 | 0 | 0 | 0 | 0 | 0 | 0 | 0 | 0 | 0 | 0 | 0 | 0 | 0 | 0 | 0 | 0 | 0 | 0 | 0 | 0 | 0 | 0
F1_Commercial_School_Existing_Food Preparation_Natural Gas_Conveyor Oven_E8 | F1 | Commercial | School | Existing | Food Preparation | Natural Gas | Conveyor Oven | E8 | CCE | 0 | 0 | 0 | 0 | 0 | 0 | 0 | 0 | 0 | 0 | 0 | 0 | 0 | 0 | 0 | 0 | 0 | 0 | 0 | 0 | 0 | 0 | 0 | 0 | 0 | 0 | 0
F1_Commercial_School_Existing_Food Preparation_Natural Gas_Conveyor Oven_E9 | F1 | Commercial | School | Existing | Food Preparation | Natural Gas | Conveyor Oven | E9 | CCE | 0 | 0 | 0 | 0 | 0 | 0 | 0 | 0 | 0 | 0 | 0 | 0 | 0 | 0 | 0 | 0 | 0 | 0 | 0 | 0 | 0 | 0 | 0 | 0 | 0 | 0 | 0
F1_Commercial_School_Existing_Food Preparation_Natural Gas_Conveyor Oven_E10 | F1 | Commercial | School | Existing | Food Preparation | Natural Gas | Conveyor Oven | E10 | CCE | 0 | 0 | 0 | 0 | 0 | 0 | 0 | 0 | 0 | 0 | 0 | 0 | 0 | 0 | 0 | 0 | 0 | 0 | 0 | 0 | 0 | 0 | 0 | 0 | 0 | 0 | 0
F2_Commercial_School_Existing_Food Preparation_Natural Gas_Conveyor Oven_E1 | F2 | Commercial | School | Existing | Food Preparation | Natural Gas | Conveyor Oven | E1 | TRC BC Ratio | bar: 2021 to 2047
F2_Commercial_School_Existing_Food Preparation_Natural Gas_Conveyor Oven_E2 | F2 | Commercial | School | Existing | Food Preparation | Natural Gas | Conveyor Oven | E2 | TRC BC Ratio | 3.1168 | 3.1026 | 3.0898 | 3.0771 | 3.0914 | 3.1189 | 3.1492 | 3.1746 | 3.1913 | 3.1987 | 3.1992 | 3.1946 | 3.185 | 3.1677 | 3.1435 | 3.1119 | 3.0717 | 3.0231 | 2.9646 | 2.8946 | 2.8121 | 2.7166 | 2.6323 | 2.579 | 2.558 | 2.5706 | 2.5832
F2_Commercial_School_Existing_Food Preparation_Natural Gas_Conveyor Oven_E3 | F2 | Commercial | School | Existing | Food Preparation | Natural Gas | Conveyor Oven | E3 | TRC BC Ratio | 0 | 0 | 0 | 0 | 0 | 0 | 0 | 0 | 0 | 0 | 0 | 0 | 0 | 0 | 0 | 0 | 0 | 0 | 0 | 0 | 0 | 0 | 0 | 0 | 0 | 0 | 0
F2_Commercial_School_Existing_Food Preparation_Natural Gas_Conveyor Oven_E4 | F2 | Commercial | School | Existing | Food Preparation | Natural Gas | Conveyor Oven | E4 | TRC BC Ratio | 0 | 0 | 0 | 0 | 0 | 0 | 0 | 0 | 0 | 0 | 0 | 0 | 0 | 0 | 0 | 0 | 0 | 0 | 0 | 0 | 0 | 0 | 0 | 0 | 0 | 0 | 0
F2_Commercial_School_Existing_Food Preparation_Natural Gas_Conveyor Oven_E5 | F2 | Commercial | School | Existing | Food Preparation | Natural Gas | Conveyor Oven | E5 | TRC BC Ratio | 0 | 0 | 0 | 0 | 0 | 0 | 0 | 0 | 0 | 0 | 0 | 0 | 0 | 0 | 0 | 0 | 0 | 0 | 0 | 0 | 0 | 0 | 0 | 0 | 0 | 0 | 0
F2_Commercial_School_Existing_Food Preparation_Natural Gas_Conveyor Oven_E6 | F2 | Commercial | School | Existing | Food Preparation | Natural Gas | Conveyor Oven | E6 | TRC BC Ratio | 0 | 0 | 0 | 0 | 0 | 0 | 0 | 0 | 0 | 0 | 0 | 0 | 0 | 0 | 0 | 0 | 0 | 0 | 0 | 0 | 0 | 0 | 0 | 0 | 0 | 0 | 0
F2_Commercial_School_Existing_Food Preparation_Natural Gas_Conveyor Oven_E7 | F2 | Commercial | School | Existing | Food Preparation | Natural Gas | Conveyor Oven | E7 | TRC BC Ratio | 0 | 0 | 0 | 0 | 0 | 0 | 0 | 0 | 0 | 0 | 0 | 0 | 0 | 0 | 0 | 0 | 0 | 0 | 0 | 0 | 0 | 0 | 0 | 0 | 0 | 0 | 0
F2_Commercial_School_Existing_Food Preparation_Natural Gas_Conveyor Oven_E8 | F2 | Commercial | School | Existing | Food Preparation | Natural Gas | Conveyor Oven | E8 | TRC BC Ratio | 0 | 0 | 0 | 0 | 0 | 0 | 0 | 0 | 0 | 0 | 0 | 0 | 0 | 0 | 0 | 0 | 0 | 0 | 0 | 0 | 0 | 0 | 0 | 0 | 0 | 0 | 0
F2_Commercial_School_Existing_Food Preparation_Natural Gas_Conveyor Oven_E9 | F2 | Commercial | School | Existing | Food Preparation | Natural Gas | Conveyor Oven | E9 | TRC BC Ratio | 0 | 0 | 0 | 0 | 0 | 0 | 0 | 0 | 0 | 0 | 0 | 0 | 0 | 0 | 0 | 0 | 0 | 0 | 0 | 0 | 0 | 0 | 0 | 0 | 0 | 0 | 0
F2_Commercial_School_Existing_Food Preparation_Natural Gas_Conveyor Oven_E10 | F2 | Commercial | School | Existing | Food Preparation | Natural Gas | Conveyor Oven | E10 | TRC BC Ratio | 0 | 0 | 0 | 0 | 0 | 0 | 0 | 0 | 0 | 0 | 0 | 0 | 0 | 0 | 0 | 0 | 0 | 0 | 0 | 0 | 0 | 0 | 0 | 0 | 0 | 0 | 0
F3_Commercial_School_Existing_Food Preparation_Natural Gas_Conveyor Oven_E1 | F3 | Commercial | School | Existing | Food Preparation | Natural Gas | Conveyor Oven | E1 | PACT BC Ratio | bar: 2021 to 2047
F3_Commercial_School_Existing_Food Preparation_Natural Gas_Conveyor Oven_E2 | F3 | Commercial | School | Existing | Food Preparation | Natural Gas | Conveyor Oven | E2 | PACT BC Ratio | 4.1011 | 4.0824 | 4.0655 | 4.0488 | 4.0676 | 4.1039 | 4.1436 | 4.1771 | 4.1991 | 4.2088 | 4.2095 | 4.2034 | 4.1908 | 4.168 | 4.1362 | 4.0947 | 4.0417 | 3.9778 | 3.9008 | 3.8086 | 3.7001 | 3.5745 | 3.4635 | 3.3934 | 3.3658 | 3.3823 | 3.3989
F3_Commercial_School_Existing_Food Preparation_Natural Gas_Conveyor Oven_E3 | F3 | Commercial | School | Existing | Food Preparation | Natural Gas | Conveyor Oven | E3 | PACT BC Ratio | 0 | 0 | 0 | 0 | 0 | 0 | 0 | 0 | 0 | 0 | 0 | 0 | 0 | 0 | 0 | 0 | 0 | 0 | 0 | 0 | 0 | 0 | 0 | 0 | 0 | 0 | 0
F3_Commercial_School_Existing_Food Preparation_Natural Gas_Conveyor Oven_E4 | F3 | Commercial | School | Existing | Food Preparation | Natural Gas | Conveyor Oven | E4 | PACT BC Ratio | 0 | 0 | 0 | 0 | 0 | 0 | 0 | 0 | 0 | 0 | 0 | 0 | 0 | 0 | 0 | 0 | 0 | 0 | 0 | 0 | 0 | 0 | 0 | 0 | 0 | 0 | 0
F3_Commercial_School_Existing_Food Preparation_Natural Gas_Conveyor Oven_E5 | F3 | Commercial | School | Existing | Food Preparation | Natural Gas | Conveyor Oven | E5 | PACT BC Ratio | 0 | 0 | 0 | 0 | 0 | 0 | 0 | 0 | 0 | 0 | 0 | 0 | 0 | 0 | 0 | 0 | 0 | 0 | 0 | 0 | 0 | 0 | 0 | 0 | 0 | 0 | 0
F3_Commercial_School_Existing_Food Preparation_Natural Gas_Conveyor Oven_E6 | F3 | Commercial | School | Existing | Food Preparation | Natural Gas | Conveyor Oven | E6 | PACT BC Ratio | 0 | 0 | 0 | 0 | 0 | 0 | 0 | 0 | 0 | 0 | 0 | 0 | 0 | 0 | 0 | 0 | 0 | 0 | 0 | 0 | 0 | 0 | 0 | 0 | 0 | 0 | 0
F3_Commercial_School_Existing_Food Preparation_Natural Gas_Conveyor Oven_E7 | F3 | Commercial | School | Existing | Food Preparation | Natural Gas | Conveyor Oven | E7 | PACT BC Ratio | 0 | 0 | 0 | 0 | 0 | 0 | 0 | 0 | 0 | 0 | 0 | 0 | 0 | 0 | 0 | 0 | 0 | 0 | 0 | 0 | 0 | 0 | 0 | 0 | 0 | 0 | 0
F3_Commercial_School_Existing_Food Preparation_Natural Gas_Conveyor Oven_E8 | F3 | Commercial | School | Existing | Food Preparation | Natural Gas | Conveyor Oven | E8 | PACT BC Ratio | 0 | 0 | 0 | 0 | 0 | 0 | 0 | 0 | 0 | 0 | 0 | 0 | 0 | 0 | 0 | 0 | 0 | 0 | 0 | 0 | 0 | 0 | 0 | 0 | 0 | 0 | 0
F3_Commercial_School_Existing_Food Preparation_Natural Gas_Conveyor Oven_E9 | F3 | Commercial | School | Existing | Food Preparation | Natural Gas | Conveyor Oven | E9 | PACT BC Ratio | 0 | 0 | 0 | 0 | 0 | 0 | 0 | 0 | 0 | 0 | 0 | 0 | 0 | 0 | 0 | 0 | 0 | 0 | 0 | 0 | 0 | 0 | 0 | 0 | 0 | 0 | 0
F3_Commercial_School_Existing_Food Preparation_Natural Gas_Conveyor Oven_E10 | F3 | Commercial | School | Existing | Food Preparation | Natural Gas | Conveyor Oven | E10 | PACT BC Ratio | 0 | 0 | 0 | 0 | 0 | 0 | 0 | 0 | 0 | 0 | 0 | 0 | 0 | 0 | 0 | 0 | 0 | 0 | 0 | 0 | 0 | 0 | 0 | 0 | 0 | 0 | 0
F4_Commercial_School_Existing_Food Preparation_Natural Gas_Conveyor Oven_E1 | F4 | Commercial | School | Existing | Food Preparation | Natural Gas | Conveyor Oven | E1 | RVT BC Ratio | bar: 2021 to 2047
F4_Commercial_School_Existing_Food Preparation_Natural Gas_Conveyor Oven_E2 | F4 | Commercial | School | Existing | Food Preparation | Natural Gas | Conveyor Oven | E2 | RVT BC Ratio | 0.7 | 0.7 | 0.7 | 0.7 | 0.7 | 0.7 | 0.7 | 0.7 | 0.7 | 0.7 | 0.7 | 0.7 | 0.7 | 0.7 | 0.7 | 0.7 | 0.7 | 0.7 | 0.7 | 0.7 | 0.7 | 0.7 | 0.7 | 0.7 | 0.7 | 0.7 | 0.7
F4_Commercial_School_Existing_Food Preparation_Natural Gas_Conveyor Oven_E3 | F4 | Commercial | School | Existing | Food Preparation | Natural Gas | Conveyor Oven | E3 | RVT BC Ratio | 0 | 0 | 0 | 0 | 0 | 0 | 0 | 0 | 0 | 0 | 0 | 0 | 0 | 0 | 0 | 0 | 0 | 0 | 0 | 0 | 0 | 0 | 0 | 0 | 0 | 0 | 0
F4_Commercial_School_Existing_Food Preparation_Natural Gas_Conveyor Oven_E4 | F4 | Commercial | School | Existing | Food Preparation | Natural Gas | Conveyor Oven | E4 | RVT BC Ratio | 0 | 0 | 0 | 0 | 0 | 0 | 0 | 0 | 0 | 0 | 0 | 0 | 0 | 0 | 0 | 0 | 0 | 0 | 0 | 0 | 0 | 0 | 0 | 0 | 0 | 0 | 0
F4_Commercial_School_Existing_Food Preparation_Natural Gas_Conveyor Oven_E5 | F4 | Commercial | School | Existing | Food Preparation | Natural Gas | Conveyor Oven | E5 | RVT BC Ratio | 0 | 0 | 0 | 0 | 0 | 0 | 0 | 0 | 0 | 0 | 0 | 0 | 0 | 0 | 0 | 0 | 0 | 0 | 0 | 0 | 0 | 0 | 0 | 0 | 0 | 0 | 0
F4_Commercial_School_Existing_Food Preparation_Natural Gas_Conveyor Oven_E6 | F4 | Commercial | School | Existing | Food Preparation | Natural Gas | Conveyor Oven | E6 | RVT BC Ratio | 0 | 0 | 0 | 0 | 0 | 0 | 0 | 0 | 0 | 0 | 0 | 0 | 0 | 0 | 0 | 0 | 0 | 0 | 0 | 0 | 0 | 0 | 0 | 0 | 0 | 0 | 0
F4_Commercial_School_Existing_Food Preparation_Natural Gas_Conveyor Oven_E7 | F4 | Commercial | School | Existing | Food Preparation | Natural Gas | Conveyor Oven | E7 | RVT BC Ratio | 0 | 0 | 0 | 0 | 0 | 0 | 0 | 0 | 0 | 0 | 0 | 0 | 0 | 0 | 0 | 0 | 0 | 0 | 0 | 0 | 0 | 0 | 0 | 0 | 0 | 0 | 0
F4_Commercial_School_Existing_Food Preparation_Natural Gas_Conveyor Oven_E8 | F4 | Commercial | School | Existing | Food Preparation | Natural Gas | Conveyor Oven | E8 | RVT BC Ratio | 0 | 0 | 0 | 0 | 0 | 0 | 0 | 0 | 0 | 0 | 0 | 0 | 0 | 0 | 0 | 0 | 0 | 0 | 0 | 0 | 0 | 0 | 0 | 0 | 0 | 0 | 0
F4_Commercial_School_Existing_Food Preparation_Natural Gas_Conveyor Oven_E9 | F4 | Commercial | School | Existing | Food Preparation | Natural Gas | Conveyor Oven | E9 | RVT BC Ratio | 0 | 0 | 0 | 0 | 0 | 0 | 0 | 0 | 0 | 0 | 0 | 0 | 0 | 0 | 0 | 0 | 0 | 0 | 0 | 0 | 0 | 0 | 0 | 0 | 0 | 0 | 0
F4_Commercial_School_Existing_Food Preparation_Natural Gas_Conveyor Oven_E10 | F4 | Commercial | School | Existing | Food Preparation | Natural Gas | Conveyor Oven | E10 | RVT BC Ratio | 0 | 0 | 0 | 0 | 0 | 0 | 0 | 0 | 0 | 0 | 0 | 0 | 0 | 0 | 0 | 0 | 0 | 0 | 0 | 0 | 0 | 0 | 0 | 0 | 0 | 0 | 0
F5_Commercial_School_Existing_Food Preparation_Natural Gas_Conveyor Oven_E1 | F5 | Commercial | School | Existing | Food Preparation | Natural Gas | Conveyor Oven | E1 | RIM BC Ratio | bar: 2021 to 2047
F5_Commercial_School_Existing_Food Preparation_Natural Gas_Conveyor Oven_E2 | F5 | Commercial | School | Existing | Food Preparation | Natural Gas | Conveyor Oven | E2 | RIM BC Ratio | 4.1011 | 4.0824 | 4.0655 | 4.0488 | 4.0676 | 4.1039 | 4.1436 | 4.1771 | 4.1991 | 4.2088 | 4.2095 | 4.2034 | 4.1908 | 4.168 | 4.1362 | 4.0947 | 4.0417 | 3.9778 | 3.9008 | 3.8086 | 3.7001 | 3.5745 | 3.4635 | 3.3934 | 3.3658 | 3.3823 | 3.3989
F5_Commercial_School_Existing_Food Preparation_Natural Gas_Conveyor Oven_E3 | F5 | Commercial | School | Existing | Food Preparation | Natural Gas | Conveyor Oven | E3 | RIM BC Ratio | 0 | 0 | 0 | 0 | 0 | 0 | 0 | 0 | 0 | 0 | 0 | 0 | 0 | 0 | 0 | 0 | 0 | 0 | 0 | 0 | 0 | 0 | 0 | 0 | 0 | 0 | 0
F5_Commercial_School_Existing_Food Preparation_Natural Gas_Conveyor Oven_E4 | F5 | Commercial | School | Existing | Food Preparation | Natural Gas | Conveyor Oven | E4 | RIM BC Ratio | 0 | 0 | 0 | 0 | 0 | 0 | 0 | 0 | 0 | 0 | 0 | 0 | 0 | 0 | 0 | 0 | 0 | 0 | 0 | 0 | 0 | 0 | 0 | 0 | 0 | 0 | 0
F5_Commercial_School_Existing_Food Preparation_Natural Gas_Conveyor Oven_E5 | F5 | Commercial | School | Existing | Food Preparation | Natural Gas | Conveyor Oven | E5 | RIM BC Ratio | 0 | 0 | 0 | 0 | 0 | 0 | 0 | 0 | 0 | 0 | 0 | 0 | 0 | 0 | 0 | 0 | 0 | 0 | 0 | 0 | 0 | 0 | 0 | 0 | 0 | 0 | 0
F5_Commercial_School_Existing_Food Preparation_Natural Gas_Conveyor Oven_E6 | F5 | Commercial | School | Existing | Food Preparation | Natural Gas | Conveyor Oven | E6 | RIM BC Ratio | 0 | 0 | 0 | 0 | 0 | 0 | 0 | 0 | 0 | 0 | 0 | 0 | 0 | 0 | 0 | 0 | 0 | 0 | 0 | 0 | 0 | 0 | 0 | 0 | 0 | 0 | 0
F5_Commercial_School_Existing_Food Preparation_Natural Gas_Conveyor Oven_E7 | F5 | Commercial | School | Existing | Food Preparation | Natural Gas | Conveyor Oven | E7 | RIM BC Ratio | 0 | 0 | 0 | 0 | 0 | 0 | 0 | 0 | 0 | 0 | 0 | 0 | 0 | 0 | 0 | 0 | 0 | 0 | 0 | 0 | 0 | 0 | 0 | 0 | 0 | 0 | 0
F5_Commercial_School_Existing_Food Preparation_Natural Gas_Conveyor Oven_E8 | F5 | Commercial | School | Existing | Food Preparation | Natural Gas | Conveyor Oven | E8 | RIM BC Ratio | 0 | 0 | 0 | 0 | 0 | 0 | 0 | 0 | 0 | 0 | 0 | 0 | 0 | 0 | 0 | 0 | 0 | 0 | 0 | 0 | 0 | 0 | 0 | 0 | 0 | 0 | 0
F5_Commercial_School_Existing_Food Preparation_Natural Gas_Conveyor Oven_E9 | F5 | Commercial | School | Existing | Food Preparation | Natural Gas | Conveyor Oven | E9 | RIM BC Ratio | 0 | 0 | 0 | 0 | 0 | 0 | 0 | 0 | 0 | 0 | 0 | 0 | 0 | 0 | 0 | 0 | 0 | 0 | 0 | 0 | 0 | 0 | 0 | 0 | 0 | 0 | 0
F5_Commercial_School_Existing_Food Preparation_Natural Gas_Conveyor Oven_E10 | F5 | Commercial | School | Existing | Food Preparation | Natural Gas | Conveyor Oven | E10 | RIM BC Ratio | 0 | 0 | 0 | 0 | 0 | 0 | 0 | 0 | 0 | 0 | 0 | 0 | 0 | 0 | 0 | 0 | 0 | 0 | 0 | 0 | 0 | 0 | 0 | 0 | 0 | 0 | 0
F0_Commercial_School_Existing_Food Preparation_Natural Gas_Double Rack Oven_E0 | F0 | Commercial | School | Existing | Food Preparation | Natural Gas | Double Rack Oven | E0 | Economic Unit | FTSC Qualified (>50% Cooking Efficiency) | FTSC Qualified (>50% Cooking Efficiency) | FTSC Qualified (>50% Cooking Efficiency) | FTSC Qualified (>50% Cooking Efficiency) | FTSC Qualified (>50% Cooking Efficiency) | FTSC Qualified (>50% Cooking Efficiency) | FTSC Qualified (>50% Cooking Efficiency) | FTSC Qualified (>50% Cooking Efficiency) | FTSC Qualified (>50% Cooking Efficiency) | FTSC Qualified (>50% Cooking Efficiency) | FTSC Qualified (>50% Cooking Efficiency) | FTSC Qualified (>50% Cooking Efficiency) | FTSC Qualified (>50% Cooking Efficiency) | FTSC Qualified (>50% Cooking Efficiency) | FTSC Qualified (>50% Cooking Efficiency) | FTSC Qualified (>50% Cooking Efficiency) | FTSC Qualified (>50% Cooking Efficiency) | FTSC Qualified (>50% Cooking Efficiency) | FTSC Qualified (>50% Cooking Efficiency) | FTSC Qualified (>50% Cooking Efficiency) | FTSC Qualified (>50% Cooking Efficiency) | FTSC Qualified (>50% Cooking Efficiency) | FTSC Qualified (>50% Cooking Efficiency) | FTSC Qualified (>50% Cooking Efficiency) | FTSC Qualified (>50% Cooking Efficiency) | FTSC Qualified (>50% Cooking Efficiency) | FTSC Qualified (>50% Cooking Efficiency)
F1_Commercial_School_Existing_Food Preparation_Natural Gas_Double Rack Oven_E1 | F1 | Commercial | School | Existing | Food Preparation | Natural Gas | Double Rack Oven | E1 | CCE | 0 | 0 | 0 | 0 | 0 | 0 | 0 | 0 | 0 | 0 | 0 | 0 | 0 | 0 | 0 | 0 | 0 | 0 | 0 | 0 | 0 | 0 | 0 | 0 | 0 | 0 | 0
F1_Commercial_School_Existing_Food Preparation_Natural Gas_Double Rack Oven_E2 | F1 | Commercial | School | Existing | Food Preparation | Natural Gas | Double Rack Oven | E2 | CCE | 0.00516 | 0.00516 | 0.00516 | 0.00516 | 0.00516 | 0.00516 | 0.00516 | 0.00516 | 0.00516 | 0.00516 | 0.00516 | 0.00516 | 0.00516 | 0.00516 | 0.00516 | 0.00516 | 0.00516 | 0.00516 | 0.00516 | 0.00516 | 0.00516 | 0.00516 | 0.00516 | 0.00516 | 0.00516 | 0.00516 | 0.00516
F1_Commercial_School_Existing_Food Preparation_Natural Gas_Double Rack Oven_E3 | F1 | Commercial | School | Existing | Food Preparation | Natural Gas | Double Rack Oven | E3 | CCE | 0 | 0 | 0 | 0 | 0 | 0 | 0 | 0 | 0 | 0 | 0 | 0 | 0 | 0 | 0 | 0 | 0 | 0 | 0 | 0 | 0 | 0 | 0 | 0 | 0 | 0 | 0
F1_Commercial_School_Existing_Food Preparation_Natural Gas_Double Rack Oven_E4 | F1 | Commercial | School | Existing | Food Preparation | Natural Gas | Double Rack Oven | E4 | CCE | 0 | 0 | 0 | 0 | 0 | 0 | 0 | 0 | 0 | 0 | 0 | 0 | 0 | 0 | 0 | 0 | 0 | 0 | 0 | 0 | 0 | 0 | 0 | 0 | 0 | 0 | 0
F1_Commercial_School_Existing_Food Preparation_Natural Gas_Double Rack Oven_E5 | F1 | Commercial | School | Existing | Food Preparation | Natural Gas | Double Rack Oven | E5 | CCE | 0 | 0 | 0 | 0 | 0 | 0 | 0 | 0 | 0 | 0 | 0 | 0 | 0 | 0 | 0 | 0 | 0 | 0 | 0 | 0 | 0 | 0 | 0 | 0 | 0 | 0 | 0
F1_Commercial_School_Existing_Food Preparation_Natural Gas_Double Rack Oven_E6 | F1 | Commercial | School | Existing | Food Preparation | Natural Gas | Double Rack Oven | E6 | CCE | 0 | 0 | 0 | 0 | 0 | 0 | 0 | 0 | 0 | 0 | 0 | 0 | 0 | 0 | 0 | 0 | 0 | 0 | 0 | 0 | 0 | 0 | 0 | 0 | 0 | 0 | 0
F1_Commercial_School_Existing_Food Preparation_Natural Gas_Double Rack Oven_E7 | F1 | Commercial | School | Existing | Food Preparation | Natural Gas | Double Rack Oven | E7 | CCE | 0 | 0 | 0 | 0 | 0 | 0 | 0 | 0 | 0 | 0 | 0 | 0 | 0 | 0 | 0 | 0 | 0 | 0 | 0 | 0 | 0 | 0 | 0 | 0 | 0 | 0 | 0
F1_Commercial_School_Existing_Food Preparation_Natural Gas_Double Rack Oven_E8 | F1 | Commercial | School | Existing | Food Preparation | Natural Gas | Double Rack Oven | E8 | CCE | 0 | 0 | 0 | 0 | 0 | 0 | 0 | 0 | 0 | 0 | 0 | 0 | 0 | 0 | 0 | 0 | 0 | 0 | 0 | 0 | 0 | 0 | 0 | 0 | 0 | 0 | 0
F1_Commercial_School_Existing_Food Preparation_Natural Gas_Double Rack Oven_E9 | F1 | Commercial | School | Existing | Food Preparation | Natural Gas | Double Rack Oven | E9 | CCE | 0 | 0 | 0 | 0 | 0 | 0 | 0 | 0 | 0 | 0 | 0 | 0 | 0 | 0 | 0 | 0 | 0 | 0 | 0 | 0 | 0 | 0 | 0 | 0 | 0 | 0 | 0
F1_Commercial_School_Existing_Food Preparation_Natural Gas_Double Rack Oven_E10 | F1 | Commercial | School | Existing | Food Preparation | Natural Gas | Double Rack Oven | E10 | CCE | 0 | 0 | 0 | 0 | 0 | 0 | 0 | 0 | 0 | 0 | 0 | 0 | 0 | 0 | 0 | 0 | 0 | 0 | 0 | 0 | 0 | 0 | 0 | 0 | 0 | 0 | 0
F2_Commercial_School_Existing_Food Preparation_Natural Gas_Double Rack Oven_E1 | F2 | Commercial | School | Existing | Food Preparation | Natural Gas | Double Rack Oven | E1 | TRC BC Ratio | bar: 2021 to 2047
F2_Commercial_School_Existing_Food Preparation_Natural Gas_Double Rack Oven_E2 | F2 | Commercial | School | Existing | Food Preparation | Natural Gas | Double Rack Oven | E2 | TRC BC Ratio | 2.6451 | 2.6168 | 2.5895 | 2.5634 | 2.5698 | 2.5976 | 2.6379 | 2.6828 | 2.726 | 2.7629 | 2.793 | 2.8145 | 2.8267 | 2.8253 | 2.81 | 2.7806 | 2.7375 | 2.6832 | 2.6184 | 2.5413 | 2.451 | 2.3468 | 2.2544 | 2.1951 | 2.1701 | 2.1808 | 2.1915
F2_Commercial_School_Existing_Food Preparation_Natural Gas_Double Rack Oven_E3 | F2 | Commercial | School | Existing | Food Preparation | Natural Gas | Double Rack Oven | E3 | TRC BC Ratio | 0 | 0 | 0 | 0 | 0 | 0 | 0 | 0 | 0 | 0 | 0 | 0 | 0 | 0 | 0 | 0 | 0 | 0 | 0 | 0 | 0 | 0 | 0 | 0 | 0 | 0 | 0
F2_Commercial_School_Existing_Food Preparation_Natural Gas_Double Rack Oven_E4 | F2 | Commercial | School | Existing | Food Preparation | Natural Gas | Double Rack Oven | E4 | TRC BC Ratio | 0 | 0 | 0 | 0 | 0 | 0 | 0 | 0 | 0 | 0 | 0 | 0 | 0 | 0 | 0 | 0 | 0 | 0 | 0 | 0 | 0 | 0 | 0 | 0 | 0 | 0 | 0
F2_Commercial_School_Existing_Food Preparation_Natural Gas_Double Rack Oven_E5 | F2 | Commercial | School | Existing | Food Preparation | Natural Gas | Double Rack Oven | E5 | TRC BC Ratio | 0 | 0 | 0 | 0 | 0 | 0 | 0 | 0 | 0 | 0 | 0 | 0 | 0 | 0 | 0 | 0 | 0 | 0 | 0 | 0 | 0 | 0 | 0 | 0 | 0 | 0 | 0
F2_Commercial_School_Existing_Food Preparation_Natural Gas_Double Rack Oven_E6 | F2 | Commercial | School | Existing | Food Preparation | Natural Gas | Double Rack Oven | E6 | TRC BC Ratio | 0 | 0 | 0 | 0 | 0 | 0 | 0 | 0 | 0 | 0 | 0 | 0 | 0 | 0 | 0 | 0 | 0 | 0 | 0 | 0 | 0 | 0 | 0 | 0 | 0 | 0 | 0
F2_Commercial_School_Existing_Food Preparation_Natural Gas_Double Rack Oven_E7 | F2 | Commercial | School | Existing | Food Preparation | Natural Gas | Double Rack Oven | E7 | TRC BC Ratio | 0 | 0 | 0 | 0 | 0 | 0 | 0 | 0 | 0 | 0 | 0 | 0 | 0 | 0 | 0 | 0 | 0 | 0 | 0 | 0 | 0 | 0 | 0 | 0 | 0 | 0 | 0
F2_Commercial_School_Existing_Food Preparation_Natural Gas_Double Rack Oven_E8 | F2 | Commercial | School | Existing | Food Preparation | Natural Gas | Double Rack Oven | E8 | TRC BC Ratio | 0 | 0 | 0 | 0 | 0 | 0 | 0 | 0 | 0 | 0 | 0 | 0 | 0 | 0 | 0 | 0 | 0 | 0 | 0 | 0 | 0 | 0 | 0 | 0 | 0 | 0 | 0
F2_Commercial_School_Existing_Food Preparation_Natural Gas_Double Rack Oven_E9 | F2 | Commercial | School | Existing | Food Preparation | Natural Gas | Double Rack Oven | E9 | TRC BC Ratio | 0 | 0 | 0 | 0 | 0 | 0 | 0 | 0 | 0 | 0 | 0 | 0 | 0 | 0 | 0 | 0 | 0 | 0 | 0 | 0 | 0 | 0 | 0 | 0 | 0 | 0 | 0
F2_Commercial_School_Existing_Food Preparation_Natural Gas_Double Rack Oven_E10 | F2 | Commercial | School | Existing | Food Preparation | Natural Gas | Double Rack Oven | E10 | TRC BC Ratio | 0 | 0 | 0 | 0 | 0 | 0 | 0 | 0 | 0 | 0 | 0 | 0 | 0 | 0 | 0 | 0 | 0 | 0 | 0 | 0 | 0 | 0 | 0 | 0 | 0 | 0 | 0
F3_Commercial_School_Existing_Food Preparation_Natural Gas_Double Rack Oven_E1 | F3 | Commercial | School | Existing | Food Preparation | Natural Gas | Double Rack Oven | E1 | PACT BC Ratio | bar: 2021 to 2047
F3_Commercial_School_Existing_Food Preparation_Natural Gas_Double Rack Oven_E2 | F3 | Commercial | School | Existing | Food Preparation | Natural Gas | Double Rack Oven | E2 | PACT BC Ratio | 3.4804 | 3.4432 | 3.4073 | 3.3729 | 3.3814 | 3.4179 | 3.4709 | 3.53 | 3.5869 | 3.6354 | 3.675 | 3.7033 | 3.7193 | 3.7175 | 3.6974 | 3.6587 | 3.602 | 3.5306 | 3.4453 | 3.3438 | 3.2249 | 3.0879 | 2.9664 | 2.8883 | 2.8554 | 2.8694 | 2.8835
F3_Commercial_School_Existing_Food Preparation_Natural Gas_Double Rack Oven_E3 | F3 | Commercial | School | Existing | Food Preparation | Natural Gas | Double Rack Oven | E3 | PACT BC Ratio | 0 | 0 | 0 | 0 | 0 | 0 | 0 | 0 | 0 | 0 | 0 | 0 | 0 | 0 | 0 | 0 | 0 | 0 | 0 | 0 | 0 | 0 | 0 | 0 | 0 | 0 | 0
F3_Commercial_School_Existing_Food Preparation_Natural Gas_Double Rack Oven_E4 | F3 | Commercial | School | Existing | Food Preparation | Natural Gas | Double Rack Oven | E4 | PACT BC Ratio | 0 | 0 | 0 | 0 | 0 | 0 | 0 | 0 | 0 | 0 | 0 | 0 | 0 | 0 | 0 | 0 | 0 | 0 | 0 | 0 | 0 | 0 | 0 | 0 | 0 | 0 | 0
F3_Commercial_School_Existing_Food Preparation_Natural Gas_Double Rack Oven_E5 | F3 | Commercial | School | Existing | Food Preparation | Natural Gas | Double Rack Oven | E5 | PACT BC Ratio | 0 | 0 | 0 | 0 | 0 | 0 | 0 | 0 | 0 | 0 | 0 | 0 | 0 | 0 | 0 | 0 | 0 | 0 | 0 | 0 | 0 | 0 | 0 | 0 | 0 | 0 | 0
F3_Commercial_School_Existing_Food Preparation_Natural Gas_Double Rack Oven_E6 | F3 | Commercial | School | Existing | Food Preparation | Natural Gas | Double Rack Oven | E6 | PACT BC Ratio | 0 | 0 | 0 | 0 | 0 | 0 | 0 | 0 | 0 | 0 | 0 | 0 | 0 | 0 | 0 | 0 | 0 | 0 | 0 | 0 | 0 | 0 | 0 | 0 | 0 | 0 | 0
F3_Commercial_School_Existing_Food Preparation_Natural Gas_Double Rack Oven_E7 | F3 | Commercial | School | Existing | Food Preparation | Natural Gas | Double Rack Oven | E7 | PACT BC Ratio | 0 | 0 | 0 | 0 | 0 | 0 | 0 | 0 | 0 | 0 | 0 | 0 | 0 | 0 | 0 | 0 | 0 | 0 | 0 | 0 | 0 | 0 | 0 | 0 | 0 | 0 | 0
F3_Commercial_School_Existing_Food Preparation_Natural Gas_Double Rack Oven_E8 | F3 | Commercial | School | Existing | Food Preparation | Natural Gas | Double Rack Oven | E8 | PACT BC Ratio | 0 | 0 | 0 | 0 | 0 | 0 | 0 | 0 | 0 | 0 | 0 | 0 | 0 | 0 | 0 | 0 | 0 | 0 | 0 | 0 | 0 | 0 | 0 | 0 | 0 | 0 | 0
F3_Commercial_School_Existing_Food Preparation_Natural Gas_Double Rack Oven_E9 | F3 | Commercial | School | Existing | Food Preparation | Natural Gas | Double Rack Oven | E9 | PACT BC Ratio | 0 | 0 | 0 | 0 | 0 | 0 | 0 | 0 | 0 | 0 | 0 | 0 | 0 | 0 | 0 | 0 | 0 | 0 | 0 | 0 | 0 | 0 | 0 | 0 | 0 | 0 | 0
F3_Commercial_School_Existing_Food Preparation_Natural Gas_Double Rack Oven_E10 | F3 | Commercial | School | Existing | Food Preparation | Natural Gas | Double Rack Oven | E10 | PACT BC Ratio | 0 | 0 | 0 | 0 | 0 | 0 | 0 | 0 | 0 | 0 | 0 | 0 | 0 | 0 | 0 | 0 | 0 | 0 | 0 | 0 | 0 | 0 | 0 | 0 | 0 | 0 | 0
F4_Commercial_School_Existing_Food Preparation_Natural Gas_Double Rack Oven_E1 | F4 | Commercial | School | Existing | Food Preparation | Natural Gas | Double Rack Oven | E1 | RVT BC Ratio | bar: 2021 to 2047
F4_Commercial_School_Existing_Food Preparation_Natural Gas_Double Rack Oven_E2 | F4 | Commercial | School | Existing | Food Preparation | Natural Gas | Double Rack Oven | E2 | RVT BC Ratio | 0.7 | 0.7 | 0.7 | 0.7 | 0.7 | 0.7 | 0.7 | 0.7 | 0.7 | 0.7 | 0.7 | 0.7 | 0.7 | 0.7 | 0.7 | 0.7 | 0.7 | 0.7 | 0.7 | 0.7 | 0.7 | 0.7 | 0.7 | 0.7 | 0.7 | 0.7 | 0.7
F4_Commercial_School_Existing_Food Preparation_Natural Gas_Double Rack Oven_E3 | F4 | Commercial | School | Existing | Food Preparation | Natural Gas | Double Rack Oven | E3 | RVT BC Ratio | 0 | 0 | 0 | 0 | 0 | 0 | 0 | 0 | 0 | 0 | 0 | 0 | 0 | 0 | 0 | 0 | 0 | 0 | 0 | 0 | 0 | 0 | 0 | 0 | 0 | 0 | 0
F4_Commercial_School_Existing_Food Preparation_Natural Gas_Double Rack Oven_E4 | F4 | Commercial | School | Existing | Food Preparation | Natural Gas | Double Rack Oven | E4 | RVT BC Ratio | 0 | 0 | 0 | 0 | 0 | 0 | 0 | 0 | 0 | 0 | 0 | 0 | 0 | 0 | 0 | 0 | 0 | 0 | 0 | 0 | 0 | 0 | 0 | 0 | 0 | 0 | 0
F4_Commercial_School_Existing_Food Preparation_Natural Gas_Double Rack Oven_E5 | F4 | Commercial | School | Existing | Food Preparation | Natural Gas | Double Rack Oven | E5 | RVT BC Ratio | 0 | 0 | 0 | 0 | 0 | 0 | 0 | 0 | 0 | 0 | 0 | 0 | 0 | 0 | 0 | 0 | 0 | 0 | 0 | 0 | 0 | 0 | 0 | 0 | 0 | 0 | 0
F4_Commercial_School_Existing_Food Preparation_Natural Gas_Double Rack Oven_E6 | F4 | Commercial | School | Existing | Food Preparation | Natural Gas | Double Rack Oven | E6 | RVT BC Ratio | 0 | 0 | 0 | 0 | 0 | 0 | 0 | 0 | 0 | 0 | 0 | 0 | 0 | 0 | 0 | 0 | 0 | 0 | 0 | 0 | 0 | 0 | 0 | 0 | 0 | 0 | 0
F4_Commercial_School_Existing_Food Preparation_Natural Gas_Double Rack Oven_E7 | F4 | Commercial | School | Existing | Food Preparation | Natural Gas | Double Rack Oven | E7 | RVT BC Ratio | 0 | 0 | 0 | 0 | 0 | 0 | 0 | 0 | 0 | 0 | 0 | 0 | 0 | 0 | 0 | 0 | 0 | 0 | 0 | 0 | 0 | 0 | 0 | 0 | 0 | 0 | 0
F4_Commercial_School_Existing_Food Preparation_Natural Gas_Double Rack Oven_E8 | F4 | Commercial | School | Existing | Food Preparation | Natural Gas | Double Rack Oven | E8 | RVT BC Ratio | 0 | 0 | 0 | 0 | 0 | 0 | 0 | 0 | 0 | 0 | 0 | 0 | 0 | 0 | 0 | 0 | 0 | 0 | 0 | 0 | 0 | 0 | 0 | 0 | 0 | 0 | 0
F4_Commercial_School_Existing_Food Preparation_Natural Gas_Double Rack Oven_E9 | F4 | Commercial | School | Existing | Food Preparation | Natural Gas | Double Rack Oven | E9 | RVT BC Ratio | 0 | 0 | 0 | 0 | 0 | 0 | 0 | 0 | 0 | 0 | 0 | 0 | 0 | 0 | 0 | 0 | 0 | 0 | 0 | 0 | 0 | 0 | 0 | 0 | 0 | 0 | 0
F4_Commercial_School_Existing_Food Preparation_Natural Gas_Double Rack Oven_E10 | F4 | Commercial | School | Existing | Food Preparation | Natural Gas | Double Rack Oven | E10 | RVT BC Ratio | 0 | 0 | 0 | 0 | 0 | 0 | 0 | 0 | 0 | 0 | 0 | 0 | 0 | 0 | 0 | 0 | 0 | 0 | 0 | 0 | 0 | 0 | 0 | 0 | 0 | 0 | 0
F5_Commercial_School_Existing_Food Preparation_Natural Gas_Double Rack Oven_E1 | F5 | Commercial | School | Existing | Food Preparation | Natural Gas | Double Rack Oven | E1 | RIM BC Ratio | bar: 2021 to 2047
F5_Commercial_School_Existing_Food Preparation_Natural Gas_Double Rack Oven_E2 | F5 | Commercial | School | Existing | Food Preparation | Natural Gas | Double Rack Oven | E2 | RIM BC Ratio | 3.4804 | 3.4432 | 3.4073 | 3.3729 | 3.3814 | 3.4179 | 3.4709 | 3.53 | 3.5869 | 3.6354 | 3.675 | 3.7033 | 3.7193 | 3.7175 | 3.6974 | 3.6587 | 3.602 | 3.5306 | 3.4453 | 3.3438 | 3.2249 | 3.0879 | 2.9664 | 2.8883 | 2.8554 | 2.8694 | 2.8835
F5_Commercial_School_Existing_Food Preparation_Natural Gas_Double Rack Oven_E3 | F5 | Commercial | School | Existing | Food Preparation | Natural Gas | Double Rack Oven | E3 | RIM BC Ratio | 0 | 0 | 0 | 0 | 0 | 0 | 0 | 0 | 0 | 0 | 0 | 0 | 0 | 0 | 0 | 0 | 0 | 0 | 0 | 0 | 0 | 0 | 0 | 0 | 0 | 0 | 0
F5_Commercial_School_Existing_Food Preparation_Natural Gas_Double Rack Oven_E4 | F5 | Commercial | School | Existing | Food Preparation | Natural Gas | Double Rack Oven | E4 | RIM BC Ratio | 0 | 0 | 0 | 0 | 0 | 0 | 0 | 0 | 0 | 0 | 0 | 0 | 0 | 0 | 0 | 0 | 0 | 0 | 0 | 0 | 0 | 0 | 0 | 0 | 0 | 0 | 0
F5_Commercial_School_Existing_Food Preparation_Natural Gas_Double Rack Oven_E5 | F5 | Commercial | School | Existing | Food Preparation | Natural Gas | Double Rack Oven | E5 | RIM BC Ratio | 0 | 0 | 0 | 0 | 0 | 0 | 0 | 0 | 0 | 0 | 0 | 0 | 0 | 0 | 0 | 0 | 0 | 0 | 0 | 0 | 0 | 0 | 0 | 0 | 0 | 0 | 0
F5_Commercial_School_Existing_Food Preparation_Natural Gas_Double Rack Oven_E6 | F5 | Commercial | School | Existing | Food Preparation | Natural Gas | Double Rack Oven | E6 | RIM BC Ratio | 0 | 0 | 0 | 0 | 0 | 0 | 0 | 0 | 0 | 0 | 0 | 0 | 0 | 0 | 0 | 0 | 0 | 0 | 0 | 0 | 0 | 0 | 0 | 0 | 0 | 0 | 0
F5_Commercial_School_Existing_Food Preparation_Natural Gas_Double Rack Oven_E7 | F5 | Commercial | School | Existing | Food Preparation | Natural Gas | Double Rack Oven | E7 | RIM BC Ratio | 0 | 0 | 0 | 0 | 0 | 0 | 0 | 0 | 0 | 0 | 0 | 0 | 0 | 0 | 0 | 0 | 0 | 0 | 0 | 0 | 0 | 0 | 0 | 0 | 0 | 0 | 0
F5_Commercial_School_Existing_Food Preparation_Natural Gas_Double Rack Oven_E8 | F5 | Commercial | School | Existing | Food Preparation | Natural Gas | Double Rack Oven | E8 | RIM BC Ratio | 0 | 0 | 0 | 0 | 0 | 0 | 0 | 0 | 0 | 0 | 0 | 0 | 0 | 0 | 0 | 0 | 0 | 0 | 0 | 0 | 0 | 0 | 0 | 0 | 0 | 0 | 0
F5_Commercial_School_Existing_Food Preparation_Natural Gas_Double Rack Oven_E9 | F5 | Commercial | School | Existing | Food Preparation | Natural Gas | Double Rack Oven | E9 | RIM BC Ratio | 0 | 0 | 0 | 0 | 0 | 0 | 0 | 0 | 0 | 0 | 0 | 0 | 0 | 0 | 0 | 0 | 0 | 0 | 0 | 0 | 0 | 0 | 0 | 0 | 0 | 0 | 0
F5_Commercial_School_Existing_Food Preparation_Natural Gas_Double Rack Oven_E10 | F5 | Commercial | School | Existing | Food Preparation | Natural Gas | Double Rack Oven | E10 | RIM BC Ratio | 0 | 0 | 0 | 0 | 0 | 0 | 0 | 0 | 0 | 0 | 0 | 0 | 0 | 0 | 0 | 0 | 0 | 0 | 0 | 0 | 0 | 0 | 0 | 0 | 0 | 0 | 0
F0_Commercial_School_Existing_Food Preparation_Natural Gas_Fryer_E0 | F0 | Commercial | School | Existing | Food Preparation | Natural Gas | Fryer | E0 | Economic Unit | ENERGY STAR | ENERGY STAR | ENERGY STAR | ENERGY STAR | ENERGY STAR | ENERGY STAR | ENERGY STAR | ENERGY STAR | ENERGY STAR | ENERGY STAR | ENERGY STAR | ENERGY STAR | ENERGY STAR | ENERGY STAR | ENERGY STAR | ENERGY STAR | ENERGY STAR | ENERGY STAR | ENERGY STAR | ENERGY STAR | ENERGY STAR | ENERGY STAR | ENERGY STAR | ENERGY STAR | ENERGY STAR | ENERGY STAR | ENERGY STAR
F1_Commercial_School_Existing_Food Preparation_Natural Gas_Fryer_E1 | F1 | Commercial | School | Existing | Food Preparation | Natural Gas | Fryer | E1 | CCE | 0 | 0 | 0 | 0 | 0 | 0 | 0 | 0 | 0 | 0 | 0 | 0 | 0 | 0 | 0 | 0 | 0 | 0 | 0 | 0 | 0 | 0 | 0 | 0 | 0 | 0 | 0
F1_Commercial_School_Existing_Food Preparation_Natural Gas_Fryer_E2 | F1 | Commercial | School | Existing | Food Preparation | Natural Gas | Fryer | E2 | CCE | 0.0045119 | 0 | 0 | 0 | 0 | 0 | 0 | 0 | 0 | 0 | 0 | 0 | 0 | 0 | 0 | 0 | 0 | 0 | 0 | 0 | 0 | 0 | 0 | 0 | 0 | 0 | 0
F1_Commercial_School_Existing_Food Preparation_Natural Gas_Fryer_E3 | F1 | Commercial | School | Existing | Food Preparation | Natural Gas | Fryer | E3 | CCE | 0 | 0 | 0 | 0 | 0 | 0 | 0 | 0 | 0 | 0 | 0 | 0 | 0 | 0 | 0 | 0 | 0 | 0 | 0 | 0 | 0 | 0 | 0 | 0 | 0 | 0 | 0
F1_Commercial_School_Existing_Food Preparation_Natural Gas_Fryer_E4 | F1 | Commercial | School | Existing | Food Preparation | Natural Gas | Fryer | E4 | CCE | 0 | 0 | 0 | 0 | 0 | 0 | 0 | 0 | 0 | 0 | 0 | 0 | 0 | 0 | 0 | 0 | 0 | 0 | 0 | 0 | 0 | 0 | 0 | 0 | 0 | 0 | 0
F1_Commercial_School_Existing_Food Preparation_Natural Gas_Fryer_E5 | F1 | Commercial | School | Existing | Food Preparation | Natural Gas | Fryer | E5 | CCE | 0 | 0 | 0 | 0 | 0 | 0 | 0 | 0 | 0 | 0 | 0 | 0 | 0 | 0 | 0 | 0 | 0 | 0 | 0 | 0 | 0 | 0 | 0 | 0 | 0 | 0 | 0
F1_Commercial_School_Existing_Food Preparation_Natural Gas_Fryer_E6 | F1 | Commercial | School | Existing | Food Preparation | Natural Gas | Fryer | E6 | CCE | 0 | 0 | 0 | 0 | 0 | 0 | 0 | 0 | 0 | 0 | 0 | 0 | 0 | 0 | 0 | 0 | 0 | 0 | 0 | 0 | 0 | 0 | 0 | 0 | 0 | 0 | 0
F1_Commercial_School_Existing_Food Preparation_Natural Gas_Fryer_E7 | F1 | Commercial | School | Existing | Food Preparation | Natural Gas | Fryer | E7 | CCE | 0 | 0 | 0 | 0 | 0 | 0 | 0 | 0 | 0 | 0 | 0 | 0 | 0 | 0 | 0 | 0 | 0 | 0 | 0 | 0 | 0 | 0 | 0 | 0 | 0 | 0 | 0
F1_Commercial_School_Existing_Food Preparation_Natural Gas_Fryer_E8 | F1 | Commercial | School | Existing | Food Preparation | Natural Gas | Fryer | E8 | CCE | 0 | 0 | 0 | 0 | 0 | 0 | 0 | 0 | 0 | 0 | 0 | 0 | 0 | 0 | 0 | 0 | 0 | 0 | 0 | 0 | 0 | 0 | 0 | 0 | 0 | 0 | 0
F1_Commercial_School_Existing_Food Preparation_Natural Gas_Fryer_E9 | F1 | Commercial | School | Existing | Food Preparation | Natural Gas | Fryer | E9 | CCE | 0 | 0 | 0 | 0 | 0 | 0 | 0 | 0 | 0 | 0 | 0 | 0 | 0 | 0 | 0 | 0 | 0 | 0 | 0 | 0 | 0 | 0 | 0 | 0 | 0 | 0 | 0
F1_Commercial_School_Existing_Food Preparation_Natural Gas_Fryer_E10 | F1 | Commercial | School | Existing | Food Preparation | Natural Gas | Fryer | E10 | CCE | 0 | 0 | 0 | 0 | 0 | 0 | 0 | 0 | 0 | 0 | 0 | 0 | 0 | 0 | 0 | 0 | 0 | 0 | 0 | 0 | 0 | 0 | 0 | 0 | 0 | 0 | 0
F2_Commercial_School_Existing_Food Preparation_Natural Gas_Fryer_E1 | F2 | Commercial | School | Existing | Food Preparation | Natural Gas | Fryer | E1 | TRC BC Ratio | 1 | 0 | 0 | 0 | 0 | 0 | 0 | 0 | 0 | 0 | 0 | 0 | 0 | 0 | 0 | 0 | 0 | 0 | 0 | 0 | 0 | 0 | 0 | 0 | 0 | 0 | 0
F2_Commercial_School_Existing_Food Preparation_Natural Gas_Fryer_E2 | F2 | Commercial | School | Existing | Food Preparation | Natural Gas | Fryer | E2 | TRC BC Ratio | 3.0535 | 1 | 1 | 1 | 1 | 1 | 1 | 1 | 1 | 1 | 1 | 1 | 1 | 1 | 1 | 1 | 1 | 1 | 1 | 1 | 1 | 1 | 1 | 1 | 1 | 1 | 1
F2_Commercial_School_Existing_Food Preparation_Natural Gas_Fryer_E3 | F2 | Commercial | School | Existing | Food Preparation | Natural Gas | Fryer | E3 | TRC BC Ratio | 0 | 0 | 0 | 0 | 0 | 0 | 0 | 0 | 0 | 0 | 0 | 0 | 0 | 0 | 0 | 0 | 0 | 0 | 0 | 0 | 0 | 0 | 0 | 0 | 0 | 0 | 0
F2_Commercial_School_Existing_Food Preparation_Natural Gas_Fryer_E4 | F2 | Commercial | School | Existing | Food Preparation | Natural Gas | Fryer | E4 | TRC BC Ratio | 0 | 0 | 0 | 0 | 0 | 0 | 0 | 0 | 0 | 0 | 0 | 0 | 0 | 0 | 0 | 0 | 0 | 0 | 0 | 0 | 0 | 0 | 0 | 0 | 0 | 0 | 0
F2_Commercial_School_Existing_Food Preparation_Natural Gas_Fryer_E5 | F2 | Commercial | School | Existing | Food Preparation | Natural Gas | Fryer | E5 | TRC BC Ratio | 0 | 0 | 0 | 0 | 0 | 0 | 0 | 0 | 0 | 0 | 0 | 0 | 0 | 0 | 0 | 0 | 0 | 0 | 0 | 0 | 0 | 0 | 0 | 0 | 0 | 0 | 0
F2_Commercial_School_Existing_Food Preparation_Natural Gas_Fryer_E6 | F2 | Commercial | School | Existing | Food Preparation | Natural Gas | Fryer | E6 | TRC BC Ratio | 0 | 0 | 0 | 0 | 0 | 0 | 0 | 0 | 0 | 0 | 0 | 0 | 0 | 0 | 0 | 0 | 0 | 0 | 0 | 0 | 0 | 0 | 0 | 0 | 0 | 0 | 0
F2_Commercial_School_Existing_Food Preparation_Natural Gas_Fryer_E7 | F2 | Commercial | School | Existing | Food Preparation | Natural Gas | Fryer | E7 | TRC BC Ratio | 0 | 0 | 0 | 0 | 0 | 0 | 0 | 0 | 0 | 0 | 0 | 0 | 0 | 0 | 0 | 0 | 0 | 0 | 0 | 0 | 0 | 0 | 0 | 0 | 0 | 0 | 0
F2_Commercial_School_Existing_Food Preparation_Natural Gas_Fryer_E8 | F2 | Commercial | School | Existing | Food Preparation | Natural Gas | Fryer | E8 | TRC BC Ratio | 0 | 0 | 0 | 0 | 0 | 0 | 0 | 0 | 0 | 0 | 0 | 0 | 0 | 0 | 0 | 0 | 0 | 0 | 0 | 0 | 0 | 0 | 0 | 0 | 0 | 0 | 0
F2_Commercial_School_Existing_Food Preparation_Natural Gas_Fryer_E9 | F2 | Commercial | School | Existing | Food Preparation | Natural Gas | Fryer | E9 | TRC BC Ratio | 0 | 0 | 0 | 0 | 0 | 0 | 0 | 0 | 0 | 0 | 0 | 0 | 0 | 0 | 0 | 0 | 0 | 0 | 0 | 0 | 0 | 0 | 0 | 0 | 0 | 0 | 0
F2_Commercial_School_Existing_Food Preparation_Natural Gas_Fryer_E10 | F2 | Commercial | School | Existing | Food Preparation | Natural Gas | Fryer | E10 | TRC BC Ratio | 0 | 0 | 0 | 0 | 0 | 0 | 0 | 0 | 0 | 0 | 0 | 0 | 0 | 0 | 0 | 0 | 0 | 0 | 0 | 0 | 0 | 0 | 0 | 0 | 0 | 0 | 0
F3_Commercial_School_Existing_Food Preparation_Natural Gas_Fryer_E1 | F3 | Commercial | School | Existing | Food Preparation | Natural Gas | Fryer | E1 | PACT BC Ratio | 1 | 0 | 0 | 0 | 0 | 0 | 0 | 0 | 0 | 0 | 0 | 0 | 0 | 0 | 0 | 0 | 0 | 0 | 0 | 0 | 0 | 0 | 0 | 0 | 0 | 0 | 0
F3_Commercial_School_Existing_Food Preparation_Natural Gas_Fryer_E2 | F3 | Commercial | School | Existing | Food Preparation | Natural Gas | Fryer | E2 | PACT BC Ratio | 4.0178 | 1 | 1 | 1 | 1 | 1 | 1 | 1 | 1 | 1 | 1 | 1 | 1 | 1 | 1 | 1 | 1 | 1 | 1 | 1 | 1 | 1 | 1 | 1 | 1 | 1 | 1
F3_Commercial_School_Existing_Food Preparation_Natural Gas_Fryer_E3 | F3 | Commercial | School | Existing | Food Preparation | Natural Gas | Fryer | E3 | PACT BC Ratio | 0 | 0 | 0 | 0 | 0 | 0 | 0 | 0 | 0 | 0 | 0 | 0 | 0 | 0 | 0 | 0 | 0 | 0 | 0 | 0 | 0 | 0 | 0 | 0 | 0 | 0 | 0
F3_Commercial_School_Existing_Food Preparation_Natural Gas_Fryer_E4 | F3 | Commercial | School | Existing | Food Preparation | Natural Gas | Fryer | E4 | PACT BC Ratio | 0 | 0 | 0 | 0 | 0 | 0 | 0 | 0 | 0 | 0 | 0 | 0 | 0 | 0 | 0 | 0 | 0 | 0 | 0 | 0 | 0 | 0 | 0 | 0 | 0 | 0 | 0
F3_Commercial_School_Existing_Food Preparation_Natural Gas_Fryer_E5 | F3 | Commercial | School | Existing | Food Preparation | Natural Gas | Fryer | E5 | PACT BC Ratio | 0 | 0 | 0 | 0 | 0 | 0 | 0 | 0 | 0 | 0 | 0 | 0 | 0 | 0 | 0 | 0 | 0 | 0 | 0 | 0 | 0 | 0 | 0 | 0 | 0 | 0 | 0
F3_Commercial_School_Existing_Food Preparation_Natural Gas_Fryer_E6 | F3 | Commercial | School | Existing | Food Preparation | Natural Gas | Fryer | E6 | PACT BC Ratio | 0 | 0 | 0 | 0 | 0 | 0 | 0 | 0 | 0 | 0 | 0 | 0 | 0 | 0 | 0 | 0 | 0 | 0 | 0 | 0 | 0 | 0 | 0 | 0 | 0 | 0 | 0
F3_Commercial_School_Existing_Food Preparation_Natural Gas_Fryer_E7 | F3 | Commercial | School | Existing | Food Preparation | Natural Gas | Fryer | E7 | PACT BC Ratio | 0 | 0 | 0 | 0 | 0 | 0 | 0 | 0 | 0 | 0 | 0 | 0 | 0 | 0 | 0 | 0 | 0 | 0 | 0 | 0 | 0 | 0 | 0 | 0 | 0 | 0 | 0
F3_Commercial_School_Existing_Food Preparation_Natural Gas_Fryer_E8 | F3 | Commercial | School | Existing | Food Preparation | Natural Gas | Fryer | E8 | PACT BC Ratio | 0 | 0 | 0 | 0 | 0 | 0 | 0 | 0 | 0 | 0 | 0 | 0 | 0 | 0 | 0 | 0 | 0 | 0 | 0 | 0 | 0 | 0 | 0 | 0 | 0 | 0 | 0
F3_Commercial_School_Existing_Food Preparation_Natural Gas_Fryer_E9 | F3 | Commercial | School | Existing | Food Preparation | Natural Gas | Fryer | E9 | PACT BC Ratio | 0 | 0 | 0 | 0 | 0 | 0 | 0 | 0 | 0 | 0 | 0 | 0 | 0 | 0 | 0 | 0 | 0 | 0 | 0 | 0 | 0 | 0 | 0 | 0 | 0 | 0 | 0
F3_Commercial_School_Existing_Food Preparation_Natural Gas_Fryer_E10 | F3 | Commercial | School | Existing | Food Preparation | Natural Gas | Fryer | E10 | PACT BC Ratio | 0 | 0 | 0 | 0 | 0 | 0 | 0 | 0 | 0 | 0 | 0 | 0 | 0 | 0 | 0 | 0 | 0 | 0 | 0 | 0 | 0 | 0 | 0 | 0 | 0 | 0 | 0
F4_Commercial_School_Existing_Food Preparation_Natural Gas_Fryer_E1 | F4 | Commercial | School | Existing | Food Preparation | Natural Gas | Fryer | E1 | RVT BC Ratio | 1 | 0 | 0 | 0 | 0 | 0 | 0 | 0 | 0 | 0 | 0 | 0 | 0 | 0 | 0 | 0 | 0 | 0 | 0 | 0 | 0 | 0 | 0 | 0 | 0 | 0 | 0
F4_Commercial_School_Existing_Food Preparation_Natural Gas_Fryer_E2 | F4 | Commercial | School | Existing | Food Preparation | Natural Gas | Fryer | E2 | RVT BC Ratio | 0.7 | 1 | 1 | 1 | 1 | 1 | 1 | 1 | 1 | 1 | 1 | 1 | 1 | 1 | 1 | 1 | 1 | 1 | 1 | 1 | 1 | 1 | 1 | 1 | 1 | 1 | 1
F4_Commercial_School_Existing_Food Preparation_Natural Gas_Fryer_E3 | F4 | Commercial | School | Existing | Food Preparation | Natural Gas | Fryer | E3 | RVT BC Ratio | 0 | 0 | 0 | 0 | 0 | 0 | 0 | 0 | 0 | 0 | 0 | 0 | 0 | 0 | 0 | 0 | 0 | 0 | 0 | 0 | 0 | 0 | 0 | 0 | 0 | 0 | 0
F4_Commercial_School_Existing_Food Preparation_Natural Gas_Fryer_E4 | F4 | Commercial | School | Existing | Food Preparation | Natural Gas | Fryer | E4 | RVT BC Ratio | 0 | 0 | 0 | 0 | 0 | 0 | 0 | 0 | 0 | 0 | 0 | 0 | 0 | 0 | 0 | 0 | 0 | 0 | 0 | 0 | 0 | 0 | 0 | 0 | 0 | 0 | 0
F4_Commercial_School_Existing_Food Preparation_Natural Gas_Fryer_E5 | F4 | Commercial | School | Existing | Food Preparation | Natural Gas | Fryer | E5 | RVT BC Ratio | 0 | 0 | 0 | 0 | 0 | 0 | 0 | 0 | 0 | 0 | 0 | 0 | 0 | 0 | 0 | 0 | 0 | 0 | 0 | 0 | 0 | 0 | 0 | 0 | 0 | 0 | 0
F4_Commercial_School_Existing_Food Preparation_Natural Gas_Fryer_E6 | F4 | Commercial | School | Existing | Food Preparation | Natural Gas | Fryer | E6 | RVT BC Ratio | 0 | 0 | 0 | 0 | 0 | 0 | 0 | 0 | 0 | 0 | 0 | 0 | 0 | 0 | 0 | 0 | 0 | 0 | 0 | 0 | 0 | 0 | 0 | 0 | 0 | 0 | 0
F4_Commercial_School_Existing_Food Preparation_Natural Gas_Fryer_E7 | F4 | Commercial | School | Existing | Food Preparation | Natural Gas | Fryer | E7 | RVT BC Ratio | 0 | 0 | 0 | 0 | 0 | 0 | 0 | 0 | 0 | 0 | 0 | 0 | 0 | 0 | 0 | 0 | 0 | 0 | 0 | 0 | 0 | 0 | 0 | 0 | 0 | 0 | 0
F4_Commercial_School_Existing_Food Preparation_Natural Gas_Fryer_E8 | F4 | Commercial | School | Existing | Food Preparation | Natural Gas | Fryer | E8 | RVT BC Ratio | 0 | 0 | 0 | 0 | 0 | 0 | 0 | 0 | 0 | 0 | 0 | 0 | 0 | 0 | 0 | 0 | 0 | 0 | 0 | 0 | 0 | 0 | 0 | 0 | 0 | 0 | 0
F4_Commercial_School_Existing_Food Preparation_Natural Gas_Fryer_E9 | F4 | Commercial | School | Existing | Food Preparation | Natural Gas | Fryer | E9 | RVT BC Ratio | 0 | 0 | 0 | 0 | 0 | 0 | 0 | 0 | 0 | 0 | 0 | 0 | 0 | 0 | 0 | 0 | 0 | 0 | 0 | 0 | 0 | 0 | 0 | 0 | 0 | 0 | 0
F4_Commercial_School_Existing_Food Preparation_Natural Gas_Fryer_E10 | F4 | Commercial | School | Existing | Food Preparation | Natural Gas | Fryer | E10 | RVT BC Ratio | 0 | 0 | 0 | 0 | 0 | 0 | 0 | 0 | 0 | 0 | 0 | 0 | 0 | 0 | 0 | 0 | 0 | 0 | 0 | 0 | 0 | 0 | 0 | 0 | 0 | 0 | 0
F5_Commercial_School_Existing_Food Preparation_Natural Gas_Fryer_E1 | F5 | Commercial | School | Existing | Food Preparation | Natural Gas | Fryer | E1 | RIM BC Ratio | 1 | 0 | 0 | 0 | 0 | 0 | 0 | 0 | 0 | 0 | 0 | 0 | 0 | 0 | 0 | 0 | 0 | 0 | 0 | 0 | 0 | 0 | 0 | 0 | 0 | 0 | 0
F5_Commercial_School_Existing_Food Preparation_Natural Gas_Fryer_E2 | F5 | Commercial | School | Existing | Food Preparation | Natural Gas | Fryer | E2 | RIM BC Ratio | 4.0178 | 1 | 1 | 1 | 1 | 1 | 1 | 1 | 1 | 1 | 1 | 1 | 1 | 1 | 1 | 1 | 1 | 1 | 1 | 1 | 1 | 1 | 1 | 1 | 1 | 1 | 1
F5_Commercial_School_Existing_Food Preparation_Natural Gas_Fryer_E3 | F5 | Commercial | School | Existing | Food Preparation | Natural Gas | Fryer | E3 | RIM BC Ratio | 0 | 0 | 0 | 0 | 0 | 0 | 0 | 0 | 0 | 0 | 0 | 0 | 0 | 0 | 0 | 0 | 0 | 0 | 0 | 0 | 0 | 0 | 0 | 0 | 0 | 0 | 0
F5_Commercial_School_Existing_Food Preparation_Natural Gas_Fryer_E4 | F5 | Commercial | School | Existing | Food Preparation | Natural Gas | Fryer | E4 | RIM BC Ratio | 0 | 0 | 0 | 0 | 0 | 0 | 0 | 0 | 0 | 0 | 0 | 0 | 0 | 0 | 0 | 0 | 0 | 0 | 0 | 0 | 0 | 0 | 0 | 0 | 0 | 0 | 0
F5_Commercial_School_Existing_Food Preparation_Natural Gas_Fryer_E5 | F5 | Commercial | School | Existing | Food Preparation | Natural Gas | Fryer | E5 | RIM BC Ratio | 0 | 0 | 0 | 0 | 0 | 0 | 0 | 0 | 0 | 0 | 0 | 0 | 0 | 0 | 0 | 0 | 0 | 0 | 0 | 0 | 0 | 0 | 0 | 0 | 0 | 0 | 0
F5_Commercial_School_Existing_Food Preparation_Natural Gas_Fryer_E6 | F5 | Commercial | School | Existing | Food Preparation | Natural Gas | Fryer | E6 | RIM BC Ratio | 0 | 0 | 0 | 0 | 0 | 0 | 0 | 0 | 0 | 0 | 0 | 0 | 0 | 0 | 0 | 0 | 0 | 0 | 0 | 0 | 0 | 0 | 0 | 0 | 0 | 0 | 0
F5_Commercial_School_Existing_Food Preparation_Natural Gas_Fryer_E7 | F5 | Commercial | School | Existing | Food Preparation | Natural Gas | Fryer | E7 | RIM BC Ratio | 0 | 0 | 0 | 0 | 0 | 0 | 0 | 0 | 0 | 0 | 0 | 0 | 0 | 0 | 0 | 0 | 0 | 0 | 0 | 0 | 0 | 0 | 0 | 0 | 0 | 0 | 0
F5_Commercial_School_Existing_Food Preparation_Natural Gas_Fryer_E8 | F5 | Commercial | School | Existing | Food Preparation | Natural Gas | Fryer | E8 | RIM BC Ratio | 0 | 0 | 0 | 0 | 0 | 0 | 0 | 0 | 0 | 0 | 0 | 0 | 0 | 0 | 0 | 0 | 0 | 0 | 0 | 0 | 0 | 0 | 0 | 0 | 0 | 0 | 0
F5_Commercial_School_Existing_Food Preparation_Natural Gas_Fryer_E9 | F5 | Commercial | School | Existing | Food Preparation | Natural Gas | Fryer | E9 | RIM BC Ratio | 0 | 0 | 0 | 0 | 0 | 0 | 0 | 0 | 0 | 0 | 0 | 0 | 0 | 0 | 0 | 0 | 0 | 0 | 0 | 0 | 0 | 0 | 0 | 0 | 0 | 0 | 0
F5_Commercial_School_Existing_Food Preparation_Natural Gas_Fryer_E10 | F5 | Commercial | School | Existing | Food Preparation | Natural Gas | Fryer | E10 | RIM BC Ratio | 0 | 0 | 0 | 0 | 0 | 0 | 0 | 0 | 0 | 0 | 0 | 0 | 0 | 0 | 0 | 0 | 0 | 0 | 0 | 0 | 0 | 0 | 0 | 0 | 0 | 0 | 0
F0_Commercial_School_Existing_Food Preparation_Natural Gas_Broiler_E0 | F0 | Commercial | School | Existing | Food Preparation | Natural Gas | Broiler | E0 | Economic Unit | Infrared Burners | Infrared Burners | Infrared Burners | Infrared Burners | Infrared Burners | Infrared Burners | Infrared Burners | Infrared Burners | Infrared Burners | Infrared Burners | Infrared Burners | Infrared Burners | Infrared Burners | Infrared Burners | Infrared Burners | Infrared Burners | Infrared Burners | Infrared Burners | Infrared Burners | Infrared Burners | Infrared Burners | Infrared Burners | Infrared Burners | Infrared Burners | Infrared Burners | Infrared Burners | Infrared Burners
F1_Commercial_School_Existing_Food Preparation_Natural Gas_Broiler_E1 | F1 | Commercial | School | Existing | Food Preparation | Natural Gas | Broiler | E1 | CCE | 0 | 0 | 0 | 0 | 0 | 0 | 0 | 0 | 0 | 0 | 0 | 0 | 0 | 0 | 0 | 0 | 0 | 0 | 0 | 0 | 0 | 0 | 0 | 0 | 0 | 0 | 0
F1_Commercial_School_Existing_Food Preparation_Natural Gas_Broiler_E2 | F1 | Commercial | School | Existing | Food Preparation | Natural Gas | Broiler | E2 | CCE | 0.0088234 | 0.0088234 | 0.0088234 | 0.0088234 | 0.0088234 | 0.0088234 | 0.0088234 | 0.0088234 | 0.0088234 | 0.0088234 | 0.0088234 | 0.0088234 | 0.0088234 | 0.0088234 | 0.0088234 | 0.0088234 | 0.0088234 | 0.0088234 | 0.0088234 | 0.0088234 | 0.0088234 | 0.0088234 | 0.0088234 | 0.0088234 | 0.0088234 | 0.0088234 | 0.0088234
F1_Commercial_School_Existing_Food Preparation_Natural Gas_Broiler_E3 | F1 | Commercial | School | Existing | Food Preparation | Natural Gas | Broiler | E3 | CCE | 0 | 0 | 0 | 0 | 0 | 0 | 0 | 0 | 0 | 0 | 0 | 0 | 0 | 0 | 0 | 0 | 0 | 0 | 0 | 0 | 0 | 0 | 0 | 0 | 0 | 0 | 0
F1_Commercial_School_Existing_Food Preparation_Natural Gas_Broiler_E4 | F1 | Commercial | School | Existing | Food Preparation | Natural Gas | Broiler | E4 | CCE | 0 | 0 | 0 | 0 | 0 | 0 | 0 | 0 | 0 | 0 | 0 | 0 | 0 | 0 | 0 | 0 | 0 | 0 | 0 | 0 | 0 | 0 | 0 | 0 | 0 | 0 | 0
F1_Commercial_School_Existing_Food Preparation_Natural Gas_Broiler_E5 | F1 | Commercial | School | Existing | Food Preparation | Natural Gas | Broiler | E5 | CCE | 0 | 0 | 0 | 0 | 0 | 0 | 0 | 0 | 0 | 0 | 0 | 0 | 0 | 0 | 0 | 0 | 0 | 0 | 0 | 0 | 0 | 0 | 0 | 0 | 0 | 0 | 0
F1_Commercial_School_Existing_Food Preparation_Natural Gas_Broiler_E6 | F1 | Commercial | School | Existing | Food Preparation | Natural Gas | Broiler | E6 | CCE | 0 | 0 | 0 | 0 | 0 | 0 | 0 | 0 | 0 | 0 | 0 | 0 | 0 | 0 | 0 | 0 | 0 | 0 | 0 | 0 | 0 | 0 | 0 | 0 | 0 | 0 | 0
F1_Commercial_School_Existing_Food Preparation_Natural Gas_Broiler_E7 | F1 | Commercial | School | Existing | Food Preparation | Natural Gas | Broiler | E7 | CCE | 0 | 0 | 0 | 0 | 0 | 0 | 0 | 0 | 0 | 0 | 0 | 0 | 0 | 0 | 0 | 0 | 0 | 0 | 0 | 0 | 0 | 0 | 0 | 0 | 0 | 0 | 0
F1_Commercial_School_Existing_Food Preparation_Natural Gas_Broiler_E8 | F1 | Commercial | School | Existing | Food Preparation | Natural Gas | Broiler | E8 | CCE | 0 | 0 | 0 | 0 | 0 | 0 | 0 | 0 | 0 | 0 | 0 | 0 | 0 | 0 | 0 | 0 | 0 | 0 | 0 | 0 | 0 | 0 | 0 | 0 | 0 | 0 | 0
F1_Commercial_School_Existing_Food Preparation_Natural Gas_Broiler_E9 | F1 | Commercial | School | Existing | Food Preparation | Natural Gas | Broiler | E9 | CCE | 0 | 0 | 0 | 0 | 0 | 0 | 0 | 0 | 0 | 0 | 0 | 0 | 0 | 0 | 0 | 0 | 0 | 0 | 0 | 0 | 0 | 0 | 0 | 0 | 0 | 0 | 0
F1_Commercial_School_Existing_Food Preparation_Natural Gas_Broiler_E10 | F1 | Commercial | School | Existing | Food Preparation | Natural Gas | Broiler | E10 | CCE | 0 | 0 | 0 | 0 | 0 | 0 | 0 | 0 | 0 | 0 | 0 | 0 | 0 | 0 | 0 | 0 | 0 | 0 | 0 | 0 | 0 | 0 | 0 | 0 | 0 | 0 | 0
F2_Commercial_School_Existing_Food Preparation_Natural Gas_Broiler_E1 | F2 | Commercial | School | Existing | Food Preparation | Natural Gas | Broiler | E1 | TRC BC Ratio | bar: 2021 to 2047
F2_Commercial_School_Existing_Food Preparation_Natural Gas_Broiler_E2 | F2 | Commercial | School | Existing | Food Preparation | Natural Gas | Broiler | E2 | TRC BC Ratio | 1.5469 | 1.5304 | 1.5144 | 1.4991 | 1.5029 | 1.5191 | 1.5427 | 1.5689 | 1.5942 | 1.6158 | 1.6334 | 1.6459 | 1.6531 | 1.6523 | 1.6433 | 1.6261 | 1.6009 | 1.5692 | 1.5313 | 1.4862 | 1.4333 | 1.3724 | 1.3184 | 1.2837 | 1.2691 | 1.2753 | 1.2816
F2_Commercial_School_Existing_Food Preparation_Natural Gas_Broiler_E3 | F2 | Commercial | School | Existing | Food Preparation | Natural Gas | Broiler | E3 | TRC BC Ratio | 0 | 0 | 0 | 0 | 0 | 0 | 0 | 0 | 0 | 0 | 0 | 0 | 0 | 0 | 0 | 0 | 0 | 0 | 0 | 0 | 0 | 0 | 0 | 0 | 0 | 0 | 0
F2_Commercial_School_Existing_Food Preparation_Natural Gas_Broiler_E4 | F2 | Commercial | School | Existing | Food Preparation | Natural Gas | Broiler | E4 | TRC BC Ratio | 0 | 0 | 0 | 0 | 0 | 0 | 0 | 0 | 0 | 0 | 0 | 0 | 0 | 0 | 0 | 0 | 0 | 0 | 0 | 0 | 0 | 0 | 0 | 0 | 0 | 0 | 0
F2_Commercial_School_Existing_Food Preparation_Natural Gas_Broiler_E5 | F2 | Commercial | School | Existing | Food Preparation | Natural Gas | Broiler | E5 | TRC BC Ratio | 0 | 0 | 0 | 0 | 0 | 0 | 0 | 0 | 0 | 0 | 0 | 0 | 0 | 0 | 0 | 0 | 0 | 0 | 0 | 0 | 0 | 0 | 0 | 0 | 0 | 0 | 0
F2_Commercial_School_Existing_Food Preparation_Natural Gas_Broiler_E6 | F2 | Commercial | School | Existing | Food Preparation | Natural Gas | Broiler | E6 | TRC BC Ratio | 0 | 0 | 0 | 0 | 0 | 0 | 0 | 0 | 0 | 0 | 0 | 0 | 0 | 0 | 0 | 0 | 0 | 0 | 0 | 0 | 0 | 0 | 0 | 0 | 0 | 0 | 0
F2_Commercial_School_Existing_Food Preparation_Natural Gas_Broiler_E7 | F2 | Commercial | School | Existing | Food Preparation | Natural Gas | Broiler | E7 | TRC BC Ratio | 0 | 0 | 0 | 0 | 0 | 0 | 0 | 0 | 0 | 0 | 0 | 0 | 0 | 0 | 0 | 0 | 0 | 0 | 0 | 0 | 0 | 0 | 0 | 0 | 0 | 0 | 0
F2_Commercial_School_Existing_Food Preparation_Natural Gas_Broiler_E8 | F2 | Commercial | School | Existing | Food Preparation | Natural Gas | Broiler | E8 | TRC BC Ratio | 0 | 0 | 0 | 0 | 0 | 0 | 0 | 0 | 0 | 0 | 0 | 0 | 0 | 0 | 0 | 0 | 0 | 0 | 0 | 0 | 0 | 0 | 0 | 0 | 0 | 0 | 0
F2_Commercial_School_Existing_Food Preparation_Natural Gas_Broiler_E9 | F2 | Commercial | School | Existing | Food Preparation | Natural Gas | Broiler | E9 | TRC BC Ratio | 0 | 0 | 0 | 0 | 0 | 0 | 0 | 0 | 0 | 0 | 0 | 0 | 0 | 0 | 0 | 0 | 0 | 0 | 0 | 0 | 0 | 0 | 0 | 0 | 0 | 0 | 0
F2_Commercial_School_Existing_Food Preparation_Natural Gas_Broiler_E10 | F2 | Commercial | School | Existing | Food Preparation | Natural Gas | Broiler | E10 | TRC BC Ratio | 0 | 0 | 0 | 0 | 0 | 0 | 0 | 0 | 0 | 0 | 0 | 0 | 0 | 0 | 0 | 0 | 0 | 0 | 0 | 0 | 0 | 0 | 0 | 0 | 0 | 0 | 0
F3_Commercial_School_Existing_Food Preparation_Natural Gas_Broiler_E1 | F3 | Commercial | School | Existing | Food Preparation | Natural Gas | Broiler | E1 | PACT BC Ratio | bar: 2021 to 2047
F3_Commercial_School_Existing_Food Preparation_Natural Gas_Broiler_E2 | F3 | Commercial | School | Existing | Food Preparation | Natural Gas | Broiler | E2 | PACT BC Ratio | 1.9504 | 1.9296 | 1.9094 | 1.8902 | 1.8949 | 1.9154 | 1.9451 | 1.9782 | 2.0101 | 2.0373 | 2.0595 | 2.0753 | 2.0843 | 2.0833 | 2.072 | 2.0503 | 2.0186 | 1.9785 | 1.9307 | 1.8739 | 1.8073 | 1.7304 | 1.6624 | 1.6186 | 1.6002 | 1.608 | 1.6159
F3_Commercial_School_Existing_Food Preparation_Natural Gas_Broiler_E3 | F3 | Commercial | School | Existing | Food Preparation | Natural Gas | Broiler | E3 | PACT BC Ratio | 0 | 0 | 0 | 0 | 0 | 0 | 0 | 0 | 0 | 0 | 0 | 0 | 0 | 0 | 0 | 0 | 0 | 0 | 0 | 0 | 0 | 0 | 0 | 0 | 0 | 0 | 0
F3_Commercial_School_Existing_Food Preparation_Natural Gas_Broiler_E4 | F3 | Commercial | School | Existing | Food Preparation | Natural Gas | Broiler | E4 | PACT BC Ratio | 0 | 0 | 0 | 0 | 0 | 0 | 0 | 0 | 0 | 0 | 0 | 0 | 0 | 0 | 0 | 0 | 0 | 0 | 0 | 0 | 0 | 0 | 0 | 0 | 0 | 0 | 0
F3_Commercial_School_Existing_Food Preparation_Natural Gas_Broiler_E5 | F3 | Commercial | School | Existing | Food Preparation | Natural Gas | Broiler | E5 | PACT BC Ratio | 0 | 0 | 0 | 0 | 0 | 0 | 0 | 0 | 0 | 0 | 0 | 0 | 0 | 0 | 0 | 0 | 0 | 0 | 0 | 0 | 0 | 0 | 0 | 0 | 0 | 0 | 0
F3_Commercial_School_Existing_Food Preparation_Natural Gas_Broiler_E6 | F3 | Commercial | School | Existing | Food Preparation | Natural Gas | Broiler | E6 | PACT BC Ratio | 0 | 0 | 0 | 0 | 0 | 0 | 0 | 0 | 0 | 0 | 0 | 0 | 0 | 0 | 0 | 0 | 0 | 0 | 0 | 0 | 0 | 0 | 0 | 0 | 0 | 0 | 0
F3_Commercial_School_Existing_Food Preparation_Natural Gas_Broiler_E7 | F3 | Commercial | School | Existing | Food Preparation | Natural Gas | Broiler | E7 | PACT BC Ratio | 0 | 0 | 0 | 0 | 0 | 0 | 0 | 0 | 0 | 0 | 0 | 0 | 0 | 0 | 0 | 0 | 0 | 0 | 0 | 0 | 0 | 0 | 0 | 0 | 0 | 0 | 0
F3_Commercial_School_Existing_Food Preparation_Natural Gas_Broiler_E8 | F3 | Commercial | School | Existing | Food Preparation | Natural Gas | Broiler | E8 | PACT BC Ratio | 0 | 0 | 0 | 0 | 0 | 0 | 0 | 0 | 0 | 0 | 0 | 0 | 0 | 0 | 0 | 0 | 0 | 0 | 0 | 0 | 0 | 0 | 0 | 0 | 0 | 0 | 0
F3_Commercial_School_Existing_Food Preparation_Natural Gas_Broiler_E9 | F3 | Commercial | School | Existing | Food Preparation | Natural Gas | Broiler | E9 | PACT BC Ratio | 0 | 0 | 0 | 0 | 0 | 0 | 0 | 0 | 0 | 0 | 0 | 0 | 0 | 0 | 0 | 0 | 0 | 0 | 0 | 0 | 0 | 0 | 0 | 0 | 0 | 0 | 0
F3_Commercial_School_Existing_Food Preparation_Natural Gas_Broiler_E10 | F3 | Commercial | School | Existing | Food Preparation | Natural Gas | Broiler | E10 | PACT BC Ratio | 0 | 0 | 0 | 0 | 0 | 0 | 0 | 0 | 0 | 0 | 0 | 0 | 0 | 0 | 0 | 0 | 0 | 0 | 0 | 0 | 0 | 0 | 0 | 0 | 0 | 0 | 0
F4_Commercial_School_Existing_Food Preparation_Natural Gas_Broiler_E1 | F4 | Commercial | School | Existing | Food Preparation | Natural Gas | Broiler | E1 | RVT BC Ratio | bar: 2021 to 2047
F4_Commercial_School_Existing_Food Preparation_Natural Gas_Broiler_E2 | F4 | Commercial | School | Existing | Food Preparation | Natural Gas | Broiler | E2 | RVT BC Ratio | 0.7 | 0.7 | 0.7 | 0.7 | 0.7 | 0.7 | 0.7 | 0.7 | 0.7 | 0.7 | 0.7 | 0.7 | 0.7 | 0.7 | 0.7 | 0.7 | 0.7 | 0.7 | 0.7 | 0.7 | 0.7 | 0.7 | 0.7 | 0.7 | 0.7 | 0.7 | 0.7
F4_Commercial_School_Existing_Food Preparation_Natural Gas_Broiler_E3 | F4 | Commercial | School | Existing | Food Preparation | Natural Gas | Broiler | E3 | RVT BC Ratio | 0 | 0 | 0 | 0 | 0 | 0 | 0 | 0 | 0 | 0 | 0 | 0 | 0 | 0 | 0 | 0 | 0 | 0 | 0 | 0 | 0 | 0 | 0 | 0 | 0 | 0 | 0
F4_Commercial_School_Existing_Food Preparation_Natural Gas_Broiler_E4 | F4 | Commercial | School | Existing | Food Preparation | Natural Gas | Broiler | E4 | RVT BC Ratio | 0 | 0 | 0 | 0 | 0 | 0 | 0 | 0 | 0 | 0 | 0 | 0 | 0 | 0 | 0 | 0 | 0 | 0 | 0 | 0 | 0 | 0 | 0 | 0 | 0 | 0 | 0
F4_Commercial_School_Existing_Food Preparation_Natural Gas_Broiler_E5 | F4 | Commercial | School | Existing | Food Preparation | Natural Gas | Broiler | E5 | RVT BC Ratio | 0 | 0 | 0 | 0 | 0 | 0 | 0 | 0 | 0 | 0 | 0 | 0 | 0 | 0 | 0 | 0 | 0 | 0 | 0 | 0 | 0 | 0 | 0 | 0 | 0 | 0 | 0
F4_Commercial_School_Existing_Food Preparation_Natural Gas_Broiler_E6 | F4 | Commercial | School | Existing | Food Preparation | Natural Gas | Broiler | E6 | RVT BC Ratio | 0 | 0 | 0 | 0 | 0 | 0 | 0 | 0 | 0 | 0 | 0 | 0 | 0 | 0 | 0 | 0 | 0 | 0 | 0 | 0 | 0 | 0 | 0 | 0 | 0 | 0 | 0
F4_Commercial_School_Existing_Food Preparation_Natural Gas_Broiler_E7 | F4 | Commercial | School | Existing | Food Preparation | Natural Gas | Broiler | E7 | RVT BC Ratio | 0 | 0 | 0 | 0 | 0 | 0 | 0 | 0 | 0 | 0 | 0 | 0 | 0 | 0 | 0 | 0 | 0 | 0 | 0 | 0 | 0 | 0 | 0 | 0 | 0 | 0 | 0
F4_Commercial_School_Existing_Food Preparation_Natural Gas_Broiler_E8 | F4 | Commercial | School | Existing | Food Preparation | Natural Gas | Broiler | E8 | RVT BC Ratio | 0 | 0 | 0 | 0 | 0 | 0 | 0 | 0 | 0 | 0 | 0 | 0 | 0 | 0 | 0 | 0 | 0 | 0 | 0 | 0 | 0 | 0 | 0 | 0 | 0 | 0 | 0
F4_Commercial_School_Existing_Food Preparation_Natural Gas_Broiler_E9 | F4 | Commercial | School | Existing | Food Preparation | Natural Gas | Broiler | E9 | RVT BC Ratio | 0 | 0 | 0 | 0 | 0 | 0 | 0 | 0 | 0 | 0 | 0 | 0 | 0 | 0 | 0 | 0 | 0 | 0 | 0 | 0 | 0 | 0 | 0 | 0 | 0 | 0 | 0
F4_Commercial_School_Existing_Food Preparation_Natural Gas_Broiler_E10 | F4 | Commercial | School | Existing | Food Preparation | Natural Gas | Broiler | E10 | RVT BC Ratio | 0 | 0 | 0 | 0 | 0 | 0 | 0 | 0 | 0 | 0 | 0 | 0 | 0 | 0 | 0 | 0 | 0 | 0 | 0 | 0 | 0 | 0 | 0 | 0 | 0 | 0 | 0
F5_Commercial_School_Existing_Food Preparation_Natural Gas_Broiler_E1 | F5 | Commercial | School | Existing | Food Preparation | Natural Gas | Broiler | E1 | RIM BC Ratio | bar: 2021 to 2047
F5_Commercial_School_Existing_Food Preparation_Natural Gas_Broiler_E2 | F5 | Commercial | School | Existing | Food Preparation | Natural Gas | Broiler | E2 | RIM BC Ratio | 1.9504 | 1.9296 | 1.9094 | 1.8902 | 1.8949 | 1.9154 | 1.9451 | 1.9782 | 2.0101 | 2.0373 | 2.0595 | 2.0753 | 2.0843 | 2.0833 | 2.072 | 2.0503 | 2.0186 | 1.9785 | 1.9307 | 1.8739 | 1.8073 | 1.7304 | 1.6624 | 1.6186 | 1.6002 | 1.608 | 1.6159
F5_Commercial_School_Existing_Food Preparation_Natural Gas_Broiler_E3 | F5 | Commercial | School | Existing | Food Preparation | Natural Gas | Broiler | E3 | RIM BC Ratio | 0 | 0 | 0 | 0 | 0 | 0 | 0 | 0 | 0 | 0 | 0 | 0 | 0 | 0 | 0 | 0 | 0 | 0 | 0 | 0 | 0 | 0 | 0 | 0 | 0 | 0 | 0
F5_Commercial_School_Existing_Food Preparation_Natural Gas_Broiler_E4 | F5 | Commercial | School | Existing | Food Preparation | Natural Gas | Broiler | E4 | RIM BC Ratio | 0 | 0 | 0 | 0 | 0 | 0 | 0 | 0 | 0 | 0 | 0 | 0 | 0 | 0 | 0 | 0 | 0 | 0 | 0 | 0 | 0 | 0 | 0 | 0 | 0 | 0 | 0
F5_Commercial_School_Existing_Food Preparation_Natural Gas_Broiler_E5 | F5 | Commercial | School | Existing | Food Preparation | Natural Gas | Broiler | E5 | RIM BC Ratio | 0 | 0 | 0 | 0 | 0 | 0 | 0 | 0 | 0 | 0 | 0 | 0 | 0 | 0 | 0 | 0 | 0 | 0 | 0 | 0 | 0 | 0 | 0 | 0 | 0 | 0 | 0
F5_Commercial_School_Existing_Food Preparation_Natural Gas_Broiler_E6 | F5 | Commercial | School | Existing | Food Preparation | Natural Gas | Broiler | E6 | RIM BC Ratio | 0 | 0 | 0 | 0 | 0 | 0 | 0 | 0 | 0 | 0 | 0 | 0 | 0 | 0 | 0 | 0 | 0 | 0 | 0 | 0 | 0 | 0 | 0 | 0 | 0 | 0 | 0
F5_Commercial_School_Existing_Food Preparation_Natural Gas_Broiler_E7 | F5 | Commercial | School | Existing | Food Preparation | Natural Gas | Broiler | E7 | RIM BC Ratio | 0 | 0 | 0 | 0 | 0 | 0 | 0 | 0 | 0 | 0 | 0 | 0 | 0 | 0 | 0 | 0 | 0 | 0 | 0 | 0 | 0 | 0 | 0 | 0 | 0 | 0 | 0
F5_Commercial_School_Existing_Food Preparation_Natural Gas_Broiler_E8 | F5 | Commercial | School | Existing | Food Preparation | Natural Gas | Broiler | E8 | RIM BC Ratio | 0 | 0 | 0 | 0 | 0 | 0 | 0 | 0 | 0 | 0 | 0 | 0 | 0 | 0 | 0 | 0 | 0 | 0 | 0 | 0 | 0 | 0 | 0 | 0 | 0 | 0 | 0
F5_Commercial_School_Existing_Food Preparation_Natural Gas_Broiler_E9 | F5 | Commercial | School | Existing | Food Preparation | Natural Gas | Broiler | E9 | RIM BC Ratio | 0 | 0 | 0 | 0 | 0 | 0 | 0 | 0 | 0 | 0 | 0 | 0 | 0 | 0 | 0 | 0 | 0 | 0 | 0 | 0 | 0 | 0 | 0 | 0 | 0 | 0 | 0
F5_Commercial_School_Existing_Food Preparation_Natural Gas_Broiler_E10 | F5 | Commercial | School | Existing | Food Preparation | Natural Gas | Broiler | E10 | RIM BC Ratio | 0 | 0 | 0 | 0 | 0 | 0 | 0 | 0 | 0 | 0 | 0 | 0 | 0 | 0 | 0 | 0 | 0 | 0 | 0 | 0 | 0 | 0 | 0 | 0 | 0 | 0 | 0
F0_Commercial_School_Existing_Food Preparation_Natural Gas_Griddle_E0 | F0 | Commercial | School | Existing | Food Preparation | Natural Gas | Griddle | E0 | Economic Unit | ENERGY STAR | ENERGY STAR | ENERGY STAR | ENERGY STAR | ENERGY STAR | ENERGY STAR | ENERGY STAR | ENERGY STAR | ENERGY STAR | ENERGY STAR | ENERGY STAR | ENERGY STAR | ENERGY STAR | ENERGY STAR | ENERGY STAR | ENERGY STAR | ENERGY STAR | ENERGY STAR | ENERGY STAR | ENERGY STAR | Standard | Standard | Standard | Standard | Standard | Standard | Standard
F1_Commercial_School_Existing_Food Preparation_Natural Gas_Griddle_E1 | F1 | Commercial | School | Existing | Food Preparation | Natural Gas | Griddle | E1 | CCE | 0 | 0 | 0 | 0 | 0 | 0 | 0 | 0 | 0 | 0 | 0 | 0 | 0 | 0 | 0 | 0 | 0 | 0 | 0 | 0 | 0 | 0 | 0 | 0 | 0 | 0 | 0
F1_Commercial_School_Existing_Food Preparation_Natural Gas_Griddle_E2 | F1 | Commercial | School | Existing | Food Preparation | Natural Gas | Griddle | E2 | CCE | 0.01311 | 0.01311 | 0.01311 | 0.01311 | 0.01311 | 0.01311 | 0.01311 | 0.01311 | 0.01311 | 0.01311 | 0.01311 | 0.01311 | 0.01311 | 0.01311 | 0.01311 | 0.01311 | 0.01311 | 0.01311 | 0.01311 | 0.01311 | 0.01311 | 0.01311 | 0.01311 | 0.01311 | 0.01311 | 0.01311 | 0.01311
F1_Commercial_School_Existing_Food Preparation_Natural Gas_Griddle_E3 | F1 | Commercial | School | Existing | Food Preparation | Natural Gas | Griddle | E3 | CCE | 0 | 0 | 0 | 0 | 0 | 0 | 0 | 0 | 0 | 0 | 0 | 0 | 0 | 0 | 0 | 0 | 0 | 0 | 0 | 0 | 0 | 0 | 0 | 0 | 0 | 0 | 0
F1_Commercial_School_Existing_Food Preparation_Natural Gas_Griddle_E4 | F1 | Commercial | School | Existing | Food Preparation | Natural Gas | Griddle | E4 | CCE | 0 | 0 | 0 | 0 | 0 | 0 | 0 | 0 | 0 | 0 | 0 | 0 | 0 | 0 | 0 | 0 | 0 | 0 | 0 | 0 | 0 | 0 | 0 | 0 | 0 | 0 | 0
F1_Commercial_School_Existing_Food Preparation_Natural Gas_Griddle_E5 | F1 | Commercial | School | Existing | Food Preparation | Natural Gas | Griddle | E5 | CCE | 0 | 0 | 0 | 0 | 0 | 0 | 0 | 0 | 0 | 0 | 0 | 0 | 0 | 0 | 0 | 0 | 0 | 0 | 0 | 0 | 0 | 0 | 0 | 0 | 0 | 0 | 0
F1_Commercial_School_Existing_Food Preparation_Natural Gas_Griddle_E6 | F1 | Commercial | School | Existing | Food Preparation | Natural Gas | Griddle | E6 | CCE | 0 | 0 | 0 | 0 | 0 | 0 | 0 | 0 | 0 | 0 | 0 | 0 | 0 | 0 | 0 | 0 | 0 | 0 | 0 | 0 | 0 | 0 | 0 | 0 | 0 | 0 | 0
F1_Commercial_School_Existing_Food Preparation_Natural Gas_Griddle_E7 | F1 | Commercial | School | Existing | Food Preparation | Natural Gas | Griddle | E7 | CCE | 0 | 0 | 0 | 0 | 0 | 0 | 0 | 0 | 0 | 0 | 0 | 0 | 0 | 0 | 0 | 0 | 0 | 0 | 0 | 0 | 0 | 0 | 0 | 0 | 0 | 0 | 0
F1_Commercial_School_Existing_Food Preparation_Natural Gas_Griddle_E8 | F1 | Commercial | School | Existing | Food Preparation | Natural Gas | Griddle | E8 | CCE | 0 | 0 | 0 | 0 | 0 | 0 | 0 | 0 | 0 | 0 | 0 | 0 | 0 | 0 | 0 | 0 | 0 | 0 | 0 | 0 | 0 | 0 | 0 | 0 | 0 | 0 | 0
F1_Commercial_School_Existing_Food Preparation_Natural Gas_Griddle_E9 | F1 | Commercial | School | Existing | Food Preparation | Natural Gas | Griddle | E9 | CCE | 0 | 0 | 0 | 0 | 0 | 0 | 0 | 0 | 0 | 0 | 0 | 0 | 0 | 0 | 0 | 0 | 0 | 0 | 0 | 0 | 0 | 0 | 0 | 0 | 0 | 0 | 0
F1_Commercial_School_Existing_Food Preparation_Natural Gas_Griddle_E10 | F1 | Commercial | School | Existing | Food Preparation | Natural Gas | Griddle | E10 | CCE | 0 | 0 | 0 | 0 | 0 | 0 | 0 | 0 | 0 | 0 | 0 | 0 | 0 | 0 | 0 | 0 | 0 | 0 | 0 | 0 | 0 | 0 | 0 | 0 | 0 | 0 | 0
F2_Commercial_School_Existing_Food Preparation_Natural Gas_Griddle_E1 | F2 | Commercial | School | Existing | Food Preparation | Natural Gas | Griddle | E1 | TRC BC Ratio | bar: 2021 to 2047
F2_Commercial_School_Existing_Food Preparation_Natural Gas_Griddle_E2 | F2 | Commercial | School | Existing | Food Preparation | Natural Gas | Griddle | E2 | TRC BC Ratio | 1.0411 | 1.0299 | 1.0192 | 1.0089 | 1.0114 | 1.0224 | 1.0382 | 1.0559 | 1.0729 | 1.0874 | 1.0993 | 1.1077 | 1.1125 | 1.112 | 1.106 | 1.0944 | 1.0774 | 1.0561 | 1.0305 | 1.0002 | 0.96464 | 0.92365 | 0.8873 | 0.86394 | 0.85412 | 0.85831 | 0.86251
F2_Commercial_School_Existing_Food Preparation_Natural Gas_Griddle_E3 | F2 | Commercial | School | Existing | Food Preparation | Natural Gas | Griddle | E3 | TRC BC Ratio | 0 | 0 | 0 | 0 | 0 | 0 | 0 | 0 | 0 | 0 | 0 | 0 | 0 | 0 | 0 | 0 | 0 | 0 | 0 | 0 | 0 | 0 | 0 | 0 | 0 | 0 | 0
F2_Commercial_School_Existing_Food Preparation_Natural Gas_Griddle_E4 | F2 | Commercial | School | Existing | Food Preparation | Natural Gas | Griddle | E4 | TRC BC Ratio | 0 | 0 | 0 | 0 | 0 | 0 | 0 | 0 | 0 | 0 | 0 | 0 | 0 | 0 | 0 | 0 | 0 | 0 | 0 | 0 | 0 | 0 | 0 | 0 | 0 | 0 | 0
F2_Commercial_School_Existing_Food Preparation_Natural Gas_Griddle_E5 | F2 | Commercial | School | Existing | Food Preparation | Natural Gas | Griddle | E5 | TRC BC Ratio | 0 | 0 | 0 | 0 | 0 | 0 | 0 | 0 | 0 | 0 | 0 | 0 | 0 | 0 | 0 | 0 | 0 | 0 | 0 | 0 | 0 | 0 | 0 | 0 | 0 | 0 | 0
F2_Commercial_School_Existing_Food Preparation_Natural Gas_Griddle_E6 | F2 | Commercial | School | Existing | Food Preparation | Natural Gas | Griddle | E6 | TRC BC Ratio | 0 | 0 | 0 | 0 | 0 | 0 | 0 | 0 | 0 | 0 | 0 | 0 | 0 | 0 | 0 | 0 | 0 | 0 | 0 | 0 | 0 | 0 | 0 | 0 | 0 | 0 | 0
F2_Commercial_School_Existing_Food Preparation_Natural Gas_Griddle_E7 | F2 | Commercial | School | Existing | Food Preparation | Natural Gas | Griddle | E7 | TRC BC Ratio | 0 | 0 | 0 | 0 | 0 | 0 | 0 | 0 | 0 | 0 | 0 | 0 | 0 | 0 | 0 | 0 | 0 | 0 | 0 | 0 | 0 | 0 | 0 | 0 | 0 | 0 | 0
F2_Commercial_School_Existing_Food Preparation_Natural Gas_Griddle_E8 | F2 | Commercial | School | Existing | Food Preparation | Natural Gas | Griddle | E8 | TRC BC Ratio | 0 | 0 | 0 | 0 | 0 | 0 | 0 | 0 | 0 | 0 | 0 | 0 | 0 | 0 | 0 | 0 | 0 | 0 | 0 | 0 | 0 | 0 | 0 | 0 | 0 | 0 | 0
F2_Commercial_School_Existing_Food Preparation_Natural Gas_Griddle_E9 | F2 | Commercial | School | Existing | Food Preparation | Natural Gas | Griddle | E9 | TRC BC Ratio | 0 | 0 | 0 | 0 | 0 | 0 | 0 | 0 | 0 | 0 | 0 | 0 | 0 | 0 | 0 | 0 | 0 | 0 | 0 | 0 | 0 | 0 | 0 | 0 | 0 | 0 | 0
F2_Commercial_School_Existing_Food Preparation_Natural Gas_Griddle_E10 | F2 | Commercial | School | Existing | Food Preparation | Natural Gas | Griddle | E10 | TRC BC Ratio | 0 | 0 | 0 | 0 | 0 | 0 | 0 | 0 | 0 | 0 | 0 | 0 | 0 | 0 | 0 | 0 | 0 | 0 | 0 | 0 | 0 | 0 | 0 | 0 | 0 | 0 | 0
F3_Commercial_School_Existing_Food Preparation_Natural Gas_Griddle_E1 | F3 | Commercial | School | Existing | Food Preparation | Natural Gas | Griddle | E1 | PACT BC Ratio | bar: 2021 to 2047
F3_Commercial_School_Existing_Food Preparation_Natural Gas_Griddle_E2 | F3 | Commercial | School | Existing | Food Preparation | Natural Gas | Griddle | E2 | PACT BC Ratio | 1.3698 | 1.3552 | 1.341 | 1.3275 | 1.3308 | 1.3452 | 1.3661 | 1.3893 | 1.4117 | 1.4308 | 1.4464 | 1.4575 | 1.4639 | 1.4631 | 1.4552 | 1.44 | 1.4177 | 1.3896 | 1.356 | 1.3161 | 1.2693 | 1.2153 | 1.1675 | 1.1368 | 1.1238 | 1.1294 | 1.1349
F3_Commercial_School_Existing_Food Preparation_Natural Gas_Griddle_E3 | F3 | Commercial | School | Existing | Food Preparation | Natural Gas | Griddle | E3 | PACT BC Ratio | 0 | 0 | 0 | 0 | 0 | 0 | 0 | 0 | 0 | 0 | 0 | 0 | 0 | 0 | 0 | 0 | 0 | 0 | 0 | 0 | 0 | 0 | 0 | 0 | 0 | 0 | 0
F3_Commercial_School_Existing_Food Preparation_Natural Gas_Griddle_E4 | F3 | Commercial | School | Existing | Food Preparation | Natural Gas | Griddle | E4 | PACT BC Ratio | 0 | 0 | 0 | 0 | 0 | 0 | 0 | 0 | 0 | 0 | 0 | 0 | 0 | 0 | 0 | 0 | 0 | 0 | 0 | 0 | 0 | 0 | 0 | 0 | 0 | 0 | 0
F3_Commercial_School_Existing_Food Preparation_Natural Gas_Griddle_E5 | F3 | Commercial | School | Existing | Food Preparation | Natural Gas | Griddle | E5 | PACT BC Ratio | 0 | 0 | 0 | 0 | 0 | 0 | 0 | 0 | 0 | 0 | 0 | 0 | 0 | 0 | 0 | 0 | 0 | 0 | 0 | 0 | 0 | 0 | 0 | 0 | 0 | 0 | 0
F3_Commercial_School_Existing_Food Preparation_Natural Gas_Griddle_E6 | F3 | Commercial | School | Existing | Food Preparation | Natural Gas | Griddle | E6 | PACT BC Ratio | 0 | 0 | 0 | 0 | 0 | 0 | 0 | 0 | 0 | 0 | 0 | 0 | 0 | 0 | 0 | 0 | 0 | 0 | 0 | 0 | 0 | 0 | 0 | 0 | 0 | 0 | 0
F3_Commercial_School_Existing_Food Preparation_Natural Gas_Griddle_E7 | F3 | Commercial | School | Existing | Food Preparation | Natural Gas | Griddle | E7 | PACT BC Ratio | 0 | 0 | 0 | 0 | 0 | 0 | 0 | 0 | 0 | 0 | 0 | 0 | 0 | 0 | 0 | 0 | 0 | 0 | 0 | 0 | 0 | 0 | 0 | 0 | 0 | 0 | 0
F3_Commercial_School_Existing_Food Preparation_Natural Gas_Griddle_E8 | F3 | Commercial | School | Existing | Food Preparation | Natural Gas | Griddle | E8 | PACT BC Ratio | 0 | 0 | 0 | 0 | 0 | 0 | 0 | 0 | 0 | 0 | 0 | 0 | 0 | 0 | 0 | 0 | 0 | 0 | 0 | 0 | 0 | 0 | 0 | 0 | 0 | 0 | 0
F3_Commercial_School_Existing_Food Preparation_Natural Gas_Griddle_E9 | F3 | Commercial | School | Existing | Food Preparation | Natural Gas | Griddle | E9 | PACT BC Ratio | 0 | 0 | 0 | 0 | 0 | 0 | 0 | 0 | 0 | 0 | 0 | 0 | 0 | 0 | 0 | 0 | 0 | 0 | 0 | 0 | 0 | 0 | 0 | 0 | 0 | 0 | 0
F3_Commercial_School_Existing_Food Preparation_Natural Gas_Griddle_E10 | F3 | Commercial | School | Existing | Food Preparation | Natural Gas | Griddle | E10 | PACT BC Ratio | 0 | 0 | 0 | 0 | 0 | 0 | 0 | 0 | 0 | 0 | 0 | 0 | 0 | 0 | 0 | 0 | 0 | 0 | 0 | 0 | 0 | 0 | 0 | 0 | 0 | 0 | 0
F4_Commercial_School_Existing_Food Preparation_Natural Gas_Griddle_E1 | F4 | Commercial | School | Existing | Food Preparation | Natural Gas | Griddle | E1 | RVT BC Ratio | bar: 2021 to 2047
F4_Commercial_School_Existing_Food Preparation_Natural Gas_Griddle_E2 | F4 | Commercial | School | Existing | Food Preparation | Natural Gas | Griddle | E2 | RVT BC Ratio | 0.7 | 0.7 | 0.7 | 0.7 | 0.7 | 0.7 | 0.7 | 0.7 | 0.7 | 0.7 | 0.7 | 0.7 | 0.7 | 0.7 | 0.7 | 0.7 | 0.7 | 0.7 | 0.7 | 0.7 | 0.7 | 0.7 | 0.7 | 0.7 | 0.7 | 0.7 | 0.7
F4_Commercial_School_Existing_Food Preparation_Natural Gas_Griddle_E3 | F4 | Commercial | School | Existing | Food Preparation | Natural Gas | Griddle | E3 | RVT BC Ratio | 0 | 0 | 0 | 0 | 0 | 0 | 0 | 0 | 0 | 0 | 0 | 0 | 0 | 0 | 0 | 0 | 0 | 0 | 0 | 0 | 0 | 0 | 0 | 0 | 0 | 0 | 0
F4_Commercial_School_Existing_Food Preparation_Natural Gas_Griddle_E4 | F4 | Commercial | School | Existing | Food Preparation | Natural Gas | Griddle | E4 | RVT BC Ratio | 0 | 0 | 0 | 0 | 0 | 0 | 0 | 0 | 0 | 0 | 0 | 0 | 0 | 0 | 0 | 0 | 0 | 0 | 0 | 0 | 0 | 0 | 0 | 0 | 0 | 0 | 0
F4_Commercial_School_Existing_Food Preparation_Natural Gas_Griddle_E5 | F4 | Commercial | School | Existing | Food Preparation | Natural Gas | Griddle | E5 | RVT BC Ratio | 0 | 0 | 0 | 0 | 0 | 0 | 0 | 0 | 0 | 0 | 0 | 0 | 0 | 0 | 0 | 0 | 0 | 0 | 0 | 0 | 0 | 0 | 0 | 0 | 0 | 0 | 0
F4_Commercial_School_Existing_Food Preparation_Natural Gas_Griddle_E6 | F4 | Commercial | School | Existing | Food Preparation | Natural Gas | Griddle | E6 | RVT BC Ratio | 0 | 0 | 0 | 0 | 0 | 0 | 0 | 0 | 0 | 0 | 0 | 0 | 0 | 0 | 0 | 0 | 0 | 0 | 0 | 0 | 0 | 0 | 0 | 0 | 0 | 0 | 0
F4_Commercial_School_Existing_Food Preparation_Natural Gas_Griddle_E7 | F4 | Commercial | School | Existing | Food Preparation | Natural Gas | Griddle | E7 | RVT BC Ratio | 0 | 0 | 0 | 0 | 0 | 0 | 0 | 0 | 0 | 0 | 0 | 0 | 0 | 0 | 0 | 0 | 0 | 0 | 0 | 0 | 0 | 0 | 0 | 0 | 0 | 0 | 0
F4_Commercial_School_Existing_Food Preparation_Natural Gas_Griddle_E8 | F4 | Commercial | School | Existing | Food Preparation | Natural Gas | Griddle | E8 | RVT BC Ratio | 0 | 0 | 0 | 0 | 0 | 0 | 0 | 0 | 0 | 0 | 0 | 0 | 0 | 0 | 0 | 0 | 0 | 0 | 0 | 0 | 0 | 0 | 0 | 0 | 0 | 0 | 0
F4_Commercial_School_Existing_Food Preparation_Natural Gas_Griddle_E9 | F4 | Commercial | School | Existing | Food Preparation | Natural Gas | Griddle | E9 | RVT BC Ratio | 0 | 0 | 0 | 0 | 0 | 0 | 0 | 0 | 0 | 0 | 0 | 0 | 0 | 0 | 0 | 0 | 0 | 0 | 0 | 0 | 0 | 0 | 0 | 0 | 0 | 0 | 0
F4_Commercial_School_Existing_Food Preparation_Natural Gas_Griddle_E10 | F4 | Commercial | School | Existing | Food Preparation | Natural Gas | Griddle | E10 | RVT BC Ratio | 0 | 0 | 0 | 0 | 0 | 0 | 0 | 0 | 0 | 0 | 0 | 0 | 0 | 0 | 0 | 0 | 0 | 0 | 0 | 0 | 0 | 0 | 0 | 0 | 0 | 0 | 0
F5_Commercial_School_Existing_Food Preparation_Natural Gas_Griddle_E1 | F5 | Commercial | School | Existing | Food Preparation | Natural Gas | Griddle | E1 | RIM BC Ratio | bar: 2021 to 2047
F5_Commercial_School_Existing_Food Preparation_Natural Gas_Griddle_E2 | F5 | Commercial | School | Existing | Food Preparation | Natural Gas | Griddle | E2 | RIM BC Ratio | 1.3698 | 1.3552 | 1.341 | 1.3275 | 1.3308 | 1.3452 | 1.3661 | 1.3893 | 1.4117 | 1.4308 | 1.4464 | 1.4575 | 1.4639 | 1.4631 | 1.4552 | 1.44 | 1.4177 | 1.3896 | 1.356 | 1.3161 | 1.2693 | 1.2153 | 1.1675 | 1.1368 | 1.1238 | 1.1294 | 1.1349
F5_Commercial_School_Existing_Food Preparation_Natural Gas_Griddle_E3 | F5 | Commercial | School | Existing | Food Preparation | Natural Gas | Griddle | E3 | RIM BC Ratio | 0 | 0 | 0 | 0 | 0 | 0 | 0 | 0 | 0 | 0 | 0 | 0 | 0 | 0 | 0 | 0 | 0 | 0 | 0 | 0 | 0 | 0 | 0 | 0 | 0 | 0 | 0
F5_Commercial_School_Existing_Food Preparation_Natural Gas_Griddle_E4 | F5 | Commercial | School | Existing | Food Preparation | Natural Gas | Griddle | E4 | RIM BC Ratio | 0 | 0 | 0 | 0 | 0 | 0 | 0 | 0 | 0 | 0 | 0 | 0 | 0 | 0 | 0 | 0 | 0 | 0 | 0 | 0 | 0 | 0 | 0 | 0 | 0 | 0 | 0
F5_Commercial_School_Existing_Food Preparation_Natural Gas_Griddle_E5 | F5 | Commercial | School | Existing | Food Preparation | Natural Gas | Griddle | E5 | RIM BC Ratio | 0 | 0 | 0 | 0 | 0 | 0 | 0 | 0 | 0 | 0 | 0 | 0 | 0 | 0 | 0 | 0 | 0 | 0 | 0 | 0 | 0 | 0 | 0 | 0 | 0 | 0 | 0
F5_Commercial_School_Existing_Food Preparation_Natural Gas_Griddle_E6 | F5 | Commercial | School | Existing | Food Preparation | Natural Gas | Griddle | E6 | RIM BC Ratio | 0 | 0 | 0 | 0 | 0 | 0 | 0 | 0 | 0 | 0 | 0 | 0 | 0 | 0 | 0 | 0 | 0 | 0 | 0 | 0 | 0 | 0 | 0 | 0 | 0 | 0 | 0
F5_Commercial_School_Existing_Food Preparation_Natural Gas_Griddle_E7 | F5 | Commercial | School | Existing | Food Preparation | Natural Gas | Griddle | E7 | RIM BC Ratio | 0 | 0 | 0 | 0 | 0 | 0 | 0 | 0 | 0 | 0 | 0 | 0 | 0 | 0 | 0 | 0 | 0 | 0 | 0 | 0 | 0 | 0 | 0 | 0 | 0 | 0 | 0
F5_Commercial_School_Existing_Food Preparation_Natural Gas_Griddle_E8 | F5 | Commercial | School | Existing | Food Preparation | Natural Gas | Griddle | E8 | RIM BC Ratio | 0 | 0 | 0 | 0 | 0 | 0 | 0 | 0 | 0 | 0 | 0 | 0 | 0 | 0 | 0 | 0 | 0 | 0 | 0 | 0 | 0 | 0 | 0 | 0 | 0 | 0 | 0
F5_Commercial_School_Existing_Food Preparation_Natural Gas_Griddle_E9 | F5 | Commercial | School | Existing | Food Preparation | Natural Gas | Griddle | E9 | RIM BC Ratio | 0 | 0 | 0 | 0 | 0 | 0 | 0 | 0 | 0 | 0 | 0 | 0 | 0 | 0 | 0 | 0 | 0 | 0 | 0 | 0 | 0 | 0 | 0 | 0 | 0 | 0 | 0
F5_Commercial_School_Existing_Food Preparation_Natural Gas_Griddle_E10 | F5 | Commercial | School | Existing | Food Preparation | Natural Gas | Griddle | E10 | RIM BC Ratio | 0 | 0 | 0 | 0 | 0 | 0 | 0 | 0 | 0 | 0 | 0 | 0 | 0 | 0 | 0 | 0 | 0 | 0 | 0 | 0 | 0 | 0 | 0 | 0 | 0 | 0 | 0
F0_Commercial_School_Existing_Food Preparation_Natural Gas_Range_E0 | F0 | Commercial | School | Existing | Food Preparation | Natural Gas | Range | E0 | Economic Unit | High Efficiency | High Efficiency | High Efficiency | High Efficiency | High Efficiency | High Efficiency | High Efficiency | High Efficiency | High Efficiency | High Efficiency | High Efficiency | High Efficiency | High Efficiency | High Efficiency | High Efficiency | High Efficiency | High Efficiency | High Efficiency | High Efficiency | High Efficiency | High Efficiency | High Efficiency | High Efficiency | High Efficiency | High Efficiency | High Efficiency | High Efficiency
F1_Commercial_School_Existing_Food Preparation_Natural Gas_Range_E1 | F1 | Commercial | School | Existing | Food Preparation | Natural Gas | Range | E1 | CCE | 0 | 0 | 0 | 0 | 0 | 0 | 0 | 0 | 0 | 0 | 0 | 0 | 0 | 0 | 0 | 0 | 0 | 0 | 0 | 0 | 0 | 0 | 0 | 0 | 0 | 0 | 0
F1_Commercial_School_Existing_Food Preparation_Natural Gas_Range_E2 | F1 | Commercial | School | Existing | Food Preparation | Natural Gas | Range | E2 | CCE | 1.2749e-07 | 1.2749e-07 | 1.2749e-07 | 1.2749e-07 | 1.2749e-07 | 1.2749e-07 | 1.2749e-07 | 1.2749e-07 | 1.2749e-07 | 1.2749e-07 | 1.2749e-07 | 1.2749e-07 | 1.2749e-07 | 1.2749e-07 | 1.2749e-07 | 1.2749e-07 | 1.2749e-07 | 1.2749e-07 | 1.2749e-07 | 1.2749e-07 | 1.2749e-07 | 1.2749e-07 | 1.2749e-07 | 1.2749e-07 | 1.2749e-07 | 1.2749e-07 | 1.2749e-07
F1_Commercial_School_Existing_Food Preparation_Natural Gas_Range_E3 | F1 | Commercial | School | Existing | Food Preparation | Natural Gas | Range | E3 | CCE | 0 | 0 | 0 | 0 | 0 | 0 | 0 | 0 | 0 | 0 | 0 | 0 | 0 | 0 | 0 | 0 | 0 | 0 | 0 | 0 | 0 | 0 | 0 | 0 | 0 | 0 | 0
F1_Commercial_School_Existing_Food Preparation_Natural Gas_Range_E4 | F1 | Commercial | School | Existing | Food Preparation | Natural Gas | Range | E4 | CCE | 0 | 0 | 0 | 0 | 0 | 0 | 0 | 0 | 0 | 0 | 0 | 0 | 0 | 0 | 0 | 0 | 0 | 0 | 0 | 0 | 0 | 0 | 0 | 0 | 0 | 0 | 0
F1_Commercial_School_Existing_Food Preparation_Natural Gas_Range_E5 | F1 | Commercial | School | Existing | Food Preparation | Natural Gas | Range | E5 | CCE | 0 | 0 | 0 | 0 | 0 | 0 | 0 | 0 | 0 | 0 | 0 | 0 | 0 | 0 | 0 | 0 | 0 | 0 | 0 | 0 | 0 | 0 | 0 | 0 | 0 | 0 | 0
F1_Commercial_School_Existing_Food Preparation_Natural Gas_Range_E6 | F1 | Commercial | School | Existing | Food Preparation | Natural Gas | Range | E6 | CCE | 0 | 0 | 0 | 0 | 0 | 0 | 0 | 0 | 0 | 0 | 0 | 0 | 0 | 0 | 0 | 0 | 0 | 0 | 0 | 0 | 0 | 0 | 0 | 0 | 0 | 0 | 0
F1_Commercial_School_Existing_Food Preparation_Natural Gas_Range_E7 | F1 | Commercial | School | Existing | Food Preparation | Natural Gas | Range | E7 | CCE | 0 | 0 | 0 | 0 | 0 | 0 | 0 | 0 | 0 | 0 | 0 | 0 | 0 | 0 | 0 | 0 | 0 | 0 | 0 | 0 | 0 | 0 | 0 | 0 | 0 | 0 | 0
F1_Commercial_School_Existing_Food Preparation_Natural Gas_Range_E8 | F1 | Commercial | School | Existing | Food Preparation | Natural Gas | Range | E8 | CCE | 0 | 0 | 0 | 0 | 0 | 0 | 0 | 0 | 0 | 0 | 0 | 0 | 0 | 0 | 0 | 0 | 0 | 0 | 0 | 0 | 0 | 0 | 0 | 0 | 0 | 0 | 0
F1_Commercial_School_Existing_Food Preparation_Natural Gas_Range_E9 | F1 | Commercial | School | Existing | Food Preparation | Natural Gas | Range | E9 | CCE | 0 | 0 | 0 | 0 | 0 | 0 | 0 | 0 | 0 | 0 | 0 | 0 | 0 | 0 | 0 | 0 | 0 | 0 | 0 | 0 | 0 | 0 | 0 | 0 | 0 | 0 | 0
F1_Commercial_School_Existing_Food Preparation_Natural Gas_Range_E10 | F1 | Commercial | School | Existing | Food Preparation | Natural Gas | Range | E10 | CCE | 0 | 0 | 0 | 0 | 0 | 0 | 0 | 0 | 0 | 0 | 0 | 0 | 0 | 0 | 0 | 0 | 0 | 0 | 0 | 0 | 0 | 0 | 0 | 0 | 0 | 0 | 0
F2_Commercial_School_Existing_Food Preparation_Natural Gas_Range_E1 | F2 | Commercial | School | Existing | Food Preparation | Natural Gas | Range | E1 | TRC BC Ratio | bar: 2021 to 2047
F2_Commercial_School_Existing_Food Preparation_Natural Gas_Range_E2 | F2 | Commercial | School | Existing | Food Preparation | Natural Gas | Range | E2 | TRC BC Ratio | 107783.7748 | 106228.1865 | 104711.2525 | 103240.7276 | 103254.6448 | 104233.7467 | 105821.2112 | 107744.3581 | 109820.4161 | 111943.5488 | 114043.9246 | 115902.5227 | 117321.4185 | 117924.3993 | 117645.627 | 116492.5653 | 114552.5979 | 112013.3613 | 108990.1291 | 105406.5736 | 101214.1852 | 96389.3927 | 92105.7121 | 89333.183 | 88135.3968 | 88567.4331 | 89001.5872
F2_Commercial_School_Existing_Food Preparation_Natural Gas_Range_E3 | F2 | Commercial | School | Existing | Food Preparation | Natural Gas | Range | E3 | TRC BC Ratio | 0 | 0 | 0 | 0 | 0 | 0 | 0 | 0 | 0 | 0 | 0 | 0 | 0 | 0 | 0 | 0 | 0 | 0 | 0 | 0 | 0 | 0 | 0 | 0 | 0 | 0 | 0
F2_Commercial_School_Existing_Food Preparation_Natural Gas_Range_E4 | F2 | Commercial | School | Existing | Food Preparation | Natural Gas | Range | E4 | TRC BC Ratio | 0 | 0 | 0 | 0 | 0 | 0 | 0 | 0 | 0 | 0 | 0 | 0 | 0 | 0 | 0 | 0 | 0 | 0 | 0 | 0 | 0 | 0 | 0 | 0 | 0 | 0 | 0
F2_Commercial_School_Existing_Food Preparation_Natural Gas_Range_E5 | F2 | Commercial | School | Existing | Food Preparation | Natural Gas | Range | E5 | TRC BC Ratio | 0 | 0 | 0 | 0 | 0 | 0 | 0 | 0 | 0 | 0 | 0 | 0 | 0 | 0 | 0 | 0 | 0 | 0 | 0 | 0 | 0 | 0 | 0 | 0 | 0 | 0 | 0
F2_Commercial_School_Existing_Food Preparation_Natural Gas_Range_E6 | F2 | Commercial | School | Existing | Food Preparation | Natural Gas | Range | E6 | TRC BC Ratio | 0 | 0 | 0 | 0 | 0 | 0 | 0 | 0 | 0 | 0 | 0 | 0 | 0 | 0 | 0 | 0 | 0 | 0 | 0 | 0 | 0 | 0 | 0 | 0 | 0 | 0 | 0
F2_Commercial_School_Existing_Food Preparation_Natural Gas_Range_E7 | F2 | Commercial | School | Existing | Food Preparation | Natural Gas | Range | E7 | TRC BC Ratio | 0 | 0 | 0 | 0 | 0 | 0 | 0 | 0 | 0 | 0 | 0 | 0 | 0 | 0 | 0 | 0 | 0 | 0 | 0 | 0 | 0 | 0 | 0 | 0 | 0 | 0 | 0
F2_Commercial_School_Existing_Food Preparation_Natural Gas_Range_E8 | F2 | Commercial | School | Existing | Food Preparation | Natural Gas | Range | E8 | TRC BC Ratio | 0 | 0 | 0 | 0 | 0 | 0 | 0 | 0 | 0 | 0 | 0 | 0 | 0 | 0 | 0 | 0 | 0 | 0 | 0 | 0 | 0 | 0 | 0 | 0 | 0 | 0 | 0
F2_Commercial_School_Existing_Food Preparation_Natural Gas_Range_E9 | F2 | Commercial | School | Existing | Food Preparation | Natural Gas | Range | E9 | TRC BC Ratio | 0 | 0 | 0 | 0 | 0 | 0 | 0 | 0 | 0 | 0 | 0 | 0 | 0 | 0 | 0 | 0 | 0 | 0 | 0 | 0 | 0 | 0 | 0 | 0 | 0 | 0 | 0
F2_Commercial_School_Existing_Food Preparation_Natural Gas_Range_E10 | F2 | Commercial | School | Existing | Food Preparation | Natural Gas | Range | E10 | TRC BC Ratio | 0 | 0 | 0 | 0 | 0 | 0 | 0 | 0 | 0 | 0 | 0 | 0 | 0 | 0 | 0 | 0 | 0 | 0 | 0 | 0 | 0 | 0 | 0 | 0 | 0 | 0 | 0
F3_Commercial_School_Existing_Food Preparation_Natural Gas_Range_E1 | F3 | Commercial | School | Existing | Food Preparation | Natural Gas | Range | E1 | PACT BC Ratio | bar: 2021 to 2047
F3_Commercial_School_Existing_Food Preparation_Natural Gas_Range_E2 | F3 | Commercial | School | Existing | Food Preparation | Natural Gas | Range | E2 | PACT BC Ratio | 135901.2813 | 133939.8874 | 132027.2315 | 130173.0913 | 130190.6391 | 131425.1589 | 133426.7446 | 135851.5819 | 138469.2202 | 141146.2137 | 143794.5137 | 146137.9634 | 147927.0059 | 148687.2861 | 148335.7906 | 146881.9302 | 144435.8843 | 141234.2382 | 137422.3367 | 132903.9406 | 127617.8857 | 121534.4516 | 116133.2892 | 112637.4916 | 111127.2395 | 111671.9809 | 112219.3925
F3_Commercial_School_Existing_Food Preparation_Natural Gas_Range_E3 | F3 | Commercial | School | Existing | Food Preparation | Natural Gas | Range | E3 | PACT BC Ratio | 0 | 0 | 0 | 0 | 0 | 0 | 0 | 0 | 0 | 0 | 0 | 0 | 0 | 0 | 0 | 0 | 0 | 0 | 0 | 0 | 0 | 0 | 0 | 0 | 0 | 0 | 0
F3_Commercial_School_Existing_Food Preparation_Natural Gas_Range_E4 | F3 | Commercial | School | Existing | Food Preparation | Natural Gas | Range | E4 | PACT BC Ratio | 0 | 0 | 0 | 0 | 0 | 0 | 0 | 0 | 0 | 0 | 0 | 0 | 0 | 0 | 0 | 0 | 0 | 0 | 0 | 0 | 0 | 0 | 0 | 0 | 0 | 0 | 0
F3_Commercial_School_Existing_Food Preparation_Natural Gas_Range_E5 | F3 | Commercial | School | Existing | Food Preparation | Natural Gas | Range | E5 | PACT BC Ratio | 0 | 0 | 0 | 0 | 0 | 0 | 0 | 0 | 0 | 0 | 0 | 0 | 0 | 0 | 0 | 0 | 0 | 0 | 0 | 0 | 0 | 0 | 0 | 0 | 0 | 0 | 0
F3_Commercial_School_Existing_Food Preparation_Natural Gas_Range_E6 | F3 | Commercial | School | Existing | Food Preparation | Natural Gas | Range | E6 | PACT BC Ratio | 0 | 0 | 0 | 0 | 0 | 0 | 0 | 0 | 0 | 0 | 0 | 0 | 0 | 0 | 0 | 0 | 0 | 0 | 0 | 0 | 0 | 0 | 0 | 0 | 0 | 0 | 0
F3_Commercial_School_Existing_Food Preparation_Natural Gas_Range_E7 | F3 | Commercial | School | Existing | Food Preparation | Natural Gas | Range | E7 | PACT BC Ratio | 0 | 0 | 0 | 0 | 0 | 0 | 0 | 0 | 0 | 0 | 0 | 0 | 0 | 0 | 0 | 0 | 0 | 0 | 0 | 0 | 0 | 0 | 0 | 0 | 0 | 0 | 0
F3_Commercial_School_Existing_Food Preparation_Natural Gas_Range_E8 | F3 | Commercial | School | Existing | Food Preparation | Natural Gas | Range | E8 | PACT BC Ratio | 0 | 0 | 0 | 0 | 0 | 0 | 0 | 0 | 0 | 0 | 0 | 0 | 0 | 0 | 0 | 0 | 0 | 0 | 0 | 0 | 0 | 0 | 0 | 0 | 0 | 0 | 0
F3_Commercial_School_Existing_Food Preparation_Natural Gas_Range_E9 | F3 | Commercial | School | Existing | Food Preparation | Natural Gas | Range | E9 | PACT BC Ratio | 0 | 0 | 0 | 0 | 0 | 0 | 0 | 0 | 0 | 0 | 0 | 0 | 0 | 0 | 0 | 0 | 0 | 0 | 0 | 0 | 0 | 0 | 0 | 0 | 0 | 0 | 0
F3_Commercial_School_Existing_Food Preparation_Natural Gas_Range_E10 | F3 | Commercial | School | Existing | Food Preparation | Natural Gas | Range | E10 | PACT BC Ratio | 0 | 0 | 0 | 0 | 0 | 0 | 0 | 0 | 0 | 0 | 0 | 0 | 0 | 0 | 0 | 0 | 0 | 0 | 0 | 0 | 0 | 0 | 0 | 0 | 0 | 0 | 0
F4_Commercial_School_Existing_Food Preparation_Natural Gas_Range_E1 | F4 | Commercial | School | Existing | Food Preparation | Natural Gas | Range | E1 | RVT BC Ratio | bar: 2021 to 2047
F4_Commercial_School_Existing_Food Preparation_Natural Gas_Range_E2 | F4 | Commercial | School | Existing | Food Preparation | Natural Gas | Range | E2 | RVT BC Ratio | 0.7 | 0.7 | 0.7 | 0.7 | 0.7 | 0.7 | 0.7 | 0.7 | 0.7 | 0.7 | 0.7 | 0.7 | 0.7 | 0.7 | 0.7 | 0.7 | 0.7 | 0.7 | 0.7 | 0.7 | 0.7 | 0.7 | 0.7 | 0.7 | 0.7 | 0.7 | 0.7
F4_Commercial_School_Existing_Food Preparation_Natural Gas_Range_E3 | F4 | Commercial | School | Existing | Food Preparation | Natural Gas | Range | E3 | RVT BC Ratio | 0 | 0 | 0 | 0 | 0 | 0 | 0 | 0 | 0 | 0 | 0 | 0 | 0 | 0 | 0 | 0 | 0 | 0 | 0 | 0 | 0 | 0 | 0 | 0 | 0 | 0 | 0
F4_Commercial_School_Existing_Food Preparation_Natural Gas_Range_E4 | F4 | Commercial | School | Existing | Food Preparation | Natural Gas | Range | E4 | RVT BC Ratio | 0 | 0 | 0 | 0 | 0 | 0 | 0 | 0 | 0 | 0 | 0 | 0 | 0 | 0 | 0 | 0 | 0 | 0 | 0 | 0 | 0 | 0 | 0 | 0 | 0 | 0 | 0
F4_Commercial_School_Existing_Food Preparation_Natural Gas_Range_E5 | F4 | Commercial | School | Existing | Food Preparation | Natural Gas | Range | E5 | RVT BC Ratio | 0 | 0 | 0 | 0 | 0 | 0 | 0 | 0 | 0 | 0 | 0 | 0 | 0 | 0 | 0 | 0 | 0 | 0 | 0 | 0 | 0 | 0 | 0 | 0 | 0 | 0 | 0
F4_Commercial_School_Existing_Food Preparation_Natural Gas_Range_E6 | F4 | Commercial | School | Existing | Food Preparation | Natural Gas | Range | E6 | RVT BC Ratio | 0 | 0 | 0 | 0 | 0 | 0 | 0 | 0 | 0 | 0 | 0 | 0 | 0 | 0 | 0 | 0 | 0 | 0 | 0 | 0 | 0 | 0 | 0 | 0 | 0 | 0 | 0
F4_Commercial_School_Existing_Food Preparation_Natural Gas_Range_E7 | F4 | Commercial | School | Existing | Food Preparation | Natural Gas | Range | E7 | RVT BC Ratio | 0 | 0 | 0 | 0 | 0 | 0 | 0 | 0 | 0 | 0 | 0 | 0 | 0 | 0 | 0 | 0 | 0 | 0 | 0 | 0 | 0 | 0 | 0 | 0 | 0 | 0 | 0
F4_Commercial_School_Existing_Food Preparation_Natural Gas_Range_E8 | F4 | Commercial | School | Existing | Food Preparation | Natural Gas | Range | E8 | RVT BC Ratio | 0 | 0 | 0 | 0 | 0 | 0 | 0 | 0 | 0 | 0 | 0 | 0 | 0 | 0 | 0 | 0 | 0 | 0 | 0 | 0 | 0 | 0 | 0 | 0 | 0 | 0 | 0
F4_Commercial_School_Existing_Food Preparation_Natural Gas_Range_E9 | F4 | Commercial | School | Existing | Food Preparation | Natural Gas | Range | E9 | RVT BC Ratio | 0 | 0 | 0 | 0 | 0 | 0 | 0 | 0 | 0 | 0 | 0 | 0 | 0 | 0 | 0 | 0 | 0 | 0 | 0 | 0 | 0 | 0 | 0 | 0 | 0 | 0 | 0
F4_Commercial_School_Existing_Food Preparation_Natural Gas_Range_E10 | F4 | Commercial | School | Existing | Food Preparation | Natural Gas | Range | E10 | RVT BC Ratio | 0 | 0 | 0 | 0 | 0 | 0 | 0 | 0 | 0 | 0 | 0 | 0 | 0 | 0 | 0 | 0 | 0 | 0 | 0 | 0 | 0 | 0 | 0 | 0 | 0 | 0 | 0
F5_Commercial_School_Existing_Food Preparation_Natural Gas_Range_E1 | F5 | Commercial | School | Existing | Food Preparation | Natural Gas | Range | E1 | RIM BC Ratio | bar: 2021 to 2047
F5_Commercial_School_Existing_Food Preparation_Natural Gas_Range_E2 | F5 | Commercial | School | Existing | Food Preparation | Natural Gas | Range | E2 | RIM BC Ratio | 135901.2813 | 133939.8874 | 132027.2315 | 130173.0913 | 130190.6391 | 131425.1589 | 133426.7446 | 135851.5819 | 138469.2202 | 141146.2137 | 143794.5137 | 146137.9634 | 147927.0059 | 148687.2861 | 148335.7906 | 146881.9302 | 144435.8843 | 141234.2382 | 137422.3367 | 132903.9406 | 127617.8857 | 121534.4516 | 116133.2892 | 112637.4916 | 111127.2395 | 111671.9809 | 112219.3925
F5_Commercial_School_Existing_Food Preparation_Natural Gas_Range_E3 | F5 | Commercial | School | Existing | Food Preparation | Natural Gas | Range | E3 | RIM BC Ratio | 0 | 0 | 0 | 0 | 0 | 0 | 0 | 0 | 0 | 0 | 0 | 0 | 0 | 0 | 0 | 0 | 0 | 0 | 0 | 0 | 0 | 0 | 0 | 0 | 0 | 0 | 0
F5_Commercial_School_Existing_Food Preparation_Natural Gas_Range_E4 | F5 | Commercial | School | Existing | Food Preparation | Natural Gas | Range | E4 | RIM BC Ratio | 0 | 0 | 0 | 0 | 0 | 0 | 0 | 0 | 0 | 0 | 0 | 0 | 0 | 0 | 0 | 0 | 0 | 0 | 0 | 0 | 0 | 0 | 0 | 0 | 0 | 0 | 0
F5_Commercial_School_Existing_Food Preparation_Natural Gas_Range_E5 | F5 | Commercial | School | Existing | Food Preparation | Natural Gas | Range | E5 | RIM BC Ratio | 0 | 0 | 0 | 0 | 0 | 0 | 0 | 0 | 0 | 0 | 0 | 0 | 0 | 0 | 0 | 0 | 0 | 0 | 0 | 0 | 0 | 0 | 0 | 0 | 0 | 0 | 0
F5_Commercial_School_Existing_Food Preparation_Natural Gas_Range_E6 | F5 | Commercial | School | Existing | Food Preparation | Natural Gas | Range | E6 | RIM BC Ratio | 0 | 0 | 0 | 0 | 0 | 0 | 0 | 0 | 0 | 0 | 0 | 0 | 0 | 0 | 0 | 0 | 0 | 0 | 0 | 0 | 0 | 0 | 0 | 0 | 0 | 0 | 0
F5_Commercial_School_Existing_Food Preparation_Natural Gas_Range_E7 | F5 | Commercial | School | Existing | Food Preparation | Natural Gas | Range | E7 | RIM BC Ratio | 0 | 0 | 0 | 0 | 0 | 0 | 0 | 0 | 0 | 0 | 0 | 0 | 0 | 0 | 0 | 0 | 0 | 0 | 0 | 0 | 0 | 0 | 0 | 0 | 0 | 0 | 0
F5_Commercial_School_Existing_Food Preparation_Natural Gas_Range_E8 | F5 | Commercial | School | Existing | Food Preparation | Natural Gas | Range | E8 | RIM BC Ratio | 0 | 0 | 0 | 0 | 0 | 0 | 0 | 0 | 0 | 0 | 0 | 0 | 0 | 0 | 0 | 0 | 0 | 0 | 0 | 0 | 0 | 0 | 0 | 0 | 0 | 0 | 0
F5_Commercial_School_Existing_Food Preparation_Natural Gas_Range_E9 | F5 | Commercial | School | Existing | Food Preparation | Natural Gas | Range | E9 | RIM BC Ratio | 0 | 0 | 0 | 0 | 0 | 0 | 0 | 0 | 0 | 0 | 0 | 0 | 0 | 0 | 0 | 0 | 0 | 0 | 0 | 0 | 0 | 0 | 0 | 0 | 0 | 0 | 0
F5_Commercial_School_Existing_Food Preparation_Natural Gas_Range_E10 | F5 | Commercial | School | Existing | Food Preparation | Natural Gas | Range | E10 | RIM BC Ratio | 0 | 0 | 0 | 0 | 0 | 0 | 0 | 0 | 0 | 0 | 0 | 0 | 0 | 0 | 0 | 0 | 0 | 0 | 0 | 0 | 0 | 0 | 0 | 0 | 0 | 0 | 0
F0_Commercial_School_Existing_Food Preparation_Natural Gas_Steamer_E0 | F0 | Commercial | School | Existing | Food Preparation | Natural Gas | Steamer | E0 | Economic Unit | ENERGY STAR | ENERGY STAR | ENERGY STAR | ENERGY STAR | ENERGY STAR | ENERGY STAR | ENERGY STAR | ENERGY STAR | ENERGY STAR | ENERGY STAR | ENERGY STAR | ENERGY STAR | ENERGY STAR | ENERGY STAR | ENERGY STAR | ENERGY STAR | ENERGY STAR | ENERGY STAR | ENERGY STAR | ENERGY STAR | ENERGY STAR | ENERGY STAR | ENERGY STAR | ENERGY STAR | ENERGY STAR | ENERGY STAR | ENERGY STAR
F1_Commercial_School_Existing_Food Preparation_Natural Gas_Steamer_E1 | F1 | Commercial | School | Existing | Food Preparation | Natural Gas | Steamer | E1 | CCE | 0 | 0 | 0 | 0 | 0 | 0 | 0 | 0 | 0 | 0 | 0 | 0 | 0 | 0 | 0 | 0 | 0 | 0 | 0 | 0 | 0 | 0 | 0 | 0 | 0 | 0 | 0
F1_Commercial_School_Existing_Food Preparation_Natural Gas_Steamer_E2 | F1 | Commercial | School | Existing | Food Preparation | Natural Gas | Steamer | E2 | CCE | -0.0080635 | 0 | 0 | 0 | 0 | 0 | 0 | 0 | 0 | 0 | 0 | 0 | 0 | 0 | 0 | 0 | 0 | 0 | 0 | 0 | 0 | 0 | 0 | 0 | 0 | 0 | 0
F1_Commercial_School_Existing_Food Preparation_Natural Gas_Steamer_E3 | F1 | Commercial | School | Existing | Food Preparation | Natural Gas | Steamer | E3 | CCE | 0 | 0 | 0 | 0 | 0 | 0 | 0 | 0 | 0 | 0 | 0 | 0 | 0 | 0 | 0 | 0 | 0 | 0 | 0 | 0 | 0 | 0 | 0 | 0 | 0 | 0 | 0
F1_Commercial_School_Existing_Food Preparation_Natural Gas_Steamer_E4 | F1 | Commercial | School | Existing | Food Preparation | Natural Gas | Steamer | E4 | CCE | 0 | 0 | 0 | 0 | 0 | 0 | 0 | 0 | 0 | 0 | 0 | 0 | 0 | 0 | 0 | 0 | 0 | 0 | 0 | 0 | 0 | 0 | 0 | 0 | 0 | 0 | 0
F1_Commercial_School_Existing_Food Preparation_Natural Gas_Steamer_E5 | F1 | Commercial | School | Existing | Food Preparation | Natural Gas | Steamer | E5 | CCE | 0 | 0 | 0 | 0 | 0 | 0 | 0 | 0 | 0 | 0 | 0 | 0 | 0 | 0 | 0 | 0 | 0 | 0 | 0 | 0 | 0 | 0 | 0 | 0 | 0 | 0 | 0
F1_Commercial_School_Existing_Food Preparation_Natural Gas_Steamer_E6 | F1 | Commercial | School | Existing | Food Preparation | Natural Gas | Steamer | E6 | CCE | 0 | 0 | 0 | 0 | 0 | 0 | 0 | 0 | 0 | 0 | 0 | 0 | 0 | 0 | 0 | 0 | 0 | 0 | 0 | 0 | 0 | 0 | 0 | 0 | 0 | 0 | 0
F1_Commercial_School_Existing_Food Preparation_Natural Gas_Steamer_E7 | F1 | Commercial | School | Existing | Food Preparation | Natural Gas | Steamer | E7 | CCE | 0 | 0 | 0 | 0 | 0 | 0 | 0 | 0 | 0 | 0 | 0 | 0 | 0 | 0 | 0 | 0 | 0 | 0 | 0 | 0 | 0 | 0 | 0 | 0 | 0 | 0 | 0
F1_Commercial_School_Existing_Food Preparation_Natural Gas_Steamer_E8 | F1 | Commercial | School | Existing | Food Preparation | Natural Gas | Steamer | E8 | CCE | 0 | 0 | 0 | 0 | 0 | 0 | 0 | 0 | 0 | 0 | 0 | 0 | 0 | 0 | 0 | 0 | 0 | 0 | 0 | 0 | 0 | 0 | 0 | 0 | 0 | 0 | 0
F1_Commercial_School_Existing_Food Preparation_Natural Gas_Steamer_E9 | F1 | Commercial | School | Existing | Food Preparation | Natural Gas | Steamer | E9 | CCE | 0 | 0 | 0 | 0 | 0 | 0 | 0 | 0 | 0 | 0 | 0 | 0 | 0 | 0 | 0 | 0 | 0 | 0 | 0 | 0 | 0 | 0 | 0 | 0 | 0 | 0 | 0
F1_Commercial_School_Existing_Food Preparation_Natural Gas_Steamer_E10 | F1 | Commercial | School | Existing | Food Preparation | Natural Gas | Steamer | E10 | CCE | 0 | 0 | 0 | 0 | 0 | 0 | 0 | 0 | 0 | 0 | 0 | 0 | 0 | 0 | 0 | 0 | 0 | 0 | 0 | 0 | 0 | 0 | 0 | 0 | 0 | 0 | 0
F2_Commercial_School_Existing_Food Preparation_Natural Gas_Steamer_E1 | F2 | Commercial | School | Existing | Food Preparation | Natural Gas | Steamer | E1 | TRC BC Ratio | 1 | 0 | 0 | 0 | 0 | 0 | 0 | 0 | 0 | 0 | 0 | 0 | 0 | 0 | 0 | 0 | 0 | 0 | 0 | 0 | 0 | 0 | 0 | 0 | 0 | 0 | 0
F2_Commercial_School_Existing_Food Preparation_Natural Gas_Steamer_E2 | F2 | Commercial | School | Existing | Food Preparation | Natural Gas | Steamer | E2 | TRC BC Ratio | bar: 2021 to 2047
F2_Commercial_School_Existing_Food Preparation_Natural Gas_Steamer_E3 | F2 | Commercial | School | Existing | Food Preparation | Natural Gas | Steamer | E3 | TRC BC Ratio | 0 | 0 | 0 | 0 | 0 | 0 | 0 | 0 | 0 | 0 | 0 | 0 | 0 | 0 | 0 | 0 | 0 | 0 | 0 | 0 | 0 | 0 | 0 | 0 | 0 | 0 | 0
F2_Commercial_School_Existing_Food Preparation_Natural Gas_Steamer_E4 | F2 | Commercial | School | Existing | Food Preparation | Natural Gas | Steamer | E4 | TRC BC Ratio | 0 | 0 | 0 | 0 | 0 | 0 | 0 | 0 | 0 | 0 | 0 | 0 | 0 | 0 | 0 | 0 | 0 | 0 | 0 | 0 | 0 | 0 | 0 | 0 | 0 | 0 | 0
F2_Commercial_School_Existing_Food Preparation_Natural Gas_Steamer_E5 | F2 | Commercial | School | Existing | Food Preparation | Natural Gas | Steamer | E5 | TRC BC Ratio | 0 | 0 | 0 | 0 | 0 | 0 | 0 | 0 | 0 | 0 | 0 | 0 | 0 | 0 | 0 | 0 | 0 | 0 | 0 | 0 | 0 | 0 | 0 | 0 | 0 | 0 | 0
F2_Commercial_School_Existing_Food Preparation_Natural Gas_Steamer_E6 | F2 | Commercial | School | Existing | Food Preparation | Natural Gas | Steamer | E6 | TRC BC Ratio | 0 | 0 | 0 | 0 | 0 | 0 | 0 | 0 | 0 | 0 | 0 | 0 | 0 | 0 | 0 | 0 | 0 | 0 | 0 | 0 | 0 | 0 | 0 | 0 | 0 | 0 | 0
F2_Commercial_School_Existing_Food Preparation_Natural Gas_Steamer_E7 | F2 | Commercial | School | Existing | Food Preparation | Natural Gas | Steamer | E7 | TRC BC Ratio | 0 | 0 | 0 | 0 | 0 | 0 | 0 | 0 | 0 | 0 | 0 | 0 | 0 | 0 | 0 | 0 | 0 | 0 | 0 | 0 | 0 | 0 | 0 | 0 | 0 | 0 | 0
F2_Commercial_School_Existing_Food Preparation_Natural Gas_Steamer_E8 | F2 | Commercial | School | Existing | Food Preparation | Natural Gas | Steamer | E8 | TRC BC Ratio | 0 | 0 | 0 | 0 | 0 | 0 | 0 | 0 | 0 | 0 | 0 | 0 | 0 | 0 | 0 | 0 | 0 | 0 | 0 | 0 | 0 | 0 | 0 | 0 | 0 | 0 | 0
F2_Commercial_School_Existing_Food Preparation_Natural Gas_Steamer_E9 | F2 | Commercial | School | Existing | Food Preparation | Natural Gas | Steamer | E9 | TRC BC Ratio | 0 | 0 | 0 | 0 | 0 | 0 | 0 | 0 | 0 | 0 | 0 | 0 | 0 | 0 | 0 | 0 | 0 | 0 | 0 | 0 | 0 | 0 | 0 | 0 | 0 | 0 | 0
F2_Commercial_School_Existing_Food Preparation_Natural Gas_Steamer_E10 | F2 | Commercial | School | Existing | Food Preparation | Natural Gas | Steamer | E10 | TRC BC Ratio | 0 | 0 | 0 | 0 | 0 | 0 | 0 | 0 | 0 | 0 | 0 | 0 | 0 | 0 | 0 | 0 | 0 | 0 | 0 | 0 | 0 | 0 | 0 | 0 | 0 | 0 | 0
F3_Commercial_School_Existing_Food Preparation_Natural Gas_Steamer_E1 | F3 | Commercial | School | Existing | Food Preparation | Natural Gas | Steamer | E1 | PACT BC Ratio | 1 | 0 | 0 | 0 | 0 | 0 | 0 | 0 | 0 | 0 | 0 | 0 | 0 | 0 | 0 | 0 | 0 | 0 | 0 | 0 | 0 | 0 | 0 | 0 | 0 | 0 | 0
F3_Commercial_School_Existing_Food Preparation_Natural Gas_Steamer_E2 | F3 | Commercial | School | Existing | Food Preparation | Natural Gas | Steamer | E2 | PACT BC Ratio | bar: 2021 to 2047
F3_Commercial_School_Existing_Food Preparation_Natural Gas_Steamer_E3 | F3 | Commercial | School | Existing | Food Preparation | Natural Gas | Steamer | E3 | PACT BC Ratio | 0 | 0 | 0 | 0 | 0 | 0 | 0 | 0 | 0 | 0 | 0 | 0 | 0 | 0 | 0 | 0 | 0 | 0 | 0 | 0 | 0 | 0 | 0 | 0 | 0 | 0 | 0
F3_Commercial_School_Existing_Food Preparation_Natural Gas_Steamer_E4 | F3 | Commercial | School | Existing | Food Preparation | Natural Gas | Steamer | E4 | PACT BC Ratio | 0 | 0 | 0 | 0 | 0 | 0 | 0 | 0 | 0 | 0 | 0 | 0 | 0 | 0 | 0 | 0 | 0 | 0 | 0 | 0 | 0 | 0 | 0 | 0 | 0 | 0 | 0
F3_Commercial_School_Existing_Food Preparation_Natural Gas_Steamer_E5 | F3 | Commercial | School | Existing | Food Preparation | Natural Gas | Steamer | E5 | PACT BC Ratio | 0 | 0 | 0 | 0 | 0 | 0 | 0 | 0 | 0 | 0 | 0 | 0 | 0 | 0 | 0 | 0 | 0 | 0 | 0 | 0 | 0 | 0 | 0 | 0 | 0 | 0 | 0
F3_Commercial_School_Existing_Food Preparation_Natural Gas_Steamer_E6 | F3 | Commercial | School | Existing | Food Preparation | Natural Gas | Steamer | E6 | PACT BC Ratio | 0 | 0 | 0 | 0 | 0 | 0 | 0 | 0 | 0 | 0 | 0 | 0 | 0 | 0 | 0 | 0 | 0 | 0 | 0 | 0 | 0 | 0 | 0 | 0 | 0 | 0 | 0
F3_Commercial_School_Existing_Food Preparation_Natural Gas_Steamer_E7 | F3 | Commercial | School | Existing | Food Preparation | Natural Gas | Steamer | E7 | PACT BC Ratio | 0 | 0 | 0 | 0 | 0 | 0 | 0 | 0 | 0 | 0 | 0 | 0 | 0 | 0 | 0 | 0 | 0 | 0 | 0 | 0 | 0 | 0 | 0 | 0 | 0 | 0 | 0
F3_Commercial_School_Existing_Food Preparation_Natural Gas_Steamer_E8 | F3 | Commercial | School | Existing | Food Preparation | Natural Gas | Steamer | E8 | PACT BC Ratio | 0 | 0 | 0 | 0 | 0 | 0 | 0 | 0 | 0 | 0 | 0 | 0 | 0 | 0 | 0 | 0 | 0 | 0 | 0 | 0 | 0 | 0 | 0 | 0 | 0 | 0 | 0
F3_Commercial_School_Existing_Food Preparation_Natural Gas_Steamer_E9 | F3 | Commercial | School | Existing | Food Preparation | Natural Gas | Steamer | E9 | PACT BC Ratio | 0 | 0 | 0 | 0 | 0 | 0 | 0 | 0 | 0 | 0 | 0 | 0 | 0 | 0 | 0 | 0 | 0 | 0 | 0 | 0 | 0 | 0 | 0 | 0 | 0 | 0 | 0
F3_Commercial_School_Existing_Food Preparation_Natural Gas_Steamer_E10 | F3 | Commercial | School | Existing | Food Preparation | Natural Gas | Steamer | E10 | PACT BC Ratio | 0 | 0 | 0 | 0 | 0 | 0 | 0 | 0 | 0 | 0 | 0 | 0 | 0 | 0 | 0 | 0 | 0 | 0 | 0 | 0 | 0 | 0 | 0 | 0 | 0 | 0 | 0
F4_Commercial_School_Existing_Food Preparation_Natural Gas_Steamer_E1 | F4 | Commercial | School | Existing | Food Preparation | Natural Gas | Steamer | E1 | RVT BC Ratio | 1 | 0 | 0 | 0 | 0 | 0 | 0 | 0 | 0 | 0 | 0 | 0 | 0 | 0 | 0 | 0 | 0 | 0 | 0 | 0 | 0 | 0 | 0 | 0 | 0 | 0 | 0
F4_Commercial_School_Existing_Food Preparation_Natural Gas_Steamer_E2 | F4 | Commercial | School | Existing | Food Preparation | Natural Gas | Steamer | E2 | RVT BC Ratio | bar: 2021 to 2047
F4_Commercial_School_Existing_Food Preparation_Natural Gas_Steamer_E3 | F4 | Commercial | School | Existing | Food Preparation | Natural Gas | Steamer | E3 | RVT BC Ratio | 0 | 0 | 0 | 0 | 0 | 0 | 0 | 0 | 0 | 0 | 0 | 0 | 0 | 0 | 0 | 0 | 0 | 0 | 0 | 0 | 0 | 0 | 0 | 0 | 0 | 0 | 0
F4_Commercial_School_Existing_Food Preparation_Natural Gas_Steamer_E4 | F4 | Commercial | School | Existing | Food Preparation | Natural Gas | Steamer | E4 | RVT BC Ratio | 0 | 0 | 0 | 0 | 0 | 0 | 0 | 0 | 0 | 0 | 0 | 0 | 0 | 0 | 0 | 0 | 0 | 0 | 0 | 0 | 0 | 0 | 0 | 0 | 0 | 0 | 0
F4_Commercial_School_Existing_Food Preparation_Natural Gas_Steamer_E5 | F4 | Commercial | School | Existing | Food Preparation | Natural Gas | Steamer | E5 | RVT BC Ratio | 0 | 0 | 0 | 0 | 0 | 0 | 0 | 0 | 0 | 0 | 0 | 0 | 0 | 0 | 0 | 0 | 0 | 0 | 0 | 0 | 0 | 0 | 0 | 0 | 0 | 0 | 0
F4_Commercial_School_Existing_Food Preparation_Natural Gas_Steamer_E6 | F4 | Commercial | School | Existing | Food Preparation | Natural Gas | Steamer | E6 | RVT BC Ratio | 0 | 0 | 0 | 0 | 0 | 0 | 0 | 0 | 0 | 0 | 0 | 0 | 0 | 0 | 0 | 0 | 0 | 0 | 0 | 0 | 0 | 0 | 0 | 0 | 0 | 0 | 0
F4_Commercial_School_Existing_Food Preparation_Natural Gas_Steamer_E7 | F4 | Commercial | School | Existing | Food Preparation | Natural Gas | Steamer | E7 | RVT BC Ratio | 0 | 0 | 0 | 0 | 0 | 0 | 0 | 0 | 0 | 0 | 0 | 0 | 0 | 0 | 0 | 0 | 0 | 0 | 0 | 0 | 0 | 0 | 0 | 0 | 0 | 0 | 0
F4_Commercial_School_Existing_Food Preparation_Natural Gas_Steamer_E8 | F4 | Commercial | School | Existing | Food Preparation | Natural Gas | Steamer | E8 | RVT BC Ratio | 0 | 0 | 0 | 0 | 0 | 0 | 0 | 0 | 0 | 0 | 0 | 0 | 0 | 0 | 0 | 0 | 0 | 0 | 0 | 0 | 0 | 0 | 0 | 0 | 0 | 0 | 0
F4_Commercial_School_Existing_Food Preparation_Natural Gas_Steamer_E9 | F4 | Commercial | School | Existing | Food Preparation | Natural Gas | Steamer | E9 | RVT BC Ratio | 0 | 0 | 0 | 0 | 0 | 0 | 0 | 0 | 0 | 0 | 0 | 0 | 0 | 0 | 0 | 0 | 0 | 0 | 0 | 0 | 0 | 0 | 0 | 0 | 0 | 0 | 0
F4_Commercial_School_Existing_Food Preparation_Natural Gas_Steamer_E10 | F4 | Commercial | School | Existing | Food Preparation | Natural Gas | Steamer | E10 | RVT BC Ratio | 0 | 0 | 0 | 0 | 0 | 0 | 0 | 0 | 0 | 0 | 0 | 0 | 0 | 0 | 0 | 0 | 0 | 0 | 0 | 0 | 0 | 0 | 0 | 0 | 0 | 0 | 0
F5_Commercial_School_Existing_Food Preparation_Natural Gas_Steamer_E1 | F5 | Commercial | School | Existing | Food Preparation | Natural Gas | Steamer | E1 | RIM BC Ratio | 1 | 0 | 0 | 0 | 0 | 0 | 0 | 0 | 0 | 0 | 0 | 0 | 0 | 0 | 0 | 0 | 0 | 0 | 0 | 0 | 0 | 0 | 0 | 0 | 0 | 0 | 0
F5_Commercial_School_Existing_Food Preparation_Natural Gas_Steamer_E2 | F5 | Commercial | School | Existing | Food Preparation | Natural Gas | Steamer | E2 | RIM BC Ratio | bar: 2021 to 2047
F5_Commercial_School_Existing_Food Preparation_Natural Gas_Steamer_E3 | F5 | Commercial | School | Existing | Food Preparation | Natural Gas | Steamer | E3 | RIM BC Ratio | 0 | 0 | 0 | 0 | 0 | 0 | 0 | 0 | 0 | 0 | 0 | 0 | 0 | 0 | 0 | 0 | 0 | 0 | 0 | 0 | 0 | 0 | 0 | 0 | 0 | 0 | 0
F5_Commercial_School_Existing_Food Preparation_Natural Gas_Steamer_E4 | F5 | Commercial | School | Existing | Food Preparation | Natural Gas | Steamer | E4 | RIM BC Ratio | 0 | 0 | 0 | 0 | 0 | 0 | 0 | 0 | 0 | 0 | 0 | 0 | 0 | 0 | 0 | 0 | 0 | 0 | 0 | 0 | 0 | 0 | 0 | 0 | 0 | 0 | 0
F5_Commercial_School_Existing_Food Preparation_Natural Gas_Steamer_E5 | F5 | Commercial | School | Existing | Food Preparation | Natural Gas | Steamer | E5 | RIM BC Ratio | 0 | 0 | 0 | 0 | 0 | 0 | 0 | 0 | 0 | 0 | 0 | 0 | 0 | 0 | 0 | 0 | 0 | 0 | 0 | 0 | 0 | 0 | 0 | 0 | 0 | 0 | 0
F5_Commercial_School_Existing_Food Preparation_Natural Gas_Steamer_E6 | F5 | Commercial | School | Existing | Food Preparation | Natural Gas | Steamer | E6 | RIM BC Ratio | 0 | 0 | 0 | 0 | 0 | 0 | 0 | 0 | 0 | 0 | 0 | 0 | 0 | 0 | 0 | 0 | 0 | 0 | 0 | 0 | 0 | 0 | 0 | 0 | 0 | 0 | 0
F5_Commercial_School_Existing_Food Preparation_Natural Gas_Steamer_E7 | F5 | Commercial | School | Existing | Food Preparation | Natural Gas | Steamer | E7 | RIM BC Ratio | 0 | 0 | 0 | 0 | 0 | 0 | 0 | 0 | 0 | 0 | 0 | 0 | 0 | 0 | 0 | 0 | 0 | 0 | 0 | 0 | 0 | 0 | 0 | 0 | 0 | 0 | 0
F5_Commercial_School_Existing_Food Preparation_Natural Gas_Steamer_E8 | F5 | Commercial | School | Existing | Food Preparation | Natural Gas | Steamer | E8 | RIM BC Ratio | 0 | 0 | 0 | 0 | 0 | 0 | 0 | 0 | 0 | 0 | 0 | 0 | 0 | 0 | 0 | 0 | 0 | 0 | 0 | 0 | 0 | 0 | 0 | 0 | 0 | 0 | 0
F5_Commercial_School_Existing_Food Preparation_Natural Gas_Steamer_E9 | F5 | Commercial | School | Existing | Food Preparation | Natural Gas | Steamer | E9 | RIM BC Ratio | 0 | 0 | 0 | 0 | 0 | 0 | 0 | 0 | 0 | 0 | 0 | 0 | 0 | 0 | 0 | 0 | 0 | 0 | 0 | 0 | 0 | 0 | 0 | 0 | 0 | 0 | 0
F5_Commercial_School_Existing_Food Preparation_Natural Gas_Steamer_E10 | F5 | Commercial | School | Existing | Food Preparation | Natural Gas | Steamer | E10 | RIM BC Ratio | 0 | 0 | 0 | 0 | 0 | 0 | 0 | 0 | 0 | 0 | 0 | 0 | 0 | 0 | 0 | 0 | 0 | 0 | 0 | 0 | 0 | 0 | 0 | 0 | 0 | 0 | 0
F0_Commercial_School_Existing_Food Preparation_Natural Gas_Commercial Food Prep Other_E0 | F0 | Commercial | School | Existing | Food Preparation | Natural Gas | Commercial Food Prep Other | E0 | Economic Unit | ENERGY STAR | ENERGY STAR | ENERGY STAR | ENERGY STAR | ENERGY STAR | ENERGY STAR | ENERGY STAR | ENERGY STAR | ENERGY STAR | ENERGY STAR | ENERGY STAR | ENERGY STAR | ENERGY STAR | ENERGY STAR | ENERGY STAR | ENERGY STAR | ENERGY STAR | ENERGY STAR | ENERGY STAR | ENERGY STAR | ENERGY STAR | ENERGY STAR | ENERGY STAR | ENERGY STAR | ENERGY STAR | ENERGY STAR | ENERGY STAR
F1_Commercial_School_Existing_Food Preparation_Natural Gas_Commercial Food Prep Other_E1 | F1 | Commercial | School | Existing | Food Preparation | Natural Gas | Commercial Food Prep Other | E1 | CCE | 0 | 0 | 0 | 0 | 0 | 0 | 0 | 0 | 0 | 0 | 0 | 0 | 0 | 0 | 0 | 0 | 0 | 0 | 0 | 0 | 0 | 0 | 0 | 0 | 0 | 0 | 0
F1_Commercial_School_Existing_Food Preparation_Natural Gas_Commercial Food Prep Other_E2 | F1 | Commercial | School | Existing | Food Preparation | Natural Gas | Commercial Food Prep Other | E2 | CCE | 0.0014297 | 0.0014297 | 0.0014297 | 0.0014297 | 0.0014297 | 0.0014297 | 0.0014297 | 0.0014297 | 0.0014297 | 0.0014297 | 0.0014297 | 0.0014297 | 0.0014297 | 0.0014297 | 0.0014297 | 0.0014297 | 0.0014297 | 0.0014297 | 0.0014297 | 0.0014297 | 0.0014297 | 0.0014297 | 0.0014297 | 0.0014297 | 0.0014297 | 0.0014297 | 0.0014297
F1_Commercial_School_Existing_Food Preparation_Natural Gas_Commercial Food Prep Other_E3 | F1 | Commercial | School | Existing | Food Preparation | Natural Gas | Commercial Food Prep Other | E3 | CCE | 0 | 0 | 0 | 0 | 0 | 0 | 0 | 0 | 0 | 0 | 0 | 0 | 0 | 0 | 0 | 0 | 0 | 0 | 0 | 0 | 0 | 0 | 0 | 0 | 0 | 0 | 0
F1_Commercial_School_Existing_Food Preparation_Natural Gas_Commercial Food Prep Other_E4 | F1 | Commercial | School | Existing | Food Preparation | Natural Gas | Commercial Food Prep Other | E4 | CCE | 0 | 0 | 0 | 0 | 0 | 0 | 0 | 0 | 0 | 0 | 0 | 0 | 0 | 0 | 0 | 0 | 0 | 0 | 0 | 0 | 0 | 0 | 0 | 0 | 0 | 0 | 0
F1_Commercial_School_Existing_Food Preparation_Natural Gas_Commercial Food Prep Other_E5 | F1 | Commercial | School | Existing | Food Preparation | Natural Gas | Commercial Food Prep Other | E5 | CCE | 0 | 0 | 0 | 0 | 0 | 0 | 0 | 0 | 0 | 0 | 0 | 0 | 0 | 0 | 0 | 0 | 0 | 0 | 0 | 0 | 0 | 0 | 0 | 0 | 0 | 0 | 0
F1_Commercial_School_Existing_Food Preparation_Natural Gas_Commercial Food Prep Other_E6 | F1 | Commercial | School | Existing | Food Preparation | Natural Gas | Commercial Food Prep Other | E6 | CCE | 0 | 0 | 0 | 0 | 0 | 0 | 0 | 0 | 0 | 0 | 0 | 0 | 0 | 0 | 0 | 0 | 0 | 0 | 0 | 0 | 0 | 0 | 0 | 0 | 0 | 0 | 0
F1_Commercial_School_Existing_Food Preparation_Natural Gas_Commercial Food Prep Other_E7 | F1 | Commercial | School | Existing | Food Preparation | Natural Gas | Commercial Food Prep Other | E7 | CCE | 0 | 0 | 0 | 0 | 0 | 0 | 0 | 0 | 0 | 0 | 0 | 0 | 0 | 0 | 0 | 0 | 0 | 0 | 0 | 0 | 0 | 0 | 0 | 0 | 0 | 0 | 0
F1_Commercial_School_Existing_Food Preparation_Natural Gas_Commercial Food Prep Other_E8 | F1 | Commercial | School | Existing | Food Preparation | Natural Gas | Commercial Food Prep Other | E8 | CCE | 0 | 0 | 0 | 0 | 0 | 0 | 0 | 0 | 0 | 0 | 0 | 0 | 0 | 0 | 0 | 0 | 0 | 0 | 0 | 0 | 0 | 0 | 0 | 0 | 0 | 0 | 0
F1_Commercial_School_Existing_Food Preparation_Natural Gas_Commercial Food Prep Other_E9 | F1 | Commercial | School | Existing | Food Preparation | Natural Gas | Commercial Food Prep Other | E9 | CCE | 0 | 0 | 0 | 0 | 0 | 0 | 0 | 0 | 0 | 0 | 0 | 0 | 0 | 0 | 0 | 0 | 0 | 0 | 0 | 0 | 0 | 0 | 0 | 0 | 0 | 0 | 0
F1_Commercial_School_Existing_Food Preparation_Natural Gas_Commercial Food Prep Other_E10 | F1 | Commercial | School | Existing | Food Preparation | Natural Gas | Commercial Food Prep Other | E10 | CCE | 0 | 0 | 0 | 0 | 0 | 0 | 0 | 0 | 0 | 0 | 0 | 0 | 0 | 0 | 0 | 0 | 0 | 0 | 0 | 0 | 0 | 0 | 0 | 0 | 0 | 0 | 0
F2_Commercial_School_Existing_Food Preparation_Natural Gas_Commercial Food Prep Other_E1 | F2 | Commercial | School | Existing | Food Preparation | Natural Gas | Commercial Food Prep Other | E1 | TRC BC Ratio | bar: 2021 to 2047
F2_Commercial_School_Existing_Food Preparation_Natural Gas_Commercial Food Prep Other_E2 | F2 | Commercial | School | Existing | Food Preparation | Natural Gas | Commercial Food Prep Other | E2 | TRC BC Ratio | 9.6116 | 9.4729 | 9.3376 | 9.2065 | 9.2077 | 9.295 | 9.4366 | 9.6081 | 9.7932 | 9.9825 | 10.1698 | 10.3356 | 10.4621 | 10.5159 | 10.491 | 10.3882 | 10.2152 | 9.9888 | 9.7192 | 9.3996 | 9.0257 | 8.5955 | 8.2135 | 7.9663 | 7.8594 | 7.898 | 7.9367
F2_Commercial_School_Existing_Food Preparation_Natural Gas_Commercial Food Prep Other_E3 | F2 | Commercial | School | Existing | Food Preparation | Natural Gas | Commercial Food Prep Other | E3 | TRC BC Ratio | 0 | 0 | 0 | 0 | 0 | 0 | 0 | 0 | 0 | 0 | 0 | 0 | 0 | 0 | 0 | 0 | 0 | 0 | 0 | 0 | 0 | 0 | 0 | 0 | 0 | 0 | 0
F2_Commercial_School_Existing_Food Preparation_Natural Gas_Commercial Food Prep Other_E4 | F2 | Commercial | School | Existing | Food Preparation | Natural Gas | Commercial Food Prep Other | E4 | TRC BC Ratio | 0 | 0 | 0 | 0 | 0 | 0 | 0 | 0 | 0 | 0 | 0 | 0 | 0 | 0 | 0 | 0 | 0 | 0 | 0 | 0 | 0 | 0 | 0 | 0 | 0 | 0 | 0
F2_Commercial_School_Existing_Food Preparation_Natural Gas_Commercial Food Prep Other_E5 | F2 | Commercial | School | Existing | Food Preparation | Natural Gas | Commercial Food Prep Other | E5 | TRC BC Ratio | 0 | 0 | 0 | 0 | 0 | 0 | 0 | 0 | 0 | 0 | 0 | 0 | 0 | 0 | 0 | 0 | 0 | 0 | 0 | 0 | 0 | 0 | 0 | 0 | 0 | 0 | 0
F2_Commercial_School_Existing_Food Preparation_Natural Gas_Commercial Food Prep Other_E6 | F2 | Commercial | School | Existing | Food Preparation | Natural Gas | Commercial Food Prep Other | E6 | TRC BC Ratio | 0 | 0 | 0 | 0 | 0 | 0 | 0 | 0 | 0 | 0 | 0 | 0 | 0 | 0 | 0 | 0 | 0 | 0 | 0 | 0 | 0 | 0 | 0 | 0 | 0 | 0 | 0
F2_Commercial_School_Existing_Food Preparation_Natural Gas_Commercial Food Prep Other_E7 | F2 | Commercial | School | Existing | Food Preparation | Natural Gas | Commercial Food Prep Other | E7 | TRC BC Ratio | 0 | 0 | 0 | 0 | 0 | 0 | 0 | 0 | 0 | 0 | 0 | 0 | 0 | 0 | 0 | 0 | 0 | 0 | 0 | 0 | 0 | 0 | 0 | 0 | 0 | 0 | 0
F2_Commercial_School_Existing_Food Preparation_Natural Gas_Commercial Food Prep Other_E8 | F2 | Commercial | School | Existing | Food Preparation | Natural Gas | Commercial Food Prep Other | E8 | TRC BC Ratio | 0 | 0 | 0 | 0 | 0 | 0 | 0 | 0 | 0 | 0 | 0 | 0 | 0 | 0 | 0 | 0 | 0 | 0 | 0 | 0 | 0 | 0 | 0 | 0 | 0 | 0 | 0
F2_Commercial_School_Existing_Food Preparation_Natural Gas_Commercial Food Prep Other_E9 | F2 | Commercial | School | Existing | Food Preparation | Natural Gas | Commercial Food Prep Other | E9 | TRC BC Ratio | 0 | 0 | 0 | 0 | 0 | 0 | 0 | 0 | 0 | 0 | 0 | 0 | 0 | 0 | 0 | 0 | 0 | 0 | 0 | 0 | 0 | 0 | 0 | 0 | 0 | 0 | 0
F2_Commercial_School_Existing_Food Preparation_Natural Gas_Commercial Food Prep Other_E10 | F2 | Commercial | School | Existing | Food Preparation | Natural Gas | Commercial Food Prep Other | E10 | TRC BC Ratio | 0 | 0 | 0 | 0 | 0 | 0 | 0 | 0 | 0 | 0 | 0 | 0 | 0 | 0 | 0 | 0 | 0 | 0 | 0 | 0 | 0 | 0 | 0 | 0 | 0 | 0 | 0
F3_Commercial_School_Existing_Food Preparation_Natural Gas_Commercial Food Prep Other_E1 | F3 | Commercial | School | Existing | Food Preparation | Natural Gas | Commercial Food Prep Other | E1 | PACT BC Ratio | bar: 2021 to 2047
F3_Commercial_School_Existing_Food Preparation_Natural Gas_Commercial Food Prep Other_E2 | F3 | Commercial | School | Existing | Food Preparation | Natural Gas | Commercial Food Prep Other | E2 | PACT BC Ratio | 12.119 | 11.9441 | 11.7735 | 11.6081 | 11.6097 | 11.7198 | 11.8983 | 12.1145 | 12.348 | 12.5867 | 12.8228 | 13.0318 | 13.1913 | 13.2591 | 13.2278 | 13.0982 | 12.88 | 12.5945 | 12.2546 | 11.8517 | 11.3803 | 10.8378 | 10.3562 | 10.0444 | 9.9097 | 9.9583 | 10.0071
F3_Commercial_School_Existing_Food Preparation_Natural Gas_Commercial Food Prep Other_E3 | F3 | Commercial | School | Existing | Food Preparation | Natural Gas | Commercial Food Prep Other | E3 | PACT BC Ratio | 0 | 0 | 0 | 0 | 0 | 0 | 0 | 0 | 0 | 0 | 0 | 0 | 0 | 0 | 0 | 0 | 0 | 0 | 0 | 0 | 0 | 0 | 0 | 0 | 0 | 0 | 0
F3_Commercial_School_Existing_Food Preparation_Natural Gas_Commercial Food Prep Other_E4 | F3 | Commercial | School | Existing | Food Preparation | Natural Gas | Commercial Food Prep Other | E4 | PACT BC Ratio | 0 | 0 | 0 | 0 | 0 | 0 | 0 | 0 | 0 | 0 | 0 | 0 | 0 | 0 | 0 | 0 | 0 | 0 | 0 | 0 | 0 | 0 | 0 | 0 | 0 | 0 | 0
F3_Commercial_School_Existing_Food Preparation_Natural Gas_Commercial Food Prep Other_E5 | F3 | Commercial | School | Existing | Food Preparation | Natural Gas | Commercial Food Prep Other | E5 | PACT BC Ratio | 0 | 0 | 0 | 0 | 0 | 0 | 0 | 0 | 0 | 0 | 0 | 0 | 0 | 0 | 0 | 0 | 0 | 0 | 0 | 0 | 0 | 0 | 0 | 0 | 0 | 0 | 0
F3_Commercial_School_Existing_Food Preparation_Natural Gas_Commercial Food Prep Other_E6 | F3 | Commercial | School | Existing | Food Preparation | Natural Gas | Commercial Food Prep Other | E6 | PACT BC Ratio | 0 | 0 | 0 | 0 | 0 | 0 | 0 | 0 | 0 | 0 | 0 | 0 | 0 | 0 | 0 | 0 | 0 | 0 | 0 | 0 | 0 | 0 | 0 | 0 | 0 | 0 | 0
F3_Commercial_School_Existing_Food Preparation_Natural Gas_Commercial Food Prep Other_E7 | F3 | Commercial | School | Existing | Food Preparation | Natural Gas | Commercial Food Prep Other | E7 | PACT BC Ratio | 0 | 0 | 0 | 0 | 0 | 0 | 0 | 0 | 0 | 0 | 0 | 0 | 0 | 0 | 0 | 0 | 0 | 0 | 0 | 0 | 0 | 0 | 0 | 0 | 0 | 0 | 0
F3_Commercial_School_Existing_Food Preparation_Natural Gas_Commercial Food Prep Other_E8 | F3 | Commercial | School | Existing | Food Preparation | Natural Gas | Commercial Food Prep Other | E8 | PACT BC Ratio | 0 | 0 | 0 | 0 | 0 | 0 | 0 | 0 | 0 | 0 | 0 | 0 | 0 | 0 | 0 | 0 | 0 | 0 | 0 | 0 | 0 | 0 | 0 | 0 | 0 | 0 | 0
F3_Commercial_School_Existing_Food Preparation_Natural Gas_Commercial Food Prep Other_E9 | F3 | Commercial | School | Existing | Food Preparation | Natural Gas | Commercial Food Prep Other | E9 | PACT BC Ratio | 0 | 0 | 0 | 0 | 0 | 0 | 0 | 0 | 0 | 0 | 0 | 0 | 0 | 0 | 0 | 0 | 0 | 0 | 0 | 0 | 0 | 0 | 0 | 0 | 0 | 0 | 0
F3_Commercial_School_Existing_Food Preparation_Natural Gas_Commercial Food Prep Other_E10 | F3 | Commercial | School | Existing | Food Preparation | Natural Gas | Commercial Food Prep Other | E10 | PACT BC Ratio | 0 | 0 | 0 | 0 | 0 | 0 | 0 | 0 | 0 | 0 | 0 | 0 | 0 | 0 | 0 | 0 | 0 | 0 | 0 | 0 | 0 | 0 | 0 | 0 | 0 | 0 | 0
F4_Commercial_School_Existing_Food Preparation_Natural Gas_Commercial Food Prep Other_E1 | F4 | Commercial | School | Existing | Food Preparation | Natural Gas | Commercial Food Prep Other | E1 | RVT BC Ratio | bar: 2021 to 2047
F4_Commercial_School_Existing_Food Preparation_Natural Gas_Commercial Food Prep Other_E2 | F4 | Commercial | School | Existing | Food Preparation | Natural Gas | Commercial Food Prep Other | E2 | RVT BC Ratio | 0.7 | 0.7 | 0.7 | 0.7 | 0.7 | 0.7 | 0.7 | 0.7 | 0.7 | 0.7 | 0.7 | 0.7 | 0.7 | 0.7 | 0.7 | 0.7 | 0.7 | 0.7 | 0.7 | 0.7 | 0.7 | 0.7 | 0.7 | 0.7 | 0.7 | 0.7 | 0.7
F4_Commercial_School_Existing_Food Preparation_Natural Gas_Commercial Food Prep Other_E3 | F4 | Commercial | School | Existing | Food Preparation | Natural Gas | Commercial Food Prep Other | E3 | RVT BC Ratio | 0 | 0 | 0 | 0 | 0 | 0 | 0 | 0 | 0 | 0 | 0 | 0 | 0 | 0 | 0 | 0 | 0 | 0 | 0 | 0 | 0 | 0 | 0 | 0 | 0 | 0 | 0
F4_Commercial_School_Existing_Food Preparation_Natural Gas_Commercial Food Prep Other_E4 | F4 | Commercial | School | Existing | Food Preparation | Natural Gas | Commercial Food Prep Other | E4 | RVT BC Ratio | 0 | 0 | 0 | 0 | 0 | 0 | 0 | 0 | 0 | 0 | 0 | 0 | 0 | 0 | 0 | 0 | 0 | 0 | 0 | 0 | 0 | 0 | 0 | 0 | 0 | 0 | 0
F4_Commercial_School_Existing_Food Preparation_Natural Gas_Commercial Food Prep Other_E5 | F4 | Commercial | School | Existing | Food Preparation | Natural Gas | Commercial Food Prep Other | E5 | RVT BC Ratio | 0 | 0 | 0 | 0 | 0 | 0 | 0 | 0 | 0 | 0 | 0 | 0 | 0 | 0 | 0 | 0 | 0 | 0 | 0 | 0 | 0 | 0 | 0 | 0 | 0 | 0 | 0
F4_Commercial_School_Existing_Food Preparation_Natural Gas_Commercial Food Prep Other_E6 | F4 | Commercial | School | Existing | Food Preparation | Natural Gas | Commercial Food Prep Other | E6 | RVT BC Ratio | 0 | 0 | 0 | 0 | 0 | 0 | 0 | 0 | 0 | 0 | 0 | 0 | 0 | 0 | 0 | 0 | 0 | 0 | 0 | 0 | 0 | 0 | 0 | 0 | 0 | 0 | 0
F4_Commercial_School_Existing_Food Preparation_Natural Gas_Commercial Food Prep Other_E7 | F4 | Commercial | School | Existing | Food Preparation | Natural Gas | Commercial Food Prep Other | E7 | RVT BC Ratio | 0 | 0 | 0 | 0 | 0 | 0 | 0 | 0 | 0 | 0 | 0 | 0 | 0 | 0 | 0 | 0 | 0 | 0 | 0 | 0 | 0 | 0 | 0 | 0 | 0 | 0 | 0
F4_Commercial_School_Existing_Food Preparation_Natural Gas_Commercial Food Prep Other_E8 | F4 | Commercial | School | Existing | Food Preparation | Natural Gas | Commercial Food Prep Other | E8 | RVT BC Ratio | 0 | 0 | 0 | 0 | 0 | 0 | 0 | 0 | 0 | 0 | 0 | 0 | 0 | 0 | 0 | 0 | 0 | 0 | 0 | 0 | 0 | 0 | 0 | 0 | 0 | 0 | 0
F4_Commercial_School_Existing_Food Preparation_Natural Gas_Commercial Food Prep Other_E9 | F4 | Commercial | School | Existing | Food Preparation | Natural Gas | Commercial Food Prep Other | E9 | RVT BC Ratio | 0 | 0 | 0 | 0 | 0 | 0 | 0 | 0 | 0 | 0 | 0 | 0 | 0 | 0 | 0 | 0 | 0 | 0 | 0 | 0 | 0 | 0 | 0 | 0 | 0 | 0 | 0
F4_Commercial_School_Existing_Food Preparation_Natural Gas_Commercial Food Prep Other_E10 | F4 | Commercial | School | Existing | Food Preparation | Natural Gas | Commercial Food Prep Other | E10 | RVT BC Ratio | 0 | 0 | 0 | 0 | 0 | 0 | 0 | 0 | 0 | 0 | 0 | 0 | 0 | 0 | 0 | 0 | 0 | 0 | 0 | 0 | 0 | 0 | 0 | 0 | 0 | 0 | 0
F5_Commercial_School_Existing_Food Preparation_Natural Gas_Commercial Food Prep Other_E1 | F5 | Commercial | School | Existing | Food Preparation | Natural Gas | Commercial Food Prep Other | E1 | RIM BC Ratio | bar: 2021 to 2047
F5_Commercial_School_Existing_Food Preparation_Natural Gas_Commercial Food Prep Other_E2 | F5 | Commercial | School | Existing | Food Preparation | Natural Gas | Commercial Food Prep Other | E2 | RIM BC Ratio | 12.119 | 11.9441 | 11.7735 | 11.6081 | 11.6097 | 11.7198 | 11.8983 | 12.1145 | 12.348 | 12.5867 | 12.8228 | 13.0318 | 13.1913 | 13.2591 | 13.2278 | 13.0982 | 12.88 | 12.5945 | 12.2546 | 11.8517 | 11.3803 | 10.8378 | 10.3562 | 10.0444 | 9.9097 | 9.9583 | 10.0071
F5_Commercial_School_Existing_Food Preparation_Natural Gas_Commercial Food Prep Other_E3 | F5 | Commercial | School | Existing | Food Preparation | Natural Gas | Commercial Food Prep Other | E3 | RIM BC Ratio | 0 | 0 | 0 | 0 | 0 | 0 | 0 | 0 | 0 | 0 | 0 | 0 | 0 | 0 | 0 | 0 | 0 | 0 | 0 | 0 | 0 | 0 | 0 | 0 | 0 | 0 | 0
F5_Commercial_School_Existing_Food Preparation_Natural Gas_Commercial Food Prep Other_E4 | F5 | Commercial | School | Existing | Food Preparation | Natural Gas | Commercial Food Prep Other | E4 | RIM BC Ratio | 0 | 0 | 0 | 0 | 0 | 0 | 0 | 0 | 0 | 0 | 0 | 0 | 0 | 0 | 0 | 0 | 0 | 0 | 0 | 0 | 0 | 0 | 0 | 0 | 0 | 0 | 0
F5_Commercial_School_Existing_Food Preparation_Natural Gas_Commercial Food Prep Other_E5 | F5 | Commercial | School | Existing | Food Preparation | Natural Gas | Commercial Food Prep Other | E5 | RIM BC Ratio | 0 | 0 | 0 | 0 | 0 | 0 | 0 | 0 | 0 | 0 | 0 | 0 | 0 | 0 | 0 | 0 | 0 | 0 | 0 | 0 | 0 | 0 | 0 | 0 | 0 | 0 | 0
F5_Commercial_School_Existing_Food Preparation_Natural Gas_Commercial Food Prep Other_E6 | F5 | Commercial | School | Existing | Food Preparation | Natural Gas | Commercial Food Prep Other | E6 | RIM BC Ratio | 0 | 0 | 0 | 0 | 0 | 0 | 0 | 0 | 0 | 0 | 0 | 0 | 0 | 0 | 0 | 0 | 0 | 0 | 0 | 0 | 0 | 0 | 0 | 0 | 0 | 0 | 0
F5_Commercial_School_Existing_Food Preparation_Natural Gas_Commercial Food Prep Other_E7 | F5 | Commercial | School | Existing | Food Preparation | Natural Gas | Commercial Food Prep Other | E7 | RIM BC Ratio | 0 | 0 | 0 | 0 | 0 | 0 | 0 | 0 | 0 | 0 | 0 | 0 | 0 | 0 | 0 | 0 | 0 | 0 | 0 | 0 | 0 | 0 | 0 | 0 | 0 | 0 | 0
F5_Commercial_School_Existing_Food Preparation_Natural Gas_Commercial Food Prep Other_E8 | F5 | Commercial | School | Existing | Food Preparation | Natural Gas | Commercial Food Prep Other | E8 | RIM BC Ratio | 0 | 0 | 0 | 0 | 0 | 0 | 0 | 0 | 0 | 0 | 0 | 0 | 0 | 0 | 0 | 0 | 0 | 0 | 0 | 0 | 0 | 0 | 0 | 0 | 0 | 0 | 0
F5_Commercial_School_Existing_Food Preparation_Natural Gas_Commercial Food Prep Other_E9 | F5 | Commercial | School | Existing | Food Preparation | Natural Gas | Commercial Food Prep Other | E9 | RIM BC Ratio | 0 | 0 | 0 | 0 | 0 | 0 | 0 | 0 | 0 | 0 | 0 | 0 | 0 | 0 | 0 | 0 | 0 | 0 | 0 | 0 | 0 | 0 | 0 | 0 | 0 | 0 | 0
F5_Commercial_School_Existing_Food Preparation_Natural Gas_Commercial Food Prep Other_E10 | F5 | Commercial | School | Existing | Food Preparation | Natural Gas | Commercial Food Prep Other | E10 | RIM BC Ratio | 0 | 0 | 0 | 0 | 0 | 0 | 0 | 0 | 0 | 0 | 0 | 0 | 0 | 0 | 0 | 0 | 0 | 0 | 0 | 0 | 0 | 0 | 0 | 0 | 0 | 0 | 0
F0_Commercial_School_Existing_Miscellaneous_Natural Gas_Pool Heater_E0 | F0 | Commercial | School | Existing | Miscellaneous | Natural Gas | Pool Heater | E0 | Economic Unit | Standard (EF .78) | Standard (EF .78) | Standard (EF .78) | Standard (EF .78) | Standard (EF .78) | Standard (EF .78) | Standard (EF .78) | Standard (EF .78) | Standard (EF .78) | Standard (EF .78) | Standard (EF .78) | Standard (EF .78) | Standard (EF .78) | Standard (EF .78) | Standard (EF .78) | Standard (EF .78) | Standard (EF .78) | Standard (EF .78) | Standard (EF .78) | Standard (EF .78) | Standard (EF .78) | Standard (EF .78) | Standard (EF .78) | Standard (EF .78) | Standard (EF .78) | Standard (EF .78) | Standard (EF .78)
F1_Commercial_School_Existing_Miscellaneous_Natural Gas_Pool Heater_E1 | F1 | Commercial | School | Existing | Miscellaneous | Natural Gas | Pool Heater | E1 | CCE | 0 | 0 | 0 | 0 | 0 | 0 | 0 | 0 | 0 | 0 | 0 | 0 | 0 | 0 | 0 | 0 | 0 | 0 | 0 | 0 | 0 | 0 | 0 | 0 | 0 | 0 | 0
F1_Commercial_School_Existing_Miscellaneous_Natural Gas_Pool Heater_E2 | F1 | Commercial | School | Existing | Miscellaneous | Natural Gas | Pool Heater | E2 | CCE | 0.01727 | 0.01727 | 0.01727 | 0.01727 | 0.01727 | 0.01727 | 0.01727 | 0.01727 | 0.01727 | 0.01727 | 0.01727 | 0.01727 | 0.01727 | 0.01727 | 0.01727 | 0.01727 | 0.01727 | 0.01727 | 0.01727 | 0.01727 | 0.01727 | 0.01727 | 0.01727 | 0.01727 | 0.01727 | 0.01727 | 0.01727
F1_Commercial_School_Existing_Miscellaneous_Natural Gas_Pool Heater_E3 | F1 | Commercial | School | Existing | Miscellaneous | Natural Gas | Pool Heater | E3 | CCE | 0 | 0 | 0 | 0 | 0 | 0 | 0 | 0 | 0 | 0 | 0 | 0 | 0 | 0 | 0 | 0 | 0 | 0 | 0 | 0 | 0 | 0 | 0 | 0 | 0 | 0 | 0
F1_Commercial_School_Existing_Miscellaneous_Natural Gas_Pool Heater_E4 | F1 | Commercial | School | Existing | Miscellaneous | Natural Gas | Pool Heater | E4 | CCE | 0 | 0 | 0 | 0 | 0 | 0 | 0 | 0 | 0 | 0 | 0 | 0 | 0 | 0 | 0 | 0 | 0 | 0 | 0 | 0 | 0 | 0 | 0 | 0 | 0 | 0 | 0
F1_Commercial_School_Existing_Miscellaneous_Natural Gas_Pool Heater_E5 | F1 | Commercial | School | Existing | Miscellaneous | Natural Gas | Pool Heater | E5 | CCE | 0 | 0 | 0 | 0 | 0 | 0 | 0 | 0 | 0 | 0 | 0 | 0 | 0 | 0 | 0 | 0 | 0 | 0 | 0 | 0 | 0 | 0 | 0 | 0 | 0 | 0 | 0
F1_Commercial_School_Existing_Miscellaneous_Natural Gas_Pool Heater_E6 | F1 | Commercial | School | Existing | Miscellaneous | Natural Gas | Pool Heater | E6 | CCE | 0 | 0 | 0 | 0 | 0 | 0 | 0 | 0 | 0 | 0 | 0 | 0 | 0 | 0 | 0 | 0 | 0 | 0 | 0 | 0 | 0 | 0 | 0 | 0 | 0 | 0 | 0
F1_Commercial_School_Existing_Miscellaneous_Natural Gas_Pool Heater_E7 | F1 | Commercial | School | Existing | Miscellaneous | Natural Gas | Pool Heater | E7 | CCE | 0 | 0 | 0 | 0 | 0 | 0 | 0 | 0 | 0 | 0 | 0 | 0 | 0 | 0 | 0 | 0 | 0 | 0 | 0 | 0 | 0 | 0 | 0 | 0 | 0 | 0 | 0
F1_Commercial_School_Existing_Miscellaneous_Natural Gas_Pool Heater_E8 | F1 | Commercial | School | Existing | Miscellaneous | Natural Gas | Pool Heater | E8 | CCE | 0 | 0 | 0 | 0 | 0 | 0 | 0 | 0 | 0 | 0 | 0 | 0 | 0 | 0 | 0 | 0 | 0 | 0 | 0 | 0 | 0 | 0 | 0 | 0 | 0 | 0 | 0
F1_Commercial_School_Existing_Miscellaneous_Natural Gas_Pool Heater_E9 | F1 | Commercial | School | Existing | Miscellaneous | Natural Gas | Pool Heater | E9 | CCE | 0 | 0 | 0 | 0 | 0 | 0 | 0 | 0 | 0 | 0 | 0 | 0 | 0 | 0 | 0 | 0 | 0 | 0 | 0 | 0 | 0 | 0 | 0 | 0 | 0 | 0 | 0
F1_Commercial_School_Existing_Miscellaneous_Natural Gas_Pool Heater_E10 | F1 | Commercial | School | Existing | Miscellaneous | Natural Gas | Pool Heater | E10 | CCE | 0 | 0 | 0 | 0 | 0 | 0 | 0 | 0 | 0 | 0 | 0 | 0 | 0 | 0 | 0 | 0 | 0 | 0 | 0 | 0 | 0 | 0 | 0 | 0 | 0 | 0 | 0
F2_Commercial_School_Existing_Miscellaneous_Natural Gas_Pool Heater_E1 | F2 | Commercial | School | Existing | Miscellaneous | Natural Gas | Pool Heater | E1 | TRC BC Ratio | bar: 2021 to 2047
F2_Commercial_School_Existing_Miscellaneous_Natural Gas_Pool Heater_E2 | F2 | Commercial | School | Existing | Miscellaneous | Natural Gas | Pool Heater | E2 | TRC BC Ratio | 0.81519 | 0.79395 | 0.77145 | 0.74865 | 0.74158 | 0.74479 | 0.75444 | 0.76754 | 0.78207 | 0.7969 | 0.8123 | 0.82818 | 0.84505 | 0.86169 | 0.87741 | 0.88939 | 0.89388 | 0.88772 | 0.8685 | 0.83583 | 0.79136 | 0.73728 | 0.68909 | 0.65735 | 0.64275 | 0.6459 | 0.64907
F2_Commercial_School_Existing_Miscellaneous_Natural Gas_Pool Heater_E3 | F2 | Commercial | School | Existing | Miscellaneous | Natural Gas | Pool Heater | E3 | TRC BC Ratio | 0 | 0 | 0 | 0 | 0 | 0 | 0 | 0 | 0 | 0 | 0 | 0 | 0 | 0 | 0 | 0 | 0 | 0 | 0 | 0 | 0 | 0 | 0 | 0 | 0 | 0 | 0
F2_Commercial_School_Existing_Miscellaneous_Natural Gas_Pool Heater_E4 | F2 | Commercial | School | Existing | Miscellaneous | Natural Gas | Pool Heater | E4 | TRC BC Ratio | 0 | 0 | 0 | 0 | 0 | 0 | 0 | 0 | 0 | 0 | 0 | 0 | 0 | 0 | 0 | 0 | 0 | 0 | 0 | 0 | 0 | 0 | 0 | 0 | 0 | 0 | 0
F2_Commercial_School_Existing_Miscellaneous_Natural Gas_Pool Heater_E5 | F2 | Commercial | School | Existing | Miscellaneous | Natural Gas | Pool Heater | E5 | TRC BC Ratio | 0 | 0 | 0 | 0 | 0 | 0 | 0 | 0 | 0 | 0 | 0 | 0 | 0 | 0 | 0 | 0 | 0 | 0 | 0 | 0 | 0 | 0 | 0 | 0 | 0 | 0 | 0
F2_Commercial_School_Existing_Miscellaneous_Natural Gas_Pool Heater_E6 | F2 | Commercial | School | Existing | Miscellaneous | Natural Gas | Pool Heater | E6 | TRC BC Ratio | 0 | 0 | 0 | 0 | 0 | 0 | 0 | 0 | 0 | 0 | 0 | 0 | 0 | 0 | 0 | 0 | 0 | 0 | 0 | 0 | 0 | 0 | 0 | 0 | 0 | 0 | 0
F2_Commercial_School_Existing_Miscellaneous_Natural Gas_Pool Heater_E7 | F2 | Commercial | School | Existing | Miscellaneous | Natural Gas | Pool Heater | E7 | TRC BC Ratio | 0 | 0 | 0 | 0 | 0 | 0 | 0 | 0 | 0 | 0 | 0 | 0 | 0 | 0 | 0 | 0 | 0 | 0 | 0 | 0 | 0 | 0 | 0 | 0 | 0 | 0 | 0
F2_Commercial_School_Existing_Miscellaneous_Natural Gas_Pool Heater_E8 | F2 | Commercial | School | Existing | Miscellaneous | Natural Gas | Pool Heater | E8 | TRC BC Ratio | 0 | 0 | 0 | 0 | 0 | 0 | 0 | 0 | 0 | 0 | 0 | 0 | 0 | 0 | 0 | 0 | 0 | 0 | 0 | 0 | 0 | 0 | 0 | 0 | 0 | 0 | 0
F2_Commercial_School_Existing_Miscellaneous_Natural Gas_Pool Heater_E9 | F2 | Commercial | School | Existing | Miscellaneous | Natural Gas | Pool Heater | E9 | TRC BC Ratio | 0 | 0 | 0 | 0 | 0 | 0 | 0 | 0 | 0 | 0 | 0 | 0 | 0 | 0 | 0 | 0 | 0 | 0 | 0 | 0 | 0 | 0 | 0 | 0 | 0 | 0 | 0
F2_Commercial_School_Existing_Miscellaneous_Natural Gas_Pool Heater_E10 | F2 | Commercial | School | Existing | Miscellaneous | Natural Gas | Pool Heater | E10 | TRC BC Ratio | 0 | 0 | 0 | 0 | 0 | 0 | 0 | 0 | 0 | 0 | 0 | 0 | 0 | 0 | 0 | 0 | 0 | 0 | 0 | 0 | 0 | 0 | 0 | 0 | 0 | 0 | 0
F3_Commercial_School_Existing_Miscellaneous_Natural Gas_Pool Heater_E1 | F3 | Commercial | School | Existing | Miscellaneous | Natural Gas | Pool Heater | E1 | PACT BC Ratio | bar: 2021 to 2047
F3_Commercial_School_Existing_Miscellaneous_Natural Gas_Pool Heater_E2 | F3 | Commercial | School | Existing | Miscellaneous | Natural Gas | Pool Heater | E2 | PACT BC Ratio | 1.0278 | 1.0011 | 0.9727 | 0.94395 | 0.93503 | 0.93908 | 0.95126 | 0.96777 | 0.98608 | 1.0048 | 1.0242 | 1.0442 | 1.0655 | 1.0865 | 1.1063 | 1.1214 | 1.1271 | 1.1193 | 1.0951 | 1.0539 | 0.99781 | 0.92962 | 0.86885 | 0.82883 | 0.81042 | 0.8144 | 0.81839
F3_Commercial_School_Existing_Miscellaneous_Natural Gas_Pool Heater_E3 | F3 | Commercial | School | Existing | Miscellaneous | Natural Gas | Pool Heater | E3 | PACT BC Ratio | 0 | 0 | 0 | 0 | 0 | 0 | 0 | 0 | 0 | 0 | 0 | 0 | 0 | 0 | 0 | 0 | 0 | 0 | 0 | 0 | 0 | 0 | 0 | 0 | 0 | 0 | 0
F3_Commercial_School_Existing_Miscellaneous_Natural Gas_Pool Heater_E4 | F3 | Commercial | School | Existing | Miscellaneous | Natural Gas | Pool Heater | E4 | PACT BC Ratio | 0 | 0 | 0 | 0 | 0 | 0 | 0 | 0 | 0 | 0 | 0 | 0 | 0 | 0 | 0 | 0 | 0 | 0 | 0 | 0 | 0 | 0 | 0 | 0 | 0 | 0 | 0
F3_Commercial_School_Existing_Miscellaneous_Natural Gas_Pool Heater_E5 | F3 | Commercial | School | Existing | Miscellaneous | Natural Gas | Pool Heater | E5 | PACT BC Ratio | 0 | 0 | 0 | 0 | 0 | 0 | 0 | 0 | 0 | 0 | 0 | 0 | 0 | 0 | 0 | 0 | 0 | 0 | 0 | 0 | 0 | 0 | 0 | 0 | 0 | 0 | 0
F3_Commercial_School_Existing_Miscellaneous_Natural Gas_Pool Heater_E6 | F3 | Commercial | School | Existing | Miscellaneous | Natural Gas | Pool Heater | E6 | PACT BC Ratio | 0 | 0 | 0 | 0 | 0 | 0 | 0 | 0 | 0 | 0 | 0 | 0 | 0 | 0 | 0 | 0 | 0 | 0 | 0 | 0 | 0 | 0 | 0 | 0 | 0 | 0 | 0
F3_Commercial_School_Existing_Miscellaneous_Natural Gas_Pool Heater_E7 | F3 | Commercial | School | Existing | Miscellaneous | Natural Gas | Pool Heater | E7 | PACT BC Ratio | 0 | 0 | 0 | 0 | 0 | 0 | 0 | 0 | 0 | 0 | 0 | 0 | 0 | 0 | 0 | 0 | 0 | 0 | 0 | 0 | 0 | 0 | 0 | 0 | 0 | 0 | 0
F3_Commercial_School_Existing_Miscellaneous_Natural Gas_Pool Heater_E8 | F3 | Commercial | School | Existing | Miscellaneous | Natural Gas | Pool Heater | E8 | PACT BC Ratio | 0 | 0 | 0 | 0 | 0 | 0 | 0 | 0 | 0 | 0 | 0 | 0 | 0 | 0 | 0 | 0 | 0 | 0 | 0 | 0 | 0 | 0 | 0 | 0 | 0 | 0 | 0
F3_Commercial_School_Existing_Miscellaneous_Natural Gas_Pool Heater_E9 | F3 | Commercial | School | Existing | Miscellaneous | Natural Gas | Pool Heater | E9 | PACT BC Ratio | 0 | 0 | 0 | 0 | 0 | 0 | 0 | 0 | 0 | 0 | 0 | 0 | 0 | 0 | 0 | 0 | 0 | 0 | 0 | 0 | 0 | 0 | 0 | 0 | 0 | 0 | 0
F3_Commercial_School_Existing_Miscellaneous_Natural Gas_Pool Heater_E10 | F3 | Commercial | School | Existing | Miscellaneous | Natural Gas | Pool Heater | E10 | PACT BC Ratio | 0 | 0 | 0 | 0 | 0 | 0 | 0 | 0 | 0 | 0 | 0 | 0 | 0 | 0 | 0 | 0 | 0 | 0 | 0 | 0 | 0 | 0 | 0 | 0 | 0 | 0 | 0
F4_Commercial_School_Existing_Miscellaneous_Natural Gas_Pool Heater_E1 | F4 | Commercial | School | Existing | Miscellaneous | Natural Gas | Pool Heater | E1 | RVT BC Ratio | bar: 2021 to 2047
F4_Commercial_School_Existing_Miscellaneous_Natural Gas_Pool Heater_E2 | F4 | Commercial | School | Existing | Miscellaneous | Natural Gas | Pool Heater | E2 | RVT BC Ratio | 0.7 | 0.7 | 0.7 | 0.7 | 0.7 | 0.7 | 0.7 | 0.7 | 0.7 | 0.7 | 0.7 | 0.7 | 0.7 | 0.7 | 0.7 | 0.7 | 0.7 | 0.7 | 0.7 | 0.7 | 0.7 | 0.7 | 0.7 | 0.7 | 0.7 | 0.7 | 0.7
F4_Commercial_School_Existing_Miscellaneous_Natural Gas_Pool Heater_E3 | F4 | Commercial | School | Existing | Miscellaneous | Natural Gas | Pool Heater | E3 | RVT BC Ratio | 0 | 0 | 0 | 0 | 0 | 0 | 0 | 0 | 0 | 0 | 0 | 0 | 0 | 0 | 0 | 0 | 0 | 0 | 0 | 0 | 0 | 0 | 0 | 0 | 0 | 0 | 0
F4_Commercial_School_Existing_Miscellaneous_Natural Gas_Pool Heater_E4 | F4 | Commercial | School | Existing | Miscellaneous | Natural Gas | Pool Heater | E4 | RVT BC Ratio | 0 | 0 | 0 | 0 | 0 | 0 | 0 | 0 | 0 | 0 | 0 | 0 | 0 | 0 | 0 | 0 | 0 | 0 | 0 | 0 | 0 | 0 | 0 | 0 | 0 | 0 | 0
F4_Commercial_School_Existing_Miscellaneous_Natural Gas_Pool Heater_E5 | F4 | Commercial | School | Existing | Miscellaneous | Natural Gas | Pool Heater | E5 | RVT BC Ratio | 0 | 0 | 0 | 0 | 0 | 0 | 0 | 0 | 0 | 0 | 0 | 0 | 0 | 0 | 0 | 0 | 0 | 0 | 0 | 0 | 0 | 0 | 0 | 0 | 0 | 0 | 0
F4_Commercial_School_Existing_Miscellaneous_Natural Gas_Pool Heater_E6 | F4 | Commercial | School | Existing | Miscellaneous | Natural Gas | Pool Heater | E6 | RVT BC Ratio | 0 | 0 | 0 | 0 | 0 | 0 | 0 | 0 | 0 | 0 | 0 | 0 | 0 | 0 | 0 | 0 | 0 | 0 | 0 | 0 | 0 | 0 | 0 | 0 | 0 | 0 | 0
F4_Commercial_School_Existing_Miscellaneous_Natural Gas_Pool Heater_E7 | F4 | Commercial | School | Existing | Miscellaneous | Natural Gas | Pool Heater | E7 | RVT BC Ratio | 0 | 0 | 0 | 0 | 0 | 0 | 0 | 0 | 0 | 0 | 0 | 0 | 0 | 0 | 0 | 0 | 0 | 0 | 0 | 0 | 0 | 0 | 0 | 0 | 0 | 0 | 0
F4_Commercial_School_Existing_Miscellaneous_Natural Gas_Pool Heater_E8 | F4 | Commercial | School | Existing | Miscellaneous | Natural Gas | Pool Heater | E8 | RVT BC Ratio | 0 | 0 | 0 | 0 | 0 | 0 | 0 | 0 | 0 | 0 | 0 | 0 | 0 | 0 | 0 | 0 | 0 | 0 | 0 | 0 | 0 | 0 | 0 | 0 | 0 | 0 | 0
F4_Commercial_School_Existing_Miscellaneous_Natural Gas_Pool Heater_E9 | F4 | Commercial | School | Existing | Miscellaneous | Natural Gas | Pool Heater | E9 | RVT BC Ratio | 0 | 0 | 0 | 0 | 0 | 0 | 0 | 0 | 0 | 0 | 0 | 0 | 0 | 0 | 0 | 0 | 0 | 0 | 0 | 0 | 0 | 0 | 0 | 0 | 0 | 0 | 0
F4_Commercial_School_Existing_Miscellaneous_Natural Gas_Pool Heater_E10 | F4 | Commercial | School | Existing | Miscellaneous | Natural Gas | Pool Heater | E10 | RVT BC Ratio | 0 | 0 | 0 | 0 | 0 | 0 | 0 | 0 | 0 | 0 | 0 | 0 | 0 | 0 | 0 | 0 | 0 | 0 | 0 | 0 | 0 | 0 | 0 | 0 | 0 | 0 | 0
F5_Commercial_School_Existing_Miscellaneous_Natural Gas_Pool Heater_E1 | F5 | Commercial | School | Existing | Miscellaneous | Natural Gas | Pool Heater | E1 | RIM BC Ratio | bar: 2021 to 2047
F5_Commercial_School_Existing_Miscellaneous_Natural Gas_Pool Heater_E2 | F5 | Commercial | School | Existing | Miscellaneous | Natural Gas | Pool Heater | E2 | RIM BC Ratio | 1.0278 | 1.0011 | 0.9727 | 0.94395 | 0.93503 | 0.93908 | 0.95126 | 0.96777 | 0.98608 | 1.0048 | 1.0242 | 1.0442 | 1.0655 | 1.0865 | 1.1063 | 1.1214 | 1.1271 | 1.1193 | 1.0951 | 1.0539 | 0.99781 | 0.92962 | 0.86885 | 0.82883 | 0.81042 | 0.8144 | 0.81839
F5_Commercial_School_Existing_Miscellaneous_Natural Gas_Pool Heater_E3 | F5 | Commercial | School | Existing | Miscellaneous | Natural Gas | Pool Heater | E3 | RIM BC Ratio | 0 | 0 | 0 | 0 | 0 | 0 | 0 | 0 | 0 | 0 | 0 | 0 | 0 | 0 | 0 | 0 | 0 | 0 | 0 | 0 | 0 | 0 | 0 | 0 | 0 | 0 | 0
F5_Commercial_School_Existing_Miscellaneous_Natural Gas_Pool Heater_E4 | F5 | Commercial | School | Existing | Miscellaneous | Natural Gas | Pool Heater | E4 | RIM BC Ratio | 0 | 0 | 0 | 0 | 0 | 0 | 0 | 0 | 0 | 0 | 0 | 0 | 0 | 0 | 0 | 0 | 0 | 0 | 0 | 0 | 0 | 0 | 0 | 0 | 0 | 0 | 0
F5_Commercial_School_Existing_Miscellaneous_Natural Gas_Pool Heater_E5 | F5 | Commercial | School | Existing | Miscellaneous | Natural Gas | Pool Heater | E5 | RIM BC Ratio | 0 | 0 | 0 | 0 | 0 | 0 | 0 | 0 | 0 | 0 | 0 | 0 | 0 | 0 | 0 | 0 | 0 | 0 | 0 | 0 | 0 | 0 | 0 | 0 | 0 | 0 | 0
F5_Commercial_School_Existing_Miscellaneous_Natural Gas_Pool Heater_E6 | F5 | Commercial | School | Existing | Miscellaneous | Natural Gas | Pool Heater | E6 | RIM BC Ratio | 0 | 0 | 0 | 0 | 0 | 0 | 0 | 0 | 0 | 0 | 0 | 0 | 0 | 0 | 0 | 0 | 0 | 0 | 0 | 0 | 0 | 0 | 0 | 0 | 0 | 0 | 0
F5_Commercial_School_Existing_Miscellaneous_Natural Gas_Pool Heater_E7 | F5 | Commercial | School | Existing | Miscellaneous | Natural Gas | Pool Heater | E7 | RIM BC Ratio | 0 | 0 | 0 | 0 | 0 | 0 | 0 | 0 | 0 | 0 | 0 | 0 | 0 | 0 | 0 | 0 | 0 | 0 | 0 | 0 | 0 | 0 | 0 | 0 | 0 | 0 | 0
F5_Commercial_School_Existing_Miscellaneous_Natural Gas_Pool Heater_E8 | F5 | Commercial | School | Existing | Miscellaneous | Natural Gas | Pool Heater | E8 | RIM BC Ratio | 0 | 0 | 0 | 0 | 0 | 0 | 0 | 0 | 0 | 0 | 0 | 0 | 0 | 0 | 0 | 0 | 0 | 0 | 0 | 0 | 0 | 0 | 0 | 0 | 0 | 0 | 0
F5_Commercial_School_Existing_Miscellaneous_Natural Gas_Pool Heater_E9 | F5 | Commercial | School | Existing | Miscellaneous | Natural Gas | Pool Heater | E9 | RIM BC Ratio | 0 | 0 | 0 | 0 | 0 | 0 | 0 | 0 | 0 | 0 | 0 | 0 | 0 | 0 | 0 | 0 | 0 | 0 | 0 | 0 | 0 | 0 | 0 | 0 | 0 | 0 | 0
F5_Commercial_School_Existing_Miscellaneous_Natural Gas_Pool Heater_E10 | F5 | Commercial | School | Existing | Miscellaneous | Natural Gas | Pool Heater | E10 | RIM BC Ratio | 0 | 0 | 0 | 0 | 0 | 0 | 0 | 0 | 0 | 0 | 0 | 0 | 0 | 0 | 0 | 0 | 0 | 0 | 0 | 0 | 0 | 0 | 0 | 0 | 0 | 0 | 0
F0_Commercial_School_Existing_Miscellaneous_Natural Gas_Miscellaneous_E0 | F0 | Commercial | School | Existing | Miscellaneous | Natural Gas | Miscellaneous | E0 | Economic Unit | Miscellaneous | Miscellaneous | Miscellaneous | Miscellaneous | Miscellaneous | Miscellaneous | Miscellaneous | Miscellaneous | Miscellaneous | Miscellaneous | Miscellaneous | Miscellaneous | Miscellaneous | Miscellaneous | Miscellaneous | Miscellaneous | Miscellaneous | Miscellaneous | Miscellaneous | Miscellaneous | Miscellaneous | Miscellaneous | Miscellaneous | Miscellaneous | Miscellaneous | Miscellaneous | Miscellaneous
F1_Commercial_School_Existing_Miscellaneous_Natural Gas_Miscellaneous_E1 | F1 | Commercial | School | Existing | Miscellaneous | Natural Gas | Miscellaneous | E1 | CCE | 0 | 0 | 0 | 0 | 0 | 0 | 0 | 0 | 0 | 0 | 0 | 0 | 0 | 0 | 0 | 0 | 0 | 0 | 0 | 0 | 0 | 0 | 0 | 0 | 0 | 0 | 0
F1_Commercial_School_Existing_Miscellaneous_Natural Gas_Miscellaneous_E2 | F1 | Commercial | School | Existing | Miscellaneous | Natural Gas | Miscellaneous | E2 | CCE | 0 | 0 | 0 | 0 | 0 | 0 | 0 | 0 | 0 | 0 | 0 | 0 | 0 | 0 | 0 | 0 | 0 | 0 | 0 | 0 | 0 | 0 | 0 | 0 | 0 | 0 | 0
F1_Commercial_School_Existing_Miscellaneous_Natural Gas_Miscellaneous_E3 | F1 | Commercial | School | Existing | Miscellaneous | Natural Gas | Miscellaneous | E3 | CCE | 0 | 0 | 0 | 0 | 0 | 0 | 0 | 0 | 0 | 0 | 0 | 0 | 0 | 0 | 0 | 0 | 0 | 0 | 0 | 0 | 0 | 0 | 0 | 0 | 0 | 0 | 0
F1_Commercial_School_Existing_Miscellaneous_Natural Gas_Miscellaneous_E4 | F1 | Commercial | School | Existing | Miscellaneous | Natural Gas | Miscellaneous | E4 | CCE | 0 | 0 | 0 | 0 | 0 | 0 | 0 | 0 | 0 | 0 | 0 | 0 | 0 | 0 | 0 | 0 | 0 | 0 | 0 | 0 | 0 | 0 | 0 | 0 | 0 | 0 | 0
F1_Commercial_School_Existing_Miscellaneous_Natural Gas_Miscellaneous_E5 | F1 | Commercial | School | Existing | Miscellaneous | Natural Gas | Miscellaneous | E5 | CCE | 0 | 0 | 0 | 0 | 0 | 0 | 0 | 0 | 0 | 0 | 0 | 0 | 0 | 0 | 0 | 0 | 0 | 0 | 0 | 0 | 0 | 0 | 0 | 0 | 0 | 0 | 0
F1_Commercial_School_Existing_Miscellaneous_Natural Gas_Miscellaneous_E6 | F1 | Commercial | School | Existing | Miscellaneous | Natural Gas | Miscellaneous | E6 | CCE | 0 | 0 | 0 | 0 | 0 | 0 | 0 | 0 | 0 | 0 | 0 | 0 | 0 | 0 | 0 | 0 | 0 | 0 | 0 | 0 | 0 | 0 | 0 | 0 | 0 | 0 | 0
F1_Commercial_School_Existing_Miscellaneous_Natural Gas_Miscellaneous_E7 | F1 | Commercial | School | Existing | Miscellaneous | Natural Gas | Miscellaneous | E7 | CCE | 0 | 0 | 0 | 0 | 0 | 0 | 0 | 0 | 0 | 0 | 0 | 0 | 0 | 0 | 0 | 0 | 0 | 0 | 0 | 0 | 0 | 0 | 0 | 0 | 0 | 0 | 0
F1_Commercial_School_Existing_Miscellaneous_Natural Gas_Miscellaneous_E8 | F1 | Commercial | School | Existing | Miscellaneous | Natural Gas | Miscellaneous | E8 | CCE | 0 | 0 | 0 | 0 | 0 | 0 | 0 | 0 | 0 | 0 | 0 | 0 | 0 | 0 | 0 | 0 | 0 | 0 | 0 | 0 | 0 | 0 | 0 | 0 | 0 | 0 | 0
F1_Commercial_School_Existing_Miscellaneous_Natural Gas_Miscellaneous_E9 | F1 | Commercial | School | Existing | Miscellaneous | Natural Gas | Miscellaneous | E9 | CCE | 0 | 0 | 0 | 0 | 0 | 0 | 0 | 0 | 0 | 0 | 0 | 0 | 0 | 0 | 0 | 0 | 0 | 0 | 0 | 0 | 0 | 0 | 0 | 0 | 0 | 0 | 0
F1_Commercial_School_Existing_Miscellaneous_Natural Gas_Miscellaneous_E10 | F1 | Commercial | School | Existing | Miscellaneous | Natural Gas | Miscellaneous | E10 | CCE | 0 | 0 | 0 | 0 | 0 | 0 | 0 | 0 | 0 | 0 | 0 | 0 | 0 | 0 | 0 | 0 | 0 | 0 | 0 | 0 | 0 | 0 | 0 | 0 | 0 | 0 | 0
F2_Commercial_School_Existing_Miscellaneous_Natural Gas_Miscellaneous_E1 | F2 | Commercial | School | Existing | Miscellaneous | Natural Gas | Miscellaneous | E1 | TRC BC Ratio | bar: 2021 to 2047
F2_Commercial_School_Existing_Miscellaneous_Natural Gas_Miscellaneous_E2 | F2 | Commercial | School | Existing | Miscellaneous | Natural Gas | Miscellaneous | E2 | TRC BC Ratio | 0 | 0 | 0 | 0 | 0 | 0 | 0 | 0 | 0 | 0 | 0 | 0 | 0 | 0 | 0 | 0 | 0 | 0 | 0 | 0 | 0 | 0 | 0 | 0 | 0 | 0 | 0
F2_Commercial_School_Existing_Miscellaneous_Natural Gas_Miscellaneous_E3 | F2 | Commercial | School | Existing | Miscellaneous | Natural Gas | Miscellaneous | E3 | TRC BC Ratio | 0 | 0 | 0 | 0 | 0 | 0 | 0 | 0 | 0 | 0 | 0 | 0 | 0 | 0 | 0 | 0 | 0 | 0 | 0 | 0 | 0 | 0 | 0 | 0 | 0 | 0 | 0
F2_Commercial_School_Existing_Miscellaneous_Natural Gas_Miscellaneous_E4 | F2 | Commercial | School | Existing | Miscellaneous | Natural Gas | Miscellaneous | E4 | TRC BC Ratio | 0 | 0 | 0 | 0 | 0 | 0 | 0 | 0 | 0 | 0 | 0 | 0 | 0 | 0 | 0 | 0 | 0 | 0 | 0 | 0 | 0 | 0 | 0 | 0 | 0 | 0 | 0
F2_Commercial_School_Existing_Miscellaneous_Natural Gas_Miscellaneous_E5 | F2 | Commercial | School | Existing | Miscellaneous | Natural Gas | Miscellaneous | E5 | TRC BC Ratio | 0 | 0 | 0 | 0 | 0 | 0 | 0 | 0 | 0 | 0 | 0 | 0 | 0 | 0 | 0 | 0 | 0 | 0 | 0 | 0 | 0 | 0 | 0 | 0 | 0 | 0 | 0
F2_Commercial_School_Existing_Miscellaneous_Natural Gas_Miscellaneous_E6 | F2 | Commercial | School | Existing | Miscellaneous | Natural Gas | Miscellaneous | E6 | TRC BC Ratio | 0 | 0 | 0 | 0 | 0 | 0 | 0 | 0 | 0 | 0 | 0 | 0 | 0 | 0 | 0 | 0 | 0 | 0 | 0 | 0 | 0 | 0 | 0 | 0 | 0 | 0 | 0
F2_Commercial_School_Existing_Miscellaneous_Natural Gas_Miscellaneous_E7 | F2 | Commercial | School | Existing | Miscellaneous | Natural Gas | Miscellaneous | E7 | TRC BC Ratio | 0 | 0 | 0 | 0 | 0 | 0 | 0 | 0 | 0 | 0 | 0 | 0 | 0 | 0 | 0 | 0 | 0 | 0 | 0 | 0 | 0 | 0 | 0 | 0 | 0 | 0 | 0
F2_Commercial_School_Existing_Miscellaneous_Natural Gas_Miscellaneous_E8 | F2 | Commercial | School | Existing | Miscellaneous | Natural Gas | Miscellaneous | E8 | TRC BC Ratio | 0 | 0 | 0 | 0 | 0 | 0 | 0 | 0 | 0 | 0 | 0 | 0 | 0 | 0 | 0 | 0 | 0 | 0 | 0 | 0 | 0 | 0 | 0 | 0 | 0 | 0 | 0
F2_Commercial_School_Existing_Miscellaneous_Natural Gas_Miscellaneous_E9 | F2 | Commercial | School | Existing | Miscellaneous | Natural Gas | Miscellaneous | E9 | TRC BC Ratio | 0 | 0 | 0 | 0 | 0 | 0 | 0 | 0 | 0 | 0 | 0 | 0 | 0 | 0 | 0 | 0 | 0 | 0 | 0 | 0 | 0 | 0 | 0 | 0 | 0 | 0 | 0
F2_Commercial_School_Existing_Miscellaneous_Natural Gas_Miscellaneous_E10 | F2 | Commercial | School | Existing | Miscellaneous | Natural Gas | Miscellaneous | E10 | TRC BC Ratio | 0 | 0 | 0 | 0 | 0 | 0 | 0 | 0 | 0 | 0 | 0 | 0 | 0 | 0 | 0 | 0 | 0 | 0 | 0 | 0 | 0 | 0 | 0 | 0 | 0 | 0 | 0
F3_Commercial_School_Existing_Miscellaneous_Natural Gas_Miscellaneous_E1 | F3 | Commercial | School | Existing | Miscellaneous | Natural Gas | Miscellaneous | E1 | PACT BC Ratio | bar: 2021 to 2047
F3_Commercial_School_Existing_Miscellaneous_Natural Gas_Miscellaneous_E2 | F3 | Commercial | School | Existing | Miscellaneous | Natural Gas | Miscellaneous | E2 | PACT BC Ratio | 0 | 0 | 0 | 0 | 0 | 0 | 0 | 0 | 0 | 0 | 0 | 0 | 0 | 0 | 0 | 0 | 0 | 0 | 0 | 0 | 0 | 0 | 0 | 0 | 0 | 0 | 0
F3_Commercial_School_Existing_Miscellaneous_Natural Gas_Miscellaneous_E3 | F3 | Commercial | School | Existing | Miscellaneous | Natural Gas | Miscellaneous | E3 | PACT BC Ratio | 0 | 0 | 0 | 0 | 0 | 0 | 0 | 0 | 0 | 0 | 0 | 0 | 0 | 0 | 0 | 0 | 0 | 0 | 0 | 0 | 0 | 0 | 0 | 0 | 0 | 0 | 0
F3_Commercial_School_Existing_Miscellaneous_Natural Gas_Miscellaneous_E4 | F3 | Commercial | School | Existing | Miscellaneous | Natural Gas | Miscellaneous | E4 | PACT BC Ratio | 0 | 0 | 0 | 0 | 0 | 0 | 0 | 0 | 0 | 0 | 0 | 0 | 0 | 0 | 0 | 0 | 0 | 0 | 0 | 0 | 0 | 0 | 0 | 0 | 0 | 0 | 0
F3_Commercial_School_Existing_Miscellaneous_Natural Gas_Miscellaneous_E5 | F3 | Commercial | School | Existing | Miscellaneous | Natural Gas | Miscellaneous | E5 | PACT BC Ratio | 0 | 0 | 0 | 0 | 0 | 0 | 0 | 0 | 0 | 0 | 0 | 0 | 0 | 0 | 0 | 0 | 0 | 0 | 0 | 0 | 0 | 0 | 0 | 0 | 0 | 0 | 0
F3_Commercial_School_Existing_Miscellaneous_Natural Gas_Miscellaneous_E6 | F3 | Commercial | School | Existing | Miscellaneous | Natural Gas | Miscellaneous | E6 | PACT BC Ratio | 0 | 0 | 0 | 0 | 0 | 0 | 0 | 0 | 0 | 0 | 0 | 0 | 0 | 0 | 0 | 0 | 0 | 0 | 0 | 0 | 0 | 0 | 0 | 0 | 0 | 0 | 0
F3_Commercial_School_Existing_Miscellaneous_Natural Gas_Miscellaneous_E7 | F3 | Commercial | School | Existing | Miscellaneous | Natural Gas | Miscellaneous | E7 | PACT BC Ratio | 0 | 0 | 0 | 0 | 0 | 0 | 0 | 0 | 0 | 0 | 0 | 0 | 0 | 0 | 0 | 0 | 0 | 0 | 0 | 0 | 0 | 0 | 0 | 0 | 0 | 0 | 0
F3_Commercial_School_Existing_Miscellaneous_Natural Gas_Miscellaneous_E8 | F3 | Commercial | School | Existing | Miscellaneous | Natural Gas | Miscellaneous | E8 | PACT BC Ratio | 0 | 0 | 0 | 0 | 0 | 0 | 0 | 0 | 0 | 0 | 0 | 0 | 0 | 0 | 0 | 0 | 0 | 0 | 0 | 0 | 0 | 0 | 0 | 0 | 0 | 0 | 0
F3_Commercial_School_Existing_Miscellaneous_Natural Gas_Miscellaneous_E9 | F3 | Commercial | School | Existing | Miscellaneous | Natural Gas | Miscellaneous | E9 | PACT BC Ratio | 0 | 0 | 0 | 0 | 0 | 0 | 0 | 0 | 0 | 0 | 0 | 0 | 0 | 0 | 0 | 0 | 0 | 0 | 0 | 0 | 0 | 0 | 0 | 0 | 0 | 0 | 0
F3_Commercial_School_Existing_Miscellaneous_Natural Gas_Miscellaneous_E10 | F3 | Commercial | School | Existing | Miscellaneous | Natural Gas | Miscellaneous | E10 | PACT BC Ratio | 0 | 0 | 0 | 0 | 0 | 0 | 0 | 0 | 0 | 0 | 0 | 0 | 0 | 0 | 0 | 0 | 0 | 0 | 0 | 0 | 0 | 0 | 0 | 0 | 0 | 0 | 0
F4_Commercial_School_Existing_Miscellaneous_Natural Gas_Miscellaneous_E1 | F4 | Commercial | School | Existing | Miscellaneous | Natural Gas | Miscellaneous | E1 | RVT BC Ratio | bar: 2021 to 2047
F4_Commercial_School_Existing_Miscellaneous_Natural Gas_Miscellaneous_E2 | F4 | Commercial | School | Existing | Miscellaneous | Natural Gas | Miscellaneous | E2 | RVT BC Ratio | 0 | 0 | 0 | 0 | 0 | 0 | 0 | 0 | 0 | 0 | 0 | 0 | 0 | 0 | 0 | 0 | 0 | 0 | 0 | 0 | 0 | 0 | 0 | 0 | 0 | 0 | 0
F4_Commercial_School_Existing_Miscellaneous_Natural Gas_Miscellaneous_E3 | F4 | Commercial | School | Existing | Miscellaneous | Natural Gas | Miscellaneous | E3 | RVT BC Ratio | 0 | 0 | 0 | 0 | 0 | 0 | 0 | 0 | 0 | 0 | 0 | 0 | 0 | 0 | 0 | 0 | 0 | 0 | 0 | 0 | 0 | 0 | 0 | 0 | 0 | 0 | 0
F4_Commercial_School_Existing_Miscellaneous_Natural Gas_Miscellaneous_E4 | F4 | Commercial | School | Existing | Miscellaneous | Natural Gas | Miscellaneous | E4 | RVT BC Ratio | 0 | 0 | 0 | 0 | 0 | 0 | 0 | 0 | 0 | 0 | 0 | 0 | 0 | 0 | 0 | 0 | 0 | 0 | 0 | 0 | 0 | 0 | 0 | 0 | 0 | 0 | 0
F4_Commercial_School_Existing_Miscellaneous_Natural Gas_Miscellaneous_E5 | F4 | Commercial | School | Existing | Miscellaneous | Natural Gas | Miscellaneous | E5 | RVT BC Ratio | 0 | 0 | 0 | 0 | 0 | 0 | 0 | 0 | 0 | 0 | 0 | 0 | 0 | 0 | 0 | 0 | 0 | 0 | 0 | 0 | 0 | 0 | 0 | 0 | 0 | 0 | 0
F4_Commercial_School_Existing_Miscellaneous_Natural Gas_Miscellaneous_E6 | F4 | Commercial | School | Existing | Miscellaneous | Natural Gas | Miscellaneous | E6 | RVT BC Ratio | 0 | 0 | 0 | 0 | 0 | 0 | 0 | 0 | 0 | 0 | 0 | 0 | 0 | 0 | 0 | 0 | 0 | 0 | 0 | 0 | 0 | 0 | 0 | 0 | 0 | 0 | 0
F4_Commercial_School_Existing_Miscellaneous_Natural Gas_Miscellaneous_E7 | F4 | Commercial | School | Existing | Miscellaneous | Natural Gas | Miscellaneous | E7 | RVT BC Ratio | 0 | 0 | 0 | 0 | 0 | 0 | 0 | 0 | 0 | 0 | 0 | 0 | 0 | 0 | 0 | 0 | 0 | 0 | 0 | 0 | 0 | 0 | 0 | 0 | 0 | 0 | 0
F4_Commercial_School_Existing_Miscellaneous_Natural Gas_Miscellaneous_E8 | F4 | Commercial | School | Existing | Miscellaneous | Natural Gas | Miscellaneous | E8 | RVT BC Ratio | 0 | 0 | 0 | 0 | 0 | 0 | 0 | 0 | 0 | 0 | 0 | 0 | 0 | 0 | 0 | 0 | 0 | 0 | 0 | 0 | 0 | 0 | 0 | 0 | 0 | 0 | 0
F4_Commercial_School_Existing_Miscellaneous_Natural Gas_Miscellaneous_E9 | F4 | Commercial | School | Existing | Miscellaneous | Natural Gas | Miscellaneous | E9 | RVT BC Ratio | 0 | 0 | 0 | 0 | 0 | 0 | 0 | 0 | 0 | 0 | 0 | 0 | 0 | 0 | 0 | 0 | 0 | 0 | 0 | 0 | 0 | 0 | 0 | 0 | 0 | 0 | 0
F4_Commercial_School_Existing_Miscellaneous_Natural Gas_Miscellaneous_E10 | F4 | Commercial | School | Existing | Miscellaneous | Natural Gas | Miscellaneous | E10 | RVT BC Ratio | 0 | 0 | 0 | 0 | 0 | 0 | 0 | 0 | 0 | 0 | 0 | 0 | 0 | 0 | 0 | 0 | 0 | 0 | 0 | 0 | 0 | 0 | 0 | 0 | 0 | 0 | 0
F5_Commercial_School_Existing_Miscellaneous_Natural Gas_Miscellaneous_E1 | F5 | Commercial | School | Existing | Miscellaneous | Natural Gas | Miscellaneous | E1 | RIM BC Ratio | bar: 2021 to 2047
F5_Commercial_School_Existing_Miscellaneous_Natural Gas_Miscellaneous_E2 | F5 | Commercial | School | Existing | Miscellaneous | Natural Gas | Miscellaneous | E2 | RIM BC Ratio | 0 | 0 | 0 | 0 | 0 | 0 | 0 | 0 | 0 | 0 | 0 | 0 | 0 | 0 | 0 | 0 | 0 | 0 | 0 | 0 | 0 | 0 | 0 | 0 | 0 | 0 | 0
F5_Commercial_School_Existing_Miscellaneous_Natural Gas_Miscellaneous_E3 | F5 | Commercial | School | Existing | Miscellaneous | Natural Gas | Miscellaneous | E3 | RIM BC Ratio | 0 | 0 | 0 | 0 | 0 | 0 | 0 | 0 | 0 | 0 | 0 | 0 | 0 | 0 | 0 | 0 | 0 | 0 | 0 | 0 | 0 | 0 | 0 | 0 | 0 | 0 | 0
F5_Commercial_School_Existing_Miscellaneous_Natural Gas_Miscellaneous_E4 | F5 | Commercial | School | Existing | Miscellaneous | Natural Gas | Miscellaneous | E4 | RIM BC Ratio | 0 | 0 | 0 | 0 | 0 | 0 | 0 | 0 | 0 | 0 | 0 | 0 | 0 | 0 | 0 | 0 | 0 | 0 | 0 | 0 | 0 | 0 | 0 | 0 | 0 | 0 | 0
F5_Commercial_School_Existing_Miscellaneous_Natural Gas_Miscellaneous_E5 | F5 | Commercial | School | Existing | Miscellaneous | Natural Gas | Miscellaneous | E5 | RIM BC Ratio | 0 | 0 | 0 | 0 | 0 | 0 | 0 | 0 | 0 | 0 | 0 | 0 | 0 | 0 | 0 | 0 | 0 | 0 | 0 | 0 | 0 | 0 | 0 | 0 | 0 | 0 | 0
F5_Commercial_School_Existing_Miscellaneous_Natural Gas_Miscellaneous_E6 | F5 | Commercial | School | Existing | Miscellaneous | Natural Gas | Miscellaneous | E6 | RIM BC Ratio | 0 | 0 | 0 | 0 | 0 | 0 | 0 | 0 | 0 | 0 | 0 | 0 | 0 | 0 | 0 | 0 | 0 | 0 | 0 | 0 | 0 | 0 | 0 | 0 | 0 | 0 | 0
F5_Commercial_School_Existing_Miscellaneous_Natural Gas_Miscellaneous_E7 | F5 | Commercial | School | Existing | Miscellaneous | Natural Gas | Miscellaneous | E7 | RIM BC Ratio | 0 | 0 | 0 | 0 | 0 | 0 | 0 | 0 | 0 | 0 | 0 | 0 | 0 | 0 | 0 | 0 | 0 | 0 | 0 | 0 | 0 | 0 | 0 | 0 | 0 | 0 | 0
F5_Commercial_School_Existing_Miscellaneous_Natural Gas_Miscellaneous_E8 | F5 | Commercial | School | Existing | Miscellaneous | Natural Gas | Miscellaneous | E8 | RIM BC Ratio | 0 | 0 | 0 | 0 | 0 | 0 | 0 | 0 | 0 | 0 | 0 | 0 | 0 | 0 | 0 | 0 | 0 | 0 | 0 | 0 | 0 | 0 | 0 | 0 | 0 | 0 | 0
F5_Commercial_School_Existing_Miscellaneous_Natural Gas_Miscellaneous_E9 | F5 | Commercial | School | Existing | Miscellaneous | Natural Gas | Miscellaneous | E9 | RIM BC Ratio | 0 | 0 | 0 | 0 | 0 | 0 | 0 | 0 | 0 | 0 | 0 | 0 | 0 | 0 | 0 | 0 | 0 | 0 | 0 | 0 | 0 | 0 | 0 | 0 | 0 | 0 | 0
F5_Commercial_School_Existing_Miscellaneous_Natural Gas_Miscellaneous_E10 | F5 | Commercial | School | Existing | Miscellaneous | Natural Gas | Miscellaneous | E10 | RIM BC Ratio | 0 | 0 | 0 | 0 | 0 | 0 | 0 | 0 | 0 | 0 | 0 | 0 | 0 | 0 | 0 | 0 | 0 | 0 | 0 | 0 | 0 | 0 | 0 | 0 | 0 | 0 | 0
F0_Commercial_School_New_Space Heating_Natural Gas_Furnace_E0 | F0 | Commercial | School | New | Space Heating | Natural Gas | Furnace | E0 | Economic Unit | AFUE 80% (Standard) | AFUE 80% (Standard) | AFUE 80% (Standard) | AFUE 90% | AFUE 90% | AFUE 90% | AFUE 90% | AFUE 90% | AFUE 90% | AFUE 90% | AFUE 90% | AFUE 90% | AFUE 90% | AFUE 90% | AFUE 90% | AFUE 90% | AFUE 90% | AFUE 90% | AFUE 90% | AFUE 90% | AFUE 90% | AFUE 90% | AFUE 90% | AFUE 90% | AFUE 90% | AFUE 90% | AFUE 90%
F1_Commercial_School_New_Space Heating_Natural Gas_Furnace_E1 | F1 | Commercial | School | New | Space Heating | Natural Gas | Furnace | E1 | CCE | 0 | 0 | 0 | 0 | 0 | 0 | 0 | 0 | 0 | 0 | 0 | 0 | 0 | 0 | 0 | 0 | 0 | 0 | 0 | 0 | 0 | 0 | 0 | 0 | 0 | 0 | 0
F1_Commercial_School_New_Space Heating_Natural Gas_Furnace_E2 | F1 | Commercial | School | New | Space Heating | Natural Gas | Furnace | E2 | CCE | 0.017175 | 0.015965 | 0.016027 | 0 | 0 | 0 | 0 | 0 | 0 | 0 | 0 | 0 | 0 | 0 | 0 | 0 | 0 | 0 | 0 | 0 | 0 | 0 | 0 | 0 | 0 | 0 | 0
F1_Commercial_School_New_Space Heating_Natural Gas_Furnace_E3 | F1 | Commercial | School | New | Space Heating | Natural Gas | Furnace | E3 | CCE | 0.0229 | 0.021286 | 0.021369 | 0.032053 | 0.032053 | 0.032053 | 0.032053 | 0.032053 | 0.032053 | 0.032053 | 0.032053 | 0.032053 | 0.032053 | 0.032053 | 0.032053 | 0.032053 | 0.032053 | 0.032053 | 0.032053 | 0.032053 | 0.032053 | 0.032053 | 0.032053 | 0.032053 | 0.032053 | 0.032053 | 0.032053
F1_Commercial_School_New_Space Heating_Natural Gas_Furnace_E4 | F1 | Commercial | School | New | Space Heating | Natural Gas | Furnace | E4 | CCE | 0 | 0 | 0 | 0 | 0 | 0 | 0 | 0 | 0 | 0 | 0 | 0 | 0 | 0 | 0 | 0 | 0 | 0 | 0 | 0 | 0 | 0 | 0 | 0 | 0 | 0 | 0
F1_Commercial_School_New_Space Heating_Natural Gas_Furnace_E5 | F1 | Commercial | School | New | Space Heating | Natural Gas | Furnace | E5 | CCE | 0 | 0 | 0 | 0 | 0 | 0 | 0 | 0 | 0 | 0 | 0 | 0 | 0 | 0 | 0 | 0 | 0 | 0 | 0 | 0 | 0 | 0 | 0 | 0 | 0 | 0 | 0
F1_Commercial_School_New_Space Heating_Natural Gas_Furnace_E6 | F1 | Commercial | School | New | Space Heating | Natural Gas | Furnace | E6 | CCE | 0 | 0 | 0 | 0 | 0 | 0 | 0 | 0 | 0 | 0 | 0 | 0 | 0 | 0 | 0 | 0 | 0 | 0 | 0 | 0 | 0 | 0 | 0 | 0 | 0 | 0 | 0
F1_Commercial_School_New_Space Heating_Natural Gas_Furnace_E7 | F1 | Commercial | School | New | Space Heating | Natural Gas | Furnace | E7 | CCE | 0 | 0 | 0 | 0 | 0 | 0 | 0 | 0 | 0 | 0 | 0 | 0 | 0 | 0 | 0 | 0 | 0 | 0 | 0 | 0 | 0 | 0 | 0 | 0 | 0 | 0 | 0
F1_Commercial_School_New_Space Heating_Natural Gas_Furnace_E8 | F1 | Commercial | School | New | Space Heating | Natural Gas | Furnace | E8 | CCE | 0 | 0 | 0 | 0 | 0 | 0 | 0 | 0 | 0 | 0 | 0 | 0 | 0 | 0 | 0 | 0 | 0 | 0 | 0 | 0 | 0 | 0 | 0 | 0 | 0 | 0 | 0
F1_Commercial_School_New_Space Heating_Natural Gas_Furnace_E9 | F1 | Commercial | School | New | Space Heating | Natural Gas | Furnace | E9 | CCE | 0 | 0 | 0 | 0 | 0 | 0 | 0 | 0 | 0 | 0 | 0 | 0 | 0 | 0 | 0 | 0 | 0 | 0 | 0 | 0 | 0 | 0 | 0 | 0 | 0 | 0 | 0
F1_Commercial_School_New_Space Heating_Natural Gas_Furnace_E10 | F1 | Commercial | School | New | Space Heating | Natural Gas | Furnace | E10 | CCE | 0 | 0 | 0 | 0 | 0 | 0 | 0 | 0 | 0 | 0 | 0 | 0 | 0 | 0 | 0 | 0 | 0 | 0 | 0 | 0 | 0 | 0 | 0 | 0 | 0 | 0 | 0
F2_Commercial_School_New_Space Heating_Natural Gas_Furnace_E1 | F2 | Commercial | School | New | Space Heating | Natural Gas | Furnace | E1 | TRC BC Ratio | 1 | 1 | 1 | 0 | 0 | 0 | 0 | 0 | 0 | 0 | 0 | 0 | 0 | 0 | 0 | 0 | 0 | 0 | 0 | 0 | 0 | 0 | 0 | 0 | 0 | 0 | 0
F2_Commercial_School_New_Space Heating_Natural Gas_Furnace_E2 | F2 | Commercial | School | New | Space Heating | Natural Gas | Furnace | E2 | TRC BC Ratio | 0.90427 | 0.89896 | 0.88642 | 1 | 1 | 1 | 1 | 1 | 1 | 1 | 1 | 1 | 1 | 1 | 1 | 1 | 1 | 1 | 1 | 1 | 1 | 1 | 1 | 1 | 1 | 1 | 1
F2_Commercial_School_New_Space Heating_Natural Gas_Furnace_E3 | F2 | Commercial | School | New | Space Heating | Natural Gas | Furnace | E3 | TRC BC Ratio | 0.67821 | 0.67422 | 0.66482 | 0.43644 | 0.43457 | 0.43429 | 0.43515 | 0.43631 | 0.43722 | 0.43766 | 0.43762 | 0.43704 | 0.43578 | 0.43349 | 0.43018 | 0.42604 | 0.42071 | 0.41441 | 0.4069 | 0.39795 | 0.38729 | 0.37518 | 0.36518 | 0.3589 | 0.35653 | 0.35827 | 0.36003
F2_Commercial_School_New_Space Heating_Natural Gas_Furnace_E4 | F2 | Commercial | School | New | Space Heating | Natural Gas | Furnace | E4 | TRC BC Ratio | 0 | 0 | 0 | 0 | 0 | 0 | 0 | 0 | 0 | 0 | 0 | 0 | 0 | 0 | 0 | 0 | 0 | 0 | 0 | 0 | 0 | 0 | 0 | 0 | 0 | 0 | 0
F2_Commercial_School_New_Space Heating_Natural Gas_Furnace_E5 | F2 | Commercial | School | New | Space Heating | Natural Gas | Furnace | E5 | TRC BC Ratio | 0 | 0 | 0 | 0 | 0 | 0 | 0 | 0 | 0 | 0 | 0 | 0 | 0 | 0 | 0 | 0 | 0 | 0 | 0 | 0 | 0 | 0 | 0 | 0 | 0 | 0 | 0
F2_Commercial_School_New_Space Heating_Natural Gas_Furnace_E6 | F2 | Commercial | School | New | Space Heating | Natural Gas | Furnace | E6 | TRC BC Ratio | 0 | 0 | 0 | 0 | 0 | 0 | 0 | 0 | 0 | 0 | 0 | 0 | 0 | 0 | 0 | 0 | 0 | 0 | 0 | 0 | 0 | 0 | 0 | 0 | 0 | 0 | 0
F2_Commercial_School_New_Space Heating_Natural Gas_Furnace_E7 | F2 | Commercial | School | New | Space Heating | Natural Gas | Furnace | E7 | TRC BC Ratio | 0 | 0 | 0 | 0 | 0 | 0 | 0 | 0 | 0 | 0 | 0 | 0 | 0 | 0 | 0 | 0 | 0 | 0 | 0 | 0 | 0 | 0 | 0 | 0 | 0 | 0 | 0
F2_Commercial_School_New_Space Heating_Natural Gas_Furnace_E8 | F2 | Commercial | School | New | Space Heating | Natural Gas | Furnace | E8 | TRC BC Ratio | 0 | 0 | 0 | 0 | 0 | 0 | 0 | 0 | 0 | 0 | 0 | 0 | 0 | 0 | 0 | 0 | 0 | 0 | 0 | 0 | 0 | 0 | 0 | 0 | 0 | 0 | 0
F2_Commercial_School_New_Space Heating_Natural Gas_Furnace_E9 | F2 | Commercial | School | New | Space Heating | Natural Gas | Furnace | E9 | TRC BC Ratio | 0 | 0 | 0 | 0 | 0 | 0 | 0 | 0 | 0 | 0 | 0 | 0 | 0 | 0 | 0 | 0 | 0 | 0 | 0 | 0 | 0 | 0 | 0 | 0 | 0 | 0 | 0
F2_Commercial_School_New_Space Heating_Natural Gas_Furnace_E10 | F2 | Commercial | School | New | Space Heating | Natural Gas | Furnace | E10 | TRC BC Ratio | 0 | 0 | 0 | 0 | 0 | 0 | 0 | 0 | 0 | 0 | 0 | 0 | 0 | 0 | 0 | 0 | 0 | 0 | 0 | 0 | 0 | 0 | 0 | 0 | 0 | 0 | 0
F3_Commercial_School_New_Space Heating_Natural Gas_Furnace_E1 | F3 | Commercial | School | New | Space Heating | Natural Gas | Furnace | E1 | PACT BC Ratio | 1 | 1 | 1 | 0 | 0 | 0 | 0 | 0 | 0 | 0 | 0 | 0 | 0 | 0 | 0 | 0 | 0 | 0 | 0 | 0 | 0 | 0 | 0 | 0 | 0 | 0 | 0
F3_Commercial_School_New_Space Heating_Natural Gas_Furnace_E2 | F3 | Commercial | School | New | Space Heating | Natural Gas | Furnace | E2 | PACT BC Ratio | 1.1898 | 1.1828 | 1.1663 | 1 | 1 | 1 | 1 | 1 | 1 | 1 | 1 | 1 | 1 | 1 | 1 | 1 | 1 | 1 | 1 | 1 | 1 | 1 | 1 | 1 | 1 | 1 | 1
F3_Commercial_School_New_Space Heating_Natural Gas_Furnace_E3 | F3 | Commercial | School | New | Space Heating | Natural Gas | Furnace | E3 | PACT BC Ratio | 0.89238 | 0.88713 | 0.87476 | 0.57426 | 0.5718 | 0.57144 | 0.57256 | 0.5741 | 0.57529 | 0.57587 | 0.57582 | 0.57506 | 0.57339 | 0.57038 | 0.56603 | 0.56058 | 0.55356 | 0.54527 | 0.5354 | 0.52362 | 0.50959 | 0.49366 | 0.48049 | 0.47223 | 0.46911 | 0.47141 | 0.47373
F3_Commercial_School_New_Space Heating_Natural Gas_Furnace_E4 | F3 | Commercial | School | New | Space Heating | Natural Gas | Furnace | E4 | PACT BC Ratio | 0 | 0 | 0 | 0 | 0 | 0 | 0 | 0 | 0 | 0 | 0 | 0 | 0 | 0 | 0 | 0 | 0 | 0 | 0 | 0 | 0 | 0 | 0 | 0 | 0 | 0 | 0
F3_Commercial_School_New_Space Heating_Natural Gas_Furnace_E5 | F3 | Commercial | School | New | Space Heating | Natural Gas | Furnace | E5 | PACT BC Ratio | 0 | 0 | 0 | 0 | 0 | 0 | 0 | 0 | 0 | 0 | 0 | 0 | 0 | 0 | 0 | 0 | 0 | 0 | 0 | 0 | 0 | 0 | 0 | 0 | 0 | 0 | 0
F3_Commercial_School_New_Space Heating_Natural Gas_Furnace_E6 | F3 | Commercial | School | New | Space Heating | Natural Gas | Furnace | E6 | PACT BC Ratio | 0 | 0 | 0 | 0 | 0 | 0 | 0 | 0 | 0 | 0 | 0 | 0 | 0 | 0 | 0 | 0 | 0 | 0 | 0 | 0 | 0 | 0 | 0 | 0 | 0 | 0 | 0
F3_Commercial_School_New_Space Heating_Natural Gas_Furnace_E7 | F3 | Commercial | School | New | Space Heating | Natural Gas | Furnace | E7 | PACT BC Ratio | 0 | 0 | 0 | 0 | 0 | 0 | 0 | 0 | 0 | 0 | 0 | 0 | 0 | 0 | 0 | 0 | 0 | 0 | 0 | 0 | 0 | 0 | 0 | 0 | 0 | 0 | 0
F3_Commercial_School_New_Space Heating_Natural Gas_Furnace_E8 | F3 | Commercial | School | New | Space Heating | Natural Gas | Furnace | E8 | PACT BC Ratio | 0 | 0 | 0 | 0 | 0 | 0 | 0 | 0 | 0 | 0 | 0 | 0 | 0 | 0 | 0 | 0 | 0 | 0 | 0 | 0 | 0 | 0 | 0 | 0 | 0 | 0 | 0
F3_Commercial_School_New_Space Heating_Natural Gas_Furnace_E9 | F3 | Commercial | School | New | Space Heating | Natural Gas | Furnace | E9 | PACT BC Ratio | 0 | 0 | 0 | 0 | 0 | 0 | 0 | 0 | 0 | 0 | 0 | 0 | 0 | 0 | 0 | 0 | 0 | 0 | 0 | 0 | 0 | 0 | 0 | 0 | 0 | 0 | 0
F3_Commercial_School_New_Space Heating_Natural Gas_Furnace_E10 | F3 | Commercial | School | New | Space Heating | Natural Gas | Furnace | E10 | PACT BC Ratio | 0 | 0 | 0 | 0 | 0 | 0 | 0 | 0 | 0 | 0 | 0 | 0 | 0 | 0 | 0 | 0 | 0 | 0 | 0 | 0 | 0 | 0 | 0 | 0 | 0 | 0 | 0
F4_Commercial_School_New_Space Heating_Natural Gas_Furnace_E1 | F4 | Commercial | School | New | Space Heating | Natural Gas | Furnace | E1 | RVT BC Ratio | 1 | 1 | 1 | 0 | 0 | 0 | 0 | 0 | 0 | 0 | 0 | 0 | 0 | 0 | 0 | 0 | 0 | 0 | 0 | 0 | 0 | 0 | 0 | 0 | 0 | 0 | 0
F4_Commercial_School_New_Space Heating_Natural Gas_Furnace_E2 | F4 | Commercial | School | New | Space Heating | Natural Gas | Furnace | E2 | RVT BC Ratio | 0.7 | 0.7 | 0.7 | 1 | 1 | 1 | 1 | 1 | 1 | 1 | 1 | 1 | 1 | 1 | 1 | 1 | 1 | 1 | 1 | 1 | 1 | 1 | 1 | 1 | 1 | 1 | 1
F4_Commercial_School_New_Space Heating_Natural Gas_Furnace_E3 | F4 | Commercial | School | New | Space Heating | Natural Gas | Furnace | E3 | RVT BC Ratio | 0.7 | 0.7 | 0.7 | 0.7 | 0.7 | 0.7 | 0.7 | 0.7 | 0.7 | 0.7 | 0.7 | 0.7 | 0.7 | 0.7 | 0.7 | 0.7 | 0.7 | 0.7 | 0.7 | 0.7 | 0.7 | 0.7 | 0.7 | 0.7 | 0.7 | 0.7 | 0.7
F4_Commercial_School_New_Space Heating_Natural Gas_Furnace_E4 | F4 | Commercial | School | New | Space Heating | Natural Gas | Furnace | E4 | RVT BC Ratio | 0 | 0 | 0 | 0 | 0 | 0 | 0 | 0 | 0 | 0 | 0 | 0 | 0 | 0 | 0 | 0 | 0 | 0 | 0 | 0 | 0 | 0 | 0 | 0 | 0 | 0 | 0
F4_Commercial_School_New_Space Heating_Natural Gas_Furnace_E5 | F4 | Commercial | School | New | Space Heating | Natural Gas | Furnace | E5 | RVT BC Ratio | 0 | 0 | 0 | 0 | 0 | 0 | 0 | 0 | 0 | 0 | 0 | 0 | 0 | 0 | 0 | 0 | 0 | 0 | 0 | 0 | 0 | 0 | 0 | 0 | 0 | 0 | 0
F4_Commercial_School_New_Space Heating_Natural Gas_Furnace_E6 | F4 | Commercial | School | New | Space Heating | Natural Gas | Furnace | E6 | RVT BC Ratio | 0 | 0 | 0 | 0 | 0 | 0 | 0 | 0 | 0 | 0 | 0 | 0 | 0 | 0 | 0 | 0 | 0 | 0 | 0 | 0 | 0 | 0 | 0 | 0 | 0 | 0 | 0
F4_Commercial_School_New_Space Heating_Natural Gas_Furnace_E7 | F4 | Commercial | School | New | Space Heating | Natural Gas | Furnace | E7 | RVT BC Ratio | 0 | 0 | 0 | 0 | 0 | 0 | 0 | 0 | 0 | 0 | 0 | 0 | 0 | 0 | 0 | 0 | 0 | 0 | 0 | 0 | 0 | 0 | 0 | 0 | 0 | 0 | 0
F4_Commercial_School_New_Space Heating_Natural Gas_Furnace_E8 | F4 | Commercial | School | New | Space Heating | Natural Gas | Furnace | E8 | RVT BC Ratio | 0 | 0 | 0 | 0 | 0 | 0 | 0 | 0 | 0 | 0 | 0 | 0 | 0 | 0 | 0 | 0 | 0 | 0 | 0 | 0 | 0 | 0 | 0 | 0 | 0 | 0 | 0
F4_Commercial_School_New_Space Heating_Natural Gas_Furnace_E9 | F4 | Commercial | School | New | Space Heating | Natural Gas | Furnace | E9 | RVT BC Ratio | 0 | 0 | 0 | 0 | 0 | 0 | 0 | 0 | 0 | 0 | 0 | 0 | 0 | 0 | 0 | 0 | 0 | 0 | 0 | 0 | 0 | 0 | 0 | 0 | 0 | 0 | 0
F4_Commercial_School_New_Space Heating_Natural Gas_Furnace_E10 | F4 | Commercial | School | New | Space Heating | Natural Gas | Furnace | E10 | RVT BC Ratio | 0 | 0 | 0 | 0 | 0 | 0 | 0 | 0 | 0 | 0 | 0 | 0 | 0 | 0 | 0 | 0 | 0 | 0 | 0 | 0 | 0 | 0 | 0 | 0 | 0 | 0 | 0
F5_Commercial_School_New_Space Heating_Natural Gas_Furnace_E1 | F5 | Commercial | School | New | Space Heating | Natural Gas | Furnace | E1 | RIM BC Ratio | 1 | 1 | 1 | 0 | 0 | 0 | 0 | 0 | 0 | 0 | 0 | 0 | 0 | 0 | 0 | 0 | 0 | 0 | 0 | 0 | 0 | 0 | 0 | 0 | 0 | 0 | 0
F5_Commercial_School_New_Space Heating_Natural Gas_Furnace_E2 | F5 | Commercial | School | New | Space Heating | Natural Gas | Furnace | E2 | RIM BC Ratio | 1.1898 | 1.1828 | 1.1663 | 1 | 1 | 1 | 1 | 1 | 1 | 1 | 1 | 1 | 1 | 1 | 1 | 1 | 1 | 1 | 1 | 1 | 1 | 1 | 1 | 1 | 1 | 1 | 1
F5_Commercial_School_New_Space Heating_Natural Gas_Furnace_E3 | F5 | Commercial | School | New | Space Heating | Natural Gas | Furnace | E3 | RIM BC Ratio | 0.89238 | 0.88713 | 0.87476 | 0.57426 | 0.5718 | 0.57144 | 0.57256 | 0.5741 | 0.57529 | 0.57587 | 0.57582 | 0.57506 | 0.57339 | 0.57038 | 0.56603 | 0.56058 | 0.55356 | 0.54527 | 0.5354 | 0.52362 | 0.50959 | 0.49366 | 0.48049 | 0.47223 | 0.46911 | 0.47141 | 0.47373
F5_Commercial_School_New_Space Heating_Natural Gas_Furnace_E4 | F5 | Commercial | School | New | Space Heating | Natural Gas | Furnace | E4 | RIM BC Ratio | 0 | 0 | 0 | 0 | 0 | 0 | 0 | 0 | 0 | 0 | 0 | 0 | 0 | 0 | 0 | 0 | 0 | 0 | 0 | 0 | 0 | 0 | 0 | 0 | 0 | 0 | 0
F5_Commercial_School_New_Space Heating_Natural Gas_Furnace_E5 | F5 | Commercial | School | New | Space Heating | Natural Gas | Furnace | E5 | RIM BC Ratio | 0 | 0 | 0 | 0 | 0 | 0 | 0 | 0 | 0 | 0 | 0 | 0 | 0 | 0 | 0 | 0 | 0 | 0 | 0 | 0 | 0 | 0 | 0 | 0 | 0 | 0 | 0
F5_Commercial_School_New_Space Heating_Natural Gas_Furnace_E6 | F5 | Commercial | School | New | Space Heating | Natural Gas | Furnace | E6 | RIM BC Ratio | 0 | 0 | 0 | 0 | 0 | 0 | 0 | 0 | 0 | 0 | 0 | 0 | 0 | 0 | 0 | 0 | 0 | 0 | 0 | 0 | 0 | 0 | 0 | 0 | 0 | 0 | 0
F5_Commercial_School_New_Space Heating_Natural Gas_Furnace_E7 | F5 | Commercial | School | New | Space Heating | Natural Gas | Furnace | E7 | RIM BC Ratio | 0 | 0 | 0 | 0 | 0 | 0 | 0 | 0 | 0 | 0 | 0 | 0 | 0 | 0 | 0 | 0 | 0 | 0 | 0 | 0 | 0 | 0 | 0 | 0 | 0 | 0 | 0
F5_Commercial_School_New_Space Heating_Natural Gas_Furnace_E8 | F5 | Commercial | School | New | Space Heating | Natural Gas | Furnace | E8 | RIM BC Ratio | 0 | 0 | 0 | 0 | 0 | 0 | 0 | 0 | 0 | 0 | 0 | 0 | 0 | 0 | 0 | 0 | 0 | 0 | 0 | 0 | 0 | 0 | 0 | 0 | 0 | 0 | 0
F5_Commercial_School_New_Space Heating_Natural Gas_Furnace_E9 | F5 | Commercial | School | New | Space Heating | Natural Gas | Furnace | E9 | RIM BC Ratio | 0 | 0 | 0 | 0 | 0 | 0 | 0 | 0 | 0 | 0 | 0 | 0 | 0 | 0 | 0 | 0 | 0 | 0 | 0 | 0 | 0 | 0 | 0 | 0 | 0 | 0 | 0
F5_Commercial_School_New_Space Heating_Natural Gas_Furnace_E10 | F5 | Commercial | School | New | Space Heating | Natural Gas | Furnace | E10 | RIM BC Ratio | 0 | 0 | 0 | 0 | 0 | 0 | 0 | 0 | 0 | 0 | 0 | 0 | 0 | 0 | 0 | 0 | 0 | 0 | 0 | 0 | 0 | 0 | 0 | 0 | 0 | 0 | 0
F0_Commercial_School_New_Space Heating_Natural Gas_Boiler_E0 | F0 | Commercial | School | New | Space Heating | Natural Gas | Boiler | E0 | Economic Unit | AFUE 80% (Standard) | AFUE 80% (Standard) | AFUE 80% (Standard) | AFUE 80% (Standard) | AFUE 80% (Standard) | AFUE 80% (Standard) | AFUE 80% (Standard) | AFUE 80% (Standard) | AFUE 80% (Standard) | AFUE 80% (Standard) | AFUE 80% (Standard) | AFUE 80% (Standard) | AFUE 80% (Standard) | AFUE 80% (Standard) | AFUE 80% (Standard) | AFUE 80% (Standard) | AFUE 80% (Standard) | AFUE 80% (Standard) | AFUE 80% (Standard) | AFUE 80% (Standard) | AFUE 80% (Standard) | AFUE 80% (Standard) | AFUE 80% (Standard) | AFUE 80% (Standard) | AFUE 80% (Standard) | AFUE 80% (Standard) | AFUE 80% (Standard)
F1_Commercial_School_New_Space Heating_Natural Gas_Boiler_E1 | F1 | Commercial | School | New | Space Heating | Natural Gas | Boiler | E1 | CCE | 0 | 0 | 0 | 0 | 0 | 0 | 0 | 0 | 0 | 0 | 0 | 0 | 0 | 0 | 0 | 0 | 0 | 0 | 0 | 0 | 0 | 0 | 0 | 0 | 0 | 0 | 0
F1_Commercial_School_New_Space Heating_Natural Gas_Boiler_E2 | F1 | Commercial | School | New | Space Heating | Natural Gas | Boiler | E2 | CCE | 0.049661 | 0.046162 | 0.046341 | 0.046341 | 0.046341 | 0.046341 | 0.046341 | 0.046341 | 0.046341 | 0.046341 | 0.046341 | 0.046341 | 0.046341 | 0.046341 | 0.046341 | 0.046341 | 0.046341 | 0.046341 | 0.046341 | 0.046341 | 0.046341 | 0.046341 | 0.046341 | 0.046341 | 0.046341 | 0.046341 | 0.046341
F1_Commercial_School_New_Space Heating_Natural Gas_Boiler_E3 | F1 | Commercial | School | New | Space Heating | Natural Gas | Boiler | E3 | CCE | 0.050144 | 0.046611 | 0.046792 | 0.046792 | 0.046792 | 0.046792 | 0.046792 | 0.046792 | 0.046792 | 0.046792 | 0.046792 | 0.046792 | 0.046792 | 0.046792 | 0.046792 | 0.046792 | 0.046792 | 0.046792 | 0.046792 | 0.046792 | 0.046792 | 0.046792 | 0.046792 | 0.046792 | 0.046792 | 0.046792 | 0.046792
F1_Commercial_School_New_Space Heating_Natural Gas_Boiler_E4 | F1 | Commercial | School | New | Space Heating | Natural Gas | Boiler | E4 | CCE | 0.21159 | 0.19668 | 0.19744 | 0.19744 | 0.19744 | 0.19744 | 0.19744 | 0.19744 | 0.19744 | 0.19744 | 0.19744 | 0.19744 | 0.19744 | 0.19744 | 0.19744 | 0.19744 | 0.19744 | 0.19744 | 0.19744 | 0.19744 | 0.19744 | 0.19744 | 0.19744 | 0.19744 | 0.19744 | 0.19744 | 0.19744
F1_Commercial_School_New_Space Heating_Natural Gas_Boiler_E5 | F1 | Commercial | School | New | Space Heating | Natural Gas | Boiler | E5 | CCE | 0 | 0 | 0 | 0 | 0 | 0 | 0 | 0 | 0 | 0 | 0 | 0 | 0 | 0 | 0 | 0 | 0 | 0 | 0 | 0 | 0 | 0 | 0 | 0 | 0 | 0 | 0
F1_Commercial_School_New_Space Heating_Natural Gas_Boiler_E6 | F1 | Commercial | School | New | Space Heating | Natural Gas | Boiler | E6 | CCE | 0 | 0 | 0 | 0 | 0 | 0 | 0 | 0 | 0 | 0 | 0 | 0 | 0 | 0 | 0 | 0 | 0 | 0 | 0 | 0 | 0 | 0 | 0 | 0 | 0 | 0 | 0
F1_Commercial_School_New_Space Heating_Natural Gas_Boiler_E7 | F1 | Commercial | School | New | Space Heating | Natural Gas | Boiler | E7 | CCE | 0 | 0 | 0 | 0 | 0 | 0 | 0 | 0 | 0 | 0 | 0 | 0 | 0 | 0 | 0 | 0 | 0 | 0 | 0 | 0 | 0 | 0 | 0 | 0 | 0 | 0 | 0
F1_Commercial_School_New_Space Heating_Natural Gas_Boiler_E8 | F1 | Commercial | School | New | Space Heating | Natural Gas | Boiler | E8 | CCE | 0 | 0 | 0 | 0 | 0 | 0 | 0 | 0 | 0 | 0 | 0 | 0 | 0 | 0 | 0 | 0 | 0 | 0 | 0 | 0 | 0 | 0 | 0 | 0 | 0 | 0 | 0
F1_Commercial_School_New_Space Heating_Natural Gas_Boiler_E9 | F1 | Commercial | School | New | Space Heating | Natural Gas | Boiler | E9 | CCE | 0 | 0 | 0 | 0 | 0 | 0 | 0 | 0 | 0 | 0 | 0 | 0 | 0 | 0 | 0 | 0 | 0 | 0 | 0 | 0 | 0 | 0 | 0 | 0 | 0 | 0 | 0
F1_Commercial_School_New_Space Heating_Natural Gas_Boiler_E10 | F1 | Commercial | School | New | Space Heating | Natural Gas | Boiler | E10 | CCE | 0 | 0 | 0 | 0 | 0 | 0 | 0 | 0 | 0 | 0 | 0 | 0 | 0 | 0 | 0 | 0 | 0 | 0 | 0 | 0 | 0 | 0 | 0 | 0 | 0 | 0 | 0
F2_Commercial_School_New_Space Heating_Natural Gas_Boiler_E1 | F2 | Commercial | School | New | Space Heating | Natural Gas | Boiler | E1 | TRC BC Ratio | bar: 2021 to 2047
F2_Commercial_School_New_Space Heating_Natural Gas_Boiler_E2 | F2 | Commercial | School | New | Space Heating | Natural Gas | Boiler | E2 | TRC BC Ratio | 0.31358 | 0.31144 | 0.30678 | 0.30173 | 0.30001 | 0.29949 | 0.29991 | 0.30066 | 0.30131 | 0.30165 | 0.30167 | 0.30133 | 0.30052 | 0.29904 | 0.29687 | 0.29415 | 0.29063 | 0.28646 | 0.28149 | 0.27554 | 0.26846 | 0.26041 | 0.25376 | 0.24961 | 0.24807 | 0.24929 | 0.25051
F2_Commercial_School_New_Space Heating_Natural Gas_Boiler_E3 | F2 | Commercial | School | New | Space Heating | Natural Gas | Boiler | E3 | TRC BC Ratio | 0.31056 | 0.30844 | 0.30382 | 0.29882 | 0.29712 | 0.2966 | 0.29702 | 0.29777 | 0.29841 | 0.29875 | 0.29876 | 0.29842 | 0.29763 | 0.29616 | 0.29401 | 0.29132 | 0.28783 | 0.2837 | 0.27878 | 0.27289 | 0.26588 | 0.2579 | 0.25132 | 0.24721 | 0.24569 | 0.24689 | 0.2481
F2_Commercial_School_New_Space Heating_Natural Gas_Boiler_E4 | F2 | Commercial | School | New | Space Heating | Natural Gas | Boiler | E4 | TRC BC Ratio | 0.074839 | 0.074189 | 0.073002 | 0.071623 | 0.070651 | 0.069837 | 0.06918 | 0.068609 | 0.068075 | 0.067569 | 0.067113 | 0.066731 | 0.066438 | 0.066181 | 0.065922 | 0.065635 | 0.06523 | 0.064732 | 0.064117 | 0.06336 | 0.062437 | 0.061373 | 0.060515 | 0.060022 | 0.059913 | 0.060207 | 0.060502
F2_Commercial_School_New_Space Heating_Natural Gas_Boiler_E5 | F2 | Commercial | School | New | Space Heating | Natural Gas | Boiler | E5 | TRC BC Ratio | 0 | 0 | 0 | 0 | 0 | 0 | 0 | 0 | 0 | 0 | 0 | 0 | 0 | 0 | 0 | 0 | 0 | 0 | 0 | 0 | 0 | 0 | 0 | 0 | 0 | 0 | 0
F2_Commercial_School_New_Space Heating_Natural Gas_Boiler_E6 | F2 | Commercial | School | New | Space Heating | Natural Gas | Boiler | E6 | TRC BC Ratio | 0 | 0 | 0 | 0 | 0 | 0 | 0 | 0 | 0 | 0 | 0 | 0 | 0 | 0 | 0 | 0 | 0 | 0 | 0 | 0 | 0 | 0 | 0 | 0 | 0 | 0 | 0
F2_Commercial_School_New_Space Heating_Natural Gas_Boiler_E7 | F2 | Commercial | School | New | Space Heating | Natural Gas | Boiler | E7 | TRC BC Ratio | 0 | 0 | 0 | 0 | 0 | 0 | 0 | 0 | 0 | 0 | 0 | 0 | 0 | 0 | 0 | 0 | 0 | 0 | 0 | 0 | 0 | 0 | 0 | 0 | 0 | 0 | 0
F2_Commercial_School_New_Space Heating_Natural Gas_Boiler_E8 | F2 | Commercial | School | New | Space Heating | Natural Gas | Boiler | E8 | TRC BC Ratio | 0 | 0 | 0 | 0 | 0 | 0 | 0 | 0 | 0 | 0 | 0 | 0 | 0 | 0 | 0 | 0 | 0 | 0 | 0 | 0 | 0 | 0 | 0 | 0 | 0 | 0 | 0
F2_Commercial_School_New_Space Heating_Natural Gas_Boiler_E9 | F2 | Commercial | School | New | Space Heating | Natural Gas | Boiler | E9 | TRC BC Ratio | 0 | 0 | 0 | 0 | 0 | 0 | 0 | 0 | 0 | 0 | 0 | 0 | 0 | 0 | 0 | 0 | 0 | 0 | 0 | 0 | 0 | 0 | 0 | 0 | 0 | 0 | 0
F2_Commercial_School_New_Space Heating_Natural Gas_Boiler_E10 | F2 | Commercial | School | New | Space Heating | Natural Gas | Boiler | E10 | TRC BC Ratio | 0 | 0 | 0 | 0 | 0 | 0 | 0 | 0 | 0 | 0 | 0 | 0 | 0 | 0 | 0 | 0 | 0 | 0 | 0 | 0 | 0 | 0 | 0 | 0 | 0 | 0 | 0
F3_Commercial_School_New_Space Heating_Natural Gas_Boiler_E1 | F3 | Commercial | School | New | Space Heating | Natural Gas | Boiler | E1 | PACT BC Ratio | bar: 2021 to 2047
F3_Commercial_School_New_Space Heating_Natural Gas_Boiler_E2 | F3 | Commercial | School | New | Space Heating | Natural Gas | Boiler | E2 | PACT BC Ratio | 0.41261 | 0.40978 | 0.40365 | 0.39701 | 0.39474 | 0.39406 | 0.39462 | 0.39561 | 0.39646 | 0.39691 | 0.39693 | 0.39648 | 0.39543 | 0.39347 | 0.39062 | 0.38704 | 0.3824 | 0.37692 | 0.37038 | 0.36256 | 0.35324 | 0.34264 | 0.3339 | 0.32844 | 0.32641 | 0.32801 | 0.32962
F3_Commercial_School_New_Space Heating_Natural Gas_Boiler_E3 | F3 | Commercial | School | New | Space Heating | Natural Gas | Boiler | E3 | PACT BC Ratio | 0.40863 | 0.40584 | 0.39976 | 0.39319 | 0.39094 | 0.39027 | 0.39082 | 0.3918 | 0.39264 | 0.39309 | 0.39311 | 0.39266 | 0.39162 | 0.38968 | 0.38686 | 0.38331 | 0.37872 | 0.37329 | 0.36681 | 0.35906 | 0.34984 | 0.33934 | 0.33069 | 0.32527 | 0.32327 | 0.32486 | 0.32645
F3_Commercial_School_New_Space Heating_Natural Gas_Boiler_E4 | F3 | Commercial | School | New | Space Heating | Natural Gas | Boiler | E4 | PACT BC Ratio | 0.098472 | 0.097617 | 0.096055 | 0.094241 | 0.092961 | 0.09189 | 0.091026 | 0.090275 | 0.089573 | 0.088907 | 0.088307 | 0.087805 | 0.087418 | 0.08708 | 0.08674 | 0.086361 | 0.085829 | 0.085174 | 0.084364 | 0.083368 | 0.082154 | 0.080754 | 0.079625 | 0.078977 | 0.078833 | 0.079219 | 0.079608
F3_Commercial_School_New_Space Heating_Natural Gas_Boiler_E5 | F3 | Commercial | School | New | Space Heating | Natural Gas | Boiler | E5 | PACT BC Ratio | 0 | 0 | 0 | 0 | 0 | 0 | 0 | 0 | 0 | 0 | 0 | 0 | 0 | 0 | 0 | 0 | 0 | 0 | 0 | 0 | 0 | 0 | 0 | 0 | 0 | 0 | 0
F3_Commercial_School_New_Space Heating_Natural Gas_Boiler_E6 | F3 | Commercial | School | New | Space Heating | Natural Gas | Boiler | E6 | PACT BC Ratio | 0 | 0 | 0 | 0 | 0 | 0 | 0 | 0 | 0 | 0 | 0 | 0 | 0 | 0 | 0 | 0 | 0 | 0 | 0 | 0 | 0 | 0 | 0 | 0 | 0 | 0 | 0
F3_Commercial_School_New_Space Heating_Natural Gas_Boiler_E7 | F3 | Commercial | School | New | Space Heating | Natural Gas | Boiler | E7 | PACT BC Ratio | 0 | 0 | 0 | 0 | 0 | 0 | 0 | 0 | 0 | 0 | 0 | 0 | 0 | 0 | 0 | 0 | 0 | 0 | 0 | 0 | 0 | 0 | 0 | 0 | 0 | 0 | 0
F3_Commercial_School_New_Space Heating_Natural Gas_Boiler_E8 | F3 | Commercial | School | New | Space Heating | Natural Gas | Boiler | E8 | PACT BC Ratio | 0 | 0 | 0 | 0 | 0 | 0 | 0 | 0 | 0 | 0 | 0 | 0 | 0 | 0 | 0 | 0 | 0 | 0 | 0 | 0 | 0 | 0 | 0 | 0 | 0 | 0 | 0
F3_Commercial_School_New_Space Heating_Natural Gas_Boiler_E9 | F3 | Commercial | School | New | Space Heating | Natural Gas | Boiler | E9 | PACT BC Ratio | 0 | 0 | 0 | 0 | 0 | 0 | 0 | 0 | 0 | 0 | 0 | 0 | 0 | 0 | 0 | 0 | 0 | 0 | 0 | 0 | 0 | 0 | 0 | 0 | 0 | 0 | 0
F3_Commercial_School_New_Space Heating_Natural Gas_Boiler_E10 | F3 | Commercial | School | New | Space Heating | Natural Gas | Boiler | E10 | PACT BC Ratio | 0 | 0 | 0 | 0 | 0 | 0 | 0 | 0 | 0 | 0 | 0 | 0 | 0 | 0 | 0 | 0 | 0 | 0 | 0 | 0 | 0 | 0 | 0 | 0 | 0 | 0 | 0
F4_Commercial_School_New_Space Heating_Natural Gas_Boiler_E1 | F4 | Commercial | School | New | Space Heating | Natural Gas | Boiler | E1 | RVT BC Ratio | bar: 2021 to 2047
F4_Commercial_School_New_Space Heating_Natural Gas_Boiler_E2 | F4 | Commercial | School | New | Space Heating | Natural Gas | Boiler | E2 | RVT BC Ratio | 0.7 | 0.7 | 0.7 | 0.7 | 0.7 | 0.7 | 0.7 | 0.7 | 0.7 | 0.7 | 0.7 | 0.7 | 0.7 | 0.7 | 0.7 | 0.7 | 0.7 | 0.7 | 0.7 | 0.7 | 0.7 | 0.7 | 0.7 | 0.7 | 0.7 | 0.7 | 0.7
F4_Commercial_School_New_Space Heating_Natural Gas_Boiler_E3 | F4 | Commercial | School | New | Space Heating | Natural Gas | Boiler | E3 | RVT BC Ratio | 0.7 | 0.7 | 0.7 | 0.7 | 0.7 | 0.7 | 0.7 | 0.7 | 0.7 | 0.7 | 0.7 | 0.7 | 0.7 | 0.7 | 0.7 | 0.7 | 0.7 | 0.7 | 0.7 | 0.7 | 0.7 | 0.7 | 0.7 | 0.7 | 0.7 | 0.7 | 0.7
F4_Commercial_School_New_Space Heating_Natural Gas_Boiler_E4 | F4 | Commercial | School | New | Space Heating | Natural Gas | Boiler | E4 | RVT BC Ratio | 0.7 | 0.7 | 0.7 | 0.7 | 0.7 | 0.7 | 0.7 | 0.7 | 0.7 | 0.7 | 0.7 | 0.7 | 0.7 | 0.7 | 0.7 | 0.7 | 0.7 | 0.7 | 0.7 | 0.7 | 0.7 | 0.7 | 0.7 | 0.7 | 0.7 | 0.7 | 0.7
F4_Commercial_School_New_Space Heating_Natural Gas_Boiler_E5 | F4 | Commercial | School | New | Space Heating | Natural Gas | Boiler | E5 | RVT BC Ratio | 0 | 0 | 0 | 0 | 0 | 0 | 0 | 0 | 0 | 0 | 0 | 0 | 0 | 0 | 0 | 0 | 0 | 0 | 0 | 0 | 0 | 0 | 0 | 0 | 0 | 0 | 0
F4_Commercial_School_New_Space Heating_Natural Gas_Boiler_E6 | F4 | Commercial | School | New | Space Heating | Natural Gas | Boiler | E6 | RVT BC Ratio | 0 | 0 | 0 | 0 | 0 | 0 | 0 | 0 | 0 | 0 | 0 | 0 | 0 | 0 | 0 | 0 | 0 | 0 | 0 | 0 | 0 | 0 | 0 | 0 | 0 | 0 | 0
F4_Commercial_School_New_Space Heating_Natural Gas_Boiler_E7 | F4 | Commercial | School | New | Space Heating | Natural Gas | Boiler | E7 | RVT BC Ratio | 0 | 0 | 0 | 0 | 0 | 0 | 0 | 0 | 0 | 0 | 0 | 0 | 0 | 0 | 0 | 0 | 0 | 0 | 0 | 0 | 0 | 0 | 0 | 0 | 0 | 0 | 0
F4_Commercial_School_New_Space Heating_Natural Gas_Boiler_E8 | F4 | Commercial | School | New | Space Heating | Natural Gas | Boiler | E8 | RVT BC Ratio | 0 | 0 | 0 | 0 | 0 | 0 | 0 | 0 | 0 | 0 | 0 | 0 | 0 | 0 | 0 | 0 | 0 | 0 | 0 | 0 | 0 | 0 | 0 | 0 | 0 | 0 | 0
F4_Commercial_School_New_Space Heating_Natural Gas_Boiler_E9 | F4 | Commercial | School | New | Space Heating | Natural Gas | Boiler | E9 | RVT BC Ratio | 0 | 0 | 0 | 0 | 0 | 0 | 0 | 0 | 0 | 0 | 0 | 0 | 0 | 0 | 0 | 0 | 0 | 0 | 0 | 0 | 0 | 0 | 0 | 0 | 0 | 0 | 0
F4_Commercial_School_New_Space Heating_Natural Gas_Boiler_E10 | F4 | Commercial | School | New | Space Heating | Natural Gas | Boiler | E10 | RVT BC Ratio | 0 | 0 | 0 | 0 | 0 | 0 | 0 | 0 | 0 | 0 | 0 | 0 | 0 | 0 | 0 | 0 | 0 | 0 | 0 | 0 | 0 | 0 | 0 | 0 | 0 | 0 | 0
F5_Commercial_School_New_Space Heating_Natural Gas_Boiler_E1 | F5 | Commercial | School | New | Space Heating | Natural Gas | Boiler | E1 | RIM BC Ratio | bar: 2021 to 2047
F5_Commercial_School_New_Space Heating_Natural Gas_Boiler_E2 | F5 | Commercial | School | New | Space Heating | Natural Gas | Boiler | E2 | RIM BC Ratio | 0.41261 | 0.40978 | 0.40365 | 0.39701 | 0.39474 | 0.39406 | 0.39462 | 0.39561 | 0.39646 | 0.39691 | 0.39693 | 0.39648 | 0.39543 | 0.39347 | 0.39062 | 0.38704 | 0.3824 | 0.37692 | 0.37038 | 0.36256 | 0.35324 | 0.34264 | 0.3339 | 0.32844 | 0.32641 | 0.32801 | 0.32962
F5_Commercial_School_New_Space Heating_Natural Gas_Boiler_E3 | F5 | Commercial | School | New | Space Heating | Natural Gas | Boiler | E3 | RIM BC Ratio | 0.40863 | 0.40584 | 0.39976 | 0.39319 | 0.39094 | 0.39027 | 0.39082 | 0.3918 | 0.39264 | 0.39309 | 0.39311 | 0.39266 | 0.39162 | 0.38968 | 0.38686 | 0.38331 | 0.37872 | 0.37329 | 0.36681 | 0.35906 | 0.34984 | 0.33934 | 0.33069 | 0.32527 | 0.32327 | 0.32486 | 0.32645
F5_Commercial_School_New_Space Heating_Natural Gas_Boiler_E4 | F5 | Commercial | School | New | Space Heating | Natural Gas | Boiler | E4 | RIM BC Ratio | 0.098472 | 0.097617 | 0.096055 | 0.094241 | 0.092961 | 0.09189 | 0.091026 | 0.090275 | 0.089573 | 0.088907 | 0.088307 | 0.087805 | 0.087418 | 0.08708 | 0.08674 | 0.086361 | 0.085829 | 0.085174 | 0.084364 | 0.083368 | 0.082154 | 0.080754 | 0.079625 | 0.078977 | 0.078833 | 0.079219 | 0.079608
F5_Commercial_School_New_Space Heating_Natural Gas_Boiler_E5 | F5 | Commercial | School | New | Space Heating | Natural Gas | Boiler | E5 | RIM BC Ratio | 0 | 0 | 0 | 0 | 0 | 0 | 0 | 0 | 0 | 0 | 0 | 0 | 0 | 0 | 0 | 0 | 0 | 0 | 0 | 0 | 0 | 0 | 0 | 0 | 0 | 0 | 0
F5_Commercial_School_New_Space Heating_Natural Gas_Boiler_E6 | F5 | Commercial | School | New | Space Heating | Natural Gas | Boiler | E6 | RIM BC Ratio | 0 | 0 | 0 | 0 | 0 | 0 | 0 | 0 | 0 | 0 | 0 | 0 | 0 | 0 | 0 | 0 | 0 | 0 | 0 | 0 | 0 | 0 | 0 | 0 | 0 | 0 | 0
F5_Commercial_School_New_Space Heating_Natural Gas_Boiler_E7 | F5 | Commercial | School | New | Space Heating | Natural Gas | Boiler | E7 | RIM BC Ratio | 0 | 0 | 0 | 0 | 0 | 0 | 0 | 0 | 0 | 0 | 0 | 0 | 0 | 0 | 0 | 0 | 0 | 0 | 0 | 0 | 0 | 0 | 0 | 0 | 0 | 0 | 0
F5_Commercial_School_New_Space Heating_Natural Gas_Boiler_E8 | F5 | Commercial | School | New | Space Heating | Natural Gas | Boiler | E8 | RIM BC Ratio | 0 | 0 | 0 | 0 | 0 | 0 | 0 | 0 | 0 | 0 | 0 | 0 | 0 | 0 | 0 | 0 | 0 | 0 | 0 | 0 | 0 | 0 | 0 | 0 | 0 | 0 | 0
F5_Commercial_School_New_Space Heating_Natural Gas_Boiler_E9 | F5 | Commercial | School | New | Space Heating | Natural Gas | Boiler | E9 | RIM BC Ratio | 0 | 0 | 0 | 0 | 0 | 0 | 0 | 0 | 0 | 0 | 0 | 0 | 0 | 0 | 0 | 0 | 0 | 0 | 0 | 0 | 0 | 0 | 0 | 0 | 0 | 0 | 0
F5_Commercial_School_New_Space Heating_Natural Gas_Boiler_E10 | F5 | Commercial | School | New | Space Heating | Natural Gas | Boiler | E10 | RIM BC Ratio | 0 | 0 | 0 | 0 | 0 | 0 | 0 | 0 | 0 | 0 | 0 | 0 | 0 | 0 | 0 | 0 | 0 | 0 | 0 | 0 | 0 | 0 | 0 | 0 | 0 | 0 | 0
F0_Commercial_School_New_Space Heating_Natural Gas_Unit Heater_E0 | F0 | Commercial | School | New | Space Heating | Natural Gas | Unit Heater | E0 | Economic Unit | Infrared Radiant | Infrared Radiant | Infrared Radiant | Infrared Radiant | Infrared Radiant | Infrared Radiant | Infrared Radiant | Infrared Radiant | Infrared Radiant | Infrared Radiant | Infrared Radiant | Infrared Radiant | Infrared Radiant | Infrared Radiant | Infrared Radiant | Infrared Radiant | Infrared Radiant | Infrared Radiant | Infrared Radiant | Infrared Radiant | Infrared Radiant | Infrared Radiant | Infrared Radiant | Infrared Radiant | Infrared Radiant | Infrared Radiant | Infrared Radiant
F1_Commercial_School_New_Space Heating_Natural Gas_Unit Heater_E1 | F1 | Commercial | School | New | Space Heating | Natural Gas | Unit Heater | E1 | CCE | 0 | 0 | 0 | 0 | 0 | 0 | 0 | 0 | 0 | 0 | 0 | 0 | 0 | 0 | 0 | 0 | 0 | 0 | 0 | 0 | 0 | 0 | 0 | 0 | 0 | 0 | 0
F1_Commercial_School_New_Space Heating_Natural Gas_Unit Heater_E2 | F1 | Commercial | School | New | Space Heating | Natural Gas | Unit Heater | E2 | CCE | 0.0010768 | 0.0010009 | 0.0010048 | 0.0010048 | 0.0010048 | 0.0010048 | 0.0010048 | 0.0010048 | 0.0010048 | 0.0010048 | 0.0010048 | 0.0010048 | 0.0010048 | 0.0010048 | 0.0010048 | 0.0010048 | 0.0010048 | 0.0010048 | 0.0010048 | 0.0010048 | 0.0010048 | 0.0010048 | 0.0010048 | 0.0010048 | 0.0010048 | 0.0010048 | 0.0010048
F1_Commercial_School_New_Space Heating_Natural Gas_Unit Heater_E3 | F1 | Commercial | School | New | Space Heating | Natural Gas | Unit Heater | E3 | CCE | 0.0016475 | 0.0015314 | 0.0015374 | 0.0015374 | 0.0015374 | 0.0015374 | 0.0015374 | 0.0015374 | 0.0015374 | 0.0015374 | 0.0015374 | 0.0015374 | 0.0015374 | 0.0015374 | 0.0015374 | 0.0015374 | 0.0015374 | 0.0015374 | 0.0015374 | 0.0015374 | 0.0015374 | 0.0015374 | 0.0015374 | 0.0015374 | 0.0015374 | 0.0015374 | 0.0015374
F1_Commercial_School_New_Space Heating_Natural Gas_Unit Heater_E4 | F1 | Commercial | School | New | Space Heating | Natural Gas | Unit Heater | E4 | CCE | 0 | 0 | 0 | 0 | 0 | 0 | 0 | 0 | 0 | 0 | 0 | 0 | 0 | 0 | 0 | 0 | 0 | 0 | 0 | 0 | 0 | 0 | 0 | 0 | 0 | 0 | 0
F1_Commercial_School_New_Space Heating_Natural Gas_Unit Heater_E5 | F1 | Commercial | School | New | Space Heating | Natural Gas | Unit Heater | E5 | CCE | 0 | 0 | 0 | 0 | 0 | 0 | 0 | 0 | 0 | 0 | 0 | 0 | 0 | 0 | 0 | 0 | 0 | 0 | 0 | 0 | 0 | 0 | 0 | 0 | 0 | 0 | 0
F1_Commercial_School_New_Space Heating_Natural Gas_Unit Heater_E6 | F1 | Commercial | School | New | Space Heating | Natural Gas | Unit Heater | E6 | CCE | 0 | 0 | 0 | 0 | 0 | 0 | 0 | 0 | 0 | 0 | 0 | 0 | 0 | 0 | 0 | 0 | 0 | 0 | 0 | 0 | 0 | 0 | 0 | 0 | 0 | 0 | 0
F1_Commercial_School_New_Space Heating_Natural Gas_Unit Heater_E7 | F1 | Commercial | School | New | Space Heating | Natural Gas | Unit Heater | E7 | CCE | 0 | 0 | 0 | 0 | 0 | 0 | 0 | 0 | 0 | 0 | 0 | 0 | 0 | 0 | 0 | 0 | 0 | 0 | 0 | 0 | 0 | 0 | 0 | 0 | 0 | 0 | 0
F1_Commercial_School_New_Space Heating_Natural Gas_Unit Heater_E8 | F1 | Commercial | School | New | Space Heating | Natural Gas | Unit Heater | E8 | CCE | 0 | 0 | 0 | 0 | 0 | 0 | 0 | 0 | 0 | 0 | 0 | 0 | 0 | 0 | 0 | 0 | 0 | 0 | 0 | 0 | 0 | 0 | 0 | 0 | 0 | 0 | 0
F1_Commercial_School_New_Space Heating_Natural Gas_Unit Heater_E9 | F1 | Commercial | School | New | Space Heating | Natural Gas | Unit Heater | E9 | CCE | 0 | 0 | 0 | 0 | 0 | 0 | 0 | 0 | 0 | 0 | 0 | 0 | 0 | 0 | 0 | 0 | 0 | 0 | 0 | 0 | 0 | 0 | 0 | 0 | 0 | 0 | 0
F1_Commercial_School_New_Space Heating_Natural Gas_Unit Heater_E10 | F1 | Commercial | School | New | Space Heating | Natural Gas | Unit Heater | E10 | CCE | 0 | 0 | 0 | 0 | 0 | 0 | 0 | 0 | 0 | 0 | 0 | 0 | 0 | 0 | 0 | 0 | 0 | 0 | 0 | 0 | 0 | 0 | 0 | 0 | 0 | 0 | 0
F2_Commercial_School_New_Space Heating_Natural Gas_Unit Heater_E1 | F2 | Commercial | School | New | Space Heating | Natural Gas | Unit Heater | E1 | TRC BC Ratio | bar: 2021 to 2047
F2_Commercial_School_New_Space Heating_Natural Gas_Unit Heater_E2 | F2 | Commercial | School | New | Space Heating | Natural Gas | Unit Heater | E2 | TRC BC Ratio | 14.4533 | 14.385 | 14.1956 | 13.9907 | 13.9542 | 13.9737 | 14.0292 | 14.0877 | 14.1283 | 14.1445 | 14.1396 | 14.1165 | 14.0699 | 13.9885 | 13.8726 | 13.7285 | 13.5436 | 13.326 | 13.0674 | 12.7596 | 12.3938 | 11.9788 | 11.6353 | 11.4182 | 11.334 | 11.3895 | 11.4454
F2_Commercial_School_New_Space Heating_Natural Gas_Unit Heater_E3 | F2 | Commercial | School | New | Space Heating | Natural Gas | Unit Heater | E3 | TRC BC Ratio | 10.3182 | 10.3189 | 10.2536 | 10.1157 | 9.8886 | 9.6065 | 9.2659 | 8.8706 | 8.4447 | 8.0252 | 7.6539 | 7.3791 | 7.2226 | 7.1736 | 7.2023 | 7.2741 | 7.353 | 7.4378 | 7.5299 | 7.6306 | 7.7416 | 7.8612 | 7.9688 | 8.0549 | 8.1185 | 8.1583 | 8.1983
F2_Commercial_School_New_Space Heating_Natural Gas_Unit Heater_E4 | F2 | Commercial | School | New | Space Heating | Natural Gas | Unit Heater | E4 | TRC BC Ratio | 0 | 0 | 0 | 0 | 0 | 0 | 0 | 0 | 0 | 0 | 0 | 0 | 0 | 0 | 0 | 0 | 0 | 0 | 0 | 0 | 0 | 0 | 0 | 0 | 0 | 0 | 0
F2_Commercial_School_New_Space Heating_Natural Gas_Unit Heater_E5 | F2 | Commercial | School | New | Space Heating | Natural Gas | Unit Heater | E5 | TRC BC Ratio | 0 | 0 | 0 | 0 | 0 | 0 | 0 | 0 | 0 | 0 | 0 | 0 | 0 | 0 | 0 | 0 | 0 | 0 | 0 | 0 | 0 | 0 | 0 | 0 | 0 | 0 | 0
F2_Commercial_School_New_Space Heating_Natural Gas_Unit Heater_E6 | F2 | Commercial | School | New | Space Heating | Natural Gas | Unit Heater | E6 | TRC BC Ratio | 0 | 0 | 0 | 0 | 0 | 0 | 0 | 0 | 0 | 0 | 0 | 0 | 0 | 0 | 0 | 0 | 0 | 0 | 0 | 0 | 0 | 0 | 0 | 0 | 0 | 0 | 0
F2_Commercial_School_New_Space Heating_Natural Gas_Unit Heater_E7 | F2 | Commercial | School | New | Space Heating | Natural Gas | Unit Heater | E7 | TRC BC Ratio | 0 | 0 | 0 | 0 | 0 | 0 | 0 | 0 | 0 | 0 | 0 | 0 | 0 | 0 | 0 | 0 | 0 | 0 | 0 | 0 | 0 | 0 | 0 | 0 | 0 | 0 | 0
F2_Commercial_School_New_Space Heating_Natural Gas_Unit Heater_E8 | F2 | Commercial | School | New | Space Heating | Natural Gas | Unit Heater | E8 | TRC BC Ratio | 0 | 0 | 0 | 0 | 0 | 0 | 0 | 0 | 0 | 0 | 0 | 0 | 0 | 0 | 0 | 0 | 0 | 0 | 0 | 0 | 0 | 0 | 0 | 0 | 0 | 0 | 0
F2_Commercial_School_New_Space Heating_Natural Gas_Unit Heater_E9 | F2 | Commercial | School | New | Space Heating | Natural Gas | Unit Heater | E9 | TRC BC Ratio | 0 | 0 | 0 | 0 | 0 | 0 | 0 | 0 | 0 | 0 | 0 | 0 | 0 | 0 | 0 | 0 | 0 | 0 | 0 | 0 | 0 | 0 | 0 | 0 | 0 | 0 | 0
F2_Commercial_School_New_Space Heating_Natural Gas_Unit Heater_E10 | F2 | Commercial | School | New | Space Heating | Natural Gas | Unit Heater | E10 | TRC BC Ratio | 0 | 0 | 0 | 0 | 0 | 0 | 0 | 0 | 0 | 0 | 0 | 0 | 0 | 0 | 0 | 0 | 0 | 0 | 0 | 0 | 0 | 0 | 0 | 0 | 0 | 0 | 0
F3_Commercial_School_New_Space Heating_Natural Gas_Unit Heater_E1 | F3 | Commercial | School | New | Space Heating | Natural Gas | Unit Heater | E1 | PACT BC Ratio | bar: 2021 to 2047
F3_Commercial_School_New_Space Heating_Natural Gas_Unit Heater_E2 | F3 | Commercial | School | New | Space Heating | Natural Gas | Unit Heater | E2 | PACT BC Ratio | 19.0175 | 18.9276 | 18.6784 | 18.4089 | 18.3609 | 18.3864 | 18.4595 | 18.5364 | 18.5899 | 18.6112 | 18.6047 | 18.5743 | 18.5131 | 18.4059 | 18.2534 | 18.0638 | 17.8205 | 17.5342 | 17.194 | 16.7889 | 16.3077 | 15.7615 | 15.3096 | 15.0239 | 14.9131 | 14.9862 | 15.0597
F3_Commercial_School_New_Space Heating_Natural Gas_Unit Heater_E3 | F3 | Commercial | School | New | Space Heating | Natural Gas | Unit Heater | E3 | PACT BC Ratio | 13.5765 | 13.5775 | 13.4916 | 13.3101 | 13.0113 | 12.6401 | 12.192 | 11.6718 | 11.1114 | 10.5595 | 10.0709 | 9.7093 | 9.5034 | 9.439 | 9.4768 | 9.5711 | 9.675 | 9.7866 | 9.9077 | 10.0403 | 10.1863 | 10.3437 | 10.4853 | 10.5986 | 10.6822 | 10.7346 | 10.7872
F3_Commercial_School_New_Space Heating_Natural Gas_Unit Heater_E4 | F3 | Commercial | School | New | Space Heating | Natural Gas | Unit Heater | E4 | PACT BC Ratio | 0 | 0 | 0 | 0 | 0 | 0 | 0 | 0 | 0 | 0 | 0 | 0 | 0 | 0 | 0 | 0 | 0 | 0 | 0 | 0 | 0 | 0 | 0 | 0 | 0 | 0 | 0
F3_Commercial_School_New_Space Heating_Natural Gas_Unit Heater_E5 | F3 | Commercial | School | New | Space Heating | Natural Gas | Unit Heater | E5 | PACT BC Ratio | 0 | 0 | 0 | 0 | 0 | 0 | 0 | 0 | 0 | 0 | 0 | 0 | 0 | 0 | 0 | 0 | 0 | 0 | 0 | 0 | 0 | 0 | 0 | 0 | 0 | 0 | 0
F3_Commercial_School_New_Space Heating_Natural Gas_Unit Heater_E6 | F3 | Commercial | School | New | Space Heating | Natural Gas | Unit Heater | E6 | PACT BC Ratio | 0 | 0 | 0 | 0 | 0 | 0 | 0 | 0 | 0 | 0 | 0 | 0 | 0 | 0 | 0 | 0 | 0 | 0 | 0 | 0 | 0 | 0 | 0 | 0 | 0 | 0 | 0
F3_Commercial_School_New_Space Heating_Natural Gas_Unit Heater_E7 | F3 | Commercial | School | New | Space Heating | Natural Gas | Unit Heater | E7 | PACT BC Ratio | 0 | 0 | 0 | 0 | 0 | 0 | 0 | 0 | 0 | 0 | 0 | 0 | 0 | 0 | 0 | 0 | 0 | 0 | 0 | 0 | 0 | 0 | 0 | 0 | 0 | 0 | 0
F3_Commercial_School_New_Space Heating_Natural Gas_Unit Heater_E8 | F3 | Commercial | School | New | Space Heating | Natural Gas | Unit Heater | E8 | PACT BC Ratio | 0 | 0 | 0 | 0 | 0 | 0 | 0 | 0 | 0 | 0 | 0 | 0 | 0 | 0 | 0 | 0 | 0 | 0 | 0 | 0 | 0 | 0 | 0 | 0 | 0 | 0 | 0
F3_Commercial_School_New_Space Heating_Natural Gas_Unit Heater_E9 | F3 | Commercial | School | New | Space Heating | Natural Gas | Unit Heater | E9 | PACT BC Ratio | 0 | 0 | 0 | 0 | 0 | 0 | 0 | 0 | 0 | 0 | 0 | 0 | 0 | 0 | 0 | 0 | 0 | 0 | 0 | 0 | 0 | 0 | 0 | 0 | 0 | 0 | 0
F3_Commercial_School_New_Space Heating_Natural Gas_Unit Heater_E10 | F3 | Commercial | School | New | Space Heating | Natural Gas | Unit Heater | E10 | PACT BC Ratio | 0 | 0 | 0 | 0 | 0 | 0 | 0 | 0 | 0 | 0 | 0 | 0 | 0 | 0 | 0 | 0 | 0 | 0 | 0 | 0 | 0 | 0 | 0 | 0 | 0 | 0 | 0
F4_Commercial_School_New_Space Heating_Natural Gas_Unit Heater_E1 | F4 | Commercial | School | New | Space Heating | Natural Gas | Unit Heater | E1 | RVT BC Ratio | bar: 2021 to 2047
F4_Commercial_School_New_Space Heating_Natural Gas_Unit Heater_E2 | F4 | Commercial | School | New | Space Heating | Natural Gas | Unit Heater | E2 | RVT BC Ratio | 0.7 | 0.7 | 0.7 | 0.7 | 0.7 | 0.7 | 0.7 | 0.7 | 0.7 | 0.7 | 0.7 | 0.7 | 0.7 | 0.7 | 0.7 | 0.7 | 0.7 | 0.7 | 0.7 | 0.7 | 0.7 | 0.7 | 0.7 | 0.7 | 0.7 | 0.7 | 0.7
F4_Commercial_School_New_Space Heating_Natural Gas_Unit Heater_E3 | F4 | Commercial | School | New | Space Heating | Natural Gas | Unit Heater | E3 | RVT BC Ratio | 0.7 | 0.7 | 0.7 | 0.7 | 0.7 | 0.7 | 0.7 | 0.7 | 0.7 | 0.7 | 0.7 | 0.7 | 0.7 | 0.7 | 0.7 | 0.7 | 0.7 | 0.7 | 0.7 | 0.7 | 0.7 | 0.7 | 0.7 | 0.7 | 0.7 | 0.7 | 0.7
F4_Commercial_School_New_Space Heating_Natural Gas_Unit Heater_E4 | F4 | Commercial | School | New | Space Heating | Natural Gas | Unit Heater | E4 | RVT BC Ratio | 0 | 0 | 0 | 0 | 0 | 0 | 0 | 0 | 0 | 0 | 0 | 0 | 0 | 0 | 0 | 0 | 0 | 0 | 0 | 0 | 0 | 0 | 0 | 0 | 0 | 0 | 0
F4_Commercial_School_New_Space Heating_Natural Gas_Unit Heater_E5 | F4 | Commercial | School | New | Space Heating | Natural Gas | Unit Heater | E5 | RVT BC Ratio | 0 | 0 | 0 | 0 | 0 | 0 | 0 | 0 | 0 | 0 | 0 | 0 | 0 | 0 | 0 | 0 | 0 | 0 | 0 | 0 | 0 | 0 | 0 | 0 | 0 | 0 | 0
F4_Commercial_School_New_Space Heating_Natural Gas_Unit Heater_E6 | F4 | Commercial | School | New | Space Heating | Natural Gas | Unit Heater | E6 | RVT BC Ratio | 0 | 0 | 0 | 0 | 0 | 0 | 0 | 0 | 0 | 0 | 0 | 0 | 0 | 0 | 0 | 0 | 0 | 0 | 0 | 0 | 0 | 0 | 0 | 0 | 0 | 0 | 0
F4_Commercial_School_New_Space Heating_Natural Gas_Unit Heater_E7 | F4 | Commercial | School | New | Space Heating | Natural Gas | Unit Heater | E7 | RVT BC Ratio | 0 | 0 | 0 | 0 | 0 | 0 | 0 | 0 | 0 | 0 | 0 | 0 | 0 | 0 | 0 | 0 | 0 | 0 | 0 | 0 | 0 | 0 | 0 | 0 | 0 | 0 | 0
F4_Commercial_School_New_Space Heating_Natural Gas_Unit Heater_E8 | F4 | Commercial | School | New | Space Heating | Natural Gas | Unit Heater | E8 | RVT BC Ratio | 0 | 0 | 0 | 0 | 0 | 0 | 0 | 0 | 0 | 0 | 0 | 0 | 0 | 0 | 0 | 0 | 0 | 0 | 0 | 0 | 0 | 0 | 0 | 0 | 0 | 0 | 0
F4_Commercial_School_New_Space Heating_Natural Gas_Unit Heater_E9 | F4 | Commercial | School | New | Space Heating | Natural Gas | Unit Heater | E9 | RVT BC Ratio | 0 | 0 | 0 | 0 | 0 | 0 | 0 | 0 | 0 | 0 | 0 | 0 | 0 | 0 | 0 | 0 | 0 | 0 | 0 | 0 | 0 | 0 | 0 | 0 | 0 | 0 | 0
F4_Commercial_School_New_Space Heating_Natural Gas_Unit Heater_E10 | F4 | Commercial | School | New | Space Heating | Natural Gas | Unit Heater | E10 | RVT BC Ratio | 0 | 0 | 0 | 0 | 0 | 0 | 0 | 0 | 0 | 0 | 0 | 0 | 0 | 0 | 0 | 0 | 0 | 0 | 0 | 0 | 0 | 0 | 0 | 0 | 0 | 0 | 0
F5_Commercial_School_New_Space Heating_Natural Gas_Unit Heater_E1 | F5 | Commercial | School | New | Space Heating | Natural Gas | Unit Heater | E1 | RIM BC Ratio | bar: 2021 to 2047
F5_Commercial_School_New_Space Heating_Natural Gas_Unit Heater_E2 | F5 | Commercial | School | New | Space Heating | Natural Gas | Unit Heater | E2 | RIM BC Ratio | 19.0175 | 18.9276 | 18.6784 | 18.4089 | 18.3609 | 18.3864 | 18.4595 | 18.5364 | 18.5899 | 18.6112 | 18.6047 | 18.5743 | 18.5131 | 18.4059 | 18.2534 | 18.0638 | 17.8205 | 17.5342 | 17.194 | 16.7889 | 16.3077 | 15.7615 | 15.3096 | 15.0239 | 14.9131 | 14.9862 | 15.0597
F5_Commercial_School_New_Space Heating_Natural Gas_Unit Heater_E3 | F5 | Commercial | School | New | Space Heating | Natural Gas | Unit Heater | E3 | RIM BC Ratio | 13.5765 | 13.5775 | 13.4916 | 13.3101 | 13.0113 | 12.6401 | 12.192 | 11.6718 | 11.1114 | 10.5595 | 10.0709 | 9.7093 | 9.5034 | 9.439 | 9.4768 | 9.5711 | 9.675 | 9.7866 | 9.9077 | 10.0403 | 10.1863 | 10.3437 | 10.4853 | 10.5986 | 10.6822 | 10.7346 | 10.7872
F5_Commercial_School_New_Space Heating_Natural Gas_Unit Heater_E4 | F5 | Commercial | School | New | Space Heating | Natural Gas | Unit Heater | E4 | RIM BC Ratio | 0 | 0 | 0 | 0 | 0 | 0 | 0 | 0 | 0 | 0 | 0 | 0 | 0 | 0 | 0 | 0 | 0 | 0 | 0 | 0 | 0 | 0 | 0 | 0 | 0 | 0 | 0
F5_Commercial_School_New_Space Heating_Natural Gas_Unit Heater_E5 | F5 | Commercial | School | New | Space Heating | Natural Gas | Unit Heater | E5 | RIM BC Ratio | 0 | 0 | 0 | 0 | 0 | 0 | 0 | 0 | 0 | 0 | 0 | 0 | 0 | 0 | 0 | 0 | 0 | 0 | 0 | 0 | 0 | 0 | 0 | 0 | 0 | 0 | 0
F5_Commercial_School_New_Space Heating_Natural Gas_Unit Heater_E6 | F5 | Commercial | School | New | Space Heating | Natural Gas | Unit Heater | E6 | RIM BC Ratio | 0 | 0 | 0 | 0 | 0 | 0 | 0 | 0 | 0 | 0 | 0 | 0 | 0 | 0 | 0 | 0 | 0 | 0 | 0 | 0 | 0 | 0 | 0 | 0 | 0 | 0 | 0
F5_Commercial_School_New_Space Heating_Natural Gas_Unit Heater_E7 | F5 | Commercial | School | New | Space Heating | Natural Gas | Unit Heater | E7 | RIM BC Ratio | 0 | 0 | 0 | 0 | 0 | 0 | 0 | 0 | 0 | 0 | 0 | 0 | 0 | 0 | 0 | 0 | 0 | 0 | 0 | 0 | 0 | 0 | 0 | 0 | 0 | 0 | 0
F5_Commercial_School_New_Space Heating_Natural Gas_Unit Heater_E8 | F5 | Commercial | School | New | Space Heating | Natural Gas | Unit Heater | E8 | RIM BC Ratio | 0 | 0 | 0 | 0 | 0 | 0 | 0 | 0 | 0 | 0 | 0 | 0 | 0 | 0 | 0 | 0 | 0 | 0 | 0 | 0 | 0 | 0 | 0 | 0 | 0 | 0 | 0
F5_Commercial_School_New_Space Heating_Natural Gas_Unit Heater_E9 | F5 | Commercial | School | New | Space Heating | Natural Gas | Unit Heater | E9 | RIM BC Ratio | 0 | 0 | 0 | 0 | 0 | 0 | 0 | 0 | 0 | 0 | 0 | 0 | 0 | 0 | 0 | 0 | 0 | 0 | 0 | 0 | 0 | 0 | 0 | 0 | 0 | 0 | 0
F5_Commercial_School_New_Space Heating_Natural Gas_Unit Heater_E10 | F5 | Commercial | School | New | Space Heating | Natural Gas | Unit Heater | E10 | RIM BC Ratio | 0 | 0 | 0 | 0 | 0 | 0 | 0 | 0 | 0 | 0 | 0 | 0 | 0 | 0 | 0 | 0 | 0 | 0 | 0 | 0 | 0 | 0 | 0 | 0 | 0 | 0 | 0
F0_Commercial_School_New_Water Heating_Natural Gas_Water Heater_E0 | F0 | Commercial | School | New | Water Heating | Natural Gas | Water Heater | E0 | Economic Unit | Tankless | Tankless | Tankless | Tankless | Tankless | Tankless | Tankless | Tankless | Tankless | Tankless | Tankless | Tankless | Tankless | Tankless | Tankless | Tankless | Tankless | Tankless | Tankless | Tankless | Tankless | Tankless | Tankless | Tankless | Tankless | Tankless | Tankless
F1_Commercial_School_New_Water Heating_Natural Gas_Water Heater_E1 | F1 | Commercial | School | New | Water Heating | Natural Gas | Water Heater | E1 | CCE | 0 | 0 | 0 | 0 | 0 | 0 | 0 | 0 | 0 | 0 | 0 | 0 | 0 | 0 | 0 | 0 | 0 | 0 | 0 | 0 | 0 | 0 | 0 | 0 | 0 | 0 | 0
F1_Commercial_School_New_Water Heating_Natural Gas_Water Heater_E2 | F1 | Commercial | School | New | Water Heating | Natural Gas | Water Heater | E2 | CCE | 0.0026027 | 0.0026027 | 0.0026027 | 0.0026027 | 0.0026027 | 0.0026027 | 0.0026027 | 0.0026027 | 0.0026027 | 0.0026027 | 0.0026027 | 0.0026027 | 0.0026027 | 0.0026027 | 0.0026027 | 0.0026027 | 0.0026027 | 0.0026027 | 0.0026027 | 0.0026027 | 0.0026027 | 0.0026027 | 0.0026027 | 0.0026027 | 0.0026027 | 0.0026027 | 0.0026027
F1_Commercial_School_New_Water Heating_Natural Gas_Water Heater_E3 | F1 | Commercial | School | New | Water Heating | Natural Gas | Water Heater | E3 | CCE | -0.0020548 | -0.0020548 | -0.0020548 | -0.0020548 | -0.0020548 | -0.0020548 | -0.0020548 | -0.0020548 | -0.0020548 | -0.0020548 | -0.0020548 | -0.0020548 | -0.0020548 | -0.0020548 | -0.0020548 | -0.0020548 | -0.0020548 | -0.0020548 | -0.0020548 | -0.0020548 | -0.0020548 | -0.0020548 | -0.0020548 | -0.0020548 | -0.0020548 | -0.0020548 | -0.0020548
F1_Commercial_School_New_Water Heating_Natural Gas_Water Heater_E4 | F1 | Commercial | School | New | Water Heating | Natural Gas | Water Heater | E4 | CCE | 0 | 0 | 0.027312 | 0.027312 | 0.027312 | 0.027312 | 0.027312 | 0.027312 | 0.027312 | 0.027312 | 0.027312 | 0.027312 | 0.027312 | 0.027312 | 0.027312 | 0.027312 | 0.027312 | 0.027312 | 0.027312 | 0.027312 | 0.027312 | 0.027312 | 0.027312 | 0.027312 | 0.027312 | 0.027312 | 0.027312
F1_Commercial_School_New_Water Heating_Natural Gas_Water Heater_E5 | F1 | Commercial | School | New | Water Heating | Natural Gas | Water Heater | E5 | CCE | 0 | 0 | 0 | 0 | 0 | 0 | 0 | 0 | 0 | 0 | 0 | 0 | 0 | 0 | 0 | 0 | 0 | 0 | 0 | 0 | 0 | 0 | 0 | 0 | 0 | 0 | 0
F1_Commercial_School_New_Water Heating_Natural Gas_Water Heater_E6 | F1 | Commercial | School | New | Water Heating | Natural Gas | Water Heater | E6 | CCE | 0 | 0 | 0 | 0 | 0 | 0 | 0 | 0 | 0 | 0 | 0 | 0 | 0 | 0 | 0 | 0 | 0 | 0 | 0 | 0 | 0 | 0 | 0 | 0 | 0 | 0 | 0
F1_Commercial_School_New_Water Heating_Natural Gas_Water Heater_E7 | F1 | Commercial | School | New | Water Heating | Natural Gas | Water Heater | E7 | CCE | 0 | 0 | 0 | 0 | 0 | 0 | 0 | 0 | 0 | 0 | 0 | 0 | 0 | 0 | 0 | 0 | 0 | 0 | 0 | 0 | 0 | 0 | 0 | 0 | 0 | 0 | 0
F1_Commercial_School_New_Water Heating_Natural Gas_Water Heater_E8 | F1 | Commercial | School | New | Water Heating | Natural Gas | Water Heater | E8 | CCE | 0 | 0 | 0 | 0 | 0 | 0 | 0 | 0 | 0 | 0 | 0 | 0 | 0 | 0 | 0 | 0 | 0 | 0 | 0 | 0 | 0 | 0 | 0 | 0 | 0 | 0 | 0
F1_Commercial_School_New_Water Heating_Natural Gas_Water Heater_E9 | F1 | Commercial | School | New | Water Heating | Natural Gas | Water Heater | E9 | CCE | 0 | 0 | 0 | 0 | 0 | 0 | 0 | 0 | 0 | 0 | 0 | 0 | 0 | 0 | 0 | 0 | 0 | 0 | 0 | 0 | 0 | 0 | 0 | 0 | 0 | 0 | 0
F1_Commercial_School_New_Water Heating_Natural Gas_Water Heater_E10 | F1 | Commercial | School | New | Water Heating | Natural Gas | Water Heater | E10 | CCE | 0 | 0 | 0 | 0 | 0 | 0 | 0 | 0 | 0 | 0 | 0 | 0 | 0 | 0 | 0 | 0 | 0 | 0 | 0 | 0 | 0 | 0 | 0 | 0 | 0 | 0 | 0
F2_Commercial_School_New_Water Heating_Natural Gas_Water Heater_E1 | F2 | Commercial | School | New | Water Heating | Natural Gas | Water Heater | E1 | TRC BC Ratio | bar: 2021 to 2047
F2_Commercial_School_New_Water Heating_Natural Gas_Water Heater_E2 | F2 | Commercial | School | New | Water Heating | Natural Gas | Water Heater | E2 | TRC BC Ratio | 5.2799 | 5.2037 | 5.1294 | 5.0573 | 5.058 | 5.106 | 5.1837 | 5.278 | 5.3797 | 5.4837 | 5.5865 | 5.6776 | 5.7471 | 5.7766 | 5.763 | 5.7065 | 5.6115 | 5.4871 | 5.339 | 5.1634 | 4.9581 | 4.7217 | 4.5119 | 4.3761 | 4.3174 | 4.3386 | 4.3598
F2_Commercial_School_New_Water Heating_Natural Gas_Water Heater_E3 | F2 | Commercial | School | New | Water Heating | Natural Gas | Water Heater | E3 | TRC BC Ratio | bar: 2021 to 2047
F2_Commercial_School_New_Water Heating_Natural Gas_Water Heater_E4 | F2 | Commercial | School | New | Water Heating | Natural Gas | Water Heater | E4 | TRC BC Ratio | 0 | 0 | 0.46668 | 0.44639 | 0.43826 | 0.43799 | 0.44354 | 0.45493 | 0.47312 | 0.49993 | 0.53429 | 0.57206 | 0.60887 | 0.63669 | 0.65104 | 0.6505 | 0.63645 | 0.61374 | 0.587 | 0.55558 | 0.51908 | 0.4773 | 0.44003 | 0.41533 | 0.40374 | 0.40572 | 0.40771
F2_Commercial_School_New_Water Heating_Natural Gas_Water Heater_E5 | F2 | Commercial | School | New | Water Heating | Natural Gas | Water Heater | E5 | TRC BC Ratio | 0 | 0 | 0 | 0 | 0 | 0 | 0 | 0 | 0 | 0 | 0 | 0 | 0 | 0 | 0 | 0 | 0 | 0 | 0 | 0 | 0 | 0 | 0 | 0 | 0 | 0 | 0
F2_Commercial_School_New_Water Heating_Natural Gas_Water Heater_E6 | F2 | Commercial | School | New | Water Heating | Natural Gas | Water Heater | E6 | TRC BC Ratio | 0 | 0 | 0 | 0 | 0 | 0 | 0 | 0 | 0 | 0 | 0 | 0 | 0 | 0 | 0 | 0 | 0 | 0 | 0 | 0 | 0 | 0 | 0 | 0 | 0 | 0 | 0
F2_Commercial_School_New_Water Heating_Natural Gas_Water Heater_E7 | F2 | Commercial | School | New | Water Heating | Natural Gas | Water Heater | E7 | TRC BC Ratio | 0 | 0 | 0 | 0 | 0 | 0 | 0 | 0 | 0 | 0 | 0 | 0 | 0 | 0 | 0 | 0 | 0 | 0 | 0 | 0 | 0 | 0 | 0 | 0 | 0 | 0 | 0
F2_Commercial_School_New_Water Heating_Natural Gas_Water Heater_E8 | F2 | Commercial | School | New | Water Heating | Natural Gas | Water Heater | E8 | TRC BC Ratio | 0 | 0 | 0 | 0 | 0 | 0 | 0 | 0 | 0 | 0 | 0 | 0 | 0 | 0 | 0 | 0 | 0 | 0 | 0 | 0 | 0 | 0 | 0 | 0 | 0 | 0 | 0
F2_Commercial_School_New_Water Heating_Natural Gas_Water Heater_E9 | F2 | Commercial | School | New | Water Heating | Natural Gas | Water Heater | E9 | TRC BC Ratio | 0 | 0 | 0 | 0 | 0 | 0 | 0 | 0 | 0 | 0 | 0 | 0 | 0 | 0 | 0 | 0 | 0 | 0 | 0 | 0 | 0 | 0 | 0 | 0 | 0 | 0 | 0
F2_Commercial_School_New_Water Heating_Natural Gas_Water Heater_E10 | F2 | Commercial | School | New | Water Heating | Natural Gas | Water Heater | E10 | TRC BC Ratio | 0 | 0 | 0 | 0 | 0 | 0 | 0 | 0 | 0 | 0 | 0 | 0 | 0 | 0 | 0 | 0 | 0 | 0 | 0 | 0 | 0 | 0 | 0 | 0 | 0 | 0 | 0
F3_Commercial_School_New_Water Heating_Natural Gas_Water Heater_E1 | F3 | Commercial | School | New | Water Heating | Natural Gas | Water Heater | E1 | PACT BC Ratio | bar: 2021 to 2047
F3_Commercial_School_New_Water Heating_Natural Gas_Water Heater_E2 | F3 | Commercial | School | New | Water Heating | Natural Gas | Water Heater | E2 | PACT BC Ratio | 6.6572 | 6.5612 | 6.4675 | 6.3766 | 6.3775 | 6.438 | 6.536 | 6.6548 | 6.783 | 6.9142 | 7.0439 | 7.1587 | 7.2463 | 7.2836 | 7.2664 | 7.1951 | 7.0753 | 6.9185 | 6.7318 | 6.5104 | 6.2515 | 5.9535 | 5.6889 | 5.5176 | 5.4437 | 5.4704 | 5.4972
F3_Commercial_School_New_Water Heating_Natural Gas_Water Heater_E3 | F3 | Commercial | School | New | Water Heating | Natural Gas | Water Heater | E3 | PACT BC Ratio | bar: 2021 to 2047
F3_Commercial_School_New_Water Heating_Natural Gas_Water Heater_E4 | F3 | Commercial | School | New | Water Heating | Natural Gas | Water Heater | E4 | PACT BC Ratio | 0 | 0 | 0.58842 | 0.56284 | 0.55259 | 0.55224 | 0.55925 | 0.57361 | 0.59654 | 0.63035 | 0.67367 | 0.72129 | 0.7677 | 0.80278 | 0.82088 | 0.8202 | 0.80248 | 0.77385 | 0.74012 | 0.70051 | 0.65449 | 0.60182 | 0.55482 | 0.52368 | 0.50907 | 0.51156 | 0.51407
F3_Commercial_School_New_Water Heating_Natural Gas_Water Heater_E5 | F3 | Commercial | School | New | Water Heating | Natural Gas | Water Heater | E5 | PACT BC Ratio | 0 | 0 | 0 | 0 | 0 | 0 | 0 | 0 | 0 | 0 | 0 | 0 | 0 | 0 | 0 | 0 | 0 | 0 | 0 | 0 | 0 | 0 | 0 | 0 | 0 | 0 | 0
F3_Commercial_School_New_Water Heating_Natural Gas_Water Heater_E6 | F3 | Commercial | School | New | Water Heating | Natural Gas | Water Heater | E6 | PACT BC Ratio | 0 | 0 | 0 | 0 | 0 | 0 | 0 | 0 | 0 | 0 | 0 | 0 | 0 | 0 | 0 | 0 | 0 | 0 | 0 | 0 | 0 | 0 | 0 | 0 | 0 | 0 | 0
F3_Commercial_School_New_Water Heating_Natural Gas_Water Heater_E7 | F3 | Commercial | School | New | Water Heating | Natural Gas | Water Heater | E7 | PACT BC Ratio | 0 | 0 | 0 | 0 | 0 | 0 | 0 | 0 | 0 | 0 | 0 | 0 | 0 | 0 | 0 | 0 | 0 | 0 | 0 | 0 | 0 | 0 | 0 | 0 | 0 | 0 | 0
F3_Commercial_School_New_Water Heating_Natural Gas_Water Heater_E8 | F3 | Commercial | School | New | Water Heating | Natural Gas | Water Heater | E8 | PACT BC Ratio | 0 | 0 | 0 | 0 | 0 | 0 | 0 | 0 | 0 | 0 | 0 | 0 | 0 | 0 | 0 | 0 | 0 | 0 | 0 | 0 | 0 | 0 | 0 | 0 | 0 | 0 | 0
F3_Commercial_School_New_Water Heating_Natural Gas_Water Heater_E9 | F3 | Commercial | School | New | Water Heating | Natural Gas | Water Heater | E9 | PACT BC Ratio | 0 | 0 | 0 | 0 | 0 | 0 | 0 | 0 | 0 | 0 | 0 | 0 | 0 | 0 | 0 | 0 | 0 | 0 | 0 | 0 | 0 | 0 | 0 | 0 | 0 | 0 | 0
F3_Commercial_School_New_Water Heating_Natural Gas_Water Heater_E10 | F3 | Commercial | School | New | Water Heating | Natural Gas | Water Heater | E10 | PACT BC Ratio | 0 | 0 | 0 | 0 | 0 | 0 | 0 | 0 | 0 | 0 | 0 | 0 | 0 | 0 | 0 | 0 | 0 | 0 | 0 | 0 | 0 | 0 | 0 | 0 | 0 | 0 | 0
F4_Commercial_School_New_Water Heating_Natural Gas_Water Heater_E1 | F4 | Commercial | School | New | Water Heating | Natural Gas | Water Heater | E1 | RVT BC Ratio | bar: 2021 to 2047
F4_Commercial_School_New_Water Heating_Natural Gas_Water Heater_E2 | F4 | Commercial | School | New | Water Heating | Natural Gas | Water Heater | E2 | RVT BC Ratio | 0.7 | 0.7 | 0.7 | 0.7 | 0.7 | 0.7 | 0.7 | 0.7 | 0.7 | 0.7 | 0.7 | 0.7 | 0.7 | 0.7 | 0.7 | 0.7 | 0.7 | 0.7 | 0.7 | 0.7 | 0.7 | 0.7 | 0.7 | 0.7 | 0.7 | 0.7 | 0.7
F4_Commercial_School_New_Water Heating_Natural Gas_Water Heater_E3 | F4 | Commercial | School | New | Water Heating | Natural Gas | Water Heater | E3 | RVT BC Ratio | bar: 2021 to 2047
F4_Commercial_School_New_Water Heating_Natural Gas_Water Heater_E4 | F4 | Commercial | School | New | Water Heating | Natural Gas | Water Heater | E4 | RVT BC Ratio | 0 | 0 | 0.7 | 0.7 | 0.7 | 0.7 | 0.7 | 0.7 | 0.7 | 0.7 | 0.7 | 0.7 | 0.7 | 0.7 | 0.7 | 0.7 | 0.7 | 0.7 | 0.7 | 0.7 | 0.7 | 0.7 | 0.7 | 0.7 | 0.7 | 0.7 | 0.7
F4_Commercial_School_New_Water Heating_Natural Gas_Water Heater_E5 | F4 | Commercial | School | New | Water Heating | Natural Gas | Water Heater | E5 | RVT BC Ratio | 0 | 0 | 0 | 0 | 0 | 0 | 0 | 0 | 0 | 0 | 0 | 0 | 0 | 0 | 0 | 0 | 0 | 0 | 0 | 0 | 0 | 0 | 0 | 0 | 0 | 0 | 0
F4_Commercial_School_New_Water Heating_Natural Gas_Water Heater_E6 | F4 | Commercial | School | New | Water Heating | Natural Gas | Water Heater | E6 | RVT BC Ratio | 0 | 0 | 0 | 0 | 0 | 0 | 0 | 0 | 0 | 0 | 0 | 0 | 0 | 0 | 0 | 0 | 0 | 0 | 0 | 0 | 0 | 0 | 0 | 0 | 0 | 0 | 0
F4_Commercial_School_New_Water Heating_Natural Gas_Water Heater_E7 | F4 | Commercial | School | New | Water Heating | Natural Gas | Water Heater | E7 | RVT BC Ratio | 0 | 0 | 0 | 0 | 0 | 0 | 0 | 0 | 0 | 0 | 0 | 0 | 0 | 0 | 0 | 0 | 0 | 0 | 0 | 0 | 0 | 0 | 0 | 0 | 0 | 0 | 0
F4_Commercial_School_New_Water Heating_Natural Gas_Water Heater_E8 | F4 | Commercial | School | New | Water Heating | Natural Gas | Water Heater | E8 | RVT BC Ratio | 0 | 0 | 0 | 0 | 0 | 0 | 0 | 0 | 0 | 0 | 0 | 0 | 0 | 0 | 0 | 0 | 0 | 0 | 0 | 0 | 0 | 0 | 0 | 0 | 0 | 0 | 0
F4_Commercial_School_New_Water Heating_Natural Gas_Water Heater_E9 | F4 | Commercial | School | New | Water Heating | Natural Gas | Water Heater | E9 | RVT BC Ratio | 0 | 0 | 0 | 0 | 0 | 0 | 0 | 0 | 0 | 0 | 0 | 0 | 0 | 0 | 0 | 0 | 0 | 0 | 0 | 0 | 0 | 0 | 0 | 0 | 0 | 0 | 0
F4_Commercial_School_New_Water Heating_Natural Gas_Water Heater_E10 | F4 | Commercial | School | New | Water Heating | Natural Gas | Water Heater | E10 | RVT BC Ratio | 0 | 0 | 0 | 0 | 0 | 0 | 0 | 0 | 0 | 0 | 0 | 0 | 0 | 0 | 0 | 0 | 0 | 0 | 0 | 0 | 0 | 0 | 0 | 0 | 0 | 0 | 0
F5_Commercial_School_New_Water Heating_Natural Gas_Water Heater_E1 | F5 | Commercial | School | New | Water Heating | Natural Gas | Water Heater | E1 | RIM BC Ratio | bar: 2021 to 2047
F5_Commercial_School_New_Water Heating_Natural Gas_Water Heater_E2 | F5 | Commercial | School | New | Water Heating | Natural Gas | Water Heater | E2 | RIM BC Ratio | 6.6572 | 6.5612 | 6.4675 | 6.3766 | 6.3775 | 6.438 | 6.536 | 6.6548 | 6.783 | 6.9142 | 7.0439 | 7.1587 | 7.2463 | 7.2836 | 7.2664 | 7.1951 | 7.0753 | 6.9185 | 6.7318 | 6.5104 | 6.2515 | 5.9535 | 5.6889 | 5.5176 | 5.4437 | 5.4704 | 5.4972
F5_Commercial_School_New_Water Heating_Natural Gas_Water Heater_E3 | F5 | Commercial | School | New | Water Heating | Natural Gas | Water Heater | E3 | RIM BC Ratio | bar: 2021 to 2047
F5_Commercial_School_New_Water Heating_Natural Gas_Water Heater_E4 | F5 | Commercial | School | New | Water Heating | Natural Gas | Water Heater | E4 | RIM BC Ratio | 0 | 0 | 0.58842 | 0.56284 | 0.55259 | 0.55224 | 0.55925 | 0.57361 | 0.59654 | 0.63035 | 0.67367 | 0.72129 | 0.7677 | 0.80278 | 0.82088 | 0.8202 | 0.80248 | 0.77385 | 0.74012 | 0.70051 | 0.65449 | 0.60182 | 0.55482 | 0.52368 | 0.50907 | 0.51156 | 0.51407
F5_Commercial_School_New_Water Heating_Natural Gas_Water Heater_E5 | F5 | Commercial | School | New | Water Heating | Natural Gas | Water Heater | E5 | RIM BC Ratio | 0 | 0 | 0 | 0 | 0 | 0 | 0 | 0 | 0 | 0 | 0 | 0 | 0 | 0 | 0 | 0 | 0 | 0 | 0 | 0 | 0 | 0 | 0 | 0 | 0 | 0 | 0
F5_Commercial_School_New_Water Heating_Natural Gas_Water Heater_E6 | F5 | Commercial | School | New | Water Heating | Natural Gas | Water Heater | E6 | RIM BC Ratio | 0 | 0 | 0 | 0 | 0 | 0 | 0 | 0 | 0 | 0 | 0 | 0 | 0 | 0 | 0 | 0 | 0 | 0 | 0 | 0 | 0 | 0 | 0 | 0 | 0 | 0 | 0
F5_Commercial_School_New_Water Heating_Natural Gas_Water Heater_E7 | F5 | Commercial | School | New | Water Heating | Natural Gas | Water Heater | E7 | RIM BC Ratio | 0 | 0 | 0 | 0 | 0 | 0 | 0 | 0 | 0 | 0 | 0 | 0 | 0 | 0 | 0 | 0 | 0 | 0 | 0 | 0 | 0 | 0 | 0 | 0 | 0 | 0 | 0
F5_Commercial_School_New_Water Heating_Natural Gas_Water Heater_E8 | F5 | Commercial | School | New | Water Heating | Natural Gas | Water Heater | E8 | RIM BC Ratio | 0 | 0 | 0 | 0 | 0 | 0 | 0 | 0 | 0 | 0 | 0 | 0 | 0 | 0 | 0 | 0 | 0 | 0 | 0 | 0 | 0 | 0 | 0 | 0 | 0 | 0 | 0
F5_Commercial_School_New_Water Heating_Natural Gas_Water Heater_E9 | F5 | Commercial | School | New | Water Heating | Natural Gas | Water Heater | E9 | RIM BC Ratio | 0 | 0 | 0 | 0 | 0 | 0 | 0 | 0 | 0 | 0 | 0 | 0 | 0 | 0 | 0 | 0 | 0 | 0 | 0 | 0 | 0 | 0 | 0 | 0 | 0 | 0 | 0
F5_Commercial_School_New_Water Heating_Natural Gas_Water Heater_E10 | F5 | Commercial | School | New | Water Heating | Natural Gas | Water Heater | E10 | RIM BC Ratio | 0 | 0 | 0 | 0 | 0 | 0 | 0 | 0 | 0 | 0 | 0 | 0 | 0 | 0 | 0 | 0 | 0 | 0 | 0 | 0 | 0 | 0 | 0 | 0 | 0 | 0 | 0
F0_Commercial_School_New_Food Preparation_Natural Gas_Oven_E0 | F0 | Commercial | School | New | Food Preparation | Natural Gas | Oven | E0 | Economic Unit | ENERGY STAR (>42% Baking Efficiency) | ENERGY STAR (>42% Baking Efficiency) | ENERGY STAR (>42% Baking Efficiency) | ENERGY STAR (>42% Baking Efficiency) | ENERGY STAR (>42% Baking Efficiency) | ENERGY STAR (>42% Baking Efficiency) | ENERGY STAR (>42% Baking Efficiency) | ENERGY STAR (>42% Baking Efficiency) | ENERGY STAR (>42% Baking Efficiency) | ENERGY STAR (>42% Baking Efficiency) | ENERGY STAR (>42% Baking Efficiency) | ENERGY STAR (>42% Baking Efficiency) | ENERGY STAR (>42% Baking Efficiency) | ENERGY STAR (>42% Baking Efficiency) | ENERGY STAR (>42% Baking Efficiency) | ENERGY STAR (>42% Baking Efficiency) | ENERGY STAR (>42% Baking Efficiency) | ENERGY STAR (>42% Baking Efficiency) | ENERGY STAR (>42% Baking Efficiency) | ENERGY STAR (>42% Baking Efficiency) | ENERGY STAR (>42% Baking Efficiency) | ENERGY STAR (>42% Baking Efficiency) | ENERGY STAR (>42% Baking Efficiency) | ENERGY STAR (>42% Baking Efficiency) | ENERGY STAR (>42% Baking Efficiency) | ENERGY STAR (>42% Baking Efficiency) | ENERGY STAR (>42% Baking Efficiency)
F1_Commercial_School_New_Food Preparation_Natural Gas_Oven_E1 | F1 | Commercial | School | New | Food Preparation | Natural Gas | Oven | E1 | CCE | 0 | 0 | 0 | 0 | 0 | 0 | 0 | 0 | 0 | 0 | 0 | 0 | 0 | 0 | 0 | 0 | 0 | 0 | 0 | 0 | 0 | 0 | 0 | 0 | 0 | 0 | 0
F1_Commercial_School_New_Food Preparation_Natural Gas_Oven_E2 | F1 | Commercial | School | New | Food Preparation | Natural Gas | Oven | E2 | CCE | 0.0064069 | 0.0064069 | 0.0064069 | 0.0064069 | 0.0064069 | 0.0064069 | 0.0064069 | 0.0064069 | 0.0064069 | 0.0064069 | 0.0064069 | 0.0064069 | 0.0064069 | 0.0064069 | 0.0064069 | 0.0064069 | 0.0064069 | 0.0064069 | 0.0064069 | 0.0064069 | 0.0064069 | 0.0064069 | 0.0064069 | 0.0064069 | 0.0064069 | 0.0064069 | 0.0064069
F1_Commercial_School_New_Food Preparation_Natural Gas_Oven_E3 | F1 | Commercial | School | New | Food Preparation | Natural Gas | Oven | E3 | CCE | 0 | 0 | 0 | 0 | 0 | 0 | 0 | 0 | 0 | 0 | 0 | 0 | 0 | 0 | 0 | 0 | 0 | 0 | 0 | 0 | 0 | 0 | 0 | 0 | 0 | 0 | 0
F1_Commercial_School_New_Food Preparation_Natural Gas_Oven_E4 | F1 | Commercial | School | New | Food Preparation | Natural Gas | Oven | E4 | CCE | 0 | 0 | 0 | 0 | 0 | 0 | 0 | 0 | 0 | 0 | 0 | 0 | 0 | 0 | 0 | 0 | 0 | 0 | 0 | 0 | 0 | 0 | 0 | 0 | 0 | 0 | 0
F1_Commercial_School_New_Food Preparation_Natural Gas_Oven_E5 | F1 | Commercial | School | New | Food Preparation | Natural Gas | Oven | E5 | CCE | 0 | 0 | 0 | 0 | 0 | 0 | 0 | 0 | 0 | 0 | 0 | 0 | 0 | 0 | 0 | 0 | 0 | 0 | 0 | 0 | 0 | 0 | 0 | 0 | 0 | 0 | 0
F1_Commercial_School_New_Food Preparation_Natural Gas_Oven_E6 | F1 | Commercial | School | New | Food Preparation | Natural Gas | Oven | E6 | CCE | 0 | 0 | 0 | 0 | 0 | 0 | 0 | 0 | 0 | 0 | 0 | 0 | 0 | 0 | 0 | 0 | 0 | 0 | 0 | 0 | 0 | 0 | 0 | 0 | 0 | 0 | 0
F1_Commercial_School_New_Food Preparation_Natural Gas_Oven_E7 | F1 | Commercial | School | New | Food Preparation | Natural Gas | Oven | E7 | CCE | 0 | 0 | 0 | 0 | 0 | 0 | 0 | 0 | 0 | 0 | 0 | 0 | 0 | 0 | 0 | 0 | 0 | 0 | 0 | 0 | 0 | 0 | 0 | 0 | 0 | 0 | 0
F1_Commercial_School_New_Food Preparation_Natural Gas_Oven_E8 | F1 | Commercial | School | New | Food Preparation | Natural Gas | Oven | E8 | CCE | 0 | 0 | 0 | 0 | 0 | 0 | 0 | 0 | 0 | 0 | 0 | 0 | 0 | 0 | 0 | 0 | 0 | 0 | 0 | 0 | 0 | 0 | 0 | 0 | 0 | 0 | 0
F1_Commercial_School_New_Food Preparation_Natural Gas_Oven_E9 | F1 | Commercial | School | New | Food Preparation | Natural Gas | Oven | E9 | CCE | 0 | 0 | 0 | 0 | 0 | 0 | 0 | 0 | 0 | 0 | 0 | 0 | 0 | 0 | 0 | 0 | 0 | 0 | 0 | 0 | 0 | 0 | 0 | 0 | 0 | 0 | 0
F1_Commercial_School_New_Food Preparation_Natural Gas_Oven_E10 | F1 | Commercial | School | New | Food Preparation | Natural Gas | Oven | E10 | CCE | 0 | 0 | 0 | 0 | 0 | 0 | 0 | 0 | 0 | 0 | 0 | 0 | 0 | 0 | 0 | 0 | 0 | 0 | 0 | 0 | 0 | 0 | 0 | 0 | 0 | 0 | 0
F2_Commercial_School_New_Food Preparation_Natural Gas_Oven_E1 | F2 | Commercial | School | New | Food Preparation | Natural Gas | Oven | E1 | TRC BC Ratio | bar: 2021 to 2047
F2_Commercial_School_New_Food Preparation_Natural Gas_Oven_E2 | F2 | Commercial | School | New | Food Preparation | Natural Gas | Oven | E2 | TRC BC Ratio | 2.1435 | 2.1209 | 2.0991 | 2.0784 | 2.0838 | 2.1062 | 2.1397 | 2.1792 | 2.22 | 2.2569 | 2.287 | 2.3059 | 2.3122 | 2.3039 | 2.2841 | 2.2551 | 2.2186 | 2.175 | 2.1228 | 2.0608 | 1.9881 | 1.9043 | 1.83 | 1.7822 | 1.7622 | 1.7709 | 1.7795
F2_Commercial_School_New_Food Preparation_Natural Gas_Oven_E3 | F2 | Commercial | School | New | Food Preparation | Natural Gas | Oven | E3 | TRC BC Ratio | 0 | 0 | 0 | 0 | 0 | 0 | 0 | 0 | 0 | 0 | 0 | 0 | 0 | 0 | 0 | 0 | 0 | 0 | 0 | 0 | 0 | 0 | 0 | 0 | 0 | 0 | 0
F2_Commercial_School_New_Food Preparation_Natural Gas_Oven_E4 | F2 | Commercial | School | New | Food Preparation | Natural Gas | Oven | E4 | TRC BC Ratio | 0 | 0 | 0 | 0 | 0 | 0 | 0 | 0 | 0 | 0 | 0 | 0 | 0 | 0 | 0 | 0 | 0 | 0 | 0 | 0 | 0 | 0 | 0 | 0 | 0 | 0 | 0
F2_Commercial_School_New_Food Preparation_Natural Gas_Oven_E5 | F2 | Commercial | School | New | Food Preparation | Natural Gas | Oven | E5 | TRC BC Ratio | 0 | 0 | 0 | 0 | 0 | 0 | 0 | 0 | 0 | 0 | 0 | 0 | 0 | 0 | 0 | 0 | 0 | 0 | 0 | 0 | 0 | 0 | 0 | 0 | 0 | 0 | 0
F2_Commercial_School_New_Food Preparation_Natural Gas_Oven_E6 | F2 | Commercial | School | New | Food Preparation | Natural Gas | Oven | E6 | TRC BC Ratio | 0 | 0 | 0 | 0 | 0 | 0 | 0 | 0 | 0 | 0 | 0 | 0 | 0 | 0 | 0 | 0 | 0 | 0 | 0 | 0 | 0 | 0 | 0 | 0 | 0 | 0 | 0
F2_Commercial_School_New_Food Preparation_Natural Gas_Oven_E7 | F2 | Commercial | School | New | Food Preparation | Natural Gas | Oven | E7 | TRC BC Ratio | 0 | 0 | 0 | 0 | 0 | 0 | 0 | 0 | 0 | 0 | 0 | 0 | 0 | 0 | 0 | 0 | 0 | 0 | 0 | 0 | 0 | 0 | 0 | 0 | 0 | 0 | 0
F2_Commercial_School_New_Food Preparation_Natural Gas_Oven_E8 | F2 | Commercial | School | New | Food Preparation | Natural Gas | Oven | E8 | TRC BC Ratio | 0 | 0 | 0 | 0 | 0 | 0 | 0 | 0 | 0 | 0 | 0 | 0 | 0 | 0 | 0 | 0 | 0 | 0 | 0 | 0 | 0 | 0 | 0 | 0 | 0 | 0 | 0
F2_Commercial_School_New_Food Preparation_Natural Gas_Oven_E9 | F2 | Commercial | School | New | Food Preparation | Natural Gas | Oven | E9 | TRC BC Ratio | 0 | 0 | 0 | 0 | 0 | 0 | 0 | 0 | 0 | 0 | 0 | 0 | 0 | 0 | 0 | 0 | 0 | 0 | 0 | 0 | 0 | 0 | 0 | 0 | 0 | 0 | 0
F2_Commercial_School_New_Food Preparation_Natural Gas_Oven_E10 | F2 | Commercial | School | New | Food Preparation | Natural Gas | Oven | E10 | TRC BC Ratio | 0 | 0 | 0 | 0 | 0 | 0 | 0 | 0 | 0 | 0 | 0 | 0 | 0 | 0 | 0 | 0 | 0 | 0 | 0 | 0 | 0 | 0 | 0 | 0 | 0 | 0 | 0
F3_Commercial_School_New_Food Preparation_Natural Gas_Oven_E1 | F3 | Commercial | School | New | Food Preparation | Natural Gas | Oven | E1 | PACT BC Ratio | bar: 2021 to 2047
F3_Commercial_School_New_Food Preparation_Natural Gas_Oven_E2 | F3 | Commercial | School | New | Food Preparation | Natural Gas | Oven | E2 | PACT BC Ratio | 2.8204 | 2.7906 | 2.762 | 2.7347 | 2.7418 | 2.7714 | 2.8154 | 2.8674 | 2.9211 | 2.9697 | 3.0092 | 3.0341 | 3.0424 | 3.0315 | 3.0054 | 2.9673 | 2.9193 | 2.8618 | 2.7932 | 2.7116 | 2.6159 | 2.5056 | 2.4079 | 2.3451 | 2.3187 | 2.3301 | 2.3415
F3_Commercial_School_New_Food Preparation_Natural Gas_Oven_E3 | F3 | Commercial | School | New | Food Preparation | Natural Gas | Oven | E3 | PACT BC Ratio | 0 | 0 | 0 | 0 | 0 | 0 | 0 | 0 | 0 | 0 | 0 | 0 | 0 | 0 | 0 | 0 | 0 | 0 | 0 | 0 | 0 | 0 | 0 | 0 | 0 | 0 | 0
F3_Commercial_School_New_Food Preparation_Natural Gas_Oven_E4 | F3 | Commercial | School | New | Food Preparation | Natural Gas | Oven | E4 | PACT BC Ratio | 0 | 0 | 0 | 0 | 0 | 0 | 0 | 0 | 0 | 0 | 0 | 0 | 0 | 0 | 0 | 0 | 0 | 0 | 0 | 0 | 0 | 0 | 0 | 0 | 0 | 0 | 0
F3_Commercial_School_New_Food Preparation_Natural Gas_Oven_E5 | F3 | Commercial | School | New | Food Preparation | Natural Gas | Oven | E5 | PACT BC Ratio | 0 | 0 | 0 | 0 | 0 | 0 | 0 | 0 | 0 | 0 | 0 | 0 | 0 | 0 | 0 | 0 | 0 | 0 | 0 | 0 | 0 | 0 | 0 | 0 | 0 | 0 | 0
F3_Commercial_School_New_Food Preparation_Natural Gas_Oven_E6 | F3 | Commercial | School | New | Food Preparation | Natural Gas | Oven | E6 | PACT BC Ratio | 0 | 0 | 0 | 0 | 0 | 0 | 0 | 0 | 0 | 0 | 0 | 0 | 0 | 0 | 0 | 0 | 0 | 0 | 0 | 0 | 0 | 0 | 0 | 0 | 0 | 0 | 0
F3_Commercial_School_New_Food Preparation_Natural Gas_Oven_E7 | F3 | Commercial | School | New | Food Preparation | Natural Gas | Oven | E7 | PACT BC Ratio | 0 | 0 | 0 | 0 | 0 | 0 | 0 | 0 | 0 | 0 | 0 | 0 | 0 | 0 | 0 | 0 | 0 | 0 | 0 | 0 | 0 | 0 | 0 | 0 | 0 | 0 | 0
F3_Commercial_School_New_Food Preparation_Natural Gas_Oven_E8 | F3 | Commercial | School | New | Food Preparation | Natural Gas | Oven | E8 | PACT BC Ratio | 0 | 0 | 0 | 0 | 0 | 0 | 0 | 0 | 0 | 0 | 0 | 0 | 0 | 0 | 0 | 0 | 0 | 0 | 0 | 0 | 0 | 0 | 0 | 0 | 0 | 0 | 0
F3_Commercial_School_New_Food Preparation_Natural Gas_Oven_E9 | F3 | Commercial | School | New | Food Preparation | Natural Gas | Oven | E9 | PACT BC Ratio | 0 | 0 | 0 | 0 | 0 | 0 | 0 | 0 | 0 | 0 | 0 | 0 | 0 | 0 | 0 | 0 | 0 | 0 | 0 | 0 | 0 | 0 | 0 | 0 | 0 | 0 | 0
F3_Commercial_School_New_Food Preparation_Natural Gas_Oven_E10 | F3 | Commercial | School | New | Food Preparation | Natural Gas | Oven | E10 | PACT BC Ratio | 0 | 0 | 0 | 0 | 0 | 0 | 0 | 0 | 0 | 0 | 0 | 0 | 0 | 0 | 0 | 0 | 0 | 0 | 0 | 0 | 0 | 0 | 0 | 0 | 0 | 0 | 0
F4_Commercial_School_New_Food Preparation_Natural Gas_Oven_E1 | F4 | Commercial | School | New | Food Preparation | Natural Gas | Oven | E1 | RVT BC Ratio | bar: 2021 to 2047
F4_Commercial_School_New_Food Preparation_Natural Gas_Oven_E2 | F4 | Commercial | School | New | Food Preparation | Natural Gas | Oven | E2 | RVT BC Ratio | 0.7 | 0.7 | 0.7 | 0.7 | 0.7 | 0.7 | 0.7 | 0.7 | 0.7 | 0.7 | 0.7 | 0.7 | 0.7 | 0.7 | 0.7 | 0.7 | 0.7 | 0.7 | 0.7 | 0.7 | 0.7 | 0.7 | 0.7 | 0.7 | 0.7 | 0.7 | 0.7
F4_Commercial_School_New_Food Preparation_Natural Gas_Oven_E3 | F4 | Commercial | School | New | Food Preparation | Natural Gas | Oven | E3 | RVT BC Ratio | 0 | 0 | 0 | 0 | 0 | 0 | 0 | 0 | 0 | 0 | 0 | 0 | 0 | 0 | 0 | 0 | 0 | 0 | 0 | 0 | 0 | 0 | 0 | 0 | 0 | 0 | 0
F4_Commercial_School_New_Food Preparation_Natural Gas_Oven_E4 | F4 | Commercial | School | New | Food Preparation | Natural Gas | Oven | E4 | RVT BC Ratio | 0 | 0 | 0 | 0 | 0 | 0 | 0 | 0 | 0 | 0 | 0 | 0 | 0 | 0 | 0 | 0 | 0 | 0 | 0 | 0 | 0 | 0 | 0 | 0 | 0 | 0 | 0
F4_Commercial_School_New_Food Preparation_Natural Gas_Oven_E5 | F4 | Commercial | School | New | Food Preparation | Natural Gas | Oven | E5 | RVT BC Ratio | 0 | 0 | 0 | 0 | 0 | 0 | 0 | 0 | 0 | 0 | 0 | 0 | 0 | 0 | 0 | 0 | 0 | 0 | 0 | 0 | 0 | 0 | 0 | 0 | 0 | 0 | 0
F4_Commercial_School_New_Food Preparation_Natural Gas_Oven_E6 | F4 | Commercial | School | New | Food Preparation | Natural Gas | Oven | E6 | RVT BC Ratio | 0 | 0 | 0 | 0 | 0 | 0 | 0 | 0 | 0 | 0 | 0 | 0 | 0 | 0 | 0 | 0 | 0 | 0 | 0 | 0 | 0 | 0 | 0 | 0 | 0 | 0 | 0
F4_Commercial_School_New_Food Preparation_Natural Gas_Oven_E7 | F4 | Commercial | School | New | Food Preparation | Natural Gas | Oven | E7 | RVT BC Ratio | 0 | 0 | 0 | 0 | 0 | 0 | 0 | 0 | 0 | 0 | 0 | 0 | 0 | 0 | 0 | 0 | 0 | 0 | 0 | 0 | 0 | 0 | 0 | 0 | 0 | 0 | 0
F4_Commercial_School_New_Food Preparation_Natural Gas_Oven_E8 | F4 | Commercial | School | New | Food Preparation | Natural Gas | Oven | E8 | RVT BC Ratio | 0 | 0 | 0 | 0 | 0 | 0 | 0 | 0 | 0 | 0 | 0 | 0 | 0 | 0 | 0 | 0 | 0 | 0 | 0 | 0 | 0 | 0 | 0 | 0 | 0 | 0 | 0
F4_Commercial_School_New_Food Preparation_Natural Gas_Oven_E9 | F4 | Commercial | School | New | Food Preparation | Natural Gas | Oven | E9 | RVT BC Ratio | 0 | 0 | 0 | 0 | 0 | 0 | 0 | 0 | 0 | 0 | 0 | 0 | 0 | 0 | 0 | 0 | 0 | 0 | 0 | 0 | 0 | 0 | 0 | 0 | 0 | 0 | 0
F4_Commercial_School_New_Food Preparation_Natural Gas_Oven_E10 | F4 | Commercial | School | New | Food Preparation | Natural Gas | Oven | E10 | RVT BC Ratio | 0 | 0 | 0 | 0 | 0 | 0 | 0 | 0 | 0 | 0 | 0 | 0 | 0 | 0 | 0 | 0 | 0 | 0 | 0 | 0 | 0 | 0 | 0 | 0 | 0 | 0 | 0
F5_Commercial_School_New_Food Preparation_Natural Gas_Oven_E1 | F5 | Commercial | School | New | Food Preparation | Natural Gas | Oven | E1 | RIM BC Ratio | bar: 2021 to 2047
F5_Commercial_School_New_Food Preparation_Natural Gas_Oven_E2 | F5 | Commercial | School | New | Food Preparation | Natural Gas | Oven | E2 | RIM BC Ratio | 2.8204 | 2.7906 | 2.762 | 2.7347 | 2.7418 | 2.7714 | 2.8154 | 2.8674 | 2.9211 | 2.9697 | 3.0092 | 3.0341 | 3.0424 | 3.0315 | 3.0054 | 2.9673 | 2.9193 | 2.8618 | 2.7932 | 2.7116 | 2.6159 | 2.5056 | 2.4079 | 2.3451 | 2.3187 | 2.3301 | 2.3415
F5_Commercial_School_New_Food Preparation_Natural Gas_Oven_E3 | F5 | Commercial | School | New | Food Preparation | Natural Gas | Oven | E3 | RIM BC Ratio | 0 | 0 | 0 | 0 | 0 | 0 | 0 | 0 | 0 | 0 | 0 | 0 | 0 | 0 | 0 | 0 | 0 | 0 | 0 | 0 | 0 | 0 | 0 | 0 | 0 | 0 | 0
F5_Commercial_School_New_Food Preparation_Natural Gas_Oven_E4 | F5 | Commercial | School | New | Food Preparation | Natural Gas | Oven | E4 | RIM BC Ratio | 0 | 0 | 0 | 0 | 0 | 0 | 0 | 0 | 0 | 0 | 0 | 0 | 0 | 0 | 0 | 0 | 0 | 0 | 0 | 0 | 0 | 0 | 0 | 0 | 0 | 0 | 0
F5_Commercial_School_New_Food Preparation_Natural Gas_Oven_E5 | F5 | Commercial | School | New | Food Preparation | Natural Gas | Oven | E5 | RIM BC Ratio | 0 | 0 | 0 | 0 | 0 | 0 | 0 | 0 | 0 | 0 | 0 | 0 | 0 | 0 | 0 | 0 | 0 | 0 | 0 | 0 | 0 | 0 | 0 | 0 | 0 | 0 | 0
F5_Commercial_School_New_Food Preparation_Natural Gas_Oven_E6 | F5 | Commercial | School | New | Food Preparation | Natural Gas | Oven | E6 | RIM BC Ratio | 0 | 0 | 0 | 0 | 0 | 0 | 0 | 0 | 0 | 0 | 0 | 0 | 0 | 0 | 0 | 0 | 0 | 0 | 0 | 0 | 0 | 0 | 0 | 0 | 0 | 0 | 0
F5_Commercial_School_New_Food Preparation_Natural Gas_Oven_E7 | F5 | Commercial | School | New | Food Preparation | Natural Gas | Oven | E7 | RIM BC Ratio | 0 | 0 | 0 | 0 | 0 | 0 | 0 | 0 | 0 | 0 | 0 | 0 | 0 | 0 | 0 | 0 | 0 | 0 | 0 | 0 | 0 | 0 | 0 | 0 | 0 | 0 | 0
F5_Commercial_School_New_Food Preparation_Natural Gas_Oven_E8 | F5 | Commercial | School | New | Food Preparation | Natural Gas | Oven | E8 | RIM BC Ratio | 0 | 0 | 0 | 0 | 0 | 0 | 0 | 0 | 0 | 0 | 0 | 0 | 0 | 0 | 0 | 0 | 0 | 0 | 0 | 0 | 0 | 0 | 0 | 0 | 0 | 0 | 0
F5_Commercial_School_New_Food Preparation_Natural Gas_Oven_E9 | F5 | Commercial | School | New | Food Preparation | Natural Gas | Oven | E9 | RIM BC Ratio | 0 | 0 | 0 | 0 | 0 | 0 | 0 | 0 | 0 | 0 | 0 | 0 | 0 | 0 | 0 | 0 | 0 | 0 | 0 | 0 | 0 | 0 | 0 | 0 | 0 | 0 | 0
F5_Commercial_School_New_Food Preparation_Natural Gas_Oven_E10 | F5 | Commercial | School | New | Food Preparation | Natural Gas | Oven | E10 | RIM BC Ratio | 0 | 0 | 0 | 0 | 0 | 0 | 0 | 0 | 0 | 0 | 0 | 0 | 0 | 0 | 0 | 0 | 0 | 0 | 0 | 0 | 0 | 0 | 0 | 0 | 0 | 0 | 0
F0_Commercial_School_New_Food Preparation_Natural Gas_Conveyor Oven_E0 | F0 | Commercial | School | New | Food Preparation | Natural Gas | Conveyor Oven | E0 | Economic Unit | Efficient (>42% Baking Efficiency) | Efficient (>42% Baking Efficiency) | Efficient (>42% Baking Efficiency) | Efficient (>42% Baking Efficiency) | Efficient (>42% Baking Efficiency) | Efficient (>42% Baking Efficiency) | Efficient (>42% Baking Efficiency) | Efficient (>42% Baking Efficiency) | Efficient (>42% Baking Efficiency) | Efficient (>42% Baking Efficiency) | Efficient (>42% Baking Efficiency) | Efficient (>42% Baking Efficiency) | Efficient (>42% Baking Efficiency) | Efficient (>42% Baking Efficiency) | Efficient (>42% Baking Efficiency) | Efficient (>42% Baking Efficiency) | Efficient (>42% Baking Efficiency) | Efficient (>42% Baking Efficiency) | Efficient (>42% Baking Efficiency) | Efficient (>42% Baking Efficiency) | Efficient (>42% Baking Efficiency) | Efficient (>42% Baking Efficiency) | Efficient (>42% Baking Efficiency) | Efficient (>42% Baking Efficiency) | Efficient (>42% Baking Efficiency) | Efficient (>42% Baking Efficiency) | Efficient (>42% Baking Efficiency)
F1_Commercial_School_New_Food Preparation_Natural Gas_Conveyor Oven_E1 | F1 | Commercial | School | New | Food Preparation | Natural Gas | Conveyor Oven | E1 | CCE | 0 | 0 | 0 | 0 | 0 | 0 | 0 | 0 | 0 | 0 | 0 | 0 | 0 | 0 | 0 | 0 | 0 | 0 | 0 | 0 | 0 | 0 | 0 | 0 | 0 | 0 | 0
F1_Commercial_School_New_Food Preparation_Natural Gas_Conveyor Oven_E2 | F1 | Commercial | School | New | Food Preparation | Natural Gas | Conveyor Oven | E2 | CCE | 0.0044579 | 0.0044579 | 0.0044579 | 0.0044579 | 0.0044579 | 0.0044579 | 0.0044579 | 0.0044579 | 0.0044579 | 0.0044579 | 0.0044579 | 0.0044579 | 0.0044579 | 0.0044579 | 0.0044579 | 0.0044579 | 0.0044579 | 0.0044579 | 0.0044579 | 0.0044579 | 0.0044579 | 0.0044579 | 0.0044579 | 0.0044579 | 0.0044579 | 0.0044579 | 0.0044579
F1_Commercial_School_New_Food Preparation_Natural Gas_Conveyor Oven_E3 | F1 | Commercial | School | New | Food Preparation | Natural Gas | Conveyor Oven | E3 | CCE | 0 | 0 | 0 | 0 | 0 | 0 | 0 | 0 | 0 | 0 | 0 | 0 | 0 | 0 | 0 | 0 | 0 | 0 | 0 | 0 | 0 | 0 | 0 | 0 | 0 | 0 | 0
F1_Commercial_School_New_Food Preparation_Natural Gas_Conveyor Oven_E4 | F1 | Commercial | School | New | Food Preparation | Natural Gas | Conveyor Oven | E4 | CCE | 0 | 0 | 0 | 0 | 0 | 0 | 0 | 0 | 0 | 0 | 0 | 0 | 0 | 0 | 0 | 0 | 0 | 0 | 0 | 0 | 0 | 0 | 0 | 0 | 0 | 0 | 0
F1_Commercial_School_New_Food Preparation_Natural Gas_Conveyor Oven_E5 | F1 | Commercial | School | New | Food Preparation | Natural Gas | Conveyor Oven | E5 | CCE | 0 | 0 | 0 | 0 | 0 | 0 | 0 | 0 | 0 | 0 | 0 | 0 | 0 | 0 | 0 | 0 | 0 | 0 | 0 | 0 | 0 | 0 | 0 | 0 | 0 | 0 | 0
F1_Commercial_School_New_Food Preparation_Natural Gas_Conveyor Oven_E6 | F1 | Commercial | School | New | Food Preparation | Natural Gas | Conveyor Oven | E6 | CCE | 0 | 0 | 0 | 0 | 0 | 0 | 0 | 0 | 0 | 0 | 0 | 0 | 0 | 0 | 0 | 0 | 0 | 0 | 0 | 0 | 0 | 0 | 0 | 0 | 0 | 0 | 0
F1_Commercial_School_New_Food Preparation_Natural Gas_Conveyor Oven_E7 | F1 | Commercial | School | New | Food Preparation | Natural Gas | Conveyor Oven | E7 | CCE | 0 | 0 | 0 | 0 | 0 | 0 | 0 | 0 | 0 | 0 | 0 | 0 | 0 | 0 | 0 | 0 | 0 | 0 | 0 | 0 | 0 | 0 | 0 | 0 | 0 | 0 | 0
F1_Commercial_School_New_Food Preparation_Natural Gas_Conveyor Oven_E8 | F1 | Commercial | School | New | Food Preparation | Natural Gas | Conveyor Oven | E8 | CCE | 0 | 0 | 0 | 0 | 0 | 0 | 0 | 0 | 0 | 0 | 0 | 0 | 0 | 0 | 0 | 0 | 0 | 0 | 0 | 0 | 0 | 0 | 0 | 0 | 0 | 0 | 0
F1_Commercial_School_New_Food Preparation_Natural Gas_Conveyor Oven_E9 | F1 | Commercial | School | New | Food Preparation | Natural Gas | Conveyor Oven | E9 | CCE | 0 | 0 | 0 | 0 | 0 | 0 | 0 | 0 | 0 | 0 | 0 | 0 | 0 | 0 | 0 | 0 | 0 | 0 | 0 | 0 | 0 | 0 | 0 | 0 | 0 | 0 | 0
F1_Commercial_School_New_Food Preparation_Natural Gas_Conveyor Oven_E10 | F1 | Commercial | School | New | Food Preparation | Natural Gas | Conveyor Oven | E10 | CCE | 0 | 0 | 0 | 0 | 0 | 0 | 0 | 0 | 0 | 0 | 0 | 0 | 0 | 0 | 0 | 0 | 0 | 0 | 0 | 0 | 0 | 0 | 0 | 0 | 0 | 0 | 0
F2_Commercial_School_New_Food Preparation_Natural Gas_Conveyor Oven_E1 | F2 | Commercial | School | New | Food Preparation | Natural Gas | Conveyor Oven | E1 | TRC BC Ratio | bar: 2021 to 2047
F2_Commercial_School_New_Food Preparation_Natural Gas_Conveyor Oven_E2 | F2 | Commercial | School | New | Food Preparation | Natural Gas | Conveyor Oven | E2 | TRC BC Ratio | 3.1168 | 3.1026 | 3.0898 | 3.0771 | 3.0914 | 3.1189 | 3.1492 | 3.1746 | 3.1913 | 3.1987 | 3.1992 | 3.1946 | 3.185 | 3.1677 | 3.1435 | 3.1119 | 3.0717 | 3.0231 | 2.9646 | 2.8946 | 2.8121 | 2.7166 | 2.6323 | 2.579 | 2.558 | 2.5706 | 2.5832
F2_Commercial_School_New_Food Preparation_Natural Gas_Conveyor Oven_E3 | F2 | Commercial | School | New | Food Preparation | Natural Gas | Conveyor Oven | E3 | TRC BC Ratio | 0 | 0 | 0 | 0 | 0 | 0 | 0 | 0 | 0 | 0 | 0 | 0 | 0 | 0 | 0 | 0 | 0 | 0 | 0 | 0 | 0 | 0 | 0 | 0 | 0 | 0 | 0
F2_Commercial_School_New_Food Preparation_Natural Gas_Conveyor Oven_E4 | F2 | Commercial | School | New | Food Preparation | Natural Gas | Conveyor Oven | E4 | TRC BC Ratio | 0 | 0 | 0 | 0 | 0 | 0 | 0 | 0 | 0 | 0 | 0 | 0 | 0 | 0 | 0 | 0 | 0 | 0 | 0 | 0 | 0 | 0 | 0 | 0 | 0 | 0 | 0
F2_Commercial_School_New_Food Preparation_Natural Gas_Conveyor Oven_E5 | F2 | Commercial | School | New | Food Preparation | Natural Gas | Conveyor Oven | E5 | TRC BC Ratio | 0 | 0 | 0 | 0 | 0 | 0 | 0 | 0 | 0 | 0 | 0 | 0 | 0 | 0 | 0 | 0 | 0 | 0 | 0 | 0 | 0 | 0 | 0 | 0 | 0 | 0 | 0
F2_Commercial_School_New_Food Preparation_Natural Gas_Conveyor Oven_E6 | F2 | Commercial | School | New | Food Preparation | Natural Gas | Conveyor Oven | E6 | TRC BC Ratio | 0 | 0 | 0 | 0 | 0 | 0 | 0 | 0 | 0 | 0 | 0 | 0 | 0 | 0 | 0 | 0 | 0 | 0 | 0 | 0 | 0 | 0 | 0 | 0 | 0 | 0 | 0
F2_Commercial_School_New_Food Preparation_Natural Gas_Conveyor Oven_E7 | F2 | Commercial | School | New | Food Preparation | Natural Gas | Conveyor Oven | E7 | TRC BC Ratio | 0 | 0 | 0 | 0 | 0 | 0 | 0 | 0 | 0 | 0 | 0 | 0 | 0 | 0 | 0 | 0 | 0 | 0 | 0 | 0 | 0 | 0 | 0 | 0 | 0 | 0 | 0
F2_Commercial_School_New_Food Preparation_Natural Gas_Conveyor Oven_E8 | F2 | Commercial | School | New | Food Preparation | Natural Gas | Conveyor Oven | E8 | TRC BC Ratio | 0 | 0 | 0 | 0 | 0 | 0 | 0 | 0 | 0 | 0 | 0 | 0 | 0 | 0 | 0 | 0 | 0 | 0 | 0 | 0 | 0 | 0 | 0 | 0 | 0 | 0 | 0
F2_Commercial_School_New_Food Preparation_Natural Gas_Conveyor Oven_E9 | F2 | Commercial | School | New | Food Preparation | Natural Gas | Conveyor Oven | E9 | TRC BC Ratio | 0 | 0 | 0 | 0 | 0 | 0 | 0 | 0 | 0 | 0 | 0 | 0 | 0 | 0 | 0 | 0 | 0 | 0 | 0 | 0 | 0 | 0 | 0 | 0 | 0 | 0 | 0
F2_Commercial_School_New_Food Preparation_Natural Gas_Conveyor Oven_E10 | F2 | Commercial | School | New | Food Preparation | Natural Gas | Conveyor Oven | E10 | TRC BC Ratio | 0 | 0 | 0 | 0 | 0 | 0 | 0 | 0 | 0 | 0 | 0 | 0 | 0 | 0 | 0 | 0 | 0 | 0 | 0 | 0 | 0 | 0 | 0 | 0 | 0 | 0 | 0
F3_Commercial_School_New_Food Preparation_Natural Gas_Conveyor Oven_E1 | F3 | Commercial | School | New | Food Preparation | Natural Gas | Conveyor Oven | E1 | PACT BC Ratio | bar: 2021 to 2047
F3_Commercial_School_New_Food Preparation_Natural Gas_Conveyor Oven_E2 | F3 | Commercial | School | New | Food Preparation | Natural Gas | Conveyor Oven | E2 | PACT BC Ratio | 4.1011 | 4.0824 | 4.0655 | 4.0488 | 4.0676 | 4.1039 | 4.1436 | 4.1771 | 4.1991 | 4.2088 | 4.2095 | 4.2034 | 4.1908 | 4.168 | 4.1362 | 4.0947 | 4.0417 | 3.9778 | 3.9008 | 3.8086 | 3.7001 | 3.5745 | 3.4635 | 3.3934 | 3.3658 | 3.3823 | 3.3989
F3_Commercial_School_New_Food Preparation_Natural Gas_Conveyor Oven_E3 | F3 | Commercial | School | New | Food Preparation | Natural Gas | Conveyor Oven | E3 | PACT BC Ratio | 0 | 0 | 0 | 0 | 0 | 0 | 0 | 0 | 0 | 0 | 0 | 0 | 0 | 0 | 0 | 0 | 0 | 0 | 0 | 0 | 0 | 0 | 0 | 0 | 0 | 0 | 0
F3_Commercial_School_New_Food Preparation_Natural Gas_Conveyor Oven_E4 | F3 | Commercial | School | New | Food Preparation | Natural Gas | Conveyor Oven | E4 | PACT BC Ratio | 0 | 0 | 0 | 0 | 0 | 0 | 0 | 0 | 0 | 0 | 0 | 0 | 0 | 0 | 0 | 0 | 0 | 0 | 0 | 0 | 0 | 0 | 0 | 0 | 0 | 0 | 0
F3_Commercial_School_New_Food Preparation_Natural Gas_Conveyor Oven_E5 | F3 | Commercial | School | New | Food Preparation | Natural Gas | Conveyor Oven | E5 | PACT BC Ratio | 0 | 0 | 0 | 0 | 0 | 0 | 0 | 0 | 0 | 0 | 0 | 0 | 0 | 0 | 0 | 0 | 0 | 0 | 0 | 0 | 0 | 0 | 0 | 0 | 0 | 0 | 0
F3_Commercial_School_New_Food Preparation_Natural Gas_Conveyor Oven_E6 | F3 | Commercial | School | New | Food Preparation | Natural Gas | Conveyor Oven | E6 | PACT BC Ratio | 0 | 0 | 0 | 0 | 0 | 0 | 0 | 0 | 0 | 0 | 0 | 0 | 0 | 0 | 0 | 0 | 0 | 0 | 0 | 0 | 0 | 0 | 0 | 0 | 0 | 0 | 0
F3_Commercial_School_New_Food Preparation_Natural Gas_Conveyor Oven_E7 | F3 | Commercial | School | New | Food Preparation | Natural Gas | Conveyor Oven | E7 | PACT BC Ratio | 0 | 0 | 0 | 0 | 0 | 0 | 0 | 0 | 0 | 0 | 0 | 0 | 0 | 0 | 0 | 0 | 0 | 0 | 0 | 0 | 0 | 0 | 0 | 0 | 0 | 0 | 0
F3_Commercial_School_New_Food Preparation_Natural Gas_Conveyor Oven_E8 | F3 | Commercial | School | New | Food Preparation | Natural Gas | Conveyor Oven | E8 | PACT BC Ratio | 0 | 0 | 0 | 0 | 0 | 0 | 0 | 0 | 0 | 0 | 0 | 0 | 0 | 0 | 0 | 0 | 0 | 0 | 0 | 0 | 0 | 0 | 0 | 0 | 0 | 0 | 0
F3_Commercial_School_New_Food Preparation_Natural Gas_Conveyor Oven_E9 | F3 | Commercial | School | New | Food Preparation | Natural Gas | Conveyor Oven | E9 | PACT BC Ratio | 0 | 0 | 0 | 0 | 0 | 0 | 0 | 0 | 0 | 0 | 0 | 0 | 0 | 0 | 0 | 0 | 0 | 0 | 0 | 0 | 0 | 0 | 0 | 0 | 0 | 0 | 0
F3_Commercial_School_New_Food Preparation_Natural Gas_Conveyor Oven_E10 | F3 | Commercial | School | New | Food Preparation | Natural Gas | Conveyor Oven | E10 | PACT BC Ratio | 0 | 0 | 0 | 0 | 0 | 0 | 0 | 0 | 0 | 0 | 0 | 0 | 0 | 0 | 0 | 0 | 0 | 0 | 0 | 0 | 0 | 0 | 0 | 0 | 0 | 0 | 0
F4_Commercial_School_New_Food Preparation_Natural Gas_Conveyor Oven_E1 | F4 | Commercial | School | New | Food Preparation | Natural Gas | Conveyor Oven | E1 | RVT BC Ratio | bar: 2021 to 2047
F4_Commercial_School_New_Food Preparation_Natural Gas_Conveyor Oven_E2 | F4 | Commercial | School | New | Food Preparation | Natural Gas | Conveyor Oven | E2 | RVT BC Ratio | 0.7 | 0.7 | 0.7 | 0.7 | 0.7 | 0.7 | 0.7 | 0.7 | 0.7 | 0.7 | 0.7 | 0.7 | 0.7 | 0.7 | 0.7 | 0.7 | 0.7 | 0.7 | 0.7 | 0.7 | 0.7 | 0.7 | 0.7 | 0.7 | 0.7 | 0.7 | 0.7
F4_Commercial_School_New_Food Preparation_Natural Gas_Conveyor Oven_E3 | F4 | Commercial | School | New | Food Preparation | Natural Gas | Conveyor Oven | E3 | RVT BC Ratio | 0 | 0 | 0 | 0 | 0 | 0 | 0 | 0 | 0 | 0 | 0 | 0 | 0 | 0 | 0 | 0 | 0 | 0 | 0 | 0 | 0 | 0 | 0 | 0 | 0 | 0 | 0
F4_Commercial_School_New_Food Preparation_Natural Gas_Conveyor Oven_E4 | F4 | Commercial | School | New | Food Preparation | Natural Gas | Conveyor Oven | E4 | RVT BC Ratio | 0 | 0 | 0 | 0 | 0 | 0 | 0 | 0 | 0 | 0 | 0 | 0 | 0 | 0 | 0 | 0 | 0 | 0 | 0 | 0 | 0 | 0 | 0 | 0 | 0 | 0 | 0
F4_Commercial_School_New_Food Preparation_Natural Gas_Conveyor Oven_E5 | F4 | Commercial | School | New | Food Preparation | Natural Gas | Conveyor Oven | E5 | RVT BC Ratio | 0 | 0 | 0 | 0 | 0 | 0 | 0 | 0 | 0 | 0 | 0 | 0 | 0 | 0 | 0 | 0 | 0 | 0 | 0 | 0 | 0 | 0 | 0 | 0 | 0 | 0 | 0
F4_Commercial_School_New_Food Preparation_Natural Gas_Conveyor Oven_E6 | F4 | Commercial | School | New | Food Preparation | Natural Gas | Conveyor Oven | E6 | RVT BC Ratio | 0 | 0 | 0 | 0 | 0 | 0 | 0 | 0 | 0 | 0 | 0 | 0 | 0 | 0 | 0 | 0 | 0 | 0 | 0 | 0 | 0 | 0 | 0 | 0 | 0 | 0 | 0
F4_Commercial_School_New_Food Preparation_Natural Gas_Conveyor Oven_E7 | F4 | Commercial | School | New | Food Preparation | Natural Gas | Conveyor Oven | E7 | RVT BC Ratio | 0 | 0 | 0 | 0 | 0 | 0 | 0 | 0 | 0 | 0 | 0 | 0 | 0 | 0 | 0 | 0 | 0 | 0 | 0 | 0 | 0 | 0 | 0 | 0 | 0 | 0 | 0
F4_Commercial_School_New_Food Preparation_Natural Gas_Conveyor Oven_E8 | F4 | Commercial | School | New | Food Preparation | Natural Gas | Conveyor Oven | E8 | RVT BC Ratio | 0 | 0 | 0 | 0 | 0 | 0 | 0 | 0 | 0 | 0 | 0 | 0 | 0 | 0 | 0 | 0 | 0 | 0 | 0 | 0 | 0 | 0 | 0 | 0 | 0 | 0 | 0
F4_Commercial_School_New_Food Preparation_Natural Gas_Conveyor Oven_E9 | F4 | Commercial | School | New | Food Preparation | Natural Gas | Conveyor Oven | E9 | RVT BC Ratio | 0 | 0 | 0 | 0 | 0 | 0 | 0 | 0 | 0 | 0 | 0 | 0 | 0 | 0 | 0 | 0 | 0 | 0 | 0 | 0 | 0 | 0 | 0 | 0 | 0 | 0 | 0
F4_Commercial_School_New_Food Preparation_Natural Gas_Conveyor Oven_E10 | F4 | Commercial | School | New | Food Preparation | Natural Gas | Conveyor Oven | E10 | RVT BC Ratio | 0 | 0 | 0 | 0 | 0 | 0 | 0 | 0 | 0 | 0 | 0 | 0 | 0 | 0 | 0 | 0 | 0 | 0 | 0 | 0 | 0 | 0 | 0 | 0 | 0 | 0 | 0
F5_Commercial_School_New_Food Preparation_Natural Gas_Conveyor Oven_E1 | F5 | Commercial | School | New | Food Preparation | Natural Gas | Conveyor Oven | E1 | RIM BC Ratio | bar: 2021 to 2047
F5_Commercial_School_New_Food Preparation_Natural Gas_Conveyor Oven_E2 | F5 | Commercial | School | New | Food Preparation | Natural Gas | Conveyor Oven | E2 | RIM BC Ratio | 4.1011 | 4.0824 | 4.0655 | 4.0488 | 4.0676 | 4.1039 | 4.1436 | 4.1771 | 4.1991 | 4.2088 | 4.2095 | 4.2034 | 4.1908 | 4.168 | 4.1362 | 4.0947 | 4.0417 | 3.9778 | 3.9008 | 3.8086 | 3.7001 | 3.5745 | 3.4635 | 3.3934 | 3.3658 | 3.3823 | 3.3989
F5_Commercial_School_New_Food Preparation_Natural Gas_Conveyor Oven_E3 | F5 | Commercial | School | New | Food Preparation | Natural Gas | Conveyor Oven | E3 | RIM BC Ratio | 0 | 0 | 0 | 0 | 0 | 0 | 0 | 0 | 0 | 0 | 0 | 0 | 0 | 0 | 0 | 0 | 0 | 0 | 0 | 0 | 0 | 0 | 0 | 0 | 0 | 0 | 0
F5_Commercial_School_New_Food Preparation_Natural Gas_Conveyor Oven_E4 | F5 | Commercial | School | New | Food Preparation | Natural Gas | Conveyor Oven | E4 | RIM BC Ratio | 0 | 0 | 0 | 0 | 0 | 0 | 0 | 0 | 0 | 0 | 0 | 0 | 0 | 0 | 0 | 0 | 0 | 0 | 0 | 0 | 0 | 0 | 0 | 0 | 0 | 0 | 0
F5_Commercial_School_New_Food Preparation_Natural Gas_Conveyor Oven_E5 | F5 | Commercial | School | New | Food Preparation | Natural Gas | Conveyor Oven | E5 | RIM BC Ratio | 0 | 0 | 0 | 0 | 0 | 0 | 0 | 0 | 0 | 0 | 0 | 0 | 0 | 0 | 0 | 0 | 0 | 0 | 0 | 0 | 0 | 0 | 0 | 0 | 0 | 0 | 0
F5_Commercial_School_New_Food Preparation_Natural Gas_Conveyor Oven_E6 | F5 | Commercial | School | New | Food Preparation | Natural Gas | Conveyor Oven | E6 | RIM BC Ratio | 0 | 0 | 0 | 0 | 0 | 0 | 0 | 0 | 0 | 0 | 0 | 0 | 0 | 0 | 0 | 0 | 0 | 0 | 0 | 0 | 0 | 0 | 0 | 0 | 0 | 0 | 0
F5_Commercial_School_New_Food Preparation_Natural Gas_Conveyor Oven_E7 | F5 | Commercial | School | New | Food Preparation | Natural Gas | Conveyor Oven | E7 | RIM BC Ratio | 0 | 0 | 0 | 0 | 0 | 0 | 0 | 0 | 0 | 0 | 0 | 0 | 0 | 0 | 0 | 0 | 0 | 0 | 0 | 0 | 0 | 0 | 0 | 0 | 0 | 0 | 0
F5_Commercial_School_New_Food Preparation_Natural Gas_Conveyor Oven_E8 | F5 | Commercial | School | New | Food Preparation | Natural Gas | Conveyor Oven | E8 | RIM BC Ratio | 0 | 0 | 0 | 0 | 0 | 0 | 0 | 0 | 0 | 0 | 0 | 0 | 0 | 0 | 0 | 0 | 0 | 0 | 0 | 0 | 0 | 0 | 0 | 0 | 0 | 0 | 0
F5_Commercial_School_New_Food Preparation_Natural Gas_Conveyor Oven_E9 | F5 | Commercial | School | New | Food Preparation | Natural Gas | Conveyor Oven | E9 | RIM BC Ratio | 0 | 0 | 0 | 0 | 0 | 0 | 0 | 0 | 0 | 0 | 0 | 0 | 0 | 0 | 0 | 0 | 0 | 0 | 0 | 0 | 0 | 0 | 0 | 0 | 0 | 0 | 0
F5_Commercial_School_New_Food Preparation_Natural Gas_Conveyor Oven_E10 | F5 | Commercial | School | New | Food Preparation | Natural Gas | Conveyor Oven | E10 | RIM BC Ratio | 0 | 0 | 0 | 0 | 0 | 0 | 0 | 0 | 0 | 0 | 0 | 0 | 0 | 0 | 0 | 0 | 0 | 0 | 0 | 0 | 0 | 0 | 0 | 0 | 0 | 0 | 0
F0_Commercial_School_New_Food Preparation_Natural Gas_Double Rack Oven_E0 | F0 | Commercial | School | New | Food Preparation | Natural Gas | Double Rack Oven | E0 | Economic Unit | FTSC Qualified (>50% Cooking Efficiency) | FTSC Qualified (>50% Cooking Efficiency) | FTSC Qualified (>50% Cooking Efficiency) | FTSC Qualified (>50% Cooking Efficiency) | FTSC Qualified (>50% Cooking Efficiency) | FTSC Qualified (>50% Cooking Efficiency) | FTSC Qualified (>50% Cooking Efficiency) | FTSC Qualified (>50% Cooking Efficiency) | FTSC Qualified (>50% Cooking Efficiency) | FTSC Qualified (>50% Cooking Efficiency) | FTSC Qualified (>50% Cooking Efficiency) | FTSC Qualified (>50% Cooking Efficiency) | FTSC Qualified (>50% Cooking Efficiency) | FTSC Qualified (>50% Cooking Efficiency) | FTSC Qualified (>50% Cooking Efficiency) | FTSC Qualified (>50% Cooking Efficiency) | FTSC Qualified (>50% Cooking Efficiency) | FTSC Qualified (>50% Cooking Efficiency) | FTSC Qualified (>50% Cooking Efficiency) | FTSC Qualified (>50% Cooking Efficiency) | FTSC Qualified (>50% Cooking Efficiency) | FTSC Qualified (>50% Cooking Efficiency) | FTSC Qualified (>50% Cooking Efficiency) | FTSC Qualified (>50% Cooking Efficiency) | FTSC Qualified (>50% Cooking Efficiency) | FTSC Qualified (>50% Cooking Efficiency) | FTSC Qualified (>50% Cooking Efficiency)
F1_Commercial_School_New_Food Preparation_Natural Gas_Double Rack Oven_E1 | F1 | Commercial | School | New | Food Preparation | Natural Gas | Double Rack Oven | E1 | CCE | 0 | 0 | 0 | 0 | 0 | 0 | 0 | 0 | 0 | 0 | 0 | 0 | 0 | 0 | 0 | 0 | 0 | 0 | 0 | 0 | 0 | 0 | 0 | 0 | 0 | 0 | 0
F1_Commercial_School_New_Food Preparation_Natural Gas_Double Rack Oven_E2 | F1 | Commercial | School | New | Food Preparation | Natural Gas | Double Rack Oven | E2 | CCE | 0.00516 | 0.00516 | 0.00516 | 0.00516 | 0.00516 | 0.00516 | 0.00516 | 0.00516 | 0.00516 | 0.00516 | 0.00516 | 0.00516 | 0.00516 | 0.00516 | 0.00516 | 0.00516 | 0.00516 | 0.00516 | 0.00516 | 0.00516 | 0.00516 | 0.00516 | 0.00516 | 0.00516 | 0.00516 | 0.00516 | 0.00516
F1_Commercial_School_New_Food Preparation_Natural Gas_Double Rack Oven_E3 | F1 | Commercial | School | New | Food Preparation | Natural Gas | Double Rack Oven | E3 | CCE | 0 | 0 | 0 | 0 | 0 | 0 | 0 | 0 | 0 | 0 | 0 | 0 | 0 | 0 | 0 | 0 | 0 | 0 | 0 | 0 | 0 | 0 | 0 | 0 | 0 | 0 | 0
F1_Commercial_School_New_Food Preparation_Natural Gas_Double Rack Oven_E4 | F1 | Commercial | School | New | Food Preparation | Natural Gas | Double Rack Oven | E4 | CCE | 0 | 0 | 0 | 0 | 0 | 0 | 0 | 0 | 0 | 0 | 0 | 0 | 0 | 0 | 0 | 0 | 0 | 0 | 0 | 0 | 0 | 0 | 0 | 0 | 0 | 0 | 0
F1_Commercial_School_New_Food Preparation_Natural Gas_Double Rack Oven_E5 | F1 | Commercial | School | New | Food Preparation | Natural Gas | Double Rack Oven | E5 | CCE | 0 | 0 | 0 | 0 | 0 | 0 | 0 | 0 | 0 | 0 | 0 | 0 | 0 | 0 | 0 | 0 | 0 | 0 | 0 | 0 | 0 | 0 | 0 | 0 | 0 | 0 | 0
F1_Commercial_School_New_Food Preparation_Natural Gas_Double Rack Oven_E6 | F1 | Commercial | School | New | Food Preparation | Natural Gas | Double Rack Oven | E6 | CCE | 0 | 0 | 0 | 0 | 0 | 0 | 0 | 0 | 0 | 0 | 0 | 0 | 0 | 0 | 0 | 0 | 0 | 0 | 0 | 0 | 0 | 0 | 0 | 0 | 0 | 0 | 0
F1_Commercial_School_New_Food Preparation_Natural Gas_Double Rack Oven_E7 | F1 | Commercial | School | New | Food Preparation | Natural Gas | Double Rack Oven | E7 | CCE | 0 | 0 | 0 | 0 | 0 | 0 | 0 | 0 | 0 | 0 | 0 | 0 | 0 | 0 | 0 | 0 | 0 | 0 | 0 | 0 | 0 | 0 | 0 | 0 | 0 | 0 | 0
F1_Commercial_School_New_Food Preparation_Natural Gas_Double Rack Oven_E8 | F1 | Commercial | School | New | Food Preparation | Natural Gas | Double Rack Oven | E8 | CCE | 0 | 0 | 0 | 0 | 0 | 0 | 0 | 0 | 0 | 0 | 0 | 0 | 0 | 0 | 0 | 0 | 0 | 0 | 0 | 0 | 0 | 0 | 0 | 0 | 0 | 0 | 0
F1_Commercial_School_New_Food Preparation_Natural Gas_Double Rack Oven_E9 | F1 | Commercial | School | New | Food Preparation | Natural Gas | Double Rack Oven | E9 | CCE | 0 | 0 | 0 | 0 | 0 | 0 | 0 | 0 | 0 | 0 | 0 | 0 | 0 | 0 | 0 | 0 | 0 | 0 | 0 | 0 | 0 | 0 | 0 | 0 | 0 | 0 | 0
F1_Commercial_School_New_Food Preparation_Natural Gas_Double Rack Oven_E10 | F1 | Commercial | School | New | Food Preparation | Natural Gas | Double Rack Oven | E10 | CCE | 0 | 0 | 0 | 0 | 0 | 0 | 0 | 0 | 0 | 0 | 0 | 0 | 0 | 0 | 0 | 0 | 0 | 0 | 0 | 0 | 0 | 0 | 0 | 0 | 0 | 0 | 0
F2_Commercial_School_New_Food Preparation_Natural Gas_Double Rack Oven_E1 | F2 | Commercial | School | New | Food Preparation | Natural Gas | Double Rack Oven | E1 | TRC BC Ratio | bar: 2021 to 2047
F2_Commercial_School_New_Food Preparation_Natural Gas_Double Rack Oven_E2 | F2 | Commercial | School | New | Food Preparation | Natural Gas | Double Rack Oven | E2 | TRC BC Ratio | 2.6451 | 2.6168 | 2.5895 | 2.5634 | 2.5698 | 2.5976 | 2.6379 | 2.6828 | 2.726 | 2.7629 | 2.793 | 2.8145 | 2.8267 | 2.8253 | 2.81 | 2.7806 | 2.7375 | 2.6832 | 2.6184 | 2.5413 | 2.451 | 2.3468 | 2.2544 | 2.1951 | 2.1701 | 2.1808 | 2.1915
F2_Commercial_School_New_Food Preparation_Natural Gas_Double Rack Oven_E3 | F2 | Commercial | School | New | Food Preparation | Natural Gas | Double Rack Oven | E3 | TRC BC Ratio | 0 | 0 | 0 | 0 | 0 | 0 | 0 | 0 | 0 | 0 | 0 | 0 | 0 | 0 | 0 | 0 | 0 | 0 | 0 | 0 | 0 | 0 | 0 | 0 | 0 | 0 | 0
F2_Commercial_School_New_Food Preparation_Natural Gas_Double Rack Oven_E4 | F2 | Commercial | School | New | Food Preparation | Natural Gas | Double Rack Oven | E4 | TRC BC Ratio | 0 | 0 | 0 | 0 | 0 | 0 | 0 | 0 | 0 | 0 | 0 | 0 | 0 | 0 | 0 | 0 | 0 | 0 | 0 | 0 | 0 | 0 | 0 | 0 | 0 | 0 | 0
F2_Commercial_School_New_Food Preparation_Natural Gas_Double Rack Oven_E5 | F2 | Commercial | School | New | Food Preparation | Natural Gas | Double Rack Oven | E5 | TRC BC Ratio | 0 | 0 | 0 | 0 | 0 | 0 | 0 | 0 | 0 | 0 | 0 | 0 | 0 | 0 | 0 | 0 | 0 | 0 | 0 | 0 | 0 | 0 | 0 | 0 | 0 | 0 | 0
F2_Commercial_School_New_Food Preparation_Natural Gas_Double Rack Oven_E6 | F2 | Commercial | School | New | Food Preparation | Natural Gas | Double Rack Oven | E6 | TRC BC Ratio | 0 | 0 | 0 | 0 | 0 | 0 | 0 | 0 | 0 | 0 | 0 | 0 | 0 | 0 | 0 | 0 | 0 | 0 | 0 | 0 | 0 | 0 | 0 | 0 | 0 | 0 | 0
F2_Commercial_School_New_Food Preparation_Natural Gas_Double Rack Oven_E7 | F2 | Commercial | School | New | Food Preparation | Natural Gas | Double Rack Oven | E7 | TRC BC Ratio | 0 | 0 | 0 | 0 | 0 | 0 | 0 | 0 | 0 | 0 | 0 | 0 | 0 | 0 | 0 | 0 | 0 | 0 | 0 | 0 | 0 | 0 | 0 | 0 | 0 | 0 | 0
F2_Commercial_School_New_Food Preparation_Natural Gas_Double Rack Oven_E8 | F2 | Commercial | School | New | Food Preparation | Natural Gas | Double Rack Oven | E8 | TRC BC Ratio | 0 | 0 | 0 | 0 | 0 | 0 | 0 | 0 | 0 | 0 | 0 | 0 | 0 | 0 | 0 | 0 | 0 | 0 | 0 | 0 | 0 | 0 | 0 | 0 | 0 | 0 | 0
F2_Commercial_School_New_Food Preparation_Natural Gas_Double Rack Oven_E9 | F2 | Commercial | School | New | Food Preparation | Natural Gas | Double Rack Oven | E9 | TRC BC Ratio | 0 | 0 | 0 | 0 | 0 | 0 | 0 | 0 | 0 | 0 | 0 | 0 | 0 | 0 | 0 | 0 | 0 | 0 | 0 | 0 | 0 | 0 | 0 | 0 | 0 | 0 | 0
F2_Commercial_School_New_Food Preparation_Natural Gas_Double Rack Oven_E10 | F2 | Commercial | School | New | Food Preparation | Natural Gas | Double Rack Oven | E10 | TRC BC Ratio | 0 | 0 | 0 | 0 | 0 | 0 | 0 | 0 | 0 | 0 | 0 | 0 | 0 | 0 | 0 | 0 | 0 | 0 | 0 | 0 | 0 | 0 | 0 | 0 | 0 | 0 | 0
F3_Commercial_School_New_Food Preparation_Natural Gas_Double Rack Oven_E1 | F3 | Commercial | School | New | Food Preparation | Natural Gas | Double Rack Oven | E1 | PACT BC Ratio | bar: 2021 to 2047
F3_Commercial_School_New_Food Preparation_Natural Gas_Double Rack Oven_E2 | F3 | Commercial | School | New | Food Preparation | Natural Gas | Double Rack Oven | E2 | PACT BC Ratio | 3.4804 | 3.4432 | 3.4073 | 3.3729 | 3.3814 | 3.4179 | 3.4709 | 3.53 | 3.5869 | 3.6354 | 3.675 | 3.7033 | 3.7193 | 3.7175 | 3.6974 | 3.6587 | 3.602 | 3.5306 | 3.4453 | 3.3438 | 3.2249 | 3.0879 | 2.9664 | 2.8883 | 2.8554 | 2.8694 | 2.8835
F3_Commercial_School_New_Food Preparation_Natural Gas_Double Rack Oven_E3 | F3 | Commercial | School | New | Food Preparation | Natural Gas | Double Rack Oven | E3 | PACT BC Ratio | 0 | 0 | 0 | 0 | 0 | 0 | 0 | 0 | 0 | 0 | 0 | 0 | 0 | 0 | 0 | 0 | 0 | 0 | 0 | 0 | 0 | 0 | 0 | 0 | 0 | 0 | 0
F3_Commercial_School_New_Food Preparation_Natural Gas_Double Rack Oven_E4 | F3 | Commercial | School | New | Food Preparation | Natural Gas | Double Rack Oven | E4 | PACT BC Ratio | 0 | 0 | 0 | 0 | 0 | 0 | 0 | 0 | 0 | 0 | 0 | 0 | 0 | 0 | 0 | 0 | 0 | 0 | 0 | 0 | 0 | 0 | 0 | 0 | 0 | 0 | 0
F3_Commercial_School_New_Food Preparation_Natural Gas_Double Rack Oven_E5 | F3 | Commercial | School | New | Food Preparation | Natural Gas | Double Rack Oven | E5 | PACT BC Ratio | 0 | 0 | 0 | 0 | 0 | 0 | 0 | 0 | 0 | 0 | 0 | 0 | 0 | 0 | 0 | 0 | 0 | 0 | 0 | 0 | 0 | 0 | 0 | 0 | 0 | 0 | 0
F3_Commercial_School_New_Food Preparation_Natural Gas_Double Rack Oven_E6 | F3 | Commercial | School | New | Food Preparation | Natural Gas | Double Rack Oven | E6 | PACT BC Ratio | 0 | 0 | 0 | 0 | 0 | 0 | 0 | 0 | 0 | 0 | 0 | 0 | 0 | 0 | 0 | 0 | 0 | 0 | 0 | 0 | 0 | 0 | 0 | 0 | 0 | 0 | 0
F3_Commercial_School_New_Food Preparation_Natural Gas_Double Rack Oven_E7 | F3 | Commercial | School | New | Food Preparation | Natural Gas | Double Rack Oven | E7 | PACT BC Ratio | 0 | 0 | 0 | 0 | 0 | 0 | 0 | 0 | 0 | 0 | 0 | 0 | 0 | 0 | 0 | 0 | 0 | 0 | 0 | 0 | 0 | 0 | 0 | 0 | 0 | 0 | 0
F3_Commercial_School_New_Food Preparation_Natural Gas_Double Rack Oven_E8 | F3 | Commercial | School | New | Food Preparation | Natural Gas | Double Rack Oven | E8 | PACT BC Ratio | 0 | 0 | 0 | 0 | 0 | 0 | 0 | 0 | 0 | 0 | 0 | 0 | 0 | 0 | 0 | 0 | 0 | 0 | 0 | 0 | 0 | 0 | 0 | 0 | 0 | 0 | 0
F3_Commercial_School_New_Food Preparation_Natural Gas_Double Rack Oven_E9 | F3 | Commercial | School | New | Food Preparation | Natural Gas | Double Rack Oven | E9 | PACT BC Ratio | 0 | 0 | 0 | 0 | 0 | 0 | 0 | 0 | 0 | 0 | 0 | 0 | 0 | 0 | 0 | 0 | 0 | 0 | 0 | 0 | 0 | 0 | 0 | 0 | 0 | 0 | 0
F3_Commercial_School_New_Food Preparation_Natural Gas_Double Rack Oven_E10 | F3 | Commercial | School | New | Food Preparation | Natural Gas | Double Rack Oven | E10 | PACT BC Ratio | 0 | 0 | 0 | 0 | 0 | 0 | 0 | 0 | 0 | 0 | 0 | 0 | 0 | 0 | 0 | 0 | 0 | 0 | 0 | 0 | 0 | 0 | 0 | 0 | 0 | 0 | 0
F4_Commercial_School_New_Food Preparation_Natural Gas_Double Rack Oven_E1 | F4 | Commercial | School | New | Food Preparation | Natural Gas | Double Rack Oven | E1 | RVT BC Ratio | bar: 2021 to 2047
F4_Commercial_School_New_Food Preparation_Natural Gas_Double Rack Oven_E2 | F4 | Commercial | School | New | Food Preparation | Natural Gas | Double Rack Oven | E2 | RVT BC Ratio | 0.7 | 0.7 | 0.7 | 0.7 | 0.7 | 0.7 | 0.7 | 0.7 | 0.7 | 0.7 | 0.7 | 0.7 | 0.7 | 0.7 | 0.7 | 0.7 | 0.7 | 0.7 | 0.7 | 0.7 | 0.7 | 0.7 | 0.7 | 0.7 | 0.7 | 0.7 | 0.7
F4_Commercial_School_New_Food Preparation_Natural Gas_Double Rack Oven_E3 | F4 | Commercial | School | New | Food Preparation | Natural Gas | Double Rack Oven | E3 | RVT BC Ratio | 0 | 0 | 0 | 0 | 0 | 0 | 0 | 0 | 0 | 0 | 0 | 0 | 0 | 0 | 0 | 0 | 0 | 0 | 0 | 0 | 0 | 0 | 0 | 0 | 0 | 0 | 0
F4_Commercial_School_New_Food Preparation_Natural Gas_Double Rack Oven_E4 | F4 | Commercial | School | New | Food Preparation | Natural Gas | Double Rack Oven | E4 | RVT BC Ratio | 0 | 0 | 0 | 0 | 0 | 0 | 0 | 0 | 0 | 0 | 0 | 0 | 0 | 0 | 0 | 0 | 0 | 0 | 0 | 0 | 0 | 0 | 0 | 0 | 0 | 0 | 0
F4_Commercial_School_New_Food Preparation_Natural Gas_Double Rack Oven_E5 | F4 | Commercial | School | New | Food Preparation | Natural Gas | Double Rack Oven | E5 | RVT BC Ratio | 0 | 0 | 0 | 0 | 0 | 0 | 0 | 0 | 0 | 0 | 0 | 0 | 0 | 0 | 0 | 0 | 0 | 0 | 0 | 0 | 0 | 0 | 0 | 0 | 0 | 0 | 0
F4_Commercial_School_New_Food Preparation_Natural Gas_Double Rack Oven_E6 | F4 | Commercial | School | New | Food Preparation | Natural Gas | Double Rack Oven | E6 | RVT BC Ratio | 0 | 0 | 0 | 0 | 0 | 0 | 0 | 0 | 0 | 0 | 0 | 0 | 0 | 0 | 0 | 0 | 0 | 0 | 0 | 0 | 0 | 0 | 0 | 0 | 0 | 0 | 0
F4_Commercial_School_New_Food Preparation_Natural Gas_Double Rack Oven_E7 | F4 | Commercial | School | New | Food Preparation | Natural Gas | Double Rack Oven | E7 | RVT BC Ratio | 0 | 0 | 0 | 0 | 0 | 0 | 0 | 0 | 0 | 0 | 0 | 0 | 0 | 0 | 0 | 0 | 0 | 0 | 0 | 0 | 0 | 0 | 0 | 0 | 0 | 0 | 0
F4_Commercial_School_New_Food Preparation_Natural Gas_Double Rack Oven_E8 | F4 | Commercial | School | New | Food Preparation | Natural Gas | Double Rack Oven | E8 | RVT BC Ratio | 0 | 0 | 0 | 0 | 0 | 0 | 0 | 0 | 0 | 0 | 0 | 0 | 0 | 0 | 0 | 0 | 0 | 0 | 0 | 0 | 0 | 0 | 0 | 0 | 0 | 0 | 0
F4_Commercial_School_New_Food Preparation_Natural Gas_Double Rack Oven_E9 | F4 | Commercial | School | New | Food Preparation | Natural Gas | Double Rack Oven | E9 | RVT BC Ratio | 0 | 0 | 0 | 0 | 0 | 0 | 0 | 0 | 0 | 0 | 0 | 0 | 0 | 0 | 0 | 0 | 0 | 0 | 0 | 0 | 0 | 0 | 0 | 0 | 0 | 0 | 0
F4_Commercial_School_New_Food Preparation_Natural Gas_Double Rack Oven_E10 | F4 | Commercial | School | New | Food Preparation | Natural Gas | Double Rack Oven | E10 | RVT BC Ratio | 0 | 0 | 0 | 0 | 0 | 0 | 0 | 0 | 0 | 0 | 0 | 0 | 0 | 0 | 0 | 0 | 0 | 0 | 0 | 0 | 0 | 0 | 0 | 0 | 0 | 0 | 0
F5_Commercial_School_New_Food Preparation_Natural Gas_Double Rack Oven_E1 | F5 | Commercial | School | New | Food Preparation | Natural Gas | Double Rack Oven | E1 | RIM BC Ratio | bar: 2021 to 2047
F5_Commercial_School_New_Food Preparation_Natural Gas_Double Rack Oven_E2 | F5 | Commercial | School | New | Food Preparation | Natural Gas | Double Rack Oven | E2 | RIM BC Ratio | 3.4804 | 3.4432 | 3.4073 | 3.3729 | 3.3814 | 3.4179 | 3.4709 | 3.53 | 3.5869 | 3.6354 | 3.675 | 3.7033 | 3.7193 | 3.7175 | 3.6974 | 3.6587 | 3.602 | 3.5306 | 3.4453 | 3.3438 | 3.2249 | 3.0879 | 2.9664 | 2.8883 | 2.8554 | 2.8694 | 2.8835
F5_Commercial_School_New_Food Preparation_Natural Gas_Double Rack Oven_E3 | F5 | Commercial | School | New | Food Preparation | Natural Gas | Double Rack Oven | E3 | RIM BC Ratio | 0 | 0 | 0 | 0 | 0 | 0 | 0 | 0 | 0 | 0 | 0 | 0 | 0 | 0 | 0 | 0 | 0 | 0 | 0 | 0 | 0 | 0 | 0 | 0 | 0 | 0 | 0
F5_Commercial_School_New_Food Preparation_Natural Gas_Double Rack Oven_E4 | F5 | Commercial | School | New | Food Preparation | Natural Gas | Double Rack Oven | E4 | RIM BC Ratio | 0 | 0 | 0 | 0 | 0 | 0 | 0 | 0 | 0 | 0 | 0 | 0 | 0 | 0 | 0 | 0 | 0 | 0 | 0 | 0 | 0 | 0 | 0 | 0 | 0 | 0 | 0
F5_Commercial_School_New_Food Preparation_Natural Gas_Double Rack Oven_E5 | F5 | Commercial | School | New | Food Preparation | Natural Gas | Double Rack Oven | E5 | RIM BC Ratio | 0 | 0 | 0 | 0 | 0 | 0 | 0 | 0 | 0 | 0 | 0 | 0 | 0 | 0 | 0 | 0 | 0 | 0 | 0 | 0 | 0 | 0 | 0 | 0 | 0 | 0 | 0
F5_Commercial_School_New_Food Preparation_Natural Gas_Double Rack Oven_E6 | F5 | Commercial | School | New | Food Preparation | Natural Gas | Double Rack Oven | E6 | RIM BC Ratio | 0 | 0 | 0 | 0 | 0 | 0 | 0 | 0 | 0 | 0 | 0 | 0 | 0 | 0 | 0 | 0 | 0 | 0 | 0 | 0 | 0 | 0 | 0 | 0 | 0 | 0 | 0
F5_Commercial_School_New_Food Preparation_Natural Gas_Double Rack Oven_E7 | F5 | Commercial | School | New | Food Preparation | Natural Gas | Double Rack Oven | E7 | RIM BC Ratio | 0 | 0 | 0 | 0 | 0 | 0 | 0 | 0 | 0 | 0 | 0 | 0 | 0 | 0 | 0 | 0 | 0 | 0 | 0 | 0 | 0 | 0 | 0 | 0 | 0 | 0 | 0
F5_Commercial_School_New_Food Preparation_Natural Gas_Double Rack Oven_E8 | F5 | Commercial | School | New | Food Preparation | Natural Gas | Double Rack Oven | E8 | RIM BC Ratio | 0 | 0 | 0 | 0 | 0 | 0 | 0 | 0 | 0 | 0 | 0 | 0 | 0 | 0 | 0 | 0 | 0 | 0 | 0 | 0 | 0 | 0 | 0 | 0 | 0 | 0 | 0
F5_Commercial_School_New_Food Preparation_Natural Gas_Double Rack Oven_E9 | F5 | Commercial | School | New | Food Preparation | Natural Gas | Double Rack Oven | E9 | RIM BC Ratio | 0 | 0 | 0 | 0 | 0 | 0 | 0 | 0 | 0 | 0 | 0 | 0 | 0 | 0 | 0 | 0 | 0 | 0 | 0 | 0 | 0 | 0 | 0 | 0 | 0 | 0 | 0
F5_Commercial_School_New_Food Preparation_Natural Gas_Double Rack Oven_E10 | F5 | Commercial | School | New | Food Preparation | Natural Gas | Double Rack Oven | E10 | RIM BC Ratio | 0 | 0 | 0 | 0 | 0 | 0 | 0 | 0 | 0 | 0 | 0 | 0 | 0 | 0 | 0 | 0 | 0 | 0 | 0 | 0 | 0 | 0 | 0 | 0 | 0 | 0 | 0
F0_Commercial_School_New_Food Preparation_Natural Gas_Fryer_E0 | F0 | Commercial | School | New | Food Preparation | Natural Gas | Fryer | E0 | Economic Unit | ENERGY STAR | ENERGY STAR | ENERGY STAR | ENERGY STAR | ENERGY STAR | ENERGY STAR | ENERGY STAR | ENERGY STAR | ENERGY STAR | ENERGY STAR | ENERGY STAR | ENERGY STAR | ENERGY STAR | ENERGY STAR | ENERGY STAR | ENERGY STAR | ENERGY STAR | ENERGY STAR | ENERGY STAR | ENERGY STAR | ENERGY STAR | ENERGY STAR | ENERGY STAR | ENERGY STAR | ENERGY STAR | ENERGY STAR | ENERGY STAR
F1_Commercial_School_New_Food Preparation_Natural Gas_Fryer_E1 | F1 | Commercial | School | New | Food Preparation | Natural Gas | Fryer | E1 | CCE | 0 | 0 | 0 | 0 | 0 | 0 | 0 | 0 | 0 | 0 | 0 | 0 | 0 | 0 | 0 | 0 | 0 | 0 | 0 | 0 | 0 | 0 | 0 | 0 | 0 | 0 | 0
F1_Commercial_School_New_Food Preparation_Natural Gas_Fryer_E2 | F1 | Commercial | School | New | Food Preparation | Natural Gas | Fryer | E2 | CCE | 0.0045119 | 0 | 0 | 0 | 0 | 0 | 0 | 0 | 0 | 0 | 0 | 0 | 0 | 0 | 0 | 0 | 0 | 0 | 0 | 0 | 0 | 0 | 0 | 0 | 0 | 0 | 0
F1_Commercial_School_New_Food Preparation_Natural Gas_Fryer_E3 | F1 | Commercial | School | New | Food Preparation | Natural Gas | Fryer | E3 | CCE | 0 | 0 | 0 | 0 | 0 | 0 | 0 | 0 | 0 | 0 | 0 | 0 | 0 | 0 | 0 | 0 | 0 | 0 | 0 | 0 | 0 | 0 | 0 | 0 | 0 | 0 | 0
F1_Commercial_School_New_Food Preparation_Natural Gas_Fryer_E4 | F1 | Commercial | School | New | Food Preparation | Natural Gas | Fryer | E4 | CCE | 0 | 0 | 0 | 0 | 0 | 0 | 0 | 0 | 0 | 0 | 0 | 0 | 0 | 0 | 0 | 0 | 0 | 0 | 0 | 0 | 0 | 0 | 0 | 0 | 0 | 0 | 0
F1_Commercial_School_New_Food Preparation_Natural Gas_Fryer_E5 | F1 | Commercial | School | New | Food Preparation | Natural Gas | Fryer | E5 | CCE | 0 | 0 | 0 | 0 | 0 | 0 | 0 | 0 | 0 | 0 | 0 | 0 | 0 | 0 | 0 | 0 | 0 | 0 | 0 | 0 | 0 | 0 | 0 | 0 | 0 | 0 | 0
F1_Commercial_School_New_Food Preparation_Natural Gas_Fryer_E6 | F1 | Commercial | School | New | Food Preparation | Natural Gas | Fryer | E6 | CCE | 0 | 0 | 0 | 0 | 0 | 0 | 0 | 0 | 0 | 0 | 0 | 0 | 0 | 0 | 0 | 0 | 0 | 0 | 0 | 0 | 0 | 0 | 0 | 0 | 0 | 0 | 0
F1_Commercial_School_New_Food Preparation_Natural Gas_Fryer_E7 | F1 | Commercial | School | New | Food Preparation | Natural Gas | Fryer | E7 | CCE | 0 | 0 | 0 | 0 | 0 | 0 | 0 | 0 | 0 | 0 | 0 | 0 | 0 | 0 | 0 | 0 | 0 | 0 | 0 | 0 | 0 | 0 | 0 | 0 | 0 | 0 | 0
F1_Commercial_School_New_Food Preparation_Natural Gas_Fryer_E8 | F1 | Commercial | School | New | Food Preparation | Natural Gas | Fryer | E8 | CCE | 0 | 0 | 0 | 0 | 0 | 0 | 0 | 0 | 0 | 0 | 0 | 0 | 0 | 0 | 0 | 0 | 0 | 0 | 0 | 0 | 0 | 0 | 0 | 0 | 0 | 0 | 0
F1_Commercial_School_New_Food Preparation_Natural Gas_Fryer_E9 | F1 | Commercial | School | New | Food Preparation | Natural Gas | Fryer | E9 | CCE | 0 | 0 | 0 | 0 | 0 | 0 | 0 | 0 | 0 | 0 | 0 | 0 | 0 | 0 | 0 | 0 | 0 | 0 | 0 | 0 | 0 | 0 | 0 | 0 | 0 | 0 | 0
F1_Commercial_School_New_Food Preparation_Natural Gas_Fryer_E10 | F1 | Commercial | School | New | Food Preparation | Natural Gas | Fryer | E10 | CCE | 0 | 0 | 0 | 0 | 0 | 0 | 0 | 0 | 0 | 0 | 0 | 0 | 0 | 0 | 0 | 0 | 0 | 0 | 0 | 0 | 0 | 0 | 0 | 0 | 0 | 0 | 0
F2_Commercial_School_New_Food Preparation_Natural Gas_Fryer_E1 | F2 | Commercial | School | New | Food Preparation | Natural Gas | Fryer | E1 | TRC BC Ratio | 1 | 0 | 0 | 0 | 0 | 0 | 0 | 0 | 0 | 0 | 0 | 0 | 0 | 0 | 0 | 0 | 0 | 0 | 0 | 0 | 0 | 0 | 0 | 0 | 0 | 0 | 0
F2_Commercial_School_New_Food Preparation_Natural Gas_Fryer_E2 | F2 | Commercial | School | New | Food Preparation | Natural Gas | Fryer | E2 | TRC BC Ratio | 3.0535 | 1 | 1 | 1 | 1 | 1 | 1 | 1 | 1 | 1 | 1 | 1 | 1 | 1 | 1 | 1 | 1 | 1 | 1 | 1 | 1 | 1 | 1 | 1 | 1 | 1 | 1
F2_Commercial_School_New_Food Preparation_Natural Gas_Fryer_E3 | F2 | Commercial | School | New | Food Preparation | Natural Gas | Fryer | E3 | TRC BC Ratio | 0 | 0 | 0 | 0 | 0 | 0 | 0 | 0 | 0 | 0 | 0 | 0 | 0 | 0 | 0 | 0 | 0 | 0 | 0 | 0 | 0 | 0 | 0 | 0 | 0 | 0 | 0
F2_Commercial_School_New_Food Preparation_Natural Gas_Fryer_E4 | F2 | Commercial | School | New | Food Preparation | Natural Gas | Fryer | E4 | TRC BC Ratio | 0 | 0 | 0 | 0 | 0 | 0 | 0 | 0 | 0 | 0 | 0 | 0 | 0 | 0 | 0 | 0 | 0 | 0 | 0 | 0 | 0 | 0 | 0 | 0 | 0 | 0 | 0
F2_Commercial_School_New_Food Preparation_Natural Gas_Fryer_E5 | F2 | Commercial | School | New | Food Preparation | Natural Gas | Fryer | E5 | TRC BC Ratio | 0 | 0 | 0 | 0 | 0 | 0 | 0 | 0 | 0 | 0 | 0 | 0 | 0 | 0 | 0 | 0 | 0 | 0 | 0 | 0 | 0 | 0 | 0 | 0 | 0 | 0 | 0
F2_Commercial_School_New_Food Preparation_Natural Gas_Fryer_E6 | F2 | Commercial | School | New | Food Preparation | Natural Gas | Fryer | E6 | TRC BC Ratio | 0 | 0 | 0 | 0 | 0 | 0 | 0 | 0 | 0 | 0 | 0 | 0 | 0 | 0 | 0 | 0 | 0 | 0 | 0 | 0 | 0 | 0 | 0 | 0 | 0 | 0 | 0
F2_Commercial_School_New_Food Preparation_Natural Gas_Fryer_E7 | F2 | Commercial | School | New | Food Preparation | Natural Gas | Fryer | E7 | TRC BC Ratio | 0 | 0 | 0 | 0 | 0 | 0 | 0 | 0 | 0 | 0 | 0 | 0 | 0 | 0 | 0 | 0 | 0 | 0 | 0 | 0 | 0 | 0 | 0 | 0 | 0 | 0 | 0
F2_Commercial_School_New_Food Preparation_Natural Gas_Fryer_E8 | F2 | Commercial | School | New | Food Preparation | Natural Gas | Fryer | E8 | TRC BC Ratio | 0 | 0 | 0 | 0 | 0 | 0 | 0 | 0 | 0 | 0 | 0 | 0 | 0 | 0 | 0 | 0 | 0 | 0 | 0 | 0 | 0 | 0 | 0 | 0 | 0 | 0 | 0
F2_Commercial_School_New_Food Preparation_Natural Gas_Fryer_E9 | F2 | Commercial | School | New | Food Preparation | Natural Gas | Fryer | E9 | TRC BC Ratio | 0 | 0 | 0 | 0 | 0 | 0 | 0 | 0 | 0 | 0 | 0 | 0 | 0 | 0 | 0 | 0 | 0 | 0 | 0 | 0 | 0 | 0 | 0 | 0 | 0 | 0 | 0
F2_Commercial_School_New_Food Preparation_Natural Gas_Fryer_E10 | F2 | Commercial | School | New | Food Preparation | Natural Gas | Fryer | E10 | TRC BC Ratio | 0 | 0 | 0 | 0 | 0 | 0 | 0 | 0 | 0 | 0 | 0 | 0 | 0 | 0 | 0 | 0 | 0 | 0 | 0 | 0 | 0 | 0 | 0 | 0 | 0 | 0 | 0
F3_Commercial_School_New_Food Preparation_Natural Gas_Fryer_E1 | F3 | Commercial | School | New | Food Preparation | Natural Gas | Fryer | E1 | PACT BC Ratio | 1 | 0 | 0 | 0 | 0 | 0 | 0 | 0 | 0 | 0 | 0 | 0 | 0 | 0 | 0 | 0 | 0 | 0 | 0 | 0 | 0 | 0 | 0 | 0 | 0 | 0 | 0
F3_Commercial_School_New_Food Preparation_Natural Gas_Fryer_E2 | F3 | Commercial | School | New | Food Preparation | Natural Gas | Fryer | E2 | PACT BC Ratio | 4.0178 | 1 | 1 | 1 | 1 | 1 | 1 | 1 | 1 | 1 | 1 | 1 | 1 | 1 | 1 | 1 | 1 | 1 | 1 | 1 | 1 | 1 | 1 | 1 | 1 | 1 | 1
F3_Commercial_School_New_Food Preparation_Natural Gas_Fryer_E3 | F3 | Commercial | School | New | Food Preparation | Natural Gas | Fryer | E3 | PACT BC Ratio | 0 | 0 | 0 | 0 | 0 | 0 | 0 | 0 | 0 | 0 | 0 | 0 | 0 | 0 | 0 | 0 | 0 | 0 | 0 | 0 | 0 | 0 | 0 | 0 | 0 | 0 | 0
F3_Commercial_School_New_Food Preparation_Natural Gas_Fryer_E4 | F3 | Commercial | School | New | Food Preparation | Natural Gas | Fryer | E4 | PACT BC Ratio | 0 | 0 | 0 | 0 | 0 | 0 | 0 | 0 | 0 | 0 | 0 | 0 | 0 | 0 | 0 | 0 | 0 | 0 | 0 | 0 | 0 | 0 | 0 | 0 | 0 | 0 | 0
F3_Commercial_School_New_Food Preparation_Natural Gas_Fryer_E5 | F3 | Commercial | School | New | Food Preparation | Natural Gas | Fryer | E5 | PACT BC Ratio | 0 | 0 | 0 | 0 | 0 | 0 | 0 | 0 | 0 | 0 | 0 | 0 | 0 | 0 | 0 | 0 | 0 | 0 | 0 | 0 | 0 | 0 | 0 | 0 | 0 | 0 | 0
F3_Commercial_School_New_Food Preparation_Natural Gas_Fryer_E6 | F3 | Commercial | School | New | Food Preparation | Natural Gas | Fryer | E6 | PACT BC Ratio | 0 | 0 | 0 | 0 | 0 | 0 | 0 | 0 | 0 | 0 | 0 | 0 | 0 | 0 | 0 | 0 | 0 | 0 | 0 | 0 | 0 | 0 | 0 | 0 | 0 | 0 | 0
F3_Commercial_School_New_Food Preparation_Natural Gas_Fryer_E7 | F3 | Commercial | School | New | Food Preparation | Natural Gas | Fryer | E7 | PACT BC Ratio | 0 | 0 | 0 | 0 | 0 | 0 | 0 | 0 | 0 | 0 | 0 | 0 | 0 | 0 | 0 | 0 | 0 | 0 | 0 | 0 | 0 | 0 | 0 | 0 | 0 | 0 | 0
F3_Commercial_School_New_Food Preparation_Natural Gas_Fryer_E8 | F3 | Commercial | School | New | Food Preparation | Natural Gas | Fryer | E8 | PACT BC Ratio | 0 | 0 | 0 | 0 | 0 | 0 | 0 | 0 | 0 | 0 | 0 | 0 | 0 | 0 | 0 | 0 | 0 | 0 | 0 | 0 | 0 | 0 | 0 | 0 | 0 | 0 | 0
F3_Commercial_School_New_Food Preparation_Natural Gas_Fryer_E9 | F3 | Commercial | School | New | Food Preparation | Natural Gas | Fryer | E9 | PACT BC Ratio | 0 | 0 | 0 | 0 | 0 | 0 | 0 | 0 | 0 | 0 | 0 | 0 | 0 | 0 | 0 | 0 | 0 | 0 | 0 | 0 | 0 | 0 | 0 | 0 | 0 | 0 | 0
F3_Commercial_School_New_Food Preparation_Natural Gas_Fryer_E10 | F3 | Commercial | School | New | Food Preparation | Natural Gas | Fryer | E10 | PACT BC Ratio | 0 | 0 | 0 | 0 | 0 | 0 | 0 | 0 | 0 | 0 | 0 | 0 | 0 | 0 | 0 | 0 | 0 | 0 | 0 | 0 | 0 | 0 | 0 | 0 | 0 | 0 | 0
F4_Commercial_School_New_Food Preparation_Natural Gas_Fryer_E1 | F4 | Commercial | School | New | Food Preparation | Natural Gas | Fryer | E1 | RVT BC Ratio | 1 | 0 | 0 | 0 | 0 | 0 | 0 | 0 | 0 | 0 | 0 | 0 | 0 | 0 | 0 | 0 | 0 | 0 | 0 | 0 | 0 | 0 | 0 | 0 | 0 | 0 | 0
F4_Commercial_School_New_Food Preparation_Natural Gas_Fryer_E2 | F4 | Commercial | School | New | Food Preparation | Natural Gas | Fryer | E2 | RVT BC Ratio | 0.7 | 1 | 1 | 1 | 1 | 1 | 1 | 1 | 1 | 1 | 1 | 1 | 1 | 1 | 1 | 1 | 1 | 1 | 1 | 1 | 1 | 1 | 1 | 1 | 1 | 1 | 1
F4_Commercial_School_New_Food Preparation_Natural Gas_Fryer_E3 | F4 | Commercial | School | New | Food Preparation | Natural Gas | Fryer | E3 | RVT BC Ratio | 0 | 0 | 0 | 0 | 0 | 0 | 0 | 0 | 0 | 0 | 0 | 0 | 0 | 0 | 0 | 0 | 0 | 0 | 0 | 0 | 0 | 0 | 0 | 0 | 0 | 0 | 0
F4_Commercial_School_New_Food Preparation_Natural Gas_Fryer_E4 | F4 | Commercial | School | New | Food Preparation | Natural Gas | Fryer | E4 | RVT BC Ratio | 0 | 0 | 0 | 0 | 0 | 0 | 0 | 0 | 0 | 0 | 0 | 0 | 0 | 0 | 0 | 0 | 0 | 0 | 0 | 0 | 0 | 0 | 0 | 0 | 0 | 0 | 0
F4_Commercial_School_New_Food Preparation_Natural Gas_Fryer_E5 | F4 | Commercial | School | New | Food Preparation | Natural Gas | Fryer | E5 | RVT BC Ratio | 0 | 0 | 0 | 0 | 0 | 0 | 0 | 0 | 0 | 0 | 0 | 0 | 0 | 0 | 0 | 0 | 0 | 0 | 0 | 0 | 0 | 0 | 0 | 0 | 0 | 0 | 0
F4_Commercial_School_New_Food Preparation_Natural Gas_Fryer_E6 | F4 | Commercial | School | New | Food Preparation | Natural Gas | Fryer | E6 | RVT BC Ratio | 0 | 0 | 0 | 0 | 0 | 0 | 0 | 0 | 0 | 0 | 0 | 0 | 0 | 0 | 0 | 0 | 0 | 0 | 0 | 0 | 0 | 0 | 0 | 0 | 0 | 0 | 0
F4_Commercial_School_New_Food Preparation_Natural Gas_Fryer_E7 | F4 | Commercial | School | New | Food Preparation | Natural Gas | Fryer | E7 | RVT BC Ratio | 0 | 0 | 0 | 0 | 0 | 0 | 0 | 0 | 0 | 0 | 0 | 0 | 0 | 0 | 0 | 0 | 0 | 0 | 0 | 0 | 0 | 0 | 0 | 0 | 0 | 0 | 0
F4_Commercial_School_New_Food Preparation_Natural Gas_Fryer_E8 | F4 | Commercial | School | New | Food Preparation | Natural Gas | Fryer | E8 | RVT BC Ratio | 0 | 0 | 0 | 0 | 0 | 0 | 0 | 0 | 0 | 0 | 0 | 0 | 0 | 0 | 0 | 0 | 0 | 0 | 0 | 0 | 0 | 0 | 0 | 0 | 0 | 0 | 0
F4_Commercial_School_New_Food Preparation_Natural Gas_Fryer_E9 | F4 | Commercial | School | New | Food Preparation | Natural Gas | Fryer | E9 | RVT BC Ratio | 0 | 0 | 0 | 0 | 0 | 0 | 0 | 0 | 0 | 0 | 0 | 0 | 0 | 0 | 0 | 0 | 0 | 0 | 0 | 0 | 0 | 0 | 0 | 0 | 0 | 0 | 0
F4_Commercial_School_New_Food Preparation_Natural Gas_Fryer_E10 | F4 | Commercial | School | New | Food Preparation | Natural Gas | Fryer | E10 | RVT BC Ratio | 0 | 0 | 0 | 0 | 0 | 0 | 0 | 0 | 0 | 0 | 0 | 0 | 0 | 0 | 0 | 0 | 0 | 0 | 0 | 0 | 0 | 0 | 0 | 0 | 0 | 0 | 0
F5_Commercial_School_New_Food Preparation_Natural Gas_Fryer_E1 | F5 | Commercial | School | New | Food Preparation | Natural Gas | Fryer | E1 | RIM BC Ratio | 1 | 0 | 0 | 0 | 0 | 0 | 0 | 0 | 0 | 0 | 0 | 0 | 0 | 0 | 0 | 0 | 0 | 0 | 0 | 0 | 0 | 0 | 0 | 0 | 0 | 0 | 0
F5_Commercial_School_New_Food Preparation_Natural Gas_Fryer_E2 | F5 | Commercial | School | New | Food Preparation | Natural Gas | Fryer | E2 | RIM BC Ratio | 4.0178 | 1 | 1 | 1 | 1 | 1 | 1 | 1 | 1 | 1 | 1 | 1 | 1 | 1 | 1 | 1 | 1 | 1 | 1 | 1 | 1 | 1 | 1 | 1 | 1 | 1 | 1
F5_Commercial_School_New_Food Preparation_Natural Gas_Fryer_E3 | F5 | Commercial | School | New | Food Preparation | Natural Gas | Fryer | E3 | RIM BC Ratio | 0 | 0 | 0 | 0 | 0 | 0 | 0 | 0 | 0 | 0 | 0 | 0 | 0 | 0 | 0 | 0 | 0 | 0 | 0 | 0 | 0 | 0 | 0 | 0 | 0 | 0 | 0
F5_Commercial_School_New_Food Preparation_Natural Gas_Fryer_E4 | F5 | Commercial | School | New | Food Preparation | Natural Gas | Fryer | E4 | RIM BC Ratio | 0 | 0 | 0 | 0 | 0 | 0 | 0 | 0 | 0 | 0 | 0 | 0 | 0 | 0 | 0 | 0 | 0 | 0 | 0 | 0 | 0 | 0 | 0 | 0 | 0 | 0 | 0
F5_Commercial_School_New_Food Preparation_Natural Gas_Fryer_E5 | F5 | Commercial | School | New | Food Preparation | Natural Gas | Fryer | E5 | RIM BC Ratio | 0 | 0 | 0 | 0 | 0 | 0 | 0 | 0 | 0 | 0 | 0 | 0 | 0 | 0 | 0 | 0 | 0 | 0 | 0 | 0 | 0 | 0 | 0 | 0 | 0 | 0 | 0
F5_Commercial_School_New_Food Preparation_Natural Gas_Fryer_E6 | F5 | Commercial | School | New | Food Preparation | Natural Gas | Fryer | E6 | RIM BC Ratio | 0 | 0 | 0 | 0 | 0 | 0 | 0 | 0 | 0 | 0 | 0 | 0 | 0 | 0 | 0 | 0 | 0 | 0 | 0 | 0 | 0 | 0 | 0 | 0 | 0 | 0 | 0
F5_Commercial_School_New_Food Preparation_Natural Gas_Fryer_E7 | F5 | Commercial | School | New | Food Preparation | Natural Gas | Fryer | E7 | RIM BC Ratio | 0 | 0 | 0 | 0 | 0 | 0 | 0 | 0 | 0 | 0 | 0 | 0 | 0 | 0 | 0 | 0 | 0 | 0 | 0 | 0 | 0 | 0 | 0 | 0 | 0 | 0 | 0
F5_Commercial_School_New_Food Preparation_Natural Gas_Fryer_E8 | F5 | Commercial | School | New | Food Preparation | Natural Gas | Fryer | E8 | RIM BC Ratio | 0 | 0 | 0 | 0 | 0 | 0 | 0 | 0 | 0 | 0 | 0 | 0 | 0 | 0 | 0 | 0 | 0 | 0 | 0 | 0 | 0 | 0 | 0 | 0 | 0 | 0 | 0
F5_Commercial_School_New_Food Preparation_Natural Gas_Fryer_E9 | F5 | Commercial | School | New | Food Preparation | Natural Gas | Fryer | E9 | RIM BC Ratio | 0 | 0 | 0 | 0 | 0 | 0 | 0 | 0 | 0 | 0 | 0 | 0 | 0 | 0 | 0 | 0 | 0 | 0 | 0 | 0 | 0 | 0 | 0 | 0 | 0 | 0 | 0
F5_Commercial_School_New_Food Preparation_Natural Gas_Fryer_E10 | F5 | Commercial | School | New | Food Preparation | Natural Gas | Fryer | E10 | RIM BC Ratio | 0 | 0 | 0 | 0 | 0 | 0 | 0 | 0 | 0 | 0 | 0 | 0 | 0 | 0 | 0 | 0 | 0 | 0 | 0 | 0 | 0 | 0 | 0 | 0 | 0 | 0 | 0
F0_Commercial_School_New_Food Preparation_Natural Gas_Broiler_E0 | F0 | Commercial | School | New | Food Preparation | Natural Gas | Broiler | E0 | Economic Unit | Infrared Burners | Infrared Burners | Infrared Burners | Infrared Burners | Infrared Burners | Infrared Burners | Infrared Burners | Infrared Burners | Infrared Burners | Infrared Burners | Infrared Burners | Infrared Burners | Infrared Burners | Infrared Burners | Infrared Burners | Infrared Burners | Infrared Burners | Infrared Burners | Infrared Burners | Infrared Burners | Infrared Burners | Infrared Burners | Infrared Burners | Infrared Burners | Infrared Burners | Infrared Burners | Infrared Burners
F1_Commercial_School_New_Food Preparation_Natural Gas_Broiler_E1 | F1 | Commercial | School | New | Food Preparation | Natural Gas | Broiler | E1 | CCE | 0 | 0 | 0 | 0 | 0 | 0 | 0 | 0 | 0 | 0 | 0 | 0 | 0 | 0 | 0 | 0 | 0 | 0 | 0 | 0 | 0 | 0 | 0 | 0 | 0 | 0 | 0
F1_Commercial_School_New_Food Preparation_Natural Gas_Broiler_E2 | F1 | Commercial | School | New | Food Preparation | Natural Gas | Broiler | E2 | CCE | 0.0088234 | 0.0088234 | 0.0088234 | 0.0088234 | 0.0088234 | 0.0088234 | 0.0088234 | 0.0088234 | 0.0088234 | 0.0088234 | 0.0088234 | 0.0088234 | 0.0088234 | 0.0088234 | 0.0088234 | 0.0088234 | 0.0088234 | 0.0088234 | 0.0088234 | 0.0088234 | 0.0088234 | 0.0088234 | 0.0088234 | 0.0088234 | 0.0088234 | 0.0088234 | 0.0088234
F1_Commercial_School_New_Food Preparation_Natural Gas_Broiler_E3 | F1 | Commercial | School | New | Food Preparation | Natural Gas | Broiler | E3 | CCE | 0 | 0 | 0 | 0 | 0 | 0 | 0 | 0 | 0 | 0 | 0 | 0 | 0 | 0 | 0 | 0 | 0 | 0 | 0 | 0 | 0 | 0 | 0 | 0 | 0 | 0 | 0
F1_Commercial_School_New_Food Preparation_Natural Gas_Broiler_E4 | F1 | Commercial | School | New | Food Preparation | Natural Gas | Broiler | E4 | CCE | 0 | 0 | 0 | 0 | 0 | 0 | 0 | 0 | 0 | 0 | 0 | 0 | 0 | 0 | 0 | 0 | 0 | 0 | 0 | 0 | 0 | 0 | 0 | 0 | 0 | 0 | 0
F1_Commercial_School_New_Food Preparation_Natural Gas_Broiler_E5 | F1 | Commercial | School | New | Food Preparation | Natural Gas | Broiler | E5 | CCE | 0 | 0 | 0 | 0 | 0 | 0 | 0 | 0 | 0 | 0 | 0 | 0 | 0 | 0 | 0 | 0 | 0 | 0 | 0 | 0 | 0 | 0 | 0 | 0 | 0 | 0 | 0
F1_Commercial_School_New_Food Preparation_Natural Gas_Broiler_E6 | F1 | Commercial | School | New | Food Preparation | Natural Gas | Broiler | E6 | CCE | 0 | 0 | 0 | 0 | 0 | 0 | 0 | 0 | 0 | 0 | 0 | 0 | 0 | 0 | 0 | 0 | 0 | 0 | 0 | 0 | 0 | 0 | 0 | 0 | 0 | 0 | 0
F1_Commercial_School_New_Food Preparation_Natural Gas_Broiler_E7 | F1 | Commercial | School | New | Food Preparation | Natural Gas | Broiler | E7 | CCE | 0 | 0 | 0 | 0 | 0 | 0 | 0 | 0 | 0 | 0 | 0 | 0 | 0 | 0 | 0 | 0 | 0 | 0 | 0 | 0 | 0 | 0 | 0 | 0 | 0 | 0 | 0
F1_Commercial_School_New_Food Preparation_Natural Gas_Broiler_E8 | F1 | Commercial | School | New | Food Preparation | Natural Gas | Broiler | E8 | CCE | 0 | 0 | 0 | 0 | 0 | 0 | 0 | 0 | 0 | 0 | 0 | 0 | 0 | 0 | 0 | 0 | 0 | 0 | 0 | 0 | 0 | 0 | 0 | 0 | 0 | 0 | 0
F1_Commercial_School_New_Food Preparation_Natural Gas_Broiler_E9 | F1 | Commercial | School | New | Food Preparation | Natural Gas | Broiler | E9 | CCE | 0 | 0 | 0 | 0 | 0 | 0 | 0 | 0 | 0 | 0 | 0 | 0 | 0 | 0 | 0 | 0 | 0 | 0 | 0 | 0 | 0 | 0 | 0 | 0 | 0 | 0 | 0
F1_Commercial_School_New_Food Preparation_Natural Gas_Broiler_E10 | F1 | Commercial | School | New | Food Preparation | Natural Gas | Broiler | E10 | CCE | 0 | 0 | 0 | 0 | 0 | 0 | 0 | 0 | 0 | 0 | 0 | 0 | 0 | 0 | 0 | 0 | 0 | 0 | 0 | 0 | 0 | 0 | 0 | 0 | 0 | 0 | 0
F2_Commercial_School_New_Food Preparation_Natural Gas_Broiler_E1 | F2 | Commercial | School | New | Food Preparation | Natural Gas | Broiler | E1 | TRC BC Ratio | bar: 2021 to 2047
F2_Commercial_School_New_Food Preparation_Natural Gas_Broiler_E2 | F2 | Commercial | School | New | Food Preparation | Natural Gas | Broiler | E2 | TRC BC Ratio | 1.5469 | 1.5304 | 1.5144 | 1.4991 | 1.5029 | 1.5191 | 1.5427 | 1.5689 | 1.5942 | 1.6158 | 1.6334 | 1.6459 | 1.6531 | 1.6523 | 1.6433 | 1.6261 | 1.6009 | 1.5692 | 1.5313 | 1.4862 | 1.4333 | 1.3724 | 1.3184 | 1.2837 | 1.2691 | 1.2753 | 1.2816
F2_Commercial_School_New_Food Preparation_Natural Gas_Broiler_E3 | F2 | Commercial | School | New | Food Preparation | Natural Gas | Broiler | E3 | TRC BC Ratio | 0 | 0 | 0 | 0 | 0 | 0 | 0 | 0 | 0 | 0 | 0 | 0 | 0 | 0 | 0 | 0 | 0 | 0 | 0 | 0 | 0 | 0 | 0 | 0 | 0 | 0 | 0
F2_Commercial_School_New_Food Preparation_Natural Gas_Broiler_E4 | F2 | Commercial | School | New | Food Preparation | Natural Gas | Broiler | E4 | TRC BC Ratio | 0 | 0 | 0 | 0 | 0 | 0 | 0 | 0 | 0 | 0 | 0 | 0 | 0 | 0 | 0 | 0 | 0 | 0 | 0 | 0 | 0 | 0 | 0 | 0 | 0 | 0 | 0
F2_Commercial_School_New_Food Preparation_Natural Gas_Broiler_E5 | F2 | Commercial | School | New | Food Preparation | Natural Gas | Broiler | E5 | TRC BC Ratio | 0 | 0 | 0 | 0 | 0 | 0 | 0 | 0 | 0 | 0 | 0 | 0 | 0 | 0 | 0 | 0 | 0 | 0 | 0 | 0 | 0 | 0 | 0 | 0 | 0 | 0 | 0
F2_Commercial_School_New_Food Preparation_Natural Gas_Broiler_E6 | F2 | Commercial | School | New | Food Preparation | Natural Gas | Broiler | E6 | TRC BC Ratio | 0 | 0 | 0 | 0 | 0 | 0 | 0 | 0 | 0 | 0 | 0 | 0 | 0 | 0 | 0 | 0 | 0 | 0 | 0 | 0 | 0 | 0 | 0 | 0 | 0 | 0 | 0
F2_Commercial_School_New_Food Preparation_Natural Gas_Broiler_E7 | F2 | Commercial | School | New | Food Preparation | Natural Gas | Broiler | E7 | TRC BC Ratio | 0 | 0 | 0 | 0 | 0 | 0 | 0 | 0 | 0 | 0 | 0 | 0 | 0 | 0 | 0 | 0 | 0 | 0 | 0 | 0 | 0 | 0 | 0 | 0 | 0 | 0 | 0
F2_Commercial_School_New_Food Preparation_Natural Gas_Broiler_E8 | F2 | Commercial | School | New | Food Preparation | Natural Gas | Broiler | E8 | TRC BC Ratio | 0 | 0 | 0 | 0 | 0 | 0 | 0 | 0 | 0 | 0 | 0 | 0 | 0 | 0 | 0 | 0 | 0 | 0 | 0 | 0 | 0 | 0 | 0 | 0 | 0 | 0 | 0
F2_Commercial_School_New_Food Preparation_Natural Gas_Broiler_E9 | F2 | Commercial | School | New | Food Preparation | Natural Gas | Broiler | E9 | TRC BC Ratio | 0 | 0 | 0 | 0 | 0 | 0 | 0 | 0 | 0 | 0 | 0 | 0 | 0 | 0 | 0 | 0 | 0 | 0 | 0 | 0 | 0 | 0 | 0 | 0 | 0 | 0 | 0
F2_Commercial_School_New_Food Preparation_Natural Gas_Broiler_E10 | F2 | Commercial | School | New | Food Preparation | Natural Gas | Broiler | E10 | TRC BC Ratio | 0 | 0 | 0 | 0 | 0 | 0 | 0 | 0 | 0 | 0 | 0 | 0 | 0 | 0 | 0 | 0 | 0 | 0 | 0 | 0 | 0 | 0 | 0 | 0 | 0 | 0 | 0
F3_Commercial_School_New_Food Preparation_Natural Gas_Broiler_E1 | F3 | Commercial | School | New | Food Preparation | Natural Gas | Broiler | E1 | PACT BC Ratio | bar: 2021 to 2047
F3_Commercial_School_New_Food Preparation_Natural Gas_Broiler_E2 | F3 | Commercial | School | New | Food Preparation | Natural Gas | Broiler | E2 | PACT BC Ratio | 1.9504 | 1.9296 | 1.9094 | 1.8902 | 1.8949 | 1.9154 | 1.9451 | 1.9782 | 2.0101 | 2.0373 | 2.0595 | 2.0753 | 2.0843 | 2.0833 | 2.072 | 2.0503 | 2.0186 | 1.9785 | 1.9307 | 1.8739 | 1.8073 | 1.7304 | 1.6624 | 1.6186 | 1.6002 | 1.608 | 1.6159
F3_Commercial_School_New_Food Preparation_Natural Gas_Broiler_E3 | F3 | Commercial | School | New | Food Preparation | Natural Gas | Broiler | E3 | PACT BC Ratio | 0 | 0 | 0 | 0 | 0 | 0 | 0 | 0 | 0 | 0 | 0 | 0 | 0 | 0 | 0 | 0 | 0 | 0 | 0 | 0 | 0 | 0 | 0 | 0 | 0 | 0 | 0
F3_Commercial_School_New_Food Preparation_Natural Gas_Broiler_E4 | F3 | Commercial | School | New | Food Preparation | Natural Gas | Broiler | E4 | PACT BC Ratio | 0 | 0 | 0 | 0 | 0 | 0 | 0 | 0 | 0 | 0 | 0 | 0 | 0 | 0 | 0 | 0 | 0 | 0 | 0 | 0 | 0 | 0 | 0 | 0 | 0 | 0 | 0
F3_Commercial_School_New_Food Preparation_Natural Gas_Broiler_E5 | F3 | Commercial | School | New | Food Preparation | Natural Gas | Broiler | E5 | PACT BC Ratio | 0 | 0 | 0 | 0 | 0 | 0 | 0 | 0 | 0 | 0 | 0 | 0 | 0 | 0 | 0 | 0 | 0 | 0 | 0 | 0 | 0 | 0 | 0 | 0 | 0 | 0 | 0
F3_Commercial_School_New_Food Preparation_Natural Gas_Broiler_E6 | F3 | Commercial | School | New | Food Preparation | Natural Gas | Broiler | E6 | PACT BC Ratio | 0 | 0 | 0 | 0 | 0 | 0 | 0 | 0 | 0 | 0 | 0 | 0 | 0 | 0 | 0 | 0 | 0 | 0 | 0 | 0 | 0 | 0 | 0 | 0 | 0 | 0 | 0
F3_Commercial_School_New_Food Preparation_Natural Gas_Broiler_E7 | F3 | Commercial | School | New | Food Preparation | Natural Gas | Broiler | E7 | PACT BC Ratio | 0 | 0 | 0 | 0 | 0 | 0 | 0 | 0 | 0 | 0 | 0 | 0 | 0 | 0 | 0 | 0 | 0 | 0 | 0 | 0 | 0 | 0 | 0 | 0 | 0 | 0 | 0
F3_Commercial_School_New_Food Preparation_Natural Gas_Broiler_E8 | F3 | Commercial | School | New | Food Preparation | Natural Gas | Broiler | E8 | PACT BC Ratio | 0 | 0 | 0 | 0 | 0 | 0 | 0 | 0 | 0 | 0 | 0 | 0 | 0 | 0 | 0 | 0 | 0 | 0 | 0 | 0 | 0 | 0 | 0 | 0 | 0 | 0 | 0
F3_Commercial_School_New_Food Preparation_Natural Gas_Broiler_E9 | F3 | Commercial | School | New | Food Preparation | Natural Gas | Broiler | E9 | PACT BC Ratio | 0 | 0 | 0 | 0 | 0 | 0 | 0 | 0 | 0 | 0 | 0 | 0 | 0 | 0 | 0 | 0 | 0 | 0 | 0 | 0 | 0 | 0 | 0 | 0 | 0 | 0 | 0
F3_Commercial_School_New_Food Preparation_Natural Gas_Broiler_E10 | F3 | Commercial | School | New | Food Preparation | Natural Gas | Broiler | E10 | PACT BC Ratio | 0 | 0 | 0 | 0 | 0 | 0 | 0 | 0 | 0 | 0 | 0 | 0 | 0 | 0 | 0 | 0 | 0 | 0 | 0 | 0 | 0 | 0 | 0 | 0 | 0 | 0 | 0
F4_Commercial_School_New_Food Preparation_Natural Gas_Broiler_E1 | F4 | Commercial | School | New | Food Preparation | Natural Gas | Broiler | E1 | RVT BC Ratio | bar: 2021 to 2047
F4_Commercial_School_New_Food Preparation_Natural Gas_Broiler_E2 | F4 | Commercial | School | New | Food Preparation | Natural Gas | Broiler | E2 | RVT BC Ratio | 0.7 | 0.7 | 0.7 | 0.7 | 0.7 | 0.7 | 0.7 | 0.7 | 0.7 | 0.7 | 0.7 | 0.7 | 0.7 | 0.7 | 0.7 | 0.7 | 0.7 | 0.7 | 0.7 | 0.7 | 0.7 | 0.7 | 0.7 | 0.7 | 0.7 | 0.7 | 0.7
F4_Commercial_School_New_Food Preparation_Natural Gas_Broiler_E3 | F4 | Commercial | School | New | Food Preparation | Natural Gas | Broiler | E3 | RVT BC Ratio | 0 | 0 | 0 | 0 | 0 | 0 | 0 | 0 | 0 | 0 | 0 | 0 | 0 | 0 | 0 | 0 | 0 | 0 | 0 | 0 | 0 | 0 | 0 | 0 | 0 | 0 | 0
F4_Commercial_School_New_Food Preparation_Natural Gas_Broiler_E4 | F4 | Commercial | School | New | Food Preparation | Natural Gas | Broiler | E4 | RVT BC Ratio | 0 | 0 | 0 | 0 | 0 | 0 | 0 | 0 | 0 | 0 | 0 | 0 | 0 | 0 | 0 | 0 | 0 | 0 | 0 | 0 | 0 | 0 | 0 | 0 | 0 | 0 | 0
F4_Commercial_School_New_Food Preparation_Natural Gas_Broiler_E5 | F4 | Commercial | School | New | Food Preparation | Natural Gas | Broiler | E5 | RVT BC Ratio | 0 | 0 | 0 | 0 | 0 | 0 | 0 | 0 | 0 | 0 | 0 | 0 | 0 | 0 | 0 | 0 | 0 | 0 | 0 | 0 | 0 | 0 | 0 | 0 | 0 | 0 | 0
F4_Commercial_School_New_Food Preparation_Natural Gas_Broiler_E6 | F4 | Commercial | School | New | Food Preparation | Natural Gas | Broiler | E6 | RVT BC Ratio | 0 | 0 | 0 | 0 | 0 | 0 | 0 | 0 | 0 | 0 | 0 | 0 | 0 | 0 | 0 | 0 | 0 | 0 | 0 | 0 | 0 | 0 | 0 | 0 | 0 | 0 | 0
F4_Commercial_School_New_Food Preparation_Natural Gas_Broiler_E7 | F4 | Commercial | School | New | Food Preparation | Natural Gas | Broiler | E7 | RVT BC Ratio | 0 | 0 | 0 | 0 | 0 | 0 | 0 | 0 | 0 | 0 | 0 | 0 | 0 | 0 | 0 | 0 | 0 | 0 | 0 | 0 | 0 | 0 | 0 | 0 | 0 | 0 | 0
F4_Commercial_School_New_Food Preparation_Natural Gas_Broiler_E8 | F4 | Commercial | School | New | Food Preparation | Natural Gas | Broiler | E8 | RVT BC Ratio | 0 | 0 | 0 | 0 | 0 | 0 | 0 | 0 | 0 | 0 | 0 | 0 | 0 | 0 | 0 | 0 | 0 | 0 | 0 | 0 | 0 | 0 | 0 | 0 | 0 | 0 | 0
F4_Commercial_School_New_Food Preparation_Natural Gas_Broiler_E9 | F4 | Commercial | School | New | Food Preparation | Natural Gas | Broiler | E9 | RVT BC Ratio | 0 | 0 | 0 | 0 | 0 | 0 | 0 | 0 | 0 | 0 | 0 | 0 | 0 | 0 | 0 | 0 | 0 | 0 | 0 | 0 | 0 | 0 | 0 | 0 | 0 | 0 | 0
F4_Commercial_School_New_Food Preparation_Natural Gas_Broiler_E10 | F4 | Commercial | School | New | Food Preparation | Natural Gas | Broiler | E10 | RVT BC Ratio | 0 | 0 | 0 | 0 | 0 | 0 | 0 | 0 | 0 | 0 | 0 | 0 | 0 | 0 | 0 | 0 | 0 | 0 | 0 | 0 | 0 | 0 | 0 | 0 | 0 | 0 | 0
F5_Commercial_School_New_Food Preparation_Natural Gas_Broiler_E1 | F5 | Commercial | School | New | Food Preparation | Natural Gas | Broiler | E1 | RIM BC Ratio | bar: 2021 to 2047
F5_Commercial_School_New_Food Preparation_Natural Gas_Broiler_E2 | F5 | Commercial | School | New | Food Preparation | Natural Gas | Broiler | E2 | RIM BC Ratio | 1.9504 | 1.9296 | 1.9094 | 1.8902 | 1.8949 | 1.9154 | 1.9451 | 1.9782 | 2.0101 | 2.0373 | 2.0595 | 2.0753 | 2.0843 | 2.0833 | 2.072 | 2.0503 | 2.0186 | 1.9785 | 1.9307 | 1.8739 | 1.8073 | 1.7304 | 1.6624 | 1.6186 | 1.6002 | 1.608 | 1.6159
F5_Commercial_School_New_Food Preparation_Natural Gas_Broiler_E3 | F5 | Commercial | School | New | Food Preparation | Natural Gas | Broiler | E3 | RIM BC Ratio | 0 | 0 | 0 | 0 | 0 | 0 | 0 | 0 | 0 | 0 | 0 | 0 | 0 | 0 | 0 | 0 | 0 | 0 | 0 | 0 | 0 | 0 | 0 | 0 | 0 | 0 | 0
F5_Commercial_School_New_Food Preparation_Natural Gas_Broiler_E4 | F5 | Commercial | School | New | Food Preparation | Natural Gas | Broiler | E4 | RIM BC Ratio | 0 | 0 | 0 | 0 | 0 | 0 | 0 | 0 | 0 | 0 | 0 | 0 | 0 | 0 | 0 | 0 | 0 | 0 | 0 | 0 | 0 | 0 | 0 | 0 | 0 | 0 | 0
F5_Commercial_School_New_Food Preparation_Natural Gas_Broiler_E5 | F5 | Commercial | School | New | Food Preparation | Natural Gas | Broiler | E5 | RIM BC Ratio | 0 | 0 | 0 | 0 | 0 | 0 | 0 | 0 | 0 | 0 | 0 | 0 | 0 | 0 | 0 | 0 | 0 | 0 | 0 | 0 | 0 | 0 | 0 | 0 | 0 | 0 | 0
F5_Commercial_School_New_Food Preparation_Natural Gas_Broiler_E6 | F5 | Commercial | School | New | Food Preparation | Natural Gas | Broiler | E6 | RIM BC Ratio | 0 | 0 | 0 | 0 | 0 | 0 | 0 | 0 | 0 | 0 | 0 | 0 | 0 | 0 | 0 | 0 | 0 | 0 | 0 | 0 | 0 | 0 | 0 | 0 | 0 | 0 | 0
F5_Commercial_School_New_Food Preparation_Natural Gas_Broiler_E7 | F5 | Commercial | School | New | Food Preparation | Natural Gas | Broiler | E7 | RIM BC Ratio | 0 | 0 | 0 | 0 | 0 | 0 | 0 | 0 | 0 | 0 | 0 | 0 | 0 | 0 | 0 | 0 | 0 | 0 | 0 | 0 | 0 | 0 | 0 | 0 | 0 | 0 | 0
F5_Commercial_School_New_Food Preparation_Natural Gas_Broiler_E8 | F5 | Commercial | School | New | Food Preparation | Natural Gas | Broiler | E8 | RIM BC Ratio | 0 | 0 | 0 | 0 | 0 | 0 | 0 | 0 | 0 | 0 | 0 | 0 | 0 | 0 | 0 | 0 | 0 | 0 | 0 | 0 | 0 | 0 | 0 | 0 | 0 | 0 | 0
F5_Commercial_School_New_Food Preparation_Natural Gas_Broiler_E9 | F5 | Commercial | School | New | Food Preparation | Natural Gas | Broiler | E9 | RIM BC Ratio | 0 | 0 | 0 | 0 | 0 | 0 | 0 | 0 | 0 | 0 | 0 | 0 | 0 | 0 | 0 | 0 | 0 | 0 | 0 | 0 | 0 | 0 | 0 | 0 | 0 | 0 | 0
F5_Commercial_School_New_Food Preparation_Natural Gas_Broiler_E10 | F5 | Commercial | School | New | Food Preparation | Natural Gas | Broiler | E10 | RIM BC Ratio | 0 | 0 | 0 | 0 | 0 | 0 | 0 | 0 | 0 | 0 | 0 | 0 | 0 | 0 | 0 | 0 | 0 | 0 | 0 | 0 | 0 | 0 | 0 | 0 | 0 | 0 | 0
F0_Commercial_School_New_Food Preparation_Natural Gas_Griddle_E0 | F0 | Commercial | School | New | Food Preparation | Natural Gas | Griddle | E0 | Economic Unit | ENERGY STAR | ENERGY STAR | ENERGY STAR | ENERGY STAR | ENERGY STAR | ENERGY STAR | ENERGY STAR | ENERGY STAR | ENERGY STAR | ENERGY STAR | ENERGY STAR | ENERGY STAR | ENERGY STAR | ENERGY STAR | ENERGY STAR | ENERGY STAR | ENERGY STAR | ENERGY STAR | ENERGY STAR | ENERGY STAR | Standard | Standard | Standard | Standard | Standard | Standard | Standard
F1_Commercial_School_New_Food Preparation_Natural Gas_Griddle_E1 | F1 | Commercial | School | New | Food Preparation | Natural Gas | Griddle | E1 | CCE | 0 | 0 | 0 | 0 | 0 | 0 | 0 | 0 | 0 | 0 | 0 | 0 | 0 | 0 | 0 | 0 | 0 | 0 | 0 | 0 | 0 | 0 | 0 | 0 | 0 | 0 | 0
F1_Commercial_School_New_Food Preparation_Natural Gas_Griddle_E2 | F1 | Commercial | School | New | Food Preparation | Natural Gas | Griddle | E2 | CCE | 0.01311 | 0.01311 | 0.01311 | 0.01311 | 0.01311 | 0.01311 | 0.01311 | 0.01311 | 0.01311 | 0.01311 | 0.01311 | 0.01311 | 0.01311 | 0.01311 | 0.01311 | 0.01311 | 0.01311 | 0.01311 | 0.01311 | 0.01311 | 0.01311 | 0.01311 | 0.01311 | 0.01311 | 0.01311 | 0.01311 | 0.01311
F1_Commercial_School_New_Food Preparation_Natural Gas_Griddle_E3 | F1 | Commercial | School | New | Food Preparation | Natural Gas | Griddle | E3 | CCE | 0 | 0 | 0 | 0 | 0 | 0 | 0 | 0 | 0 | 0 | 0 | 0 | 0 | 0 | 0 | 0 | 0 | 0 | 0 | 0 | 0 | 0 | 0 | 0 | 0 | 0 | 0
F1_Commercial_School_New_Food Preparation_Natural Gas_Griddle_E4 | F1 | Commercial | School | New | Food Preparation | Natural Gas | Griddle | E4 | CCE | 0 | 0 | 0 | 0 | 0 | 0 | 0 | 0 | 0 | 0 | 0 | 0 | 0 | 0 | 0 | 0 | 0 | 0 | 0 | 0 | 0 | 0 | 0 | 0 | 0 | 0 | 0
F1_Commercial_School_New_Food Preparation_Natural Gas_Griddle_E5 | F1 | Commercial | School | New | Food Preparation | Natural Gas | Griddle | E5 | CCE | 0 | 0 | 0 | 0 | 0 | 0 | 0 | 0 | 0 | 0 | 0 | 0 | 0 | 0 | 0 | 0 | 0 | 0 | 0 | 0 | 0 | 0 | 0 | 0 | 0 | 0 | 0
F1_Commercial_School_New_Food Preparation_Natural Gas_Griddle_E6 | F1 | Commercial | School | New | Food Preparation | Natural Gas | Griddle | E6 | CCE | 0 | 0 | 0 | 0 | 0 | 0 | 0 | 0 | 0 | 0 | 0 | 0 | 0 | 0 | 0 | 0 | 0 | 0 | 0 | 0 | 0 | 0 | 0 | 0 | 0 | 0 | 0
F1_Commercial_School_New_Food Preparation_Natural Gas_Griddle_E7 | F1 | Commercial | School | New | Food Preparation | Natural Gas | Griddle | E7 | CCE | 0 | 0 | 0 | 0 | 0 | 0 | 0 | 0 | 0 | 0 | 0 | 0 | 0 | 0 | 0 | 0 | 0 | 0 | 0 | 0 | 0 | 0 | 0 | 0 | 0 | 0 | 0
F1_Commercial_School_New_Food Preparation_Natural Gas_Griddle_E8 | F1 | Commercial | School | New | Food Preparation | Natural Gas | Griddle | E8 | CCE | 0 | 0 | 0 | 0 | 0 | 0 | 0 | 0 | 0 | 0 | 0 | 0 | 0 | 0 | 0 | 0 | 0 | 0 | 0 | 0 | 0 | 0 | 0 | 0 | 0 | 0 | 0
F1_Commercial_School_New_Food Preparation_Natural Gas_Griddle_E9 | F1 | Commercial | School | New | Food Preparation | Natural Gas | Griddle | E9 | CCE | 0 | 0 | 0 | 0 | 0 | 0 | 0 | 0 | 0 | 0 | 0 | 0 | 0 | 0 | 0 | 0 | 0 | 0 | 0 | 0 | 0 | 0 | 0 | 0 | 0 | 0 | 0
F1_Commercial_School_New_Food Preparation_Natural Gas_Griddle_E10 | F1 | Commercial | School | New | Food Preparation | Natural Gas | Griddle | E10 | CCE | 0 | 0 | 0 | 0 | 0 | 0 | 0 | 0 | 0 | 0 | 0 | 0 | 0 | 0 | 0 | 0 | 0 | 0 | 0 | 0 | 0 | 0 | 0 | 0 | 0 | 0 | 0
F2_Commercial_School_New_Food Preparation_Natural Gas_Griddle_E1 | F2 | Commercial | School | New | Food Preparation | Natural Gas | Griddle | E1 | TRC BC Ratio | bar: 2021 to 2047
F2_Commercial_School_New_Food Preparation_Natural Gas_Griddle_E2 | F2 | Commercial | School | New | Food Preparation | Natural Gas | Griddle | E2 | TRC BC Ratio | 1.0411 | 1.0299 | 1.0192 | 1.0089 | 1.0114 | 1.0224 | 1.0382 | 1.0559 | 1.0729 | 1.0874 | 1.0993 | 1.1077 | 1.1125 | 1.112 | 1.106 | 1.0944 | 1.0774 | 1.0561 | 1.0305 | 1.0002 | 0.96464 | 0.92365 | 0.8873 | 0.86394 | 0.85412 | 0.85831 | 0.86251
F2_Commercial_School_New_Food Preparation_Natural Gas_Griddle_E3 | F2 | Commercial | School | New | Food Preparation | Natural Gas | Griddle | E3 | TRC BC Ratio | 0 | 0 | 0 | 0 | 0 | 0 | 0 | 0 | 0 | 0 | 0 | 0 | 0 | 0 | 0 | 0 | 0 | 0 | 0 | 0 | 0 | 0 | 0 | 0 | 0 | 0 | 0
F2_Commercial_School_New_Food Preparation_Natural Gas_Griddle_E4 | F2 | Commercial | School | New | Food Preparation | Natural Gas | Griddle | E4 | TRC BC Ratio | 0 | 0 | 0 | 0 | 0 | 0 | 0 | 0 | 0 | 0 | 0 | 0 | 0 | 0 | 0 | 0 | 0 | 0 | 0 | 0 | 0 | 0 | 0 | 0 | 0 | 0 | 0
F2_Commercial_School_New_Food Preparation_Natural Gas_Griddle_E5 | F2 | Commercial | School | New | Food Preparation | Natural Gas | Griddle | E5 | TRC BC Ratio | 0 | 0 | 0 | 0 | 0 | 0 | 0 | 0 | 0 | 0 | 0 | 0 | 0 | 0 | 0 | 0 | 0 | 0 | 0 | 0 | 0 | 0 | 0 | 0 | 0 | 0 | 0
F2_Commercial_School_New_Food Preparation_Natural Gas_Griddle_E6 | F2 | Commercial | School | New | Food Preparation | Natural Gas | Griddle | E6 | TRC BC Ratio | 0 | 0 | 0 | 0 | 0 | 0 | 0 | 0 | 0 | 0 | 0 | 0 | 0 | 0 | 0 | 0 | 0 | 0 | 0 | 0 | 0 | 0 | 0 | 0 | 0 | 0 | 0
F2_Commercial_School_New_Food Preparation_Natural Gas_Griddle_E7 | F2 | Commercial | School | New | Food Preparation | Natural Gas | Griddle | E7 | TRC BC Ratio | 0 | 0 | 0 | 0 | 0 | 0 | 0 | 0 | 0 | 0 | 0 | 0 | 0 | 0 | 0 | 0 | 0 | 0 | 0 | 0 | 0 | 0 | 0 | 0 | 0 | 0 | 0
F2_Commercial_School_New_Food Preparation_Natural Gas_Griddle_E8 | F2 | Commercial | School | New | Food Preparation | Natural Gas | Griddle | E8 | TRC BC Ratio | 0 | 0 | 0 | 0 | 0 | 0 | 0 | 0 | 0 | 0 | 0 | 0 | 0 | 0 | 0 | 0 | 0 | 0 | 0 | 0 | 0 | 0 | 0 | 0 | 0 | 0 | 0
F2_Commercial_School_New_Food Preparation_Natural Gas_Griddle_E9 | F2 | Commercial | School | New | Food Preparation | Natural Gas | Griddle | E9 | TRC BC Ratio | 0 | 0 | 0 | 0 | 0 | 0 | 0 | 0 | 0 | 0 | 0 | 0 | 0 | 0 | 0 | 0 | 0 | 0 | 0 | 0 | 0 | 0 | 0 | 0 | 0 | 0 | 0
F2_Commercial_School_New_Food Preparation_Natural Gas_Griddle_E10 | F2 | Commercial | School | New | Food Preparation | Natural Gas | Griddle | E10 | TRC BC Ratio | 0 | 0 | 0 | 0 | 0 | 0 | 0 | 0 | 0 | 0 | 0 | 0 | 0 | 0 | 0 | 0 | 0 | 0 | 0 | 0 | 0 | 0 | 0 | 0 | 0 | 0 | 0
F3_Commercial_School_New_Food Preparation_Natural Gas_Griddle_E1 | F3 | Commercial | School | New | Food Preparation | Natural Gas | Griddle | E1 | PACT BC Ratio | bar: 2021 to 2047
F3_Commercial_School_New_Food Preparation_Natural Gas_Griddle_E2 | F3 | Commercial | School | New | Food Preparation | Natural Gas | Griddle | E2 | PACT BC Ratio | 1.3698 | 1.3552 | 1.341 | 1.3275 | 1.3308 | 1.3452 | 1.3661 | 1.3893 | 1.4117 | 1.4308 | 1.4464 | 1.4575 | 1.4639 | 1.4631 | 1.4552 | 1.44 | 1.4177 | 1.3896 | 1.356 | 1.3161 | 1.2693 | 1.2153 | 1.1675 | 1.1368 | 1.1238 | 1.1294 | 1.1349
F3_Commercial_School_New_Food Preparation_Natural Gas_Griddle_E3 | F3 | Commercial | School | New | Food Preparation | Natural Gas | Griddle | E3 | PACT BC Ratio | 0 | 0 | 0 | 0 | 0 | 0 | 0 | 0 | 0 | 0 | 0 | 0 | 0 | 0 | 0 | 0 | 0 | 0 | 0 | 0 | 0 | 0 | 0 | 0 | 0 | 0 | 0
F3_Commercial_School_New_Food Preparation_Natural Gas_Griddle_E4 | F3 | Commercial | School | New | Food Preparation | Natural Gas | Griddle | E4 | PACT BC Ratio | 0 | 0 | 0 | 0 | 0 | 0 | 0 | 0 | 0 | 0 | 0 | 0 | 0 | 0 | 0 | 0 | 0 | 0 | 0 | 0 | 0 | 0 | 0 | 0 | 0 | 0 | 0
F3_Commercial_School_New_Food Preparation_Natural Gas_Griddle_E5 | F3 | Commercial | School | New | Food Preparation | Natural Gas | Griddle | E5 | PACT BC Ratio | 0 | 0 | 0 | 0 | 0 | 0 | 0 | 0 | 0 | 0 | 0 | 0 | 0 | 0 | 0 | 0 | 0 | 0 | 0 | 0 | 0 | 0 | 0 | 0 | 0 | 0 | 0
F3_Commercial_School_New_Food Preparation_Natural Gas_Griddle_E6 | F3 | Commercial | School | New | Food Preparation | Natural Gas | Griddle | E6 | PACT BC Ratio | 0 | 0 | 0 | 0 | 0 | 0 | 0 | 0 | 0 | 0 | 0 | 0 | 0 | 0 | 0 | 0 | 0 | 0 | 0 | 0 | 0 | 0 | 0 | 0 | 0 | 0 | 0
F3_Commercial_School_New_Food Preparation_Natural Gas_Griddle_E7 | F3 | Commercial | School | New | Food Preparation | Natural Gas | Griddle | E7 | PACT BC Ratio | 0 | 0 | 0 | 0 | 0 | 0 | 0 | 0 | 0 | 0 | 0 | 0 | 0 | 0 | 0 | 0 | 0 | 0 | 0 | 0 | 0 | 0 | 0 | 0 | 0 | 0 | 0
F3_Commercial_School_New_Food Preparation_Natural Gas_Griddle_E8 | F3 | Commercial | School | New | Food Preparation | Natural Gas | Griddle | E8 | PACT BC Ratio | 0 | 0 | 0 | 0 | 0 | 0 | 0 | 0 | 0 | 0 | 0 | 0 | 0 | 0 | 0 | 0 | 0 | 0 | 0 | 0 | 0 | 0 | 0 | 0 | 0 | 0 | 0
F3_Commercial_School_New_Food Preparation_Natural Gas_Griddle_E9 | F3 | Commercial | School | New | Food Preparation | Natural Gas | Griddle | E9 | PACT BC Ratio | 0 | 0 | 0 | 0 | 0 | 0 | 0 | 0 | 0 | 0 | 0 | 0 | 0 | 0 | 0 | 0 | 0 | 0 | 0 | 0 | 0 | 0 | 0 | 0 | 0 | 0 | 0
F3_Commercial_School_New_Food Preparation_Natural Gas_Griddle_E10 | F3 | Commercial | School | New | Food Preparation | Natural Gas | Griddle | E10 | PACT BC Ratio | 0 | 0 | 0 | 0 | 0 | 0 | 0 | 0 | 0 | 0 | 0 | 0 | 0 | 0 | 0 | 0 | 0 | 0 | 0 | 0 | 0 | 0 | 0 | 0 | 0 | 0 | 0
F4_Commercial_School_New_Food Preparation_Natural Gas_Griddle_E1 | F4 | Commercial | School | New | Food Preparation | Natural Gas | Griddle | E1 | RVT BC Ratio | bar: 2021 to 2047
F4_Commercial_School_New_Food Preparation_Natural Gas_Griddle_E2 | F4 | Commercial | School | New | Food Preparation | Natural Gas | Griddle | E2 | RVT BC Ratio | 0.7 | 0.7 | 0.7 | 0.7 | 0.7 | 0.7 | 0.7 | 0.7 | 0.7 | 0.7 | 0.7 | 0.7 | 0.7 | 0.7 | 0.7 | 0.7 | 0.7 | 0.7 | 0.7 | 0.7 | 0.7 | 0.7 | 0.7 | 0.7 | 0.7 | 0.7 | 0.7
F4_Commercial_School_New_Food Preparation_Natural Gas_Griddle_E3 | F4 | Commercial | School | New | Food Preparation | Natural Gas | Griddle | E3 | RVT BC Ratio | 0 | 0 | 0 | 0 | 0 | 0 | 0 | 0 | 0 | 0 | 0 | 0 | 0 | 0 | 0 | 0 | 0 | 0 | 0 | 0 | 0 | 0 | 0 | 0 | 0 | 0 | 0
F4_Commercial_School_New_Food Preparation_Natural Gas_Griddle_E4 | F4 | Commercial | School | New | Food Preparation | Natural Gas | Griddle | E4 | RVT BC Ratio | 0 | 0 | 0 | 0 | 0 | 0 | 0 | 0 | 0 | 0 | 0 | 0 | 0 | 0 | 0 | 0 | 0 | 0 | 0 | 0 | 0 | 0 | 0 | 0 | 0 | 0 | 0
F4_Commercial_School_New_Food Preparation_Natural Gas_Griddle_E5 | F4 | Commercial | School | New | Food Preparation | Natural Gas | Griddle | E5 | RVT BC Ratio | 0 | 0 | 0 | 0 | 0 | 0 | 0 | 0 | 0 | 0 | 0 | 0 | 0 | 0 | 0 | 0 | 0 | 0 | 0 | 0 | 0 | 0 | 0 | 0 | 0 | 0 | 0
F4_Commercial_School_New_Food Preparation_Natural Gas_Griddle_E6 | F4 | Commercial | School | New | Food Preparation | Natural Gas | Griddle | E6 | RVT BC Ratio | 0 | 0 | 0 | 0 | 0 | 0 | 0 | 0 | 0 | 0 | 0 | 0 | 0 | 0 | 0 | 0 | 0 | 0 | 0 | 0 | 0 | 0 | 0 | 0 | 0 | 0 | 0
F4_Commercial_School_New_Food Preparation_Natural Gas_Griddle_E7 | F4 | Commercial | School | New | Food Preparation | Natural Gas | Griddle | E7 | RVT BC Ratio | 0 | 0 | 0 | 0 | 0 | 0 | 0 | 0 | 0 | 0 | 0 | 0 | 0 | 0 | 0 | 0 | 0 | 0 | 0 | 0 | 0 | 0 | 0 | 0 | 0 | 0 | 0
F4_Commercial_School_New_Food Preparation_Natural Gas_Griddle_E8 | F4 | Commercial | School | New | Food Preparation | Natural Gas | Griddle | E8 | RVT BC Ratio | 0 | 0 | 0 | 0 | 0 | 0 | 0 | 0 | 0 | 0 | 0 | 0 | 0 | 0 | 0 | 0 | 0 | 0 | 0 | 0 | 0 | 0 | 0 | 0 | 0 | 0 | 0
F4_Commercial_School_New_Food Preparation_Natural Gas_Griddle_E9 | F4 | Commercial | School | New | Food Preparation | Natural Gas | Griddle | E9 | RVT BC Ratio | 0 | 0 | 0 | 0 | 0 | 0 | 0 | 0 | 0 | 0 | 0 | 0 | 0 | 0 | 0 | 0 | 0 | 0 | 0 | 0 | 0 | 0 | 0 | 0 | 0 | 0 | 0
F4_Commercial_School_New_Food Preparation_Natural Gas_Griddle_E10 | F4 | Commercial | School | New | Food Preparation | Natural Gas | Griddle | E10 | RVT BC Ratio | 0 | 0 | 0 | 0 | 0 | 0 | 0 | 0 | 0 | 0 | 0 | 0 | 0 | 0 | 0 | 0 | 0 | 0 | 0 | 0 | 0 | 0 | 0 | 0 | 0 | 0 | 0
F5_Commercial_School_New_Food Preparation_Natural Gas_Griddle_E1 | F5 | Commercial | School | New | Food Preparation | Natural Gas | Griddle | E1 | RIM BC Ratio | bar: 2021 to 2047
F5_Commercial_School_New_Food Preparation_Natural Gas_Griddle_E2 | F5 | Commercial | School | New | Food Preparation | Natural Gas | Griddle | E2 | RIM BC Ratio | 1.3698 | 1.3552 | 1.341 | 1.3275 | 1.3308 | 1.3452 | 1.3661 | 1.3893 | 1.4117 | 1.4308 | 1.4464 | 1.4575 | 1.4639 | 1.4631 | 1.4552 | 1.44 | 1.4177 | 1.3896 | 1.356 | 1.3161 | 1.2693 | 1.2153 | 1.1675 | 1.1368 | 1.1238 | 1.1294 | 1.1349
F5_Commercial_School_New_Food Preparation_Natural Gas_Griddle_E3 | F5 | Commercial | School | New | Food Preparation | Natural Gas | Griddle | E3 | RIM BC Ratio | 0 | 0 | 0 | 0 | 0 | 0 | 0 | 0 | 0 | 0 | 0 | 0 | 0 | 0 | 0 | 0 | 0 | 0 | 0 | 0 | 0 | 0 | 0 | 0 | 0 | 0 | 0
F5_Commercial_School_New_Food Preparation_Natural Gas_Griddle_E4 | F5 | Commercial | School | New | Food Preparation | Natural Gas | Griddle | E4 | RIM BC Ratio | 0 | 0 | 0 | 0 | 0 | 0 | 0 | 0 | 0 | 0 | 0 | 0 | 0 | 0 | 0 | 0 | 0 | 0 | 0 | 0 | 0 | 0 | 0 | 0 | 0 | 0 | 0
F5_Commercial_School_New_Food Preparation_Natural Gas_Griddle_E5 | F5 | Commercial | School | New | Food Preparation | Natural Gas | Griddle | E5 | RIM BC Ratio | 0 | 0 | 0 | 0 | 0 | 0 | 0 | 0 | 0 | 0 | 0 | 0 | 0 | 0 | 0 | 0 | 0 | 0 | 0 | 0 | 0 | 0 | 0 | 0 | 0 | 0 | 0
F5_Commercial_School_New_Food Preparation_Natural Gas_Griddle_E6 | F5 | Commercial | School | New | Food Preparation | Natural Gas | Griddle | E6 | RIM BC Ratio | 0 | 0 | 0 | 0 | 0 | 0 | 0 | 0 | 0 | 0 | 0 | 0 | 0 | 0 | 0 | 0 | 0 | 0 | 0 | 0 | 0 | 0 | 0 | 0 | 0 | 0 | 0
F5_Commercial_School_New_Food Preparation_Natural Gas_Griddle_E7 | F5 | Commercial | School | New | Food Preparation | Natural Gas | Griddle | E7 | RIM BC Ratio | 0 | 0 | 0 | 0 | 0 | 0 | 0 | 0 | 0 | 0 | 0 | 0 | 0 | 0 | 0 | 0 | 0 | 0 | 0 | 0 | 0 | 0 | 0 | 0 | 0 | 0 | 0
F5_Commercial_School_New_Food Preparation_Natural Gas_Griddle_E8 | F5 | Commercial | School | New | Food Preparation | Natural Gas | Griddle | E8 | RIM BC Ratio | 0 | 0 | 0 | 0 | 0 | 0 | 0 | 0 | 0 | 0 | 0 | 0 | 0 | 0 | 0 | 0 | 0 | 0 | 0 | 0 | 0 | 0 | 0 | 0 | 0 | 0 | 0
F5_Commercial_School_New_Food Preparation_Natural Gas_Griddle_E9 | F5 | Commercial | School | New | Food Preparation | Natural Gas | Griddle | E9 | RIM BC Ratio | 0 | 0 | 0 | 0 | 0 | 0 | 0 | 0 | 0 | 0 | 0 | 0 | 0 | 0 | 0 | 0 | 0 | 0 | 0 | 0 | 0 | 0 | 0 | 0 | 0 | 0 | 0
F5_Commercial_School_New_Food Preparation_Natural Gas_Griddle_E10 | F5 | Commercial | School | New | Food Preparation | Natural Gas | Griddle | E10 | RIM BC Ratio | 0 | 0 | 0 | 0 | 0 | 0 | 0 | 0 | 0 | 0 | 0 | 0 | 0 | 0 | 0 | 0 | 0 | 0 | 0 | 0 | 0 | 0 | 0 | 0 | 0 | 0 | 0
F0_Commercial_School_New_Food Preparation_Natural Gas_Range_E0 | F0 | Commercial | School | New | Food Preparation | Natural Gas | Range | E0 | Economic Unit | High Efficiency | High Efficiency | High Efficiency | High Efficiency | High Efficiency | High Efficiency | High Efficiency | High Efficiency | High Efficiency | High Efficiency | High Efficiency | High Efficiency | High Efficiency | High Efficiency | High Efficiency | High Efficiency | High Efficiency | High Efficiency | High Efficiency | High Efficiency | High Efficiency | High Efficiency | High Efficiency | High Efficiency | High Efficiency | High Efficiency | High Efficiency
F1_Commercial_School_New_Food Preparation_Natural Gas_Range_E1 | F1 | Commercial | School | New | Food Preparation | Natural Gas | Range | E1 | CCE | 0 | 0 | 0 | 0 | 0 | 0 | 0 | 0 | 0 | 0 | 0 | 0 | 0 | 0 | 0 | 0 | 0 | 0 | 0 | 0 | 0 | 0 | 0 | 0 | 0 | 0 | 0
F1_Commercial_School_New_Food Preparation_Natural Gas_Range_E2 | F1 | Commercial | School | New | Food Preparation | Natural Gas | Range | E2 | CCE | 1.2749e-07 | 1.2749e-07 | 1.2749e-07 | 1.2749e-07 | 1.2749e-07 | 1.2749e-07 | 1.2749e-07 | 1.2749e-07 | 1.2749e-07 | 1.2749e-07 | 1.2749e-07 | 1.2749e-07 | 1.2749e-07 | 1.2749e-07 | 1.2749e-07 | 1.2749e-07 | 1.2749e-07 | 1.2749e-07 | 1.2749e-07 | 1.2749e-07 | 1.2749e-07 | 1.2749e-07 | 1.2749e-07 | 1.2749e-07 | 1.2749e-07 | 1.2749e-07 | 1.2749e-07
F1_Commercial_School_New_Food Preparation_Natural Gas_Range_E3 | F1 | Commercial | School | New | Food Preparation | Natural Gas | Range | E3 | CCE | 0 | 0 | 0 | 0 | 0 | 0 | 0 | 0 | 0 | 0 | 0 | 0 | 0 | 0 | 0 | 0 | 0 | 0 | 0 | 0 | 0 | 0 | 0 | 0 | 0 | 0 | 0
F1_Commercial_School_New_Food Preparation_Natural Gas_Range_E4 | F1 | Commercial | School | New | Food Preparation | Natural Gas | Range | E4 | CCE | 0 | 0 | 0 | 0 | 0 | 0 | 0 | 0 | 0 | 0 | 0 | 0 | 0 | 0 | 0 | 0 | 0 | 0 | 0 | 0 | 0 | 0 | 0 | 0 | 0 | 0 | 0
F1_Commercial_School_New_Food Preparation_Natural Gas_Range_E5 | F1 | Commercial | School | New | Food Preparation | Natural Gas | Range | E5 | CCE | 0 | 0 | 0 | 0 | 0 | 0 | 0 | 0 | 0 | 0 | 0 | 0 | 0 | 0 | 0 | 0 | 0 | 0 | 0 | 0 | 0 | 0 | 0 | 0 | 0 | 0 | 0
F1_Commercial_School_New_Food Preparation_Natural Gas_Range_E6 | F1 | Commercial | School | New | Food Preparation | Natural Gas | Range | E6 | CCE | 0 | 0 | 0 | 0 | 0 | 0 | 0 | 0 | 0 | 0 | 0 | 0 | 0 | 0 | 0 | 0 | 0 | 0 | 0 | 0 | 0 | 0 | 0 | 0 | 0 | 0 | 0
F1_Commercial_School_New_Food Preparation_Natural Gas_Range_E7 | F1 | Commercial | School | New | Food Preparation | Natural Gas | Range | E7 | CCE | 0 | 0 | 0 | 0 | 0 | 0 | 0 | 0 | 0 | 0 | 0 | 0 | 0 | 0 | 0 | 0 | 0 | 0 | 0 | 0 | 0 | 0 | 0 | 0 | 0 | 0 | 0
F1_Commercial_School_New_Food Preparation_Natural Gas_Range_E8 | F1 | Commercial | School | New | Food Preparation | Natural Gas | Range | E8 | CCE | 0 | 0 | 0 | 0 | 0 | 0 | 0 | 0 | 0 | 0 | 0 | 0 | 0 | 0 | 0 | 0 | 0 | 0 | 0 | 0 | 0 | 0 | 0 | 0 | 0 | 0 | 0
F1_Commercial_School_New_Food Preparation_Natural Gas_Range_E9 | F1 | Commercial | School | New | Food Preparation | Natural Gas | Range | E9 | CCE | 0 | 0 | 0 | 0 | 0 | 0 | 0 | 0 | 0 | 0 | 0 | 0 | 0 | 0 | 0 | 0 | 0 | 0 | 0 | 0 | 0 | 0 | 0 | 0 | 0 | 0 | 0
F1_Commercial_School_New_Food Preparation_Natural Gas_Range_E10 | F1 | Commercial | School | New | Food Preparation | Natural Gas | Range | E10 | CCE | 0 | 0 | 0 | 0 | 0 | 0 | 0 | 0 | 0 | 0 | 0 | 0 | 0 | 0 | 0 | 0 | 0 | 0 | 0 | 0 | 0 | 0 | 0 | 0 | 0 | 0 | 0
F2_Commercial_School_New_Food Preparation_Natural Gas_Range_E1 | F2 | Commercial | School | New | Food Preparation | Natural Gas | Range | E1 | TRC BC Ratio | bar: 2021 to 2047
F2_Commercial_School_New_Food Preparation_Natural Gas_Range_E2 | F2 | Commercial | School | New | Food Preparation | Natural Gas | Range | E2 | TRC BC Ratio | 107783.7748 | 106228.1865 | 104711.2525 | 103240.7276 | 103254.6448 | 104233.7467 | 105821.2112 | 107744.3581 | 109820.4161 | 111943.5488 | 114043.9246 | 115902.5227 | 117321.4185 | 117924.3993 | 117645.627 | 116492.5653 | 114552.5979 | 112013.3613 | 108990.1291 | 105406.5736 | 101214.1852 | 96389.3927 | 92105.7121 | 89333.183 | 88135.3968 | 88567.4331 | 89001.5872
F2_Commercial_School_New_Food Preparation_Natural Gas_Range_E3 | F2 | Commercial | School | New | Food Preparation | Natural Gas | Range | E3 | TRC BC Ratio | 0 | 0 | 0 | 0 | 0 | 0 | 0 | 0 | 0 | 0 | 0 | 0 | 0 | 0 | 0 | 0 | 0 | 0 | 0 | 0 | 0 | 0 | 0 | 0 | 0 | 0 | 0
F2_Commercial_School_New_Food Preparation_Natural Gas_Range_E4 | F2 | Commercial | School | New | Food Preparation | Natural Gas | Range | E4 | TRC BC Ratio | 0 | 0 | 0 | 0 | 0 | 0 | 0 | 0 | 0 | 0 | 0 | 0 | 0 | 0 | 0 | 0 | 0 | 0 | 0 | 0 | 0 | 0 | 0 | 0 | 0 | 0 | 0
F2_Commercial_School_New_Food Preparation_Natural Gas_Range_E5 | F2 | Commercial | School | New | Food Preparation | Natural Gas | Range | E5 | TRC BC Ratio | 0 | 0 | 0 | 0 | 0 | 0 | 0 | 0 | 0 | 0 | 0 | 0 | 0 | 0 | 0 | 0 | 0 | 0 | 0 | 0 | 0 | 0 | 0 | 0 | 0 | 0 | 0
F2_Commercial_School_New_Food Preparation_Natural Gas_Range_E6 | F2 | Commercial | School | New | Food Preparation | Natural Gas | Range | E6 | TRC BC Ratio | 0 | 0 | 0 | 0 | 0 | 0 | 0 | 0 | 0 | 0 | 0 | 0 | 0 | 0 | 0 | 0 | 0 | 0 | 0 | 0 | 0 | 0 | 0 | 0 | 0 | 0 | 0
F2_Commercial_School_New_Food Preparation_Natural Gas_Range_E7 | F2 | Commercial | School | New | Food Preparation | Natural Gas | Range | E7 | TRC BC Ratio | 0 | 0 | 0 | 0 | 0 | 0 | 0 | 0 | 0 | 0 | 0 | 0 | 0 | 0 | 0 | 0 | 0 | 0 | 0 | 0 | 0 | 0 | 0 | 0 | 0 | 0 | 0
F2_Commercial_School_New_Food Preparation_Natural Gas_Range_E8 | F2 | Commercial | School | New | Food Preparation | Natural Gas | Range | E8 | TRC BC Ratio | 0 | 0 | 0 | 0 | 0 | 0 | 0 | 0 | 0 | 0 | 0 | 0 | 0 | 0 | 0 | 0 | 0 | 0 | 0 | 0 | 0 | 0 | 0 | 0 | 0 | 0 | 0
F2_Commercial_School_New_Food Preparation_Natural Gas_Range_E9 | F2 | Commercial | School | New | Food Preparation | Natural Gas | Range | E9 | TRC BC Ratio | 0 | 0 | 0 | 0 | 0 | 0 | 0 | 0 | 0 | 0 | 0 | 0 | 0 | 0 | 0 | 0 | 0 | 0 | 0 | 0 | 0 | 0 | 0 | 0 | 0 | 0 | 0
F2_Commercial_School_New_Food Preparation_Natural Gas_Range_E10 | F2 | Commercial | School | New | Food Preparation | Natural Gas | Range | E10 | TRC BC Ratio | 0 | 0 | 0 | 0 | 0 | 0 | 0 | 0 | 0 | 0 | 0 | 0 | 0 | 0 | 0 | 0 | 0 | 0 | 0 | 0 | 0 | 0 | 0 | 0 | 0 | 0 | 0
F3_Commercial_School_New_Food Preparation_Natural Gas_Range_E1 | F3 | Commercial | School | New | Food Preparation | Natural Gas | Range | E1 | PACT BC Ratio | bar: 2021 to 2047
F3_Commercial_School_New_Food Preparation_Natural Gas_Range_E2 | F3 | Commercial | School | New | Food Preparation | Natural Gas | Range | E2 | PACT BC Ratio | 135901.2813 | 133939.8874 | 132027.2315 | 130173.0913 | 130190.6391 | 131425.1589 | 133426.7446 | 135851.5819 | 138469.2202 | 141146.2137 | 143794.5137 | 146137.9634 | 147927.0059 | 148687.2861 | 148335.7906 | 146881.9302 | 144435.8843 | 141234.2382 | 137422.3367 | 132903.9406 | 127617.8857 | 121534.4516 | 116133.2892 | 112637.4916 | 111127.2395 | 111671.9809 | 112219.3925
F3_Commercial_School_New_Food Preparation_Natural Gas_Range_E3 | F3 | Commercial | School | New | Food Preparation | Natural Gas | Range | E3 | PACT BC Ratio | 0 | 0 | 0 | 0 | 0 | 0 | 0 | 0 | 0 | 0 | 0 | 0 | 0 | 0 | 0 | 0 | 0 | 0 | 0 | 0 | 0 | 0 | 0 | 0 | 0 | 0 | 0
F3_Commercial_School_New_Food Preparation_Natural Gas_Range_E4 | F3 | Commercial | School | New | Food Preparation | Natural Gas | Range | E4 | PACT BC Ratio | 0 | 0 | 0 | 0 | 0 | 0 | 0 | 0 | 0 | 0 | 0 | 0 | 0 | 0 | 0 | 0 | 0 | 0 | 0 | 0 | 0 | 0 | 0 | 0 | 0 | 0 | 0
F3_Commercial_School_New_Food Preparation_Natural Gas_Range_E5 | F3 | Commercial | School | New | Food Preparation | Natural Gas | Range | E5 | PACT BC Ratio | 0 | 0 | 0 | 0 | 0 | 0 | 0 | 0 | 0 | 0 | 0 | 0 | 0 | 0 | 0 | 0 | 0 | 0 | 0 | 0 | 0 | 0 | 0 | 0 | 0 | 0 | 0
F3_Commercial_School_New_Food Preparation_Natural Gas_Range_E6 | F3 | Commercial | School | New | Food Preparation | Natural Gas | Range | E6 | PACT BC Ratio | 0 | 0 | 0 | 0 | 0 | 0 | 0 | 0 | 0 | 0 | 0 | 0 | 0 | 0 | 0 | 0 | 0 | 0 | 0 | 0 | 0 | 0 | 0 | 0 | 0 | 0 | 0
F3_Commercial_School_New_Food Preparation_Natural Gas_Range_E7 | F3 | Commercial | School | New | Food Preparation | Natural Gas | Range | E7 | PACT BC Ratio | 0 | 0 | 0 | 0 | 0 | 0 | 0 | 0 | 0 | 0 | 0 | 0 | 0 | 0 | 0 | 0 | 0 | 0 | 0 | 0 | 0 | 0 | 0 | 0 | 0 | 0 | 0
F3_Commercial_School_New_Food Preparation_Natural Gas_Range_E8 | F3 | Commercial | School | New | Food Preparation | Natural Gas | Range | E8 | PACT BC Ratio | 0 | 0 | 0 | 0 | 0 | 0 | 0 | 0 | 0 | 0 | 0 | 0 | 0 | 0 | 0 | 0 | 0 | 0 | 0 | 0 | 0 | 0 | 0 | 0 | 0 | 0 | 0
F3_Commercial_School_New_Food Preparation_Natural Gas_Range_E9 | F3 | Commercial | School | New | Food Preparation | Natural Gas | Range | E9 | PACT BC Ratio | 0 | 0 | 0 | 0 | 0 | 0 | 0 | 0 | 0 | 0 | 0 | 0 | 0 | 0 | 0 | 0 | 0 | 0 | 0 | 0 | 0 | 0 | 0 | 0 | 0 | 0 | 0
F3_Commercial_School_New_Food Preparation_Natural Gas_Range_E10 | F3 | Commercial | School | New | Food Preparation | Natural Gas | Range | E10 | PACT BC Ratio | 0 | 0 | 0 | 0 | 0 | 0 | 0 | 0 | 0 | 0 | 0 | 0 | 0 | 0 | 0 | 0 | 0 | 0 | 0 | 0 | 0 | 0 | 0 | 0 | 0 | 0 | 0
F4_Commercial_School_New_Food Preparation_Natural Gas_Range_E1 | F4 | Commercial | School | New | Food Preparation | Natural Gas | Range | E1 | RVT BC Ratio | bar: 2021 to 2047
F4_Commercial_School_New_Food Preparation_Natural Gas_Range_E2 | F4 | Commercial | School | New | Food Preparation | Natural Gas | Range | E2 | RVT BC Ratio | 0.7 | 0.7 | 0.7 | 0.7 | 0.7 | 0.7 | 0.7 | 0.7 | 0.7 | 0.7 | 0.7 | 0.7 | 0.7 | 0.7 | 0.7 | 0.7 | 0.7 | 0.7 | 0.7 | 0.7 | 0.7 | 0.7 | 0.7 | 0.7 | 0.7 | 0.7 | 0.7
F4_Commercial_School_New_Food Preparation_Natural Gas_Range_E3 | F4 | Commercial | School | New | Food Preparation | Natural Gas | Range | E3 | RVT BC Ratio | 0 | 0 | 0 | 0 | 0 | 0 | 0 | 0 | 0 | 0 | 0 | 0 | 0 | 0 | 0 | 0 | 0 | 0 | 0 | 0 | 0 | 0 | 0 | 0 | 0 | 0 | 0
F4_Commercial_School_New_Food Preparation_Natural Gas_Range_E4 | F4 | Commercial | School | New | Food Preparation | Natural Gas | Range | E4 | RVT BC Ratio | 0 | 0 | 0 | 0 | 0 | 0 | 0 | 0 | 0 | 0 | 0 | 0 | 0 | 0 | 0 | 0 | 0 | 0 | 0 | 0 | 0 | 0 | 0 | 0 | 0 | 0 | 0
F4_Commercial_School_New_Food Preparation_Natural Gas_Range_E5 | F4 | Commercial | School | New | Food Preparation | Natural Gas | Range | E5 | RVT BC Ratio | 0 | 0 | 0 | 0 | 0 | 0 | 0 | 0 | 0 | 0 | 0 | 0 | 0 | 0 | 0 | 0 | 0 | 0 | 0 | 0 | 0 | 0 | 0 | 0 | 0 | 0 | 0
F4_Commercial_School_New_Food Preparation_Natural Gas_Range_E6 | F4 | Commercial | School | New | Food Preparation | Natural Gas | Range | E6 | RVT BC Ratio | 0 | 0 | 0 | 0 | 0 | 0 | 0 | 0 | 0 | 0 | 0 | 0 | 0 | 0 | 0 | 0 | 0 | 0 | 0 | 0 | 0 | 0 | 0 | 0 | 0 | 0 | 0
F4_Commercial_School_New_Food Preparation_Natural Gas_Range_E7 | F4 | Commercial | School | New | Food Preparation | Natural Gas | Range | E7 | RVT BC Ratio | 0 | 0 | 0 | 0 | 0 | 0 | 0 | 0 | 0 | 0 | 0 | 0 | 0 | 0 | 0 | 0 | 0 | 0 | 0 | 0 | 0 | 0 | 0 | 0 | 0 | 0 | 0
F4_Commercial_School_New_Food Preparation_Natural Gas_Range_E8 | F4 | Commercial | School | New | Food Preparation | Natural Gas | Range | E8 | RVT BC Ratio | 0 | 0 | 0 | 0 | 0 | 0 | 0 | 0 | 0 | 0 | 0 | 0 | 0 | 0 | 0 | 0 | 0 | 0 | 0 | 0 | 0 | 0 | 0 | 0 | 0 | 0 | 0
F4_Commercial_School_New_Food Preparation_Natural Gas_Range_E9 | F4 | Commercial | School | New | Food Preparation | Natural Gas | Range | E9 | RVT BC Ratio | 0 | 0 | 0 | 0 | 0 | 0 | 0 | 0 | 0 | 0 | 0 | 0 | 0 | 0 | 0 | 0 | 0 | 0 | 0 | 0 | 0 | 0 | 0 | 0 | 0 | 0 | 0
F4_Commercial_School_New_Food Preparation_Natural Gas_Range_E10 | F4 | Commercial | School | New | Food Preparation | Natural Gas | Range | E10 | RVT BC Ratio | 0 | 0 | 0 | 0 | 0 | 0 | 0 | 0 | 0 | 0 | 0 | 0 | 0 | 0 | 0 | 0 | 0 | 0 | 0 | 0 | 0 | 0 | 0 | 0 | 0 | 0 | 0
F5_Commercial_School_New_Food Preparation_Natural Gas_Range_E1 | F5 | Commercial | School | New | Food Preparation | Natural Gas | Range | E1 | RIM BC Ratio | bar: 2021 to 2047
F5_Commercial_School_New_Food Preparation_Natural Gas_Range_E2 | F5 | Commercial | School | New | Food Preparation | Natural Gas | Range | E2 | RIM BC Ratio | 135901.2813 | 133939.8874 | 132027.2315 | 130173.0913 | 130190.6391 | 131425.1589 | 133426.7446 | 135851.5819 | 138469.2202 | 141146.2137 | 143794.5137 | 146137.9634 | 147927.0059 | 148687.2861 | 148335.7906 | 146881.9302 | 144435.8843 | 141234.2382 | 137422.3367 | 132903.9406 | 127617.8857 | 121534.4516 | 116133.2892 | 112637.4916 | 111127.2395 | 111671.9809 | 112219.3925
F5_Commercial_School_New_Food Preparation_Natural Gas_Range_E3 | F5 | Commercial | School | New | Food Preparation | Natural Gas | Range | E3 | RIM BC Ratio | 0 | 0 | 0 | 0 | 0 | 0 | 0 | 0 | 0 | 0 | 0 | 0 | 0 | 0 | 0 | 0 | 0 | 0 | 0 | 0 | 0 | 0 | 0 | 0 | 0 | 0 | 0
F5_Commercial_School_New_Food Preparation_Natural Gas_Range_E4 | F5 | Commercial | School | New | Food Preparation | Natural Gas | Range | E4 | RIM BC Ratio | 0 | 0 | 0 | 0 | 0 | 0 | 0 | 0 | 0 | 0 | 0 | 0 | 0 | 0 | 0 | 0 | 0 | 0 | 0 | 0 | 0 | 0 | 0 | 0 | 0 | 0 | 0
F5_Commercial_School_New_Food Preparation_Natural Gas_Range_E5 | F5 | Commercial | School | New | Food Preparation | Natural Gas | Range | E5 | RIM BC Ratio | 0 | 0 | 0 | 0 | 0 | 0 | 0 | 0 | 0 | 0 | 0 | 0 | 0 | 0 | 0 | 0 | 0 | 0 | 0 | 0 | 0 | 0 | 0 | 0 | 0 | 0 | 0
F5_Commercial_School_New_Food Preparation_Natural Gas_Range_E6 | F5 | Commercial | School | New | Food Preparation | Natural Gas | Range | E6 | RIM BC Ratio | 0 | 0 | 0 | 0 | 0 | 0 | 0 | 0 | 0 | 0 | 0 | 0 | 0 | 0 | 0 | 0 | 0 | 0 | 0 | 0 | 0 | 0 | 0 | 0 | 0 | 0 | 0
F5_Commercial_School_New_Food Preparation_Natural Gas_Range_E7 | F5 | Commercial | School | New | Food Preparation | Natural Gas | Range | E7 | RIM BC Ratio | 0 | 0 | 0 | 0 | 0 | 0 | 0 | 0 | 0 | 0 | 0 | 0 | 0 | 0 | 0 | 0 | 0 | 0 | 0 | 0 | 0 | 0 | 0 | 0 | 0 | 0 | 0
F5_Commercial_School_New_Food Preparation_Natural Gas_Range_E8 | F5 | Commercial | School | New | Food Preparation | Natural Gas | Range | E8 | RIM BC Ratio | 0 | 0 | 0 | 0 | 0 | 0 | 0 | 0 | 0 | 0 | 0 | 0 | 0 | 0 | 0 | 0 | 0 | 0 | 0 | 0 | 0 | 0 | 0 | 0 | 0 | 0 | 0
F5_Commercial_School_New_Food Preparation_Natural Gas_Range_E9 | F5 | Commercial | School | New | Food Preparation | Natural Gas | Range | E9 | RIM BC Ratio | 0 | 0 | 0 | 0 | 0 | 0 | 0 | 0 | 0 | 0 | 0 | 0 | 0 | 0 | 0 | 0 | 0 | 0 | 0 | 0 | 0 | 0 | 0 | 0 | 0 | 0 | 0
F5_Commercial_School_New_Food Preparation_Natural Gas_Range_E10 | F5 | Commercial | School | New | Food Preparation | Natural Gas | Range | E10 | RIM BC Ratio | 0 | 0 | 0 | 0 | 0 | 0 | 0 | 0 | 0 | 0 | 0 | 0 | 0 | 0 | 0 | 0 | 0 | 0 | 0 | 0 | 0 | 0 | 0 | 0 | 0 | 0 | 0
F0_Commercial_School_New_Food Preparation_Natural Gas_Steamer_E0 | F0 | Commercial | School | New | Food Preparation | Natural Gas | Steamer | E0 | Economic Unit | ENERGY STAR | ENERGY STAR | ENERGY STAR | ENERGY STAR | ENERGY STAR | ENERGY STAR | ENERGY STAR | ENERGY STAR | ENERGY STAR | ENERGY STAR | ENERGY STAR | ENERGY STAR | ENERGY STAR | ENERGY STAR | ENERGY STAR | ENERGY STAR | ENERGY STAR | ENERGY STAR | ENERGY STAR | ENERGY STAR | ENERGY STAR | ENERGY STAR | ENERGY STAR | ENERGY STAR | ENERGY STAR | ENERGY STAR | ENERGY STAR
F1_Commercial_School_New_Food Preparation_Natural Gas_Steamer_E1 | F1 | Commercial | School | New | Food Preparation | Natural Gas | Steamer | E1 | CCE | 0 | 0 | 0 | 0 | 0 | 0 | 0 | 0 | 0 | 0 | 0 | 0 | 0 | 0 | 0 | 0 | 0 | 0 | 0 | 0 | 0 | 0 | 0 | 0 | 0 | 0 | 0
F1_Commercial_School_New_Food Preparation_Natural Gas_Steamer_E2 | F1 | Commercial | School | New | Food Preparation | Natural Gas | Steamer | E2 | CCE | -0.0080635 | 0 | 0 | 0 | 0 | 0 | 0 | 0 | 0 | 0 | 0 | 0 | 0 | 0 | 0 | 0 | 0 | 0 | 0 | 0 | 0 | 0 | 0 | 0 | 0 | 0 | 0
F1_Commercial_School_New_Food Preparation_Natural Gas_Steamer_E3 | F1 | Commercial | School | New | Food Preparation | Natural Gas | Steamer | E3 | CCE | 0 | 0 | 0 | 0 | 0 | 0 | 0 | 0 | 0 | 0 | 0 | 0 | 0 | 0 | 0 | 0 | 0 | 0 | 0 | 0 | 0 | 0 | 0 | 0 | 0 | 0 | 0
F1_Commercial_School_New_Food Preparation_Natural Gas_Steamer_E4 | F1 | Commercial | School | New | Food Preparation | Natural Gas | Steamer | E4 | CCE | 0 | 0 | 0 | 0 | 0 | 0 | 0 | 0 | 0 | 0 | 0 | 0 | 0 | 0 | 0 | 0 | 0 | 0 | 0 | 0 | 0 | 0 | 0 | 0 | 0 | 0 | 0
F1_Commercial_School_New_Food Preparation_Natural Gas_Steamer_E5 | F1 | Commercial | School | New | Food Preparation | Natural Gas | Steamer | E5 | CCE | 0 | 0 | 0 | 0 | 0 | 0 | 0 | 0 | 0 | 0 | 0 | 0 | 0 | 0 | 0 | 0 | 0 | 0 | 0 | 0 | 0 | 0 | 0 | 0 | 0 | 0 | 0
F1_Commercial_School_New_Food Preparation_Natural Gas_Steamer_E6 | F1 | Commercial | School | New | Food Preparation | Natural Gas | Steamer | E6 | CCE | 0 | 0 | 0 | 0 | 0 | 0 | 0 | 0 | 0 | 0 | 0 | 0 | 0 | 0 | 0 | 0 | 0 | 0 | 0 | 0 | 0 | 0 | 0 | 0 | 0 | 0 | 0
F1_Commercial_School_New_Food Preparation_Natural Gas_Steamer_E7 | F1 | Commercial | School | New | Food Preparation | Natural Gas | Steamer | E7 | CCE | 0 | 0 | 0 | 0 | 0 | 0 | 0 | 0 | 0 | 0 | 0 | 0 | 0 | 0 | 0 | 0 | 0 | 0 | 0 | 0 | 0 | 0 | 0 | 0 | 0 | 0 | 0
F1_Commercial_School_New_Food Preparation_Natural Gas_Steamer_E8 | F1 | Commercial | School | New | Food Preparation | Natural Gas | Steamer | E8 | CCE | 0 | 0 | 0 | 0 | 0 | 0 | 0 | 0 | 0 | 0 | 0 | 0 | 0 | 0 | 0 | 0 | 0 | 0 | 0 | 0 | 0 | 0 | 0 | 0 | 0 | 0 | 0
F1_Commercial_School_New_Food Preparation_Natural Gas_Steamer_E9 | F1 | Commercial | School | New | Food Preparation | Natural Gas | Steamer | E9 | CCE | 0 | 0 | 0 | 0 | 0 | 0 | 0 | 0 | 0 | 0 | 0 | 0 | 0 | 0 | 0 | 0 | 0 | 0 | 0 | 0 | 0 | 0 | 0 | 0 | 0 | 0 | 0
F1_Commercial_School_New_Food Preparation_Natural Gas_Steamer_E10 | F1 | Commercial | School | New | Food Preparation | Natural Gas | Steamer | E10 | CCE | 0 | 0 | 0 | 0 | 0 | 0 | 0 | 0 | 0 | 0 | 0 | 0 | 0 | 0 | 0 | 0 | 0 | 0 | 0 | 0 | 0 | 0 | 0 | 0 | 0 | 0 | 0
F2_Commercial_School_New_Food Preparation_Natural Gas_Steamer_E1 | F2 | Commercial | School | New | Food Preparation | Natural Gas | Steamer | E1 | TRC BC Ratio | 1 | 0 | 0 | 0 | 0 | 0 | 0 | 0 | 0 | 0 | 0 | 0 | 0 | 0 | 0 | 0 | 0 | 0 | 0 | 0 | 0 | 0 | 0 | 0 | 0 | 0 | 0
F2_Commercial_School_New_Food Preparation_Natural Gas_Steamer_E2 | F2 | Commercial | School | New | Food Preparation | Natural Gas | Steamer | E2 | TRC BC Ratio | bar: 2021 to 2047
F2_Commercial_School_New_Food Preparation_Natural Gas_Steamer_E3 | F2 | Commercial | School | New | Food Preparation | Natural Gas | Steamer | E3 | TRC BC Ratio | 0 | 0 | 0 | 0 | 0 | 0 | 0 | 0 | 0 | 0 | 0 | 0 | 0 | 0 | 0 | 0 | 0 | 0 | 0 | 0 | 0 | 0 | 0 | 0 | 0 | 0 | 0
F2_Commercial_School_New_Food Preparation_Natural Gas_Steamer_E4 | F2 | Commercial | School | New | Food Preparation | Natural Gas | Steamer | E4 | TRC BC Ratio | 0 | 0 | 0 | 0 | 0 | 0 | 0 | 0 | 0 | 0 | 0 | 0 | 0 | 0 | 0 | 0 | 0 | 0 | 0 | 0 | 0 | 0 | 0 | 0 | 0 | 0 | 0
F2_Commercial_School_New_Food Preparation_Natural Gas_Steamer_E5 | F2 | Commercial | School | New | Food Preparation | Natural Gas | Steamer | E5 | TRC BC Ratio | 0 | 0 | 0 | 0 | 0 | 0 | 0 | 0 | 0 | 0 | 0 | 0 | 0 | 0 | 0 | 0 | 0 | 0 | 0 | 0 | 0 | 0 | 0 | 0 | 0 | 0 | 0
F2_Commercial_School_New_Food Preparation_Natural Gas_Steamer_E6 | F2 | Commercial | School | New | Food Preparation | Natural Gas | Steamer | E6 | TRC BC Ratio | 0 | 0 | 0 | 0 | 0 | 0 | 0 | 0 | 0 | 0 | 0 | 0 | 0 | 0 | 0 | 0 | 0 | 0 | 0 | 0 | 0 | 0 | 0 | 0 | 0 | 0 | 0
F2_Commercial_School_New_Food Preparation_Natural Gas_Steamer_E7 | F2 | Commercial | School | New | Food Preparation | Natural Gas | Steamer | E7 | TRC BC Ratio | 0 | 0 | 0 | 0 | 0 | 0 | 0 | 0 | 0 | 0 | 0 | 0 | 0 | 0 | 0 | 0 | 0 | 0 | 0 | 0 | 0 | 0 | 0 | 0 | 0 | 0 | 0
F2_Commercial_School_New_Food Preparation_Natural Gas_Steamer_E8 | F2 | Commercial | School | New | Food Preparation | Natural Gas | Steamer | E8 | TRC BC Ratio | 0 | 0 | 0 | 0 | 0 | 0 | 0 | 0 | 0 | 0 | 0 | 0 | 0 | 0 | 0 | 0 | 0 | 0 | 0 | 0 | 0 | 0 | 0 | 0 | 0 | 0 | 0
F2_Commercial_School_New_Food Preparation_Natural Gas_Steamer_E9 | F2 | Commercial | School | New | Food Preparation | Natural Gas | Steamer | E9 | TRC BC Ratio | 0 | 0 | 0 | 0 | 0 | 0 | 0 | 0 | 0 | 0 | 0 | 0 | 0 | 0 | 0 | 0 | 0 | 0 | 0 | 0 | 0 | 0 | 0 | 0 | 0 | 0 | 0
F2_Commercial_School_New_Food Preparation_Natural Gas_Steamer_E10 | F2 | Commercial | School | New | Food Preparation | Natural Gas | Steamer | E10 | TRC BC Ratio | 0 | 0 | 0 | 0 | 0 | 0 | 0 | 0 | 0 | 0 | 0 | 0 | 0 | 0 | 0 | 0 | 0 | 0 | 0 | 0 | 0 | 0 | 0 | 0 | 0 | 0 | 0
F3_Commercial_School_New_Food Preparation_Natural Gas_Steamer_E1 | F3 | Commercial | School | New | Food Preparation | Natural Gas | Steamer | E1 | PACT BC Ratio | 1 | 0 | 0 | 0 | 0 | 0 | 0 | 0 | 0 | 0 | 0 | 0 | 0 | 0 | 0 | 0 | 0 | 0 | 0 | 0 | 0 | 0 | 0 | 0 | 0 | 0 | 0
F3_Commercial_School_New_Food Preparation_Natural Gas_Steamer_E2 | F3 | Commercial | School | New | Food Preparation | Natural Gas | Steamer | E2 | PACT BC Ratio | bar: 2021 to 2047
F3_Commercial_School_New_Food Preparation_Natural Gas_Steamer_E3 | F3 | Commercial | School | New | Food Preparation | Natural Gas | Steamer | E3 | PACT BC Ratio | 0 | 0 | 0 | 0 | 0 | 0 | 0 | 0 | 0 | 0 | 0 | 0 | 0 | 0 | 0 | 0 | 0 | 0 | 0 | 0 | 0 | 0 | 0 | 0 | 0 | 0 | 0
F3_Commercial_School_New_Food Preparation_Natural Gas_Steamer_E4 | F3 | Commercial | School | New | Food Preparation | Natural Gas | Steamer | E4 | PACT BC Ratio | 0 | 0 | 0 | 0 | 0 | 0 | 0 | 0 | 0 | 0 | 0 | 0 | 0 | 0 | 0 | 0 | 0 | 0 | 0 | 0 | 0 | 0 | 0 | 0 | 0 | 0 | 0
F3_Commercial_School_New_Food Preparation_Natural Gas_Steamer_E5 | F3 | Commercial | School | New | Food Preparation | Natural Gas | Steamer | E5 | PACT BC Ratio | 0 | 0 | 0 | 0 | 0 | 0 | 0 | 0 | 0 | 0 | 0 | 0 | 0 | 0 | 0 | 0 | 0 | 0 | 0 | 0 | 0 | 0 | 0 | 0 | 0 | 0 | 0
F3_Commercial_School_New_Food Preparation_Natural Gas_Steamer_E6 | F3 | Commercial | School | New | Food Preparation | Natural Gas | Steamer | E6 | PACT BC Ratio | 0 | 0 | 0 | 0 | 0 | 0 | 0 | 0 | 0 | 0 | 0 | 0 | 0 | 0 | 0 | 0 | 0 | 0 | 0 | 0 | 0 | 0 | 0 | 0 | 0 | 0 | 0
F3_Commercial_School_New_Food Preparation_Natural Gas_Steamer_E7 | F3 | Commercial | School | New | Food Preparation | Natural Gas | Steamer | E7 | PACT BC Ratio | 0 | 0 | 0 | 0 | 0 | 0 | 0 | 0 | 0 | 0 | 0 | 0 | 0 | 0 | 0 | 0 | 0 | 0 | 0 | 0 | 0 | 0 | 0 | 0 | 0 | 0 | 0
F3_Commercial_School_New_Food Preparation_Natural Gas_Steamer_E8 | F3 | Commercial | School | New | Food Preparation | Natural Gas | Steamer | E8 | PACT BC Ratio | 0 | 0 | 0 | 0 | 0 | 0 | 0 | 0 | 0 | 0 | 0 | 0 | 0 | 0 | 0 | 0 | 0 | 0 | 0 | 0 | 0 | 0 | 0 | 0 | 0 | 0 | 0
F3_Commercial_School_New_Food Preparation_Natural Gas_Steamer_E9 | F3 | Commercial | School | New | Food Preparation | Natural Gas | Steamer | E9 | PACT BC Ratio | 0 | 0 | 0 | 0 | 0 | 0 | 0 | 0 | 0 | 0 | 0 | 0 | 0 | 0 | 0 | 0 | 0 | 0 | 0 | 0 | 0 | 0 | 0 | 0 | 0 | 0 | 0
F3_Commercial_School_New_Food Preparation_Natural Gas_Steamer_E10 | F3 | Commercial | School | New | Food Preparation | Natural Gas | Steamer | E10 | PACT BC Ratio | 0 | 0 | 0 | 0 | 0 | 0 | 0 | 0 | 0 | 0 | 0 | 0 | 0 | 0 | 0 | 0 | 0 | 0 | 0 | 0 | 0 | 0 | 0 | 0 | 0 | 0 | 0
F4_Commercial_School_New_Food Preparation_Natural Gas_Steamer_E1 | F4 | Commercial | School | New | Food Preparation | Natural Gas | Steamer | E1 | RVT BC Ratio | 1 | 0 | 0 | 0 | 0 | 0 | 0 | 0 | 0 | 0 | 0 | 0 | 0 | 0 | 0 | 0 | 0 | 0 | 0 | 0 | 0 | 0 | 0 | 0 | 0 | 0 | 0
F4_Commercial_School_New_Food Preparation_Natural Gas_Steamer_E2 | F4 | Commercial | School | New | Food Preparation | Natural Gas | Steamer | E2 | RVT BC Ratio | bar: 2021 to 2047
F4_Commercial_School_New_Food Preparation_Natural Gas_Steamer_E3 | F4 | Commercial | School | New | Food Preparation | Natural Gas | Steamer | E3 | RVT BC Ratio | 0 | 0 | 0 | 0 | 0 | 0 | 0 | 0 | 0 | 0 | 0 | 0 | 0 | 0 | 0 | 0 | 0 | 0 | 0 | 0 | 0 | 0 | 0 | 0 | 0 | 0 | 0
F4_Commercial_School_New_Food Preparation_Natural Gas_Steamer_E4 | F4 | Commercial | School | New | Food Preparation | Natural Gas | Steamer | E4 | RVT BC Ratio | 0 | 0 | 0 | 0 | 0 | 0 | 0 | 0 | 0 | 0 | 0 | 0 | 0 | 0 | 0 | 0 | 0 | 0 | 0 | 0 | 0 | 0 | 0 | 0 | 0 | 0 | 0
F4_Commercial_School_New_Food Preparation_Natural Gas_Steamer_E5 | F4 | Commercial | School | New | Food Preparation | Natural Gas | Steamer | E5 | RVT BC Ratio | 0 | 0 | 0 | 0 | 0 | 0 | 0 | 0 | 0 | 0 | 0 | 0 | 0 | 0 | 0 | 0 | 0 | 0 | 0 | 0 | 0 | 0 | 0 | 0 | 0 | 0 | 0
F4_Commercial_School_New_Food Preparation_Natural Gas_Steamer_E6 | F4 | Commercial | School | New | Food Preparation | Natural Gas | Steamer | E6 | RVT BC Ratio | 0 | 0 | 0 | 0 | 0 | 0 | 0 | 0 | 0 | 0 | 0 | 0 | 0 | 0 | 0 | 0 | 0 | 0 | 0 | 0 | 0 | 0 | 0 | 0 | 0 | 0 | 0
F4_Commercial_School_New_Food Preparation_Natural Gas_Steamer_E7 | F4 | Commercial | School | New | Food Preparation | Natural Gas | Steamer | E7 | RVT BC Ratio | 0 | 0 | 0 | 0 | 0 | 0 | 0 | 0 | 0 | 0 | 0 | 0 | 0 | 0 | 0 | 0 | 0 | 0 | 0 | 0 | 0 | 0 | 0 | 0 | 0 | 0 | 0
F4_Commercial_School_New_Food Preparation_Natural Gas_Steamer_E8 | F4 | Commercial | School | New | Food Preparation | Natural Gas | Steamer | E8 | RVT BC Ratio | 0 | 0 | 0 | 0 | 0 | 0 | 0 | 0 | 0 | 0 | 0 | 0 | 0 | 0 | 0 | 0 | 0 | 0 | 0 | 0 | 0 | 0 | 0 | 0 | 0 | 0 | 0
F4_Commercial_School_New_Food Preparation_Natural Gas_Steamer_E9 | F4 | Commercial | School | New | Food Preparation | Natural Gas | Steamer | E9 | RVT BC Ratio | 0 | 0 | 0 | 0 | 0 | 0 | 0 | 0 | 0 | 0 | 0 | 0 | 0 | 0 | 0 | 0 | 0 | 0 | 0 | 0 | 0 | 0 | 0 | 0 | 0 | 0 | 0
F4_Commercial_School_New_Food Preparation_Natural Gas_Steamer_E10 | F4 | Commercial | School | New | Food Preparation | Natural Gas | Steamer | E10 | RVT BC Ratio | 0 | 0 | 0 | 0 | 0 | 0 | 0 | 0 | 0 | 0 | 0 | 0 | 0 | 0 | 0 | 0 | 0 | 0 | 0 | 0 | 0 | 0 | 0 | 0 | 0 | 0 | 0
F5_Commercial_School_New_Food Preparation_Natural Gas_Steamer_E1 | F5 | Commercial | School | New | Food Preparation | Natural Gas | Steamer | E1 | RIM BC Ratio | 1 | 0 | 0 | 0 | 0 | 0 | 0 | 0 | 0 | 0 | 0 | 0 | 0 | 0 | 0 | 0 | 0 | 0 | 0 | 0 | 0 | 0 | 0 | 0 | 0 | 0 | 0
F5_Commercial_School_New_Food Preparation_Natural Gas_Steamer_E2 | F5 | Commercial | School | New | Food Preparation | Natural Gas | Steamer | E2 | RIM BC Ratio | bar: 2021 to 2047
F5_Commercial_School_New_Food Preparation_Natural Gas_Steamer_E3 | F5 | Commercial | School | New | Food Preparation | Natural Gas | Steamer | E3 | RIM BC Ratio | 0 | 0 | 0 | 0 | 0 | 0 | 0 | 0 | 0 | 0 | 0 | 0 | 0 | 0 | 0 | 0 | 0 | 0 | 0 | 0 | 0 | 0 | 0 | 0 | 0 | 0 | 0
F5_Commercial_School_New_Food Preparation_Natural Gas_Steamer_E4 | F5 | Commercial | School | New | Food Preparation | Natural Gas | Steamer | E4 | RIM BC Ratio | 0 | 0 | 0 | 0 | 0 | 0 | 0 | 0 | 0 | 0 | 0 | 0 | 0 | 0 | 0 | 0 | 0 | 0 | 0 | 0 | 0 | 0 | 0 | 0 | 0 | 0 | 0
F5_Commercial_School_New_Food Preparation_Natural Gas_Steamer_E5 | F5 | Commercial | School | New | Food Preparation | Natural Gas | Steamer | E5 | RIM BC Ratio | 0 | 0 | 0 | 0 | 0 | 0 | 0 | 0 | 0 | 0 | 0 | 0 | 0 | 0 | 0 | 0 | 0 | 0 | 0 | 0 | 0 | 0 | 0 | 0 | 0 | 0 | 0
F5_Commercial_School_New_Food Preparation_Natural Gas_Steamer_E6 | F5 | Commercial | School | New | Food Preparation | Natural Gas | Steamer | E6 | RIM BC Ratio | 0 | 0 | 0 | 0 | 0 | 0 | 0 | 0 | 0 | 0 | 0 | 0 | 0 | 0 | 0 | 0 | 0 | 0 | 0 | 0 | 0 | 0 | 0 | 0 | 0 | 0 | 0
F5_Commercial_School_New_Food Preparation_Natural Gas_Steamer_E7 | F5 | Commercial | School | New | Food Preparation | Natural Gas | Steamer | E7 | RIM BC Ratio | 0 | 0 | 0 | 0 | 0 | 0 | 0 | 0 | 0 | 0 | 0 | 0 | 0 | 0 | 0 | 0 | 0 | 0 | 0 | 0 | 0 | 0 | 0 | 0 | 0 | 0 | 0
F5_Commercial_School_New_Food Preparation_Natural Gas_Steamer_E8 | F5 | Commercial | School | New | Food Preparation | Natural Gas | Steamer | E8 | RIM BC Ratio | 0 | 0 | 0 | 0 | 0 | 0 | 0 | 0 | 0 | 0 | 0 | 0 | 0 | 0 | 0 | 0 | 0 | 0 | 0 | 0 | 0 | 0 | 0 | 0 | 0 | 0 | 0
F5_Commercial_School_New_Food Preparation_Natural Gas_Steamer_E9 | F5 | Commercial | School | New | Food Preparation | Natural Gas | Steamer | E9 | RIM BC Ratio | 0 | 0 | 0 | 0 | 0 | 0 | 0 | 0 | 0 | 0 | 0 | 0 | 0 | 0 | 0 | 0 | 0 | 0 | 0 | 0 | 0 | 0 | 0 | 0 | 0 | 0 | 0
F5_Commercial_School_New_Food Preparation_Natural Gas_Steamer_E10 | F5 | Commercial | School | New | Food Preparation | Natural Gas | Steamer | E10 | RIM BC Ratio | 0 | 0 | 0 | 0 | 0 | 0 | 0 | 0 | 0 | 0 | 0 | 0 | 0 | 0 | 0 | 0 | 0 | 0 | 0 | 0 | 0 | 0 | 0 | 0 | 0 | 0 | 0
F0_Commercial_School_New_Food Preparation_Natural Gas_Commercial Food Prep Other_E0 | F0 | Commercial | School | New | Food Preparation | Natural Gas | Commercial Food Prep Other | E0 | Economic Unit | ENERGY STAR | ENERGY STAR | ENERGY STAR | ENERGY STAR | ENERGY STAR | ENERGY STAR | ENERGY STAR | ENERGY STAR | ENERGY STAR | ENERGY STAR | ENERGY STAR | ENERGY STAR | ENERGY STAR | ENERGY STAR | ENERGY STAR | ENERGY STAR | ENERGY STAR | ENERGY STAR | ENERGY STAR | ENERGY STAR | ENERGY STAR | ENERGY STAR | ENERGY STAR | ENERGY STAR | ENERGY STAR | ENERGY STAR | ENERGY STAR
F1_Commercial_School_New_Food Preparation_Natural Gas_Commercial Food Prep Other_E1 | F1 | Commercial | School | New | Food Preparation | Natural Gas | Commercial Food Prep Other | E1 | CCE | 0 | 0 | 0 | 0 | 0 | 0 | 0 | 0 | 0 | 0 | 0 | 0 | 0 | 0 | 0 | 0 | 0 | 0 | 0 | 0 | 0 | 0 | 0 | 0 | 0 | 0 | 0
F1_Commercial_School_New_Food Preparation_Natural Gas_Commercial Food Prep Other_E2 | F1 | Commercial | School | New | Food Preparation | Natural Gas | Commercial Food Prep Other | E2 | CCE | 0.0014297 | 0.0014297 | 0.0014297 | 0.0014297 | 0.0014297 | 0.0014297 | 0.0014297 | 0.0014297 | 0.0014297 | 0.0014297 | 0.0014297 | 0.0014297 | 0.0014297 | 0.0014297 | 0.0014297 | 0.0014297 | 0.0014297 | 0.0014297 | 0.0014297 | 0.0014297 | 0.0014297 | 0.0014297 | 0.0014297 | 0.0014297 | 0.0014297 | 0.0014297 | 0.0014297
F1_Commercial_School_New_Food Preparation_Natural Gas_Commercial Food Prep Other_E3 | F1 | Commercial | School | New | Food Preparation | Natural Gas | Commercial Food Prep Other | E3 | CCE | 0 | 0 | 0 | 0 | 0 | 0 | 0 | 0 | 0 | 0 | 0 | 0 | 0 | 0 | 0 | 0 | 0 | 0 | 0 | 0 | 0 | 0 | 0 | 0 | 0 | 0 | 0
F1_Commercial_School_New_Food Preparation_Natural Gas_Commercial Food Prep Other_E4 | F1 | Commercial | School | New | Food Preparation | Natural Gas | Commercial Food Prep Other | E4 | CCE | 0 | 0 | 0 | 0 | 0 | 0 | 0 | 0 | 0 | 0 | 0 | 0 | 0 | 0 | 0 | 0 | 0 | 0 | 0 | 0 | 0 | 0 | 0 | 0 | 0 | 0 | 0
F1_Commercial_School_New_Food Preparation_Natural Gas_Commercial Food Prep Other_E5 | F1 | Commercial | School | New | Food Preparation | Natural Gas | Commercial Food Prep Other | E5 | CCE | 0 | 0 | 0 | 0 | 0 | 0 | 0 | 0 | 0 | 0 | 0 | 0 | 0 | 0 | 0 | 0 | 0 | 0 | 0 | 0 | 0 | 0 | 0 | 0 | 0 | 0 | 0
F1_Commercial_School_New_Food Preparation_Natural Gas_Commercial Food Prep Other_E6 | F1 | Commercial | School | New | Food Preparation | Natural Gas | Commercial Food Prep Other | E6 | CCE | 0 | 0 | 0 | 0 | 0 | 0 | 0 | 0 | 0 | 0 | 0 | 0 | 0 | 0 | 0 | 0 | 0 | 0 | 0 | 0 | 0 | 0 | 0 | 0 | 0 | 0 | 0
F1_Commercial_School_New_Food Preparation_Natural Gas_Commercial Food Prep Other_E7 | F1 | Commercial | School | New | Food Preparation | Natural Gas | Commercial Food Prep Other | E7 | CCE | 0 | 0 | 0 | 0 | 0 | 0 | 0 | 0 | 0 | 0 | 0 | 0 | 0 | 0 | 0 | 0 | 0 | 0 | 0 | 0 | 0 | 0 | 0 | 0 | 0 | 0 | 0
F1_Commercial_School_New_Food Preparation_Natural Gas_Commercial Food Prep Other_E8 | F1 | Commercial | School | New | Food Preparation | Natural Gas | Commercial Food Prep Other | E8 | CCE | 0 | 0 | 0 | 0 | 0 | 0 | 0 | 0 | 0 | 0 | 0 | 0 | 0 | 0 | 0 | 0 | 0 | 0 | 0 | 0 | 0 | 0 | 0 | 0 | 0 | 0 | 0
F1_Commercial_School_New_Food Preparation_Natural Gas_Commercial Food Prep Other_E9 | F1 | Commercial | School | New | Food Preparation | Natural Gas | Commercial Food Prep Other | E9 | CCE | 0 | 0 | 0 | 0 | 0 | 0 | 0 | 0 | 0 | 0 | 0 | 0 | 0 | 0 | 0 | 0 | 0 | 0 | 0 | 0 | 0 | 0 | 0 | 0 | 0 | 0 | 0
F1_Commercial_School_New_Food Preparation_Natural Gas_Commercial Food Prep Other_E10 | F1 | Commercial | School | New | Food Preparation | Natural Gas | Commercial Food Prep Other | E10 | CCE | 0 | 0 | 0 | 0 | 0 | 0 | 0 | 0 | 0 | 0 | 0 | 0 | 0 | 0 | 0 | 0 | 0 | 0 | 0 | 0 | 0 | 0 | 0 | 0 | 0 | 0 | 0
F2_Commercial_School_New_Food Preparation_Natural Gas_Commercial Food Prep Other_E1 | F2 | Commercial | School | New | Food Preparation | Natural Gas | Commercial Food Prep Other | E1 | TRC BC Ratio | bar: 2021 to 2047
F2_Commercial_School_New_Food Preparation_Natural Gas_Commercial Food Prep Other_E2 | F2 | Commercial | School | New | Food Preparation | Natural Gas | Commercial Food Prep Other | E2 | TRC BC Ratio | 9.6116 | 9.4729 | 9.3376 | 9.2065 | 9.2077 | 9.295 | 9.4366 | 9.6081 | 9.7932 | 9.9825 | 10.1698 | 10.3356 | 10.4621 | 10.5159 | 10.491 | 10.3882 | 10.2152 | 9.9888 | 9.7192 | 9.3996 | 9.0257 | 8.5955 | 8.2135 | 7.9663 | 7.8594 | 7.898 | 7.9367
F2_Commercial_School_New_Food Preparation_Natural Gas_Commercial Food Prep Other_E3 | F2 | Commercial | School | New | Food Preparation | Natural Gas | Commercial Food Prep Other | E3 | TRC BC Ratio | 0 | 0 | 0 | 0 | 0 | 0 | 0 | 0 | 0 | 0 | 0 | 0 | 0 | 0 | 0 | 0 | 0 | 0 | 0 | 0 | 0 | 0 | 0 | 0 | 0 | 0 | 0
F2_Commercial_School_New_Food Preparation_Natural Gas_Commercial Food Prep Other_E4 | F2 | Commercial | School | New | Food Preparation | Natural Gas | Commercial Food Prep Other | E4 | TRC BC Ratio | 0 | 0 | 0 | 0 | 0 | 0 | 0 | 0 | 0 | 0 | 0 | 0 | 0 | 0 | 0 | 0 | 0 | 0 | 0 | 0 | 0 | 0 | 0 | 0 | 0 | 0 | 0
F2_Commercial_School_New_Food Preparation_Natural Gas_Commercial Food Prep Other_E5 | F2 | Commercial | School | New | Food Preparation | Natural Gas | Commercial Food Prep Other | E5 | TRC BC Ratio | 0 | 0 | 0 | 0 | 0 | 0 | 0 | 0 | 0 | 0 | 0 | 0 | 0 | 0 | 0 | 0 | 0 | 0 | 0 | 0 | 0 | 0 | 0 | 0 | 0 | 0 | 0
F2_Commercial_School_New_Food Preparation_Natural Gas_Commercial Food Prep Other_E6 | F2 | Commercial | School | New | Food Preparation | Natural Gas | Commercial Food Prep Other | E6 | TRC BC Ratio | 0 | 0 | 0 | 0 | 0 | 0 | 0 | 0 | 0 | 0 | 0 | 0 | 0 | 0 | 0 | 0 | 0 | 0 | 0 | 0 | 0 | 0 | 0 | 0 | 0 | 0 | 0
F2_Commercial_School_New_Food Preparation_Natural Gas_Commercial Food Prep Other_E7 | F2 | Commercial | School | New | Food Preparation | Natural Gas | Commercial Food Prep Other | E7 | TRC BC Ratio | 0 | 0 | 0 | 0 | 0 | 0 | 0 | 0 | 0 | 0 | 0 | 0 | 0 | 0 | 0 | 0 | 0 | 0 | 0 | 0 | 0 | 0 | 0 | 0 | 0 | 0 | 0
F2_Commercial_School_New_Food Preparation_Natural Gas_Commercial Food Prep Other_E8 | F2 | Commercial | School | New | Food Preparation | Natural Gas | Commercial Food Prep Other | E8 | TRC BC Ratio | 0 | 0 | 0 | 0 | 0 | 0 | 0 | 0 | 0 | 0 | 0 | 0 | 0 | 0 | 0 | 0 | 0 | 0 | 0 | 0 | 0 | 0 | 0 | 0 | 0 | 0 | 0
F2_Commercial_School_New_Food Preparation_Natural Gas_Commercial Food Prep Other_E9 | F2 | Commercial | School | New | Food Preparation | Natural Gas | Commercial Food Prep Other | E9 | TRC BC Ratio | 0 | 0 | 0 | 0 | 0 | 0 | 0 | 0 | 0 | 0 | 0 | 0 | 0 | 0 | 0 | 0 | 0 | 0 | 0 | 0 | 0 | 0 | 0 | 0 | 0 | 0 | 0
F2_Commercial_School_New_Food Preparation_Natural Gas_Commercial Food Prep Other_E10 | F2 | Commercial | School | New | Food Preparation | Natural Gas | Commercial Food Prep Other | E10 | TRC BC Ratio | 0 | 0 | 0 | 0 | 0 | 0 | 0 | 0 | 0 | 0 | 0 | 0 | 0 | 0 | 0 | 0 | 0 | 0 | 0 | 0 | 0 | 0 | 0 | 0 | 0 | 0 | 0
F3_Commercial_School_New_Food Preparation_Natural Gas_Commercial Food Prep Other_E1 | F3 | Commercial | School | New | Food Preparation | Natural Gas | Commercial Food Prep Other | E1 | PACT BC Ratio | bar: 2021 to 2047
F3_Commercial_School_New_Food Preparation_Natural Gas_Commercial Food Prep Other_E2 | F3 | Commercial | School | New | Food Preparation | Natural Gas | Commercial Food Prep Other | E2 | PACT BC Ratio | 12.119 | 11.9441 | 11.7735 | 11.6081 | 11.6097 | 11.7198 | 11.8983 | 12.1145 | 12.348 | 12.5867 | 12.8228 | 13.0318 | 13.1913 | 13.2591 | 13.2278 | 13.0982 | 12.88 | 12.5945 | 12.2546 | 11.8517 | 11.3803 | 10.8378 | 10.3562 | 10.0444 | 9.9097 | 9.9583 | 10.0071
F3_Commercial_School_New_Food Preparation_Natural Gas_Commercial Food Prep Other_E3 | F3 | Commercial | School | New | Food Preparation | Natural Gas | Commercial Food Prep Other | E3 | PACT BC Ratio | 0 | 0 | 0 | 0 | 0 | 0 | 0 | 0 | 0 | 0 | 0 | 0 | 0 | 0 | 0 | 0 | 0 | 0 | 0 | 0 | 0 | 0 | 0 | 0 | 0 | 0 | 0
F3_Commercial_School_New_Food Preparation_Natural Gas_Commercial Food Prep Other_E4 | F3 | Commercial | School | New | Food Preparation | Natural Gas | Commercial Food Prep Other | E4 | PACT BC Ratio | 0 | 0 | 0 | 0 | 0 | 0 | 0 | 0 | 0 | 0 | 0 | 0 | 0 | 0 | 0 | 0 | 0 | 0 | 0 | 0 | 0 | 0 | 0 | 0 | 0 | 0 | 0
F3_Commercial_School_New_Food Preparation_Natural Gas_Commercial Food Prep Other_E5 | F3 | Commercial | School | New | Food Preparation | Natural Gas | Commercial Food Prep Other | E5 | PACT BC Ratio | 0 | 0 | 0 | 0 | 0 | 0 | 0 | 0 | 0 | 0 | 0 | 0 | 0 | 0 | 0 | 0 | 0 | 0 | 0 | 0 | 0 | 0 | 0 | 0 | 0 | 0 | 0
F3_Commercial_School_New_Food Preparation_Natural Gas_Commercial Food Prep Other_E6 | F3 | Commercial | School | New | Food Preparation | Natural Gas | Commercial Food Prep Other | E6 | PACT BC Ratio | 0 | 0 | 0 | 0 | 0 | 0 | 0 | 0 | 0 | 0 | 0 | 0 | 0 | 0 | 0 | 0 | 0 | 0 | 0 | 0 | 0 | 0 | 0 | 0 | 0 | 0 | 0
F3_Commercial_School_New_Food Preparation_Natural Gas_Commercial Food Prep Other_E7 | F3 | Commercial | School | New | Food Preparation | Natural Gas | Commercial Food Prep Other | E7 | PACT BC Ratio | 0 | 0 | 0 | 0 | 0 | 0 | 0 | 0 | 0 | 0 | 0 | 0 | 0 | 0 | 0 | 0 | 0 | 0 | 0 | 0 | 0 | 0 | 0 | 0 | 0 | 0 | 0
F3_Commercial_School_New_Food Preparation_Natural Gas_Commercial Food Prep Other_E8 | F3 | Commercial | School | New | Food Preparation | Natural Gas | Commercial Food Prep Other | E8 | PACT BC Ratio | 0 | 0 | 0 | 0 | 0 | 0 | 0 | 0 | 0 | 0 | 0 | 0 | 0 | 0 | 0 | 0 | 0 | 0 | 0 | 0 | 0 | 0 | 0 | 0 | 0 | 0 | 0
F3_Commercial_School_New_Food Preparation_Natural Gas_Commercial Food Prep Other_E9 | F3 | Commercial | School | New | Food Preparation | Natural Gas | Commercial Food Prep Other | E9 | PACT BC Ratio | 0 | 0 | 0 | 0 | 0 | 0 | 0 | 0 | 0 | 0 | 0 | 0 | 0 | 0 | 0 | 0 | 0 | 0 | 0 | 0 | 0 | 0 | 0 | 0 | 0 | 0 | 0
F3_Commercial_School_New_Food Preparation_Natural Gas_Commercial Food Prep Other_E10 | F3 | Commercial | School | New | Food Preparation | Natural Gas | Commercial Food Prep Other | E10 | PACT BC Ratio | 0 | 0 | 0 | 0 | 0 | 0 | 0 | 0 | 0 | 0 | 0 | 0 | 0 | 0 | 0 | 0 | 0 | 0 | 0 | 0 | 0 | 0 | 0 | 0 | 0 | 0 | 0
F4_Commercial_School_New_Food Preparation_Natural Gas_Commercial Food Prep Other_E1 | F4 | Commercial | School | New | Food Preparation | Natural Gas | Commercial Food Prep Other | E1 | RVT BC Ratio | bar: 2021 to 2047
F4_Commercial_School_New_Food Preparation_Natural Gas_Commercial Food Prep Other_E2 | F4 | Commercial | School | New | Food Preparation | Natural Gas | Commercial Food Prep Other | E2 | RVT BC Ratio | 0.7 | 0.7 | 0.7 | 0.7 | 0.7 | 0.7 | 0.7 | 0.7 | 0.7 | 0.7 | 0.7 | 0.7 | 0.7 | 0.7 | 0.7 | 0.7 | 0.7 | 0.7 | 0.7 | 0.7 | 0.7 | 0.7 | 0.7 | 0.7 | 0.7 | 0.7 | 0.7
F4_Commercial_School_New_Food Preparation_Natural Gas_Commercial Food Prep Other_E3 | F4 | Commercial | School | New | Food Preparation | Natural Gas | Commercial Food Prep Other | E3 | RVT BC Ratio | 0 | 0 | 0 | 0 | 0 | 0 | 0 | 0 | 0 | 0 | 0 | 0 | 0 | 0 | 0 | 0 | 0 | 0 | 0 | 0 | 0 | 0 | 0 | 0 | 0 | 0 | 0
F4_Commercial_School_New_Food Preparation_Natural Gas_Commercial Food Prep Other_E4 | F4 | Commercial | School | New | Food Preparation | Natural Gas | Commercial Food Prep Other | E4 | RVT BC Ratio | 0 | 0 | 0 | 0 | 0 | 0 | 0 | 0 | 0 | 0 | 0 | 0 | 0 | 0 | 0 | 0 | 0 | 0 | 0 | 0 | 0 | 0 | 0 | 0 | 0 | 0 | 0
F4_Commercial_School_New_Food Preparation_Natural Gas_Commercial Food Prep Other_E5 | F4 | Commercial | School | New | Food Preparation | Natural Gas | Commercial Food Prep Other | E5 | RVT BC Ratio | 0 | 0 | 0 | 0 | 0 | 0 | 0 | 0 | 0 | 0 | 0 | 0 | 0 | 0 | 0 | 0 | 0 | 0 | 0 | 0 | 0 | 0 | 0 | 0 | 0 | 0 | 0
F4_Commercial_School_New_Food Preparation_Natural Gas_Commercial Food Prep Other_E6 | F4 | Commercial | School | New | Food Preparation | Natural Gas | Commercial Food Prep Other | E6 | RVT BC Ratio | 0 | 0 | 0 | 0 | 0 | 0 | 0 | 0 | 0 | 0 | 0 | 0 | 0 | 0 | 0 | 0 | 0 | 0 | 0 | 0 | 0 | 0 | 0 | 0 | 0 | 0 | 0
F4_Commercial_School_New_Food Preparation_Natural Gas_Commercial Food Prep Other_E7 | F4 | Commercial | School | New | Food Preparation | Natural Gas | Commercial Food Prep Other | E7 | RVT BC Ratio | 0 | 0 | 0 | 0 | 0 | 0 | 0 | 0 | 0 | 0 | 0 | 0 | 0 | 0 | 0 | 0 | 0 | 0 | 0 | 0 | 0 | 0 | 0 | 0 | 0 | 0 | 0
F4_Commercial_School_New_Food Preparation_Natural Gas_Commercial Food Prep Other_E8 | F4 | Commercial | School | New | Food Preparation | Natural Gas | Commercial Food Prep Other | E8 | RVT BC Ratio | 0 | 0 | 0 | 0 | 0 | 0 | 0 | 0 | 0 | 0 | 0 | 0 | 0 | 0 | 0 | 0 | 0 | 0 | 0 | 0 | 0 | 0 | 0 | 0 | 0 | 0 | 0
F4_Commercial_School_New_Food Preparation_Natural Gas_Commercial Food Prep Other_E9 | F4 | Commercial | School | New | Food Preparation | Natural Gas | Commercial Food Prep Other | E9 | RVT BC Ratio | 0 | 0 | 0 | 0 | 0 | 0 | 0 | 0 | 0 | 0 | 0 | 0 | 0 | 0 | 0 | 0 | 0 | 0 | 0 | 0 | 0 | 0 | 0 | 0 | 0 | 0 | 0
F4_Commercial_School_New_Food Preparation_Natural Gas_Commercial Food Prep Other_E10 | F4 | Commercial | School | New | Food Preparation | Natural Gas | Commercial Food Prep Other | E10 | RVT BC Ratio | 0 | 0 | 0 | 0 | 0 | 0 | 0 | 0 | 0 | 0 | 0 | 0 | 0 | 0 | 0 | 0 | 0 | 0 | 0 | 0 | 0 | 0 | 0 | 0 | 0 | 0 | 0
F5_Commercial_School_New_Food Preparation_Natural Gas_Commercial Food Prep Other_E1 | F5 | Commercial | School | New | Food Preparation | Natural Gas | Commercial Food Prep Other | E1 | RIM BC Ratio | bar: 2021 to 2047
F5_Commercial_School_New_Food Preparation_Natural Gas_Commercial Food Prep Other_E2 | F5 | Commercial | School | New | Food Preparation | Natural Gas | Commercial Food Prep Other | E2 | RIM BC Ratio | 12.119 | 11.9441 | 11.7735 | 11.6081 | 11.6097 | 11.7198 | 11.8983 | 12.1145 | 12.348 | 12.5867 | 12.8228 | 13.0318 | 13.1913 | 13.2591 | 13.2278 | 13.0982 | 12.88 | 12.5945 | 12.2546 | 11.8517 | 11.3803 | 10.8378 | 10.3562 | 10.0444 | 9.9097 | 9.9583 | 10.0071
F5_Commercial_School_New_Food Preparation_Natural Gas_Commercial Food Prep Other_E3 | F5 | Commercial | School | New | Food Preparation | Natural Gas | Commercial Food Prep Other | E3 | RIM BC Ratio | 0 | 0 | 0 | 0 | 0 | 0 | 0 | 0 | 0 | 0 | 0 | 0 | 0 | 0 | 0 | 0 | 0 | 0 | 0 | 0 | 0 | 0 | 0 | 0 | 0 | 0 | 0
F5_Commercial_School_New_Food Preparation_Natural Gas_Commercial Food Prep Other_E4 | F5 | Commercial | School | New | Food Preparation | Natural Gas | Commercial Food Prep Other | E4 | RIM BC Ratio | 0 | 0 | 0 | 0 | 0 | 0 | 0 | 0 | 0 | 0 | 0 | 0 | 0 | 0 | 0 | 0 | 0 | 0 | 0 | 0 | 0 | 0 | 0 | 0 | 0 | 0 | 0
F5_Commercial_School_New_Food Preparation_Natural Gas_Commercial Food Prep Other_E5 | F5 | Commercial | School | New | Food Preparation | Natural Gas | Commercial Food Prep Other | E5 | RIM BC Ratio | 0 | 0 | 0 | 0 | 0 | 0 | 0 | 0 | 0 | 0 | 0 | 0 | 0 | 0 | 0 | 0 | 0 | 0 | 0 | 0 | 0 | 0 | 0 | 0 | 0 | 0 | 0
F5_Commercial_School_New_Food Preparation_Natural Gas_Commercial Food Prep Other_E6 | F5 | Commercial | School | New | Food Preparation | Natural Gas | Commercial Food Prep Other | E6 | RIM BC Ratio | 0 | 0 | 0 | 0 | 0 | 0 | 0 | 0 | 0 | 0 | 0 | 0 | 0 | 0 | 0 | 0 | 0 | 0 | 0 | 0 | 0 | 0 | 0 | 0 | 0 | 0 | 0
F5_Commercial_School_New_Food Preparation_Natural Gas_Commercial Food Prep Other_E7 | F5 | Commercial | School | New | Food Preparation | Natural Gas | Commercial Food Prep Other | E7 | RIM BC Ratio | 0 | 0 | 0 | 0 | 0 | 0 | 0 | 0 | 0 | 0 | 0 | 0 | 0 | 0 | 0 | 0 | 0 | 0 | 0 | 0 | 0 | 0 | 0 | 0 | 0 | 0 | 0
F5_Commercial_School_New_Food Preparation_Natural Gas_Commercial Food Prep Other_E8 | F5 | Commercial | School | New | Food Preparation | Natural Gas | Commercial Food Prep Other | E8 | RIM BC Ratio | 0 | 0 | 0 | 0 | 0 | 0 | 0 | 0 | 0 | 0 | 0 | 0 | 0 | 0 | 0 | 0 | 0 | 0 | 0 | 0 | 0 | 0 | 0 | 0 | 0 | 0 | 0
F5_Commercial_School_New_Food Preparation_Natural Gas_Commercial Food Prep Other_E9 | F5 | Commercial | School | New | Food Preparation | Natural Gas | Commercial Food Prep Other | E9 | RIM BC Ratio | 0 | 0 | 0 | 0 | 0 | 0 | 0 | 0 | 0 | 0 | 0 | 0 | 0 | 0 | 0 | 0 | 0 | 0 | 0 | 0 | 0 | 0 | 0 | 0 | 0 | 0 | 0
F5_Commercial_School_New_Food Preparation_Natural Gas_Commercial Food Prep Other_E10 | F5 | Commercial | School | New | Food Preparation | Natural Gas | Commercial Food Prep Other | E10 | RIM BC Ratio | 0 | 0 | 0 | 0 | 0 | 0 | 0 | 0 | 0 | 0 | 0 | 0 | 0 | 0 | 0 | 0 | 0 | 0 | 0 | 0 | 0 | 0 | 0 | 0 | 0 | 0 | 0
F0_Commercial_School_New_Miscellaneous_Natural Gas_Pool Heater_E0 | F0 | Commercial | School | New | Miscellaneous | Natural Gas | Pool Heater | E0 | Economic Unit | Standard (EF .78) | Standard (EF .78) | Standard (EF .78) | Standard (EF .78) | Standard (EF .78) | Standard (EF .78) | Standard (EF .78) | Standard (EF .78) | Standard (EF .78) | Standard (EF .78) | Standard (EF .78) | Standard (EF .78) | Standard (EF .78) | Standard (EF .78) | Standard (EF .78) | Standard (EF .78) | Standard (EF .78) | Standard (EF .78) | Standard (EF .78) | Standard (EF .78) | Standard (EF .78) | Standard (EF .78) | Standard (EF .78) | Standard (EF .78) | Standard (EF .78) | Standard (EF .78) | Standard (EF .78)
F1_Commercial_School_New_Miscellaneous_Natural Gas_Pool Heater_E1 | F1 | Commercial | School | New | Miscellaneous | Natural Gas | Pool Heater | E1 | CCE | 0 | 0 | 0 | 0 | 0 | 0 | 0 | 0 | 0 | 0 | 0 | 0 | 0 | 0 | 0 | 0 | 0 | 0 | 0 | 0 | 0 | 0 | 0 | 0 | 0 | 0 | 0
F1_Commercial_School_New_Miscellaneous_Natural Gas_Pool Heater_E2 | F1 | Commercial | School | New | Miscellaneous | Natural Gas | Pool Heater | E2 | CCE | 0.01727 | 0.01727 | 0.01727 | 0.01727 | 0.01727 | 0.01727 | 0.01727 | 0.01727 | 0.01727 | 0.01727 | 0.01727 | 0.01727 | 0.01727 | 0.01727 | 0.01727 | 0.01727 | 0.01727 | 0.01727 | 0.01727 | 0.01727 | 0.01727 | 0.01727 | 0.01727 | 0.01727 | 0.01727 | 0.01727 | 0.01727
F1_Commercial_School_New_Miscellaneous_Natural Gas_Pool Heater_E3 | F1 | Commercial | School | New | Miscellaneous | Natural Gas | Pool Heater | E3 | CCE | 0 | 0 | 0 | 0 | 0 | 0 | 0 | 0 | 0 | 0 | 0 | 0 | 0 | 0 | 0 | 0 | 0 | 0 | 0 | 0 | 0 | 0 | 0 | 0 | 0 | 0 | 0
F1_Commercial_School_New_Miscellaneous_Natural Gas_Pool Heater_E4 | F1 | Commercial | School | New | Miscellaneous | Natural Gas | Pool Heater | E4 | CCE | 0 | 0 | 0 | 0 | 0 | 0 | 0 | 0 | 0 | 0 | 0 | 0 | 0 | 0 | 0 | 0 | 0 | 0 | 0 | 0 | 0 | 0 | 0 | 0 | 0 | 0 | 0
F1_Commercial_School_New_Miscellaneous_Natural Gas_Pool Heater_E5 | F1 | Commercial | School | New | Miscellaneous | Natural Gas | Pool Heater | E5 | CCE | 0 | 0 | 0 | 0 | 0 | 0 | 0 | 0 | 0 | 0 | 0 | 0 | 0 | 0 | 0 | 0 | 0 | 0 | 0 | 0 | 0 | 0 | 0 | 0 | 0 | 0 | 0
F1_Commercial_School_New_Miscellaneous_Natural Gas_Pool Heater_E6 | F1 | Commercial | School | New | Miscellaneous | Natural Gas | Pool Heater | E6 | CCE | 0 | 0 | 0 | 0 | 0 | 0 | 0 | 0 | 0 | 0 | 0 | 0 | 0 | 0 | 0 | 0 | 0 | 0 | 0 | 0 | 0 | 0 | 0 | 0 | 0 | 0 | 0
F1_Commercial_School_New_Miscellaneous_Natural Gas_Pool Heater_E7 | F1 | Commercial | School | New | Miscellaneous | Natural Gas | Pool Heater | E7 | CCE | 0 | 0 | 0 | 0 | 0 | 0 | 0 | 0 | 0 | 0 | 0 | 0 | 0 | 0 | 0 | 0 | 0 | 0 | 0 | 0 | 0 | 0 | 0 | 0 | 0 | 0 | 0
F1_Commercial_School_New_Miscellaneous_Natural Gas_Pool Heater_E8 | F1 | Commercial | School | New | Miscellaneous | Natural Gas | Pool Heater | E8 | CCE | 0 | 0 | 0 | 0 | 0 | 0 | 0 | 0 | 0 | 0 | 0 | 0 | 0 | 0 | 0 | 0 | 0 | 0 | 0 | 0 | 0 | 0 | 0 | 0 | 0 | 0 | 0
F1_Commercial_School_New_Miscellaneous_Natural Gas_Pool Heater_E9 | F1 | Commercial | School | New | Miscellaneous | Natural Gas | Pool Heater | E9 | CCE | 0 | 0 | 0 | 0 | 0 | 0 | 0 | 0 | 0 | 0 | 0 | 0 | 0 | 0 | 0 | 0 | 0 | 0 | 0 | 0 | 0 | 0 | 0 | 0 | 0 | 0 | 0
F1_Commercial_School_New_Miscellaneous_Natural Gas_Pool Heater_E10 | F1 | Commercial | School | New | Miscellaneous | Natural Gas | Pool Heater | E10 | CCE | 0 | 0 | 0 | 0 | 0 | 0 | 0 | 0 | 0 | 0 | 0 | 0 | 0 | 0 | 0 | 0 | 0 | 0 | 0 | 0 | 0 | 0 | 0 | 0 | 0 | 0 | 0
F2_Commercial_School_New_Miscellaneous_Natural Gas_Pool Heater_E1 | F2 | Commercial | School | New | Miscellaneous | Natural Gas | Pool Heater | E1 | TRC BC Ratio | bar: 2021 to 2047
F2_Commercial_School_New_Miscellaneous_Natural Gas_Pool Heater_E2 | F2 | Commercial | School | New | Miscellaneous | Natural Gas | Pool Heater | E2 | TRC BC Ratio | 0.81519 | 0.79395 | 0.77145 | 0.74865 | 0.74158 | 0.74479 | 0.75444 | 0.76754 | 0.78207 | 0.7969 | 0.8123 | 0.82818 | 0.84505 | 0.86169 | 0.87741 | 0.88939 | 0.89388 | 0.88772 | 0.8685 | 0.83583 | 0.79136 | 0.73728 | 0.68909 | 0.65735 | 0.64275 | 0.6459 | 0.64907
F2_Commercial_School_New_Miscellaneous_Natural Gas_Pool Heater_E3 | F2 | Commercial | School | New | Miscellaneous | Natural Gas | Pool Heater | E3 | TRC BC Ratio | 0 | 0 | 0 | 0 | 0 | 0 | 0 | 0 | 0 | 0 | 0 | 0 | 0 | 0 | 0 | 0 | 0 | 0 | 0 | 0 | 0 | 0 | 0 | 0 | 0 | 0 | 0
F2_Commercial_School_New_Miscellaneous_Natural Gas_Pool Heater_E4 | F2 | Commercial | School | New | Miscellaneous | Natural Gas | Pool Heater | E4 | TRC BC Ratio | 0 | 0 | 0 | 0 | 0 | 0 | 0 | 0 | 0 | 0 | 0 | 0 | 0 | 0 | 0 | 0 | 0 | 0 | 0 | 0 | 0 | 0 | 0 | 0 | 0 | 0 | 0
F2_Commercial_School_New_Miscellaneous_Natural Gas_Pool Heater_E5 | F2 | Commercial | School | New | Miscellaneous | Natural Gas | Pool Heater | E5 | TRC BC Ratio | 0 | 0 | 0 | 0 | 0 | 0 | 0 | 0 | 0 | 0 | 0 | 0 | 0 | 0 | 0 | 0 | 0 | 0 | 0 | 0 | 0 | 0 | 0 | 0 | 0 | 0 | 0
F2_Commercial_School_New_Miscellaneous_Natural Gas_Pool Heater_E6 | F2 | Commercial | School | New | Miscellaneous | Natural Gas | Pool Heater | E6 | TRC BC Ratio | 0 | 0 | 0 | 0 | 0 | 0 | 0 | 0 | 0 | 0 | 0 | 0 | 0 | 0 | 0 | 0 | 0 | 0 | 0 | 0 | 0 | 0 | 0 | 0 | 0 | 0 | 0
F2_Commercial_School_New_Miscellaneous_Natural Gas_Pool Heater_E7 | F2 | Commercial | School | New | Miscellaneous | Natural Gas | Pool Heater | E7 | TRC BC Ratio | 0 | 0 | 0 | 0 | 0 | 0 | 0 | 0 | 0 | 0 | 0 | 0 | 0 | 0 | 0 | 0 | 0 | 0 | 0 | 0 | 0 | 0 | 0 | 0 | 0 | 0 | 0
F2_Commercial_School_New_Miscellaneous_Natural Gas_Pool Heater_E8 | F2 | Commercial | School | New | Miscellaneous | Natural Gas | Pool Heater | E8 | TRC BC Ratio | 0 | 0 | 0 | 0 | 0 | 0 | 0 | 0 | 0 | 0 | 0 | 0 | 0 | 0 | 0 | 0 | 0 | 0 | 0 | 0 | 0 | 0 | 0 | 0 | 0 | 0 | 0
F2_Commercial_School_New_Miscellaneous_Natural Gas_Pool Heater_E9 | F2 | Commercial | School | New | Miscellaneous | Natural Gas | Pool Heater | E9 | TRC BC Ratio | 0 | 0 | 0 | 0 | 0 | 0 | 0 | 0 | 0 | 0 | 0 | 0 | 0 | 0 | 0 | 0 | 0 | 0 | 0 | 0 | 0 | 0 | 0 | 0 | 0 | 0 | 0
F2_Commercial_School_New_Miscellaneous_Natural Gas_Pool Heater_E10 | F2 | Commercial | School | New | Miscellaneous | Natural Gas | Pool Heater | E10 | TRC BC Ratio | 0 | 0 | 0 | 0 | 0 | 0 | 0 | 0 | 0 | 0 | 0 | 0 | 0 | 0 | 0 | 0 | 0 | 0 | 0 | 0 | 0 | 0 | 0 | 0 | 0 | 0 | 0
F3_Commercial_School_New_Miscellaneous_Natural Gas_Pool Heater_E1 | F3 | Commercial | School | New | Miscellaneous | Natural Gas | Pool Heater | E1 | PACT BC Ratio | bar: 2021 to 2047
F3_Commercial_School_New_Miscellaneous_Natural Gas_Pool Heater_E2 | F3 | Commercial | School | New | Miscellaneous | Natural Gas | Pool Heater | E2 | PACT BC Ratio | 1.0278 | 1.0011 | 0.9727 | 0.94395 | 0.93503 | 0.93908 | 0.95126 | 0.96777 | 0.98608 | 1.0048 | 1.0242 | 1.0442 | 1.0655 | 1.0865 | 1.1063 | 1.1214 | 1.1271 | 1.1193 | 1.0951 | 1.0539 | 0.99781 | 0.92962 | 0.86885 | 0.82883 | 0.81042 | 0.8144 | 0.81839
F3_Commercial_School_New_Miscellaneous_Natural Gas_Pool Heater_E3 | F3 | Commercial | School | New | Miscellaneous | Natural Gas | Pool Heater | E3 | PACT BC Ratio | 0 | 0 | 0 | 0 | 0 | 0 | 0 | 0 | 0 | 0 | 0 | 0 | 0 | 0 | 0 | 0 | 0 | 0 | 0 | 0 | 0 | 0 | 0 | 0 | 0 | 0 | 0
F3_Commercial_School_New_Miscellaneous_Natural Gas_Pool Heater_E4 | F3 | Commercial | School | New | Miscellaneous | Natural Gas | Pool Heater | E4 | PACT BC Ratio | 0 | 0 | 0 | 0 | 0 | 0 | 0 | 0 | 0 | 0 | 0 | 0 | 0 | 0 | 0 | 0 | 0 | 0 | 0 | 0 | 0 | 0 | 0 | 0 | 0 | 0 | 0
F3_Commercial_School_New_Miscellaneous_Natural Gas_Pool Heater_E5 | F3 | Commercial | School | New | Miscellaneous | Natural Gas | Pool Heater | E5 | PACT BC Ratio | 0 | 0 | 0 | 0 | 0 | 0 | 0 | 0 | 0 | 0 | 0 | 0 | 0 | 0 | 0 | 0 | 0 | 0 | 0 | 0 | 0 | 0 | 0 | 0 | 0 | 0 | 0
F3_Commercial_School_New_Miscellaneous_Natural Gas_Pool Heater_E6 | F3 | Commercial | School | New | Miscellaneous | Natural Gas | Pool Heater | E6 | PACT BC Ratio | 0 | 0 | 0 | 0 | 0 | 0 | 0 | 0 | 0 | 0 | 0 | 0 | 0 | 0 | 0 | 0 | 0 | 0 | 0 | 0 | 0 | 0 | 0 | 0 | 0 | 0 | 0
F3_Commercial_School_New_Miscellaneous_Natural Gas_Pool Heater_E7 | F3 | Commercial | School | New | Miscellaneous | Natural Gas | Pool Heater | E7 | PACT BC Ratio | 0 | 0 | 0 | 0 | 0 | 0 | 0 | 0 | 0 | 0 | 0 | 0 | 0 | 0 | 0 | 0 | 0 | 0 | 0 | 0 | 0 | 0 | 0 | 0 | 0 | 0 | 0
F3_Commercial_School_New_Miscellaneous_Natural Gas_Pool Heater_E8 | F3 | Commercial | School | New | Miscellaneous | Natural Gas | Pool Heater | E8 | PACT BC Ratio | 0 | 0 | 0 | 0 | 0 | 0 | 0 | 0 | 0 | 0 | 0 | 0 | 0 | 0 | 0 | 0 | 0 | 0 | 0 | 0 | 0 | 0 | 0 | 0 | 0 | 0 | 0
F3_Commercial_School_New_Miscellaneous_Natural Gas_Pool Heater_E9 | F3 | Commercial | School | New | Miscellaneous | Natural Gas | Pool Heater | E9 | PACT BC Ratio | 0 | 0 | 0 | 0 | 0 | 0 | 0 | 0 | 0 | 0 | 0 | 0 | 0 | 0 | 0 | 0 | 0 | 0 | 0 | 0 | 0 | 0 | 0 | 0 | 0 | 0 | 0
F3_Commercial_School_New_Miscellaneous_Natural Gas_Pool Heater_E10 | F3 | Commercial | School | New | Miscellaneous | Natural Gas | Pool Heater | E10 | PACT BC Ratio | 0 | 0 | 0 | 0 | 0 | 0 | 0 | 0 | 0 | 0 | 0 | 0 | 0 | 0 | 0 | 0 | 0 | 0 | 0 | 0 | 0 | 0 | 0 | 0 | 0 | 0 | 0
F4_Commercial_School_New_Miscellaneous_Natural Gas_Pool Heater_E1 | F4 | Commercial | School | New | Miscellaneous | Natural Gas | Pool Heater | E1 | RVT BC Ratio | bar: 2021 to 2047
F4_Commercial_School_New_Miscellaneous_Natural Gas_Pool Heater_E2 | F4 | Commercial | School | New | Miscellaneous | Natural Gas | Pool Heater | E2 | RVT BC Ratio | 0.7 | 0.7 | 0.7 | 0.7 | 0.7 | 0.7 | 0.7 | 0.7 | 0.7 | 0.7 | 0.7 | 0.7 | 0.7 | 0.7 | 0.7 | 0.7 | 0.7 | 0.7 | 0.7 | 0.7 | 0.7 | 0.7 | 0.7 | 0.7 | 0.7 | 0.7 | 0.7
F4_Commercial_School_New_Miscellaneous_Natural Gas_Pool Heater_E3 | F4 | Commercial | School | New | Miscellaneous | Natural Gas | Pool Heater | E3 | RVT BC Ratio | 0 | 0 | 0 | 0 | 0 | 0 | 0 | 0 | 0 | 0 | 0 | 0 | 0 | 0 | 0 | 0 | 0 | 0 | 0 | 0 | 0 | 0 | 0 | 0 | 0 | 0 | 0
F4_Commercial_School_New_Miscellaneous_Natural Gas_Pool Heater_E4 | F4 | Commercial | School | New | Miscellaneous | Natural Gas | Pool Heater | E4 | RVT BC Ratio | 0 | 0 | 0 | 0 | 0 | 0 | 0 | 0 | 0 | 0 | 0 | 0 | 0 | 0 | 0 | 0 | 0 | 0 | 0 | 0 | 0 | 0 | 0 | 0 | 0 | 0 | 0
F4_Commercial_School_New_Miscellaneous_Natural Gas_Pool Heater_E5 | F4 | Commercial | School | New | Miscellaneous | Natural Gas | Pool Heater | E5 | RVT BC Ratio | 0 | 0 | 0 | 0 | 0 | 0 | 0 | 0 | 0 | 0 | 0 | 0 | 0 | 0 | 0 | 0 | 0 | 0 | 0 | 0 | 0 | 0 | 0 | 0 | 0 | 0 | 0
F4_Commercial_School_New_Miscellaneous_Natural Gas_Pool Heater_E6 | F4 | Commercial | School | New | Miscellaneous | Natural Gas | Pool Heater | E6 | RVT BC Ratio | 0 | 0 | 0 | 0 | 0 | 0 | 0 | 0 | 0 | 0 | 0 | 0 | 0 | 0 | 0 | 0 | 0 | 0 | 0 | 0 | 0 | 0 | 0 | 0 | 0 | 0 | 0
F4_Commercial_School_New_Miscellaneous_Natural Gas_Pool Heater_E7 | F4 | Commercial | School | New | Miscellaneous | Natural Gas | Pool Heater | E7 | RVT BC Ratio | 0 | 0 | 0 | 0 | 0 | 0 | 0 | 0 | 0 | 0 | 0 | 0 | 0 | 0 | 0 | 0 | 0 | 0 | 0 | 0 | 0 | 0 | 0 | 0 | 0 | 0 | 0
F4_Commercial_School_New_Miscellaneous_Natural Gas_Pool Heater_E8 | F4 | Commercial | School | New | Miscellaneous | Natural Gas | Pool Heater | E8 | RVT BC Ratio | 0 | 0 | 0 | 0 | 0 | 0 | 0 | 0 | 0 | 0 | 0 | 0 | 0 | 0 | 0 | 0 | 0 | 0 | 0 | 0 | 0 | 0 | 0 | 0 | 0 | 0 | 0
F4_Commercial_School_New_Miscellaneous_Natural Gas_Pool Heater_E9 | F4 | Commercial | School | New | Miscellaneous | Natural Gas | Pool Heater | E9 | RVT BC Ratio | 0 | 0 | 0 | 0 | 0 | 0 | 0 | 0 | 0 | 0 | 0 | 0 | 0 | 0 | 0 | 0 | 0 | 0 | 0 | 0 | 0 | 0 | 0 | 0 | 0 | 0 | 0
F4_Commercial_School_New_Miscellaneous_Natural Gas_Pool Heater_E10 | F4 | Commercial | School | New | Miscellaneous | Natural Gas | Pool Heater | E10 | RVT BC Ratio | 0 | 0 | 0 | 0 | 0 | 0 | 0 | 0 | 0 | 0 | 0 | 0 | 0 | 0 | 0 | 0 | 0 | 0 | 0 | 0 | 0 | 0 | 0 | 0 | 0 | 0 | 0
F5_Commercial_School_New_Miscellaneous_Natural Gas_Pool Heater_E1 | F5 | Commercial | School | New | Miscellaneous | Natural Gas | Pool Heater | E1 | RIM BC Ratio | bar: 2021 to 2047
F5_Commercial_School_New_Miscellaneous_Natural Gas_Pool Heater_E2 | F5 | Commercial | School | New | Miscellaneous | Natural Gas | Pool Heater | E2 | RIM BC Ratio | 1.0278 | 1.0011 | 0.9727 | 0.94395 | 0.93503 | 0.93908 | 0.95126 | 0.96777 | 0.98608 | 1.0048 | 1.0242 | 1.0442 | 1.0655 | 1.0865 | 1.1063 | 1.1214 | 1.1271 | 1.1193 | 1.0951 | 1.0539 | 0.99781 | 0.92962 | 0.86885 | 0.82883 | 0.81042 | 0.8144 | 0.81839
F5_Commercial_School_New_Miscellaneous_Natural Gas_Pool Heater_E3 | F5 | Commercial | School | New | Miscellaneous | Natural Gas | Pool Heater | E3 | RIM BC Ratio | 0 | 0 | 0 | 0 | 0 | 0 | 0 | 0 | 0 | 0 | 0 | 0 | 0 | 0 | 0 | 0 | 0 | 0 | 0 | 0 | 0 | 0 | 0 | 0 | 0 | 0 | 0
F5_Commercial_School_New_Miscellaneous_Natural Gas_Pool Heater_E4 | F5 | Commercial | School | New | Miscellaneous | Natural Gas | Pool Heater | E4 | RIM BC Ratio | 0 | 0 | 0 | 0 | 0 | 0 | 0 | 0 | 0 | 0 | 0 | 0 | 0 | 0 | 0 | 0 | 0 | 0 | 0 | 0 | 0 | 0 | 0 | 0 | 0 | 0 | 0
F5_Commercial_School_New_Miscellaneous_Natural Gas_Pool Heater_E5 | F5 | Commercial | School | New | Miscellaneous | Natural Gas | Pool Heater | E5 | RIM BC Ratio | 0 | 0 | 0 | 0 | 0 | 0 | 0 | 0 | 0 | 0 | 0 | 0 | 0 | 0 | 0 | 0 | 0 | 0 | 0 | 0 | 0 | 0 | 0 | 0 | 0 | 0 | 0
F5_Commercial_School_New_Miscellaneous_Natural Gas_Pool Heater_E6 | F5 | Commercial | School | New | Miscellaneous | Natural Gas | Pool Heater | E6 | RIM BC Ratio | 0 | 0 | 0 | 0 | 0 | 0 | 0 | 0 | 0 | 0 | 0 | 0 | 0 | 0 | 0 | 0 | 0 | 0 | 0 | 0 | 0 | 0 | 0 | 0 | 0 | 0 | 0
F5_Commercial_School_New_Miscellaneous_Natural Gas_Pool Heater_E7 | F5 | Commercial | School | New | Miscellaneous | Natural Gas | Pool Heater | E7 | RIM BC Ratio | 0 | 0 | 0 | 0 | 0 | 0 | 0 | 0 | 0 | 0 | 0 | 0 | 0 | 0 | 0 | 0 | 0 | 0 | 0 | 0 | 0 | 0 | 0 | 0 | 0 | 0 | 0
F5_Commercial_School_New_Miscellaneous_Natural Gas_Pool Heater_E8 | F5 | Commercial | School | New | Miscellaneous | Natural Gas | Pool Heater | E8 | RIM BC Ratio | 0 | 0 | 0 | 0 | 0 | 0 | 0 | 0 | 0 | 0 | 0 | 0 | 0 | 0 | 0 | 0 | 0 | 0 | 0 | 0 | 0 | 0 | 0 | 0 | 0 | 0 | 0
F5_Commercial_School_New_Miscellaneous_Natural Gas_Pool Heater_E9 | F5 | Commercial | School | New | Miscellaneous | Natural Gas | Pool Heater | E9 | RIM BC Ratio | 0 | 0 | 0 | 0 | 0 | 0 | 0 | 0 | 0 | 0 | 0 | 0 | 0 | 0 | 0 | 0 | 0 | 0 | 0 | 0 | 0 | 0 | 0 | 0 | 0 | 0 | 0
F5_Commercial_School_New_Miscellaneous_Natural Gas_Pool Heater_E10 | F5 | Commercial | School | New | Miscellaneous | Natural Gas | Pool Heater | E10 | RIM BC Ratio | 0 | 0 | 0 | 0 | 0 | 0 | 0 | 0 | 0 | 0 | 0 | 0 | 0 | 0 | 0 | 0 | 0 | 0 | 0 | 0 | 0 | 0 | 0 | 0 | 0 | 0 | 0
F0_Commercial_School_New_Miscellaneous_Natural Gas_Miscellaneous_E0 | F0 | Commercial | School | New | Miscellaneous | Natural Gas | Miscellaneous | E0 | Economic Unit | Miscellaneous | Miscellaneous | Miscellaneous | Miscellaneous | Miscellaneous | Miscellaneous | Miscellaneous | Miscellaneous | Miscellaneous | Miscellaneous | Miscellaneous | Miscellaneous | Miscellaneous | Miscellaneous | Miscellaneous | Miscellaneous | Miscellaneous | Miscellaneous | Miscellaneous | Miscellaneous | Miscellaneous | Miscellaneous | Miscellaneous | Miscellaneous | Miscellaneous | Miscellaneous | Miscellaneous
F1_Commercial_School_New_Miscellaneous_Natural Gas_Miscellaneous_E1 | F1 | Commercial | School | New | Miscellaneous | Natural Gas | Miscellaneous | E1 | CCE | 0 | 0 | 0 | 0 | 0 | 0 | 0 | 0 | 0 | 0 | 0 | 0 | 0 | 0 | 0 | 0 | 0 | 0 | 0 | 0 | 0 | 0 | 0 | 0 | 0 | 0 | 0
F1_Commercial_School_New_Miscellaneous_Natural Gas_Miscellaneous_E2 | F1 | Commercial | School | New | Miscellaneous | Natural Gas | Miscellaneous | E2 | CCE | 0 | 0 | 0 | 0 | 0 | 0 | 0 | 0 | 0 | 0 | 0 | 0 | 0 | 0 | 0 | 0 | 0 | 0 | 0 | 0 | 0 | 0 | 0 | 0 | 0 | 0 | 0
F1_Commercial_School_New_Miscellaneous_Natural Gas_Miscellaneous_E3 | F1 | Commercial | School | New | Miscellaneous | Natural Gas | Miscellaneous | E3 | CCE | 0 | 0 | 0 | 0 | 0 | 0 | 0 | 0 | 0 | 0 | 0 | 0 | 0 | 0 | 0 | 0 | 0 | 0 | 0 | 0 | 0 | 0 | 0 | 0 | 0 | 0 | 0
F1_Commercial_School_New_Miscellaneous_Natural Gas_Miscellaneous_E4 | F1 | Commercial | School | New | Miscellaneous | Natural Gas | Miscellaneous | E4 | CCE | 0 | 0 | 0 | 0 | 0 | 0 | 0 | 0 | 0 | 0 | 0 | 0 | 0 | 0 | 0 | 0 | 0 | 0 | 0 | 0 | 0 | 0 | 0 | 0 | 0 | 0 | 0
F1_Commercial_School_New_Miscellaneous_Natural Gas_Miscellaneous_E5 | F1 | Commercial | School | New | Miscellaneous | Natural Gas | Miscellaneous | E5 | CCE | 0 | 0 | 0 | 0 | 0 | 0 | 0 | 0 | 0 | 0 | 0 | 0 | 0 | 0 | 0 | 0 | 0 | 0 | 0 | 0 | 0 | 0 | 0 | 0 | 0 | 0 | 0
F1_Commercial_School_New_Miscellaneous_Natural Gas_Miscellaneous_E6 | F1 | Commercial | School | New | Miscellaneous | Natural Gas | Miscellaneous | E6 | CCE | 0 | 0 | 0 | 0 | 0 | 0 | 0 | 0 | 0 | 0 | 0 | 0 | 0 | 0 | 0 | 0 | 0 | 0 | 0 | 0 | 0 | 0 | 0 | 0 | 0 | 0 | 0
F1_Commercial_School_New_Miscellaneous_Natural Gas_Miscellaneous_E7 | F1 | Commercial | School | New | Miscellaneous | Natural Gas | Miscellaneous | E7 | CCE | 0 | 0 | 0 | 0 | 0 | 0 | 0 | 0 | 0 | 0 | 0 | 0 | 0 | 0 | 0 | 0 | 0 | 0 | 0 | 0 | 0 | 0 | 0 | 0 | 0 | 0 | 0
F1_Commercial_School_New_Miscellaneous_Natural Gas_Miscellaneous_E8 | F1 | Commercial | School | New | Miscellaneous | Natural Gas | Miscellaneous | E8 | CCE | 0 | 0 | 0 | 0 | 0 | 0 | 0 | 0 | 0 | 0 | 0 | 0 | 0 | 0 | 0 | 0 | 0 | 0 | 0 | 0 | 0 | 0 | 0 | 0 | 0 | 0 | 0
F1_Commercial_School_New_Miscellaneous_Natural Gas_Miscellaneous_E9 | F1 | Commercial | School | New | Miscellaneous | Natural Gas | Miscellaneous | E9 | CCE | 0 | 0 | 0 | 0 | 0 | 0 | 0 | 0 | 0 | 0 | 0 | 0 | 0 | 0 | 0 | 0 | 0 | 0 | 0 | 0 | 0 | 0 | 0 | 0 | 0 | 0 | 0
F1_Commercial_School_New_Miscellaneous_Natural Gas_Miscellaneous_E10 | F1 | Commercial | School | New | Miscellaneous | Natural Gas | Miscellaneous | E10 | CCE | 0 | 0 | 0 | 0 | 0 | 0 | 0 | 0 | 0 | 0 | 0 | 0 | 0 | 0 | 0 | 0 | 0 | 0 | 0 | 0 | 0 | 0 | 0 | 0 | 0 | 0 | 0
F2_Commercial_School_New_Miscellaneous_Natural Gas_Miscellaneous_E1 | F2 | Commercial | School | New | Miscellaneous | Natural Gas | Miscellaneous | E1 | TRC BC Ratio | bar: 2021 to 2047
F2_Commercial_School_New_Miscellaneous_Natural Gas_Miscellaneous_E2 | F2 | Commercial | School | New | Miscellaneous | Natural Gas | Miscellaneous | E2 | TRC BC Ratio | 0 | 0 | 0 | 0 | 0 | 0 | 0 | 0 | 0 | 0 | 0 | 0 | 0 | 0 | 0 | 0 | 0 | 0 | 0 | 0 | 0 | 0 | 0 | 0 | 0 | 0 | 0
F2_Commercial_School_New_Miscellaneous_Natural Gas_Miscellaneous_E3 | F2 | Commercial | School | New | Miscellaneous | Natural Gas | Miscellaneous | E3 | TRC BC Ratio | 0 | 0 | 0 | 0 | 0 | 0 | 0 | 0 | 0 | 0 | 0 | 0 | 0 | 0 | 0 | 0 | 0 | 0 | 0 | 0 | 0 | 0 | 0 | 0 | 0 | 0 | 0
F2_Commercial_School_New_Miscellaneous_Natural Gas_Miscellaneous_E4 | F2 | Commercial | School | New | Miscellaneous | Natural Gas | Miscellaneous | E4 | TRC BC Ratio | 0 | 0 | 0 | 0 | 0 | 0 | 0 | 0 | 0 | 0 | 0 | 0 | 0 | 0 | 0 | 0 | 0 | 0 | 0 | 0 | 0 | 0 | 0 | 0 | 0 | 0 | 0
F2_Commercial_School_New_Miscellaneous_Natural Gas_Miscellaneous_E5 | F2 | Commercial | School | New | Miscellaneous | Natural Gas | Miscellaneous | E5 | TRC BC Ratio | 0 | 0 | 0 | 0 | 0 | 0 | 0 | 0 | 0 | 0 | 0 | 0 | 0 | 0 | 0 | 0 | 0 | 0 | 0 | 0 | 0 | 0 | 0 | 0 | 0 | 0 | 0
F2_Commercial_School_New_Miscellaneous_Natural Gas_Miscellaneous_E6 | F2 | Commercial | School | New | Miscellaneous | Natural Gas | Miscellaneous | E6 | TRC BC Ratio | 0 | 0 | 0 | 0 | 0 | 0 | 0 | 0 | 0 | 0 | 0 | 0 | 0 | 0 | 0 | 0 | 0 | 0 | 0 | 0 | 0 | 0 | 0 | 0 | 0 | 0 | 0
F2_Commercial_School_New_Miscellaneous_Natural Gas_Miscellaneous_E7 | F2 | Commercial | School | New | Miscellaneous | Natural Gas | Miscellaneous | E7 | TRC BC Ratio | 0 | 0 | 0 | 0 | 0 | 0 | 0 | 0 | 0 | 0 | 0 | 0 | 0 | 0 | 0 | 0 | 0 | 0 | 0 | 0 | 0 | 0 | 0 | 0 | 0 | 0 | 0
F2_Commercial_School_New_Miscellaneous_Natural Gas_Miscellaneous_E8 | F2 | Commercial | School | New | Miscellaneous | Natural Gas | Miscellaneous | E8 | TRC BC Ratio | 0 | 0 | 0 | 0 | 0 | 0 | 0 | 0 | 0 | 0 | 0 | 0 | 0 | 0 | 0 | 0 | 0 | 0 | 0 | 0 | 0 | 0 | 0 | 0 | 0 | 0 | 0
F2_Commercial_School_New_Miscellaneous_Natural Gas_Miscellaneous_E9 | F2 | Commercial | School | New | Miscellaneous | Natural Gas | Miscellaneous | E9 | TRC BC Ratio | 0 | 0 | 0 | 0 | 0 | 0 | 0 | 0 | 0 | 0 | 0 | 0 | 0 | 0 | 0 | 0 | 0 | 0 | 0 | 0 | 0 | 0 | 0 | 0 | 0 | 0 | 0
F2_Commercial_School_New_Miscellaneous_Natural Gas_Miscellaneous_E10 | F2 | Commercial | School | New | Miscellaneous | Natural Gas | Miscellaneous | E10 | TRC BC Ratio | 0 | 0 | 0 | 0 | 0 | 0 | 0 | 0 | 0 | 0 | 0 | 0 | 0 | 0 | 0 | 0 | 0 | 0 | 0 | 0 | 0 | 0 | 0 | 0 | 0 | 0 | 0
F3_Commercial_School_New_Miscellaneous_Natural Gas_Miscellaneous_E1 | F3 | Commercial | School | New | Miscellaneous | Natural Gas | Miscellaneous | E1 | PACT BC Ratio | bar: 2021 to 2047
F3_Commercial_School_New_Miscellaneous_Natural Gas_Miscellaneous_E2 | F3 | Commercial | School | New | Miscellaneous | Natural Gas | Miscellaneous | E2 | PACT BC Ratio | 0 | 0 | 0 | 0 | 0 | 0 | 0 | 0 | 0 | 0 | 0 | 0 | 0 | 0 | 0 | 0 | 0 | 0 | 0 | 0 | 0 | 0 | 0 | 0 | 0 | 0 | 0
F3_Commercial_School_New_Miscellaneous_Natural Gas_Miscellaneous_E3 | F3 | Commercial | School | New | Miscellaneous | Natural Gas | Miscellaneous | E3 | PACT BC Ratio | 0 | 0 | 0 | 0 | 0 | 0 | 0 | 0 | 0 | 0 | 0 | 0 | 0 | 0 | 0 | 0 | 0 | 0 | 0 | 0 | 0 | 0 | 0 | 0 | 0 | 0 | 0
F3_Commercial_School_New_Miscellaneous_Natural Gas_Miscellaneous_E4 | F3 | Commercial | School | New | Miscellaneous | Natural Gas | Miscellaneous | E4 | PACT BC Ratio | 0 | 0 | 0 | 0 | 0 | 0 | 0 | 0 | 0 | 0 | 0 | 0 | 0 | 0 | 0 | 0 | 0 | 0 | 0 | 0 | 0 | 0 | 0 | 0 | 0 | 0 | 0
F3_Commercial_School_New_Miscellaneous_Natural Gas_Miscellaneous_E5 | F3 | Commercial | School | New | Miscellaneous | Natural Gas | Miscellaneous | E5 | PACT BC Ratio | 0 | 0 | 0 | 0 | 0 | 0 | 0 | 0 | 0 | 0 | 0 | 0 | 0 | 0 | 0 | 0 | 0 | 0 | 0 | 0 | 0 | 0 | 0 | 0 | 0 | 0 | 0
F3_Commercial_School_New_Miscellaneous_Natural Gas_Miscellaneous_E6 | F3 | Commercial | School | New | Miscellaneous | Natural Gas | Miscellaneous | E6 | PACT BC Ratio | 0 | 0 | 0 | 0 | 0 | 0 | 0 | 0 | 0 | 0 | 0 | 0 | 0 | 0 | 0 | 0 | 0 | 0 | 0 | 0 | 0 | 0 | 0 | 0 | 0 | 0 | 0
F3_Commercial_School_New_Miscellaneous_Natural Gas_Miscellaneous_E7 | F3 | Commercial | School | New | Miscellaneous | Natural Gas | Miscellaneous | E7 | PACT BC Ratio | 0 | 0 | 0 | 0 | 0 | 0 | 0 | 0 | 0 | 0 | 0 | 0 | 0 | 0 | 0 | 0 | 0 | 0 | 0 | 0 | 0 | 0 | 0 | 0 | 0 | 0 | 0
F3_Commercial_School_New_Miscellaneous_Natural Gas_Miscellaneous_E8 | F3 | Commercial | School | New | Miscellaneous | Natural Gas | Miscellaneous | E8 | PACT BC Ratio | 0 | 0 | 0 | 0 | 0 | 0 | 0 | 0 | 0 | 0 | 0 | 0 | 0 | 0 | 0 | 0 | 0 | 0 | 0 | 0 | 0 | 0 | 0 | 0 | 0 | 0 | 0
F3_Commercial_School_New_Miscellaneous_Natural Gas_Miscellaneous_E9 | F3 | Commercial | School | New | Miscellaneous | Natural Gas | Miscellaneous | E9 | PACT BC Ratio | 0 | 0 | 0 | 0 | 0 | 0 | 0 | 0 | 0 | 0 | 0 | 0 | 0 | 0 | 0 | 0 | 0 | 0 | 0 | 0 | 0 | 0 | 0 | 0 | 0 | 0 | 0
F3_Commercial_School_New_Miscellaneous_Natural Gas_Miscellaneous_E10 | F3 | Commercial | School | New | Miscellaneous | Natural Gas | Miscellaneous | E10 | PACT BC Ratio | 0 | 0 | 0 | 0 | 0 | 0 | 0 | 0 | 0 | 0 | 0 | 0 | 0 | 0 | 0 | 0 | 0 | 0 | 0 | 0 | 0 | 0 | 0 | 0 | 0 | 0 | 0
F4_Commercial_School_New_Miscellaneous_Natural Gas_Miscellaneous_E1 | F4 | Commercial | School | New | Miscellaneous | Natural Gas | Miscellaneous | E1 | RVT BC Ratio | bar: 2021 to 2047
F4_Commercial_School_New_Miscellaneous_Natural Gas_Miscellaneous_E2 | F4 | Commercial | School | New | Miscellaneous | Natural Gas | Miscellaneous | E2 | RVT BC Ratio | 0 | 0 | 0 | 0 | 0 | 0 | 0 | 0 | 0 | 0 | 0 | 0 | 0 | 0 | 0 | 0 | 0 | 0 | 0 | 0 | 0 | 0 | 0 | 0 | 0 | 0 | 0
F4_Commercial_School_New_Miscellaneous_Natural Gas_Miscellaneous_E3 | F4 | Commercial | School | New | Miscellaneous | Natural Gas | Miscellaneous | E3 | RVT BC Ratio | 0 | 0 | 0 | 0 | 0 | 0 | 0 | 0 | 0 | 0 | 0 | 0 | 0 | 0 | 0 | 0 | 0 | 0 | 0 | 0 | 0 | 0 | 0 | 0 | 0 | 0 | 0
F4_Commercial_School_New_Miscellaneous_Natural Gas_Miscellaneous_E4 | F4 | Commercial | School | New | Miscellaneous | Natural Gas | Miscellaneous | E4 | RVT BC Ratio | 0 | 0 | 0 | 0 | 0 | 0 | 0 | 0 | 0 | 0 | 0 | 0 | 0 | 0 | 0 | 0 | 0 | 0 | 0 | 0 | 0 | 0 | 0 | 0 | 0 | 0 | 0
F4_Commercial_School_New_Miscellaneous_Natural Gas_Miscellaneous_E5 | F4 | Commercial | School | New | Miscellaneous | Natural Gas | Miscellaneous | E5 | RVT BC Ratio | 0 | 0 | 0 | 0 | 0 | 0 | 0 | 0 | 0 | 0 | 0 | 0 | 0 | 0 | 0 | 0 | 0 | 0 | 0 | 0 | 0 | 0 | 0 | 0 | 0 | 0 | 0
F4_Commercial_School_New_Miscellaneous_Natural Gas_Miscellaneous_E6 | F4 | Commercial | School | New | Miscellaneous | Natural Gas | Miscellaneous | E6 | RVT BC Ratio | 0 | 0 | 0 | 0 | 0 | 0 | 0 | 0 | 0 | 0 | 0 | 0 | 0 | 0 | 0 | 0 | 0 | 0 | 0 | 0 | 0 | 0 | 0 | 0 | 0 | 0 | 0
F4_Commercial_School_New_Miscellaneous_Natural Gas_Miscellaneous_E7 | F4 | Commercial | School | New | Miscellaneous | Natural Gas | Miscellaneous | E7 | RVT BC Ratio | 0 | 0 | 0 | 0 | 0 | 0 | 0 | 0 | 0 | 0 | 0 | 0 | 0 | 0 | 0 | 0 | 0 | 0 | 0 | 0 | 0 | 0 | 0 | 0 | 0 | 0 | 0
F4_Commercial_School_New_Miscellaneous_Natural Gas_Miscellaneous_E8 | F4 | Commercial | School | New | Miscellaneous | Natural Gas | Miscellaneous | E8 | RVT BC Ratio | 0 | 0 | 0 | 0 | 0 | 0 | 0 | 0 | 0 | 0 | 0 | 0 | 0 | 0 | 0 | 0 | 0 | 0 | 0 | 0 | 0 | 0 | 0 | 0 | 0 | 0 | 0
F4_Commercial_School_New_Miscellaneous_Natural Gas_Miscellaneous_E9 | F4 | Commercial | School | New | Miscellaneous | Natural Gas | Miscellaneous | E9 | RVT BC Ratio | 0 | 0 | 0 | 0 | 0 | 0 | 0 | 0 | 0 | 0 | 0 | 0 | 0 | 0 | 0 | 0 | 0 | 0 | 0 | 0 | 0 | 0 | 0 | 0 | 0 | 0 | 0
F4_Commercial_School_New_Miscellaneous_Natural Gas_Miscellaneous_E10 | F4 | Commercial | School | New | Miscellaneous | Natural Gas | Miscellaneous | E10 | RVT BC Ratio | 0 | 0 | 0 | 0 | 0 | 0 | 0 | 0 | 0 | 0 | 0 | 0 | 0 | 0 | 0 | 0 | 0 | 0 | 0 | 0 | 0 | 0 | 0 | 0 | 0 | 0 | 0
F5_Commercial_School_New_Miscellaneous_Natural Gas_Miscellaneous_E1 | F5 | Commercial | School | New | Miscellaneous | Natural Gas | Miscellaneous | E1 | RIM BC Ratio | bar: 2021 to 2047
F5_Commercial_School_New_Miscellaneous_Natural Gas_Miscellaneous_E2 | F5 | Commercial | School | New | Miscellaneous | Natural Gas | Miscellaneous | E2 | RIM BC Ratio | 0 | 0 | 0 | 0 | 0 | 0 | 0 | 0 | 0 | 0 | 0 | 0 | 0 | 0 | 0 | 0 | 0 | 0 | 0 | 0 | 0 | 0 | 0 | 0 | 0 | 0 | 0
F5_Commercial_School_New_Miscellaneous_Natural Gas_Miscellaneous_E3 | F5 | Commercial | School | New | Miscellaneous | Natural Gas | Miscellaneous | E3 | RIM BC Ratio | 0 | 0 | 0 | 0 | 0 | 0 | 0 | 0 | 0 | 0 | 0 | 0 | 0 | 0 | 0 | 0 | 0 | 0 | 0 | 0 | 0 | 0 | 0 | 0 | 0 | 0 | 0
F5_Commercial_School_New_Miscellaneous_Natural Gas_Miscellaneous_E4 | F5 | Commercial | School | New | Miscellaneous | Natural Gas | Miscellaneous | E4 | RIM BC Ratio | 0 | 0 | 0 | 0 | 0 | 0 | 0 | 0 | 0 | 0 | 0 | 0 | 0 | 0 | 0 | 0 | 0 | 0 | 0 | 0 | 0 | 0 | 0 | 0 | 0 | 0 | 0
F5_Commercial_School_New_Miscellaneous_Natural Gas_Miscellaneous_E5 | F5 | Commercial | School | New | Miscellaneous | Natural Gas | Miscellaneous | E5 | RIM BC Ratio | 0 | 0 | 0 | 0 | 0 | 0 | 0 | 0 | 0 | 0 | 0 | 0 | 0 | 0 | 0 | 0 | 0 | 0 | 0 | 0 | 0 | 0 | 0 | 0 | 0 | 0 | 0
F5_Commercial_School_New_Miscellaneous_Natural Gas_Miscellaneous_E6 | F5 | Commercial | School | New | Miscellaneous | Natural Gas | Miscellaneous | E6 | RIM BC Ratio | 0 | 0 | 0 | 0 | 0 | 0 | 0 | 0 | 0 | 0 | 0 | 0 | 0 | 0 | 0 | 0 | 0 | 0 | 0 | 0 | 0 | 0 | 0 | 0 | 0 | 0 | 0
F5_Commercial_School_New_Miscellaneous_Natural Gas_Miscellaneous_E7 | F5 | Commercial | School | New | Miscellaneous | Natural Gas | Miscellaneous | E7 | RIM BC Ratio | 0 | 0 | 0 | 0 | 0 | 0 | 0 | 0 | 0 | 0 | 0 | 0 | 0 | 0 | 0 | 0 | 0 | 0 | 0 | 0 | 0 | 0 | 0 | 0 | 0 | 0 | 0
F5_Commercial_School_New_Miscellaneous_Natural Gas_Miscellaneous_E8 | F5 | Commercial | School | New | Miscellaneous | Natural Gas | Miscellaneous | E8 | RIM BC Ratio | 0 | 0 | 0 | 0 | 0 | 0 | 0 | 0 | 0 | 0 | 0 | 0 | 0 | 0 | 0 | 0 | 0 | 0 | 0 | 0 | 0 | 0 | 0 | 0 | 0 | 0 | 0
F5_Commercial_School_New_Miscellaneous_Natural Gas_Miscellaneous_E9 | F5 | Commercial | School | New | Miscellaneous | Natural Gas | Miscellaneous | E9 | RIM BC Ratio | 0 | 0 | 0 | 0 | 0 | 0 | 0 | 0 | 0 | 0 | 0 | 0 | 0 | 0 | 0 | 0 | 0 | 0 | 0 | 0 | 0 | 0 | 0 | 0 | 0 | 0 | 0
F5_Commercial_School_New_Miscellaneous_Natural Gas_Miscellaneous_E10 | F5 | Commercial | School | New | Miscellaneous | Natural Gas | Miscellaneous | E10 | RIM BC Ratio | 0 | 0 | 0 | 0 | 0 | 0 | 0 | 0 | 0 | 0 | 0 | 0 | 0 | 0 | 0 | 0 | 0 | 0 | 0 | 0 | 0 | 0 | 0 | 0 | 0 | 0 | 0
F0_Commercial_College_Existing_Space Heating_Natural Gas_Furnace_E0 | F0 | Commercial | College | Existing | Space Heating | Natural Gas | Furnace | E0 | Economic Unit | AFUE 96% | AFUE 96% | AFUE 96% | AFUE 96% | AFUE 96% | AFUE 96% | AFUE 96% | AFUE 96% | AFUE 96% | AFUE 96% | AFUE 96% | AFUE 96% | AFUE 96% | AFUE 96% | AFUE 96% | AFUE 90% | AFUE 90% | AFUE 90% | AFUE 90% | AFUE 90% | AFUE 90% | AFUE 90% | AFUE 90% | AFUE 90% | AFUE 90% | AFUE 90% | AFUE 90%
F1_Commercial_College_Existing_Space Heating_Natural Gas_Furnace_E1 | F1 | Commercial | College | Existing | Space Heating | Natural Gas | Furnace | E1 | CCE | 0 | 0 | 0 | 0 | 0 | 0 | 0 | 0 | 0 | 0 | 0 | 0 | 0 | 0 | 0 | 0 | 0 | 0 | 0 | 0 | 0 | 0 | 0 | 0 | 0 | 0 | 0
F1_Commercial_College_Existing_Space Heating_Natural Gas_Furnace_E2 | F1 | Commercial | College | Existing | Space Heating | Natural Gas | Furnace | E2 | CCE | 0.0073519 | 0.0068339 | 0.0068605 | 0 | 0 | 0 | 0 | 0 | 0 | 0 | 0 | 0 | 0 | 0 | 0 | 0 | 0 | 0 | 0 | 0 | 0 | 0 | 0 | 0 | 0 | 0 | 0
F1_Commercial_College_Existing_Space Heating_Natural Gas_Furnace_E3 | F1 | Commercial | College | Existing | Space Heating | Natural Gas | Furnace | E3 | CCE | 0.0098026 | 0.0091118 | 0.0091473 | 0.013721 | 0.013721 | 0.013721 | 0.013721 | 0.013721 | 0.013721 | 0.013721 | 0.013721 | 0.013721 | 0.013721 | 0.013721 | 0.013721 | 0.013721 | 0.013721 | 0.013721 | 0.013721 | 0.013721 | 0.013721 | 0.013721 | 0.013721 | 0.013721 | 0.013721 | 0.013721 | 0.013721
F1_Commercial_College_Existing_Space Heating_Natural Gas_Furnace_E4 | F1 | Commercial | College | Existing | Space Heating | Natural Gas | Furnace | E4 | CCE | 0 | 0 | 0 | 0 | 0 | 0 | 0 | 0 | 0 | 0 | 0 | 0 | 0 | 0 | 0 | 0 | 0 | 0 | 0 | 0 | 0 | 0 | 0 | 0 | 0 | 0 | 0
F1_Commercial_College_Existing_Space Heating_Natural Gas_Furnace_E5 | F1 | Commercial | College | Existing | Space Heating | Natural Gas | Furnace | E5 | CCE | 0 | 0 | 0 | 0 | 0 | 0 | 0 | 0 | 0 | 0 | 0 | 0 | 0 | 0 | 0 | 0 | 0 | 0 | 0 | 0 | 0 | 0 | 0 | 0 | 0 | 0 | 0
F1_Commercial_College_Existing_Space Heating_Natural Gas_Furnace_E6 | F1 | Commercial | College | Existing | Space Heating | Natural Gas | Furnace | E6 | CCE | 0 | 0 | 0 | 0 | 0 | 0 | 0 | 0 | 0 | 0 | 0 | 0 | 0 | 0 | 0 | 0 | 0 | 0 | 0 | 0 | 0 | 0 | 0 | 0 | 0 | 0 | 0
F1_Commercial_College_Existing_Space Heating_Natural Gas_Furnace_E7 | F1 | Commercial | College | Existing | Space Heating | Natural Gas | Furnace | E7 | CCE | 0 | 0 | 0 | 0 | 0 | 0 | 0 | 0 | 0 | 0 | 0 | 0 | 0 | 0 | 0 | 0 | 0 | 0 | 0 | 0 | 0 | 0 | 0 | 0 | 0 | 0 | 0
F1_Commercial_College_Existing_Space Heating_Natural Gas_Furnace_E8 | F1 | Commercial | College | Existing | Space Heating | Natural Gas | Furnace | E8 | CCE | 0 | 0 | 0 | 0 | 0 | 0 | 0 | 0 | 0 | 0 | 0 | 0 | 0 | 0 | 0 | 0 | 0 | 0 | 0 | 0 | 0 | 0 | 0 | 0 | 0 | 0 | 0
F1_Commercial_College_Existing_Space Heating_Natural Gas_Furnace_E9 | F1 | Commercial | College | Existing | Space Heating | Natural Gas | Furnace | E9 | CCE | 0 | 0 | 0 | 0 | 0 | 0 | 0 | 0 | 0 | 0 | 0 | 0 | 0 | 0 | 0 | 0 | 0 | 0 | 0 | 0 | 0 | 0 | 0 | 0 | 0 | 0 | 0
F1_Commercial_College_Existing_Space Heating_Natural Gas_Furnace_E10 | F1 | Commercial | College | Existing | Space Heating | Natural Gas | Furnace | E10 | CCE | 0 | 0 | 0 | 0 | 0 | 0 | 0 | 0 | 0 | 0 | 0 | 0 | 0 | 0 | 0 | 0 | 0 | 0 | 0 | 0 | 0 | 0 | 0 | 0 | 0 | 0 | 0
F2_Commercial_College_Existing_Space Heating_Natural Gas_Furnace_E1 | F2 | Commercial | College | Existing | Space Heating | Natural Gas | Furnace | E1 | TRC BC Ratio | 1 | 1 | 1 | 0 | 0 | 0 | 0 | 0 | 0 | 0 | 0 | 0 | 0 | 0 | 0 | 0 | 0 | 0 | 0 | 0 | 0 | 0 | 0 | 0 | 0 | 0 | 0
F2_Commercial_College_Existing_Space Heating_Natural Gas_Furnace_E2 | F2 | Commercial | College | Existing | Space Heating | Natural Gas | Furnace | E2 | TRC BC Ratio | 2.1125 | 2.1001 | 2.0708 | 1 | 1 | 1 | 1 | 1 | 1 | 1 | 1 | 1 | 1 | 1 | 1 | 1 | 1 | 1 | 1 | 1 | 1 | 1 | 1 | 1 | 1 | 1 | 1
F2_Commercial_College_Existing_Space Heating_Natural Gas_Furnace_E3 | F2 | Commercial | College | Existing | Space Heating | Natural Gas | Furnace | E3 | TRC BC Ratio | 1.5844 | 1.575 | 1.5531 | 1.0196 | 1.0152 | 1.0145 | 1.0166 | 1.0193 | 1.0214 | 1.0224 | 1.0223 | 1.021 | 1.018 | 1.0127 | 1.0049 | 0.99528 | 0.98281 | 0.9681 | 0.95057 | 0.92965 | 0.90475 | 0.87646 | 0.85309 | 0.83842 | 0.83288 | 0.83697 | 0.84107
F2_Commercial_College_Existing_Space Heating_Natural Gas_Furnace_E4 | F2 | Commercial | College | Existing | Space Heating | Natural Gas | Furnace | E4 | TRC BC Ratio | 0 | 0 | 0 | 0 | 0 | 0 | 0 | 0 | 0 | 0 | 0 | 0 | 0 | 0 | 0 | 0 | 0 | 0 | 0 | 0 | 0 | 0 | 0 | 0 | 0 | 0 | 0
F2_Commercial_College_Existing_Space Heating_Natural Gas_Furnace_E5 | F2 | Commercial | College | Existing | Space Heating | Natural Gas | Furnace | E5 | TRC BC Ratio | 0 | 0 | 0 | 0 | 0 | 0 | 0 | 0 | 0 | 0 | 0 | 0 | 0 | 0 | 0 | 0 | 0 | 0 | 0 | 0 | 0 | 0 | 0 | 0 | 0 | 0 | 0
F2_Commercial_College_Existing_Space Heating_Natural Gas_Furnace_E6 | F2 | Commercial | College | Existing | Space Heating | Natural Gas | Furnace | E6 | TRC BC Ratio | 0 | 0 | 0 | 0 | 0 | 0 | 0 | 0 | 0 | 0 | 0 | 0 | 0 | 0 | 0 | 0 | 0 | 0 | 0 | 0 | 0 | 0 | 0 | 0 | 0 | 0 | 0
F2_Commercial_College_Existing_Space Heating_Natural Gas_Furnace_E7 | F2 | Commercial | College | Existing | Space Heating | Natural Gas | Furnace | E7 | TRC BC Ratio | 0 | 0 | 0 | 0 | 0 | 0 | 0 | 0 | 0 | 0 | 0 | 0 | 0 | 0 | 0 | 0 | 0 | 0 | 0 | 0 | 0 | 0 | 0 | 0 | 0 | 0 | 0
F2_Commercial_College_Existing_Space Heating_Natural Gas_Furnace_E8 | F2 | Commercial | College | Existing | Space Heating | Natural Gas | Furnace | E8 | TRC BC Ratio | 0 | 0 | 0 | 0 | 0 | 0 | 0 | 0 | 0 | 0 | 0 | 0 | 0 | 0 | 0 | 0 | 0 | 0 | 0 | 0 | 0 | 0 | 0 | 0 | 0 | 0 | 0
F2_Commercial_College_Existing_Space Heating_Natural Gas_Furnace_E9 | F2 | Commercial | College | Existing | Space Heating | Natural Gas | Furnace | E9 | TRC BC Ratio | 0 | 0 | 0 | 0 | 0 | 0 | 0 | 0 | 0 | 0 | 0 | 0 | 0 | 0 | 0 | 0 | 0 | 0 | 0 | 0 | 0 | 0 | 0 | 0 | 0 | 0 | 0
F2_Commercial_College_Existing_Space Heating_Natural Gas_Furnace_E10 | F2 | Commercial | College | Existing | Space Heating | Natural Gas | Furnace | E10 | TRC BC Ratio | 0 | 0 | 0 | 0 | 0 | 0 | 0 | 0 | 0 | 0 | 0 | 0 | 0 | 0 | 0 | 0 | 0 | 0 | 0 | 0 | 0 | 0 | 0 | 0 | 0 | 0 | 0
F3_Commercial_College_Existing_Space Heating_Natural Gas_Furnace_E1 | F3 | Commercial | College | Existing | Space Heating | Natural Gas | Furnace | E1 | PACT BC Ratio | 1 | 1 | 1 | 0 | 0 | 0 | 0 | 0 | 0 | 0 | 0 | 0 | 0 | 0 | 0 | 0 | 0 | 0 | 0 | 0 | 0 | 0 | 0 | 0 | 0 | 0 | 0
F3_Commercial_College_Existing_Space Heating_Natural Gas_Furnace_E2 | F3 | Commercial | College | Existing | Space Heating | Natural Gas | Furnace | E2 | PACT BC Ratio | 2.7796 | 2.7632 | 2.7247 | 1 | 1 | 1 | 1 | 1 | 1 | 1 | 1 | 1 | 1 | 1 | 1 | 1 | 1 | 1 | 1 | 1 | 1 | 1 | 1 | 1 | 1 | 1 | 1
F3_Commercial_College_Existing_Space Heating_Natural Gas_Furnace_E3 | F3 | Commercial | College | Existing | Space Heating | Natural Gas | Furnace | E3 | PACT BC Ratio | 2.0847 | 2.0724 | 2.0435 | 1.3415 | 1.3358 | 1.3349 | 1.3376 | 1.3411 | 1.3439 | 1.3453 | 1.3452 | 1.3434 | 1.3395 | 1.3325 | 1.3223 | 1.3096 | 1.2932 | 1.2738 | 1.2507 | 1.2232 | 1.1905 | 1.1532 | 1.1225 | 1.1032 | 1.0959 | 1.1013 | 1.1067
F3_Commercial_College_Existing_Space Heating_Natural Gas_Furnace_E4 | F3 | Commercial | College | Existing | Space Heating | Natural Gas | Furnace | E4 | PACT BC Ratio | 0 | 0 | 0 | 0 | 0 | 0 | 0 | 0 | 0 | 0 | 0 | 0 | 0 | 0 | 0 | 0 | 0 | 0 | 0 | 0 | 0 | 0 | 0 | 0 | 0 | 0 | 0
F3_Commercial_College_Existing_Space Heating_Natural Gas_Furnace_E5 | F3 | Commercial | College | Existing | Space Heating | Natural Gas | Furnace | E5 | PACT BC Ratio | 0 | 0 | 0 | 0 | 0 | 0 | 0 | 0 | 0 | 0 | 0 | 0 | 0 | 0 | 0 | 0 | 0 | 0 | 0 | 0 | 0 | 0 | 0 | 0 | 0 | 0 | 0
F3_Commercial_College_Existing_Space Heating_Natural Gas_Furnace_E6 | F3 | Commercial | College | Existing | Space Heating | Natural Gas | Furnace | E6 | PACT BC Ratio | 0 | 0 | 0 | 0 | 0 | 0 | 0 | 0 | 0 | 0 | 0 | 0 | 0 | 0 | 0 | 0 | 0 | 0 | 0 | 0 | 0 | 0 | 0 | 0 | 0 | 0 | 0
F3_Commercial_College_Existing_Space Heating_Natural Gas_Furnace_E7 | F3 | Commercial | College | Existing | Space Heating | Natural Gas | Furnace | E7 | PACT BC Ratio | 0 | 0 | 0 | 0 | 0 | 0 | 0 | 0 | 0 | 0 | 0 | 0 | 0 | 0 | 0 | 0 | 0 | 0 | 0 | 0 | 0 | 0 | 0 | 0 | 0 | 0 | 0
F3_Commercial_College_Existing_Space Heating_Natural Gas_Furnace_E8 | F3 | Commercial | College | Existing | Space Heating | Natural Gas | Furnace | E8 | PACT BC Ratio | 0 | 0 | 0 | 0 | 0 | 0 | 0 | 0 | 0 | 0 | 0 | 0 | 0 | 0 | 0 | 0 | 0 | 0 | 0 | 0 | 0 | 0 | 0 | 0 | 0 | 0 | 0
F3_Commercial_College_Existing_Space Heating_Natural Gas_Furnace_E9 | F3 | Commercial | College | Existing | Space Heating | Natural Gas | Furnace | E9 | PACT BC Ratio | 0 | 0 | 0 | 0 | 0 | 0 | 0 | 0 | 0 | 0 | 0 | 0 | 0 | 0 | 0 | 0 | 0 | 0 | 0 | 0 | 0 | 0 | 0 | 0 | 0 | 0 | 0
F3_Commercial_College_Existing_Space Heating_Natural Gas_Furnace_E10 | F3 | Commercial | College | Existing | Space Heating | Natural Gas | Furnace | E10 | PACT BC Ratio | 0 | 0 | 0 | 0 | 0 | 0 | 0 | 0 | 0 | 0 | 0 | 0 | 0 | 0 | 0 | 0 | 0 | 0 | 0 | 0 | 0 | 0 | 0 | 0 | 0 | 0 | 0
F4_Commercial_College_Existing_Space Heating_Natural Gas_Furnace_E1 | F4 | Commercial | College | Existing | Space Heating | Natural Gas | Furnace | E1 | RVT BC Ratio | 1 | 1 | 1 | 0 | 0 | 0 | 0 | 0 | 0 | 0 | 0 | 0 | 0 | 0 | 0 | 0 | 0 | 0 | 0 | 0 | 0 | 0 | 0 | 0 | 0 | 0 | 0
F4_Commercial_College_Existing_Space Heating_Natural Gas_Furnace_E2 | F4 | Commercial | College | Existing | Space Heating | Natural Gas | Furnace | E2 | RVT BC Ratio | 0.7 | 0.7 | 0.7 | 1 | 1 | 1 | 1 | 1 | 1 | 1 | 1 | 1 | 1 | 1 | 1 | 1 | 1 | 1 | 1 | 1 | 1 | 1 | 1 | 1 | 1 | 1 | 1
F4_Commercial_College_Existing_Space Heating_Natural Gas_Furnace_E3 | F4 | Commercial | College | Existing | Space Heating | Natural Gas | Furnace | E3 | RVT BC Ratio | 0.7 | 0.7 | 0.7 | 0.7 | 0.7 | 0.7 | 0.7 | 0.7 | 0.7 | 0.7 | 0.7 | 0.7 | 0.7 | 0.7 | 0.7 | 0.7 | 0.7 | 0.7 | 0.7 | 0.7 | 0.7 | 0.7 | 0.7 | 0.7 | 0.7 | 0.7 | 0.7
F4_Commercial_College_Existing_Space Heating_Natural Gas_Furnace_E4 | F4 | Commercial | College | Existing | Space Heating | Natural Gas | Furnace | E4 | RVT BC Ratio | 0 | 0 | 0 | 0 | 0 | 0 | 0 | 0 | 0 | 0 | 0 | 0 | 0 | 0 | 0 | 0 | 0 | 0 | 0 | 0 | 0 | 0 | 0 | 0 | 0 | 0 | 0
F4_Commercial_College_Existing_Space Heating_Natural Gas_Furnace_E5 | F4 | Commercial | College | Existing | Space Heating | Natural Gas | Furnace | E5 | RVT BC Ratio | 0 | 0 | 0 | 0 | 0 | 0 | 0 | 0 | 0 | 0 | 0 | 0 | 0 | 0 | 0 | 0 | 0 | 0 | 0 | 0 | 0 | 0 | 0 | 0 | 0 | 0 | 0
F4_Commercial_College_Existing_Space Heating_Natural Gas_Furnace_E6 | F4 | Commercial | College | Existing | Space Heating | Natural Gas | Furnace | E6 | RVT BC Ratio | 0 | 0 | 0 | 0 | 0 | 0 | 0 | 0 | 0 | 0 | 0 | 0 | 0 | 0 | 0 | 0 | 0 | 0 | 0 | 0 | 0 | 0 | 0 | 0 | 0 | 0 | 0
F4_Commercial_College_Existing_Space Heating_Natural Gas_Furnace_E7 | F4 | Commercial | College | Existing | Space Heating | Natural Gas | Furnace | E7 | RVT BC Ratio | 0 | 0 | 0 | 0 | 0 | 0 | 0 | 0 | 0 | 0 | 0 | 0 | 0 | 0 | 0 | 0 | 0 | 0 | 0 | 0 | 0 | 0 | 0 | 0 | 0 | 0 | 0
F4_Commercial_College_Existing_Space Heating_Natural Gas_Furnace_E8 | F4 | Commercial | College | Existing | Space Heating | Natural Gas | Furnace | E8 | RVT BC Ratio | 0 | 0 | 0 | 0 | 0 | 0 | 0 | 0 | 0 | 0 | 0 | 0 | 0 | 0 | 0 | 0 | 0 | 0 | 0 | 0 | 0 | 0 | 0 | 0 | 0 | 0 | 0
F4_Commercial_College_Existing_Space Heating_Natural Gas_Furnace_E9 | F4 | Commercial | College | Existing | Space Heating | Natural Gas | Furnace | E9 | RVT BC Ratio | 0 | 0 | 0 | 0 | 0 | 0 | 0 | 0 | 0 | 0 | 0 | 0 | 0 | 0 | 0 | 0 | 0 | 0 | 0 | 0 | 0 | 0 | 0 | 0 | 0 | 0 | 0
F4_Commercial_College_Existing_Space Heating_Natural Gas_Furnace_E10 | F4 | Commercial | College | Existing | Space Heating | Natural Gas | Furnace | E10 | RVT BC Ratio | 0 | 0 | 0 | 0 | 0 | 0 | 0 | 0 | 0 | 0 | 0 | 0 | 0 | 0 | 0 | 0 | 0 | 0 | 0 | 0 | 0 | 0 | 0 | 0 | 0 | 0 | 0
F5_Commercial_College_Existing_Space Heating_Natural Gas_Furnace_E1 | F5 | Commercial | College | Existing | Space Heating | Natural Gas | Furnace | E1 | RIM BC Ratio | 1 | 1 | 1 | 0 | 0 | 0 | 0 | 0 | 0 | 0 | 0 | 0 | 0 | 0 | 0 | 0 | 0 | 0 | 0 | 0 | 0 | 0 | 0 | 0 | 0 | 0 | 0
F5_Commercial_College_Existing_Space Heating_Natural Gas_Furnace_E2 | F5 | Commercial | College | Existing | Space Heating | Natural Gas | Furnace | E2 | RIM BC Ratio | 2.7796 | 2.7632 | 2.7247 | 1 | 1 | 1 | 1 | 1 | 1 | 1 | 1 | 1 | 1 | 1 | 1 | 1 | 1 | 1 | 1 | 1 | 1 | 1 | 1 | 1 | 1 | 1 | 1
F5_Commercial_College_Existing_Space Heating_Natural Gas_Furnace_E3 | F5 | Commercial | College | Existing | Space Heating | Natural Gas | Furnace | E3 | RIM BC Ratio | 2.0847 | 2.0724 | 2.0435 | 1.3415 | 1.3358 | 1.3349 | 1.3376 | 1.3411 | 1.3439 | 1.3453 | 1.3452 | 1.3434 | 1.3395 | 1.3325 | 1.3223 | 1.3096 | 1.2932 | 1.2738 | 1.2507 | 1.2232 | 1.1905 | 1.1532 | 1.1225 | 1.1032 | 1.0959 | 1.1013 | 1.1067
F5_Commercial_College_Existing_Space Heating_Natural Gas_Furnace_E4 | F5 | Commercial | College | Existing | Space Heating | Natural Gas | Furnace | E4 | RIM BC Ratio | 0 | 0 | 0 | 0 | 0 | 0 | 0 | 0 | 0 | 0 | 0 | 0 | 0 | 0 | 0 | 0 | 0 | 0 | 0 | 0 | 0 | 0 | 0 | 0 | 0 | 0 | 0
F5_Commercial_College_Existing_Space Heating_Natural Gas_Furnace_E5 | F5 | Commercial | College | Existing | Space Heating | Natural Gas | Furnace | E5 | RIM BC Ratio | 0 | 0 | 0 | 0 | 0 | 0 | 0 | 0 | 0 | 0 | 0 | 0 | 0 | 0 | 0 | 0 | 0 | 0 | 0 | 0 | 0 | 0 | 0 | 0 | 0 | 0 | 0
F5_Commercial_College_Existing_Space Heating_Natural Gas_Furnace_E6 | F5 | Commercial | College | Existing | Space Heating | Natural Gas | Furnace | E6 | RIM BC Ratio | 0 | 0 | 0 | 0 | 0 | 0 | 0 | 0 | 0 | 0 | 0 | 0 | 0 | 0 | 0 | 0 | 0 | 0 | 0 | 0 | 0 | 0 | 0 | 0 | 0 | 0 | 0
F5_Commercial_College_Existing_Space Heating_Natural Gas_Furnace_E7 | F5 | Commercial | College | Existing | Space Heating | Natural Gas | Furnace | E7 | RIM BC Ratio | 0 | 0 | 0 | 0 | 0 | 0 | 0 | 0 | 0 | 0 | 0 | 0 | 0 | 0 | 0 | 0 | 0 | 0 | 0 | 0 | 0 | 0 | 0 | 0 | 0 | 0 | 0
F5_Commercial_College_Existing_Space Heating_Natural Gas_Furnace_E8 | F5 | Commercial | College | Existing | Space Heating | Natural Gas | Furnace | E8 | RIM BC Ratio | 0 | 0 | 0 | 0 | 0 | 0 | 0 | 0 | 0 | 0 | 0 | 0 | 0 | 0 | 0 | 0 | 0 | 0 | 0 | 0 | 0 | 0 | 0 | 0 | 0 | 0 | 0
F5_Commercial_College_Existing_Space Heating_Natural Gas_Furnace_E9 | F5 | Commercial | College | Existing | Space Heating | Natural Gas | Furnace | E9 | RIM BC Ratio | 0 | 0 | 0 | 0 | 0 | 0 | 0 | 0 | 0 | 0 | 0 | 0 | 0 | 0 | 0 | 0 | 0 | 0 | 0 | 0 | 0 | 0 | 0 | 0 | 0 | 0 | 0
F5_Commercial_College_Existing_Space Heating_Natural Gas_Furnace_E10 | F5 | Commercial | College | Existing | Space Heating | Natural Gas | Furnace | E10 | RIM BC Ratio | 0 | 0 | 0 | 0 | 0 | 0 | 0 | 0 | 0 | 0 | 0 | 0 | 0 | 0 | 0 | 0 | 0 | 0 | 0 | 0 | 0 | 0 | 0 | 0 | 0 | 0 | 0
F0_Commercial_College_Existing_Space Heating_Natural Gas_Boiler_E0 | F0 | Commercial | College | Existing | Space Heating | Natural Gas | Boiler | E0 | Economic Unit | AFUE 80% (Standard) | AFUE 80% (Standard) | AFUE 80% (Standard) | AFUE 80% (Standard) | AFUE 80% (Standard) | AFUE 80% (Standard) | AFUE 80% (Standard) | AFUE 80% (Standard) | AFUE 80% (Standard) | AFUE 80% (Standard) | AFUE 80% (Standard) | AFUE 80% (Standard) | AFUE 80% (Standard) | AFUE 80% (Standard) | AFUE 80% (Standard) | AFUE 80% (Standard) | AFUE 80% (Standard) | AFUE 80% (Standard) | AFUE 80% (Standard) | AFUE 80% (Standard) | AFUE 80% (Standard) | AFUE 80% (Standard) | AFUE 80% (Standard) | AFUE 80% (Standard) | AFUE 80% (Standard) | AFUE 80% (Standard) | AFUE 80% (Standard)
F1_Commercial_College_Existing_Space Heating_Natural Gas_Boiler_E1 | F1 | Commercial | College | Existing | Space Heating | Natural Gas | Boiler | E1 | CCE | 0 | 0 | 0 | 0 | 0 | 0 | 0 | 0 | 0 | 0 | 0 | 0 | 0 | 0 | 0 | 0 | 0 | 0 | 0 | 0 | 0 | 0 | 0 | 0 | 0 | 0 | 0
F1_Commercial_College_Existing_Space Heating_Natural Gas_Boiler_E2 | F1 | Commercial | College | Existing | Space Heating | Natural Gas | Boiler | E2 | CCE | 0.021258 | 0.01976 | 0.019837 | 0.019837 | 0.019837 | 0.019837 | 0.019837 | 0.019837 | 0.019837 | 0.019837 | 0.019837 | 0.019837 | 0.019837 | 0.019837 | 0.019837 | 0.019837 | 0.019837 | 0.019837 | 0.019837 | 0.019837 | 0.019837 | 0.019837 | 0.019837 | 0.019837 | 0.019837 | 0.019837 | 0.019837
F1_Commercial_College_Existing_Space Heating_Natural Gas_Boiler_E3 | F1 | Commercial | College | Existing | Space Heating | Natural Gas | Boiler | E3 | CCE | 0.021465 | 0.019952 | 0.02003 | 0.02003 | 0.02003 | 0.02003 | 0.02003 | 0.02003 | 0.02003 | 0.02003 | 0.02003 | 0.02003 | 0.02003 | 0.02003 | 0.02003 | 0.02003 | 0.02003 | 0.02003 | 0.02003 | 0.02003 | 0.02003 | 0.02003 | 0.02003 | 0.02003 | 0.02003 | 0.02003 | 0.02003
F1_Commercial_College_Existing_Space Heating_Natural Gas_Boiler_E4 | F1 | Commercial | College | Existing | Space Heating | Natural Gas | Boiler | E4 | CCE | 0.090573 | 0.084191 | 0.084518 | 0.084518 | 0.084518 | 0.084518 | 0.084518 | 0.084518 | 0.084518 | 0.084518 | 0.084518 | 0.084518 | 0.084518 | 0.084518 | 0.084518 | 0.084518 | 0.084518 | 0.084518 | 0.084518 | 0.084518 | 0.084518 | 0.084518 | 0.084518 | 0.084518 | 0.084518 | 0.084518 | 0.084518
F1_Commercial_College_Existing_Space Heating_Natural Gas_Boiler_E5 | F1 | Commercial | College | Existing | Space Heating | Natural Gas | Boiler | E5 | CCE | 0 | 0 | 0 | 0 | 0 | 0 | 0 | 0 | 0 | 0 | 0 | 0 | 0 | 0 | 0 | 0 | 0 | 0 | 0 | 0 | 0 | 0 | 0 | 0 | 0 | 0 | 0
F1_Commercial_College_Existing_Space Heating_Natural Gas_Boiler_E6 | F1 | Commercial | College | Existing | Space Heating | Natural Gas | Boiler | E6 | CCE | 0 | 0 | 0 | 0 | 0 | 0 | 0 | 0 | 0 | 0 | 0 | 0 | 0 | 0 | 0 | 0 | 0 | 0 | 0 | 0 | 0 | 0 | 0 | 0 | 0 | 0 | 0
F1_Commercial_College_Existing_Space Heating_Natural Gas_Boiler_E7 | F1 | Commercial | College | Existing | Space Heating | Natural Gas | Boiler | E7 | CCE | 0 | 0 | 0 | 0 | 0 | 0 | 0 | 0 | 0 | 0 | 0 | 0 | 0 | 0 | 0 | 0 | 0 | 0 | 0 | 0 | 0 | 0 | 0 | 0 | 0 | 0 | 0
F1_Commercial_College_Existing_Space Heating_Natural Gas_Boiler_E8 | F1 | Commercial | College | Existing | Space Heating | Natural Gas | Boiler | E8 | CCE | 0 | 0 | 0 | 0 | 0 | 0 | 0 | 0 | 0 | 0 | 0 | 0 | 0 | 0 | 0 | 0 | 0 | 0 | 0 | 0 | 0 | 0 | 0 | 0 | 0 | 0 | 0
F1_Commercial_College_Existing_Space Heating_Natural Gas_Boiler_E9 | F1 | Commercial | College | Existing | Space Heating | Natural Gas | Boiler | E9 | CCE | 0 | 0 | 0 | 0 | 0 | 0 | 0 | 0 | 0 | 0 | 0 | 0 | 0 | 0 | 0 | 0 | 0 | 0 | 0 | 0 | 0 | 0 | 0 | 0 | 0 | 0 | 0
F1_Commercial_College_Existing_Space Heating_Natural Gas_Boiler_E10 | F1 | Commercial | College | Existing | Space Heating | Natural Gas | Boiler | E10 | CCE | 0 | 0 | 0 | 0 | 0 | 0 | 0 | 0 | 0 | 0 | 0 | 0 | 0 | 0 | 0 | 0 | 0 | 0 | 0 | 0 | 0 | 0 | 0 | 0 | 0 | 0 | 0
F2_Commercial_College_Existing_Space Heating_Natural Gas_Boiler_E1 | F2 | Commercial | College | Existing | Space Heating | Natural Gas | Boiler | E1 | TRC BC Ratio | bar: 2021 to 2047
F2_Commercial_College_Existing_Space Heating_Natural Gas_Boiler_E2 | F2 | Commercial | College | Existing | Space Heating | Natural Gas | Boiler | E2 | TRC BC Ratio | 0.73255 | 0.72755 | 0.71666 | 0.70487 | 0.70084 | 0.69964 | 0.70062 | 0.70238 | 0.70389 | 0.70469 | 0.70473 | 0.70393 | 0.70206 | 0.69858 | 0.69352 | 0.68716 | 0.67893 | 0.66919 | 0.65758 | 0.6437 | 0.62715 | 0.60834 | 0.59282 | 0.58312 | 0.57953 | 0.58237 | 0.58522
F2_Commercial_College_Existing_Space Heating_Natural Gas_Boiler_E3 | F2 | Commercial | College | Existing | Space Heating | Natural Gas | Boiler | E3 | TRC BC Ratio | 0.7255 | 0.72054 | 0.70976 | 0.69808 | 0.69409 | 0.6929 | 0.69387 | 0.69561 | 0.69712 | 0.6979 | 0.69794 | 0.69715 | 0.69529 | 0.69185 | 0.68684 | 0.68054 | 0.67239 | 0.66275 | 0.65125 | 0.6375 | 0.62111 | 0.60248 | 0.58711 | 0.5775 | 0.57395 | 0.57676 | 0.57959
F2_Commercial_College_Existing_Space Heating_Natural Gas_Boiler_E4 | F2 | Commercial | College | Existing | Space Heating | Natural Gas | Boiler | E4 | TRC BC Ratio | 0.17483 | 0.17331 | 0.17054 | 0.16732 | 0.16505 | 0.16315 | 0.16161 | 0.16028 | 0.15903 | 0.15785 | 0.15678 | 0.15589 | 0.1552 | 0.1546 | 0.154 | 0.15333 | 0.15238 | 0.15122 | 0.14978 | 0.14801 | 0.14586 | 0.14337 | 0.14137 | 0.14022 | 0.13996 | 0.14065 | 0.14134
F2_Commercial_College_Existing_Space Heating_Natural Gas_Boiler_E5 | F2 | Commercial | College | Existing | Space Heating | Natural Gas | Boiler | E5 | TRC BC Ratio | 0 | 0 | 0 | 0 | 0 | 0 | 0 | 0 | 0 | 0 | 0 | 0 | 0 | 0 | 0 | 0 | 0 | 0 | 0 | 0 | 0 | 0 | 0 | 0 | 0 | 0 | 0
F2_Commercial_College_Existing_Space Heating_Natural Gas_Boiler_E6 | F2 | Commercial | College | Existing | Space Heating | Natural Gas | Boiler | E6 | TRC BC Ratio | 0 | 0 | 0 | 0 | 0 | 0 | 0 | 0 | 0 | 0 | 0 | 0 | 0 | 0 | 0 | 0 | 0 | 0 | 0 | 0 | 0 | 0 | 0 | 0 | 0 | 0 | 0
F2_Commercial_College_Existing_Space Heating_Natural Gas_Boiler_E7 | F2 | Commercial | College | Existing | Space Heating | Natural Gas | Boiler | E7 | TRC BC Ratio | 0 | 0 | 0 | 0 | 0 | 0 | 0 | 0 | 0 | 0 | 0 | 0 | 0 | 0 | 0 | 0 | 0 | 0 | 0 | 0 | 0 | 0 | 0 | 0 | 0 | 0 | 0
F2_Commercial_College_Existing_Space Heating_Natural Gas_Boiler_E8 | F2 | Commercial | College | Existing | Space Heating | Natural Gas | Boiler | E8 | TRC BC Ratio | 0 | 0 | 0 | 0 | 0 | 0 | 0 | 0 | 0 | 0 | 0 | 0 | 0 | 0 | 0 | 0 | 0 | 0 | 0 | 0 | 0 | 0 | 0 | 0 | 0 | 0 | 0
F2_Commercial_College_Existing_Space Heating_Natural Gas_Boiler_E9 | F2 | Commercial | College | Existing | Space Heating | Natural Gas | Boiler | E9 | TRC BC Ratio | 0 | 0 | 0 | 0 | 0 | 0 | 0 | 0 | 0 | 0 | 0 | 0 | 0 | 0 | 0 | 0 | 0 | 0 | 0 | 0 | 0 | 0 | 0 | 0 | 0 | 0 | 0
F2_Commercial_College_Existing_Space Heating_Natural Gas_Boiler_E10 | F2 | Commercial | College | Existing | Space Heating | Natural Gas | Boiler | E10 | TRC BC Ratio | 0 | 0 | 0 | 0 | 0 | 0 | 0 | 0 | 0 | 0 | 0 | 0 | 0 | 0 | 0 | 0 | 0 | 0 | 0 | 0 | 0 | 0 | 0 | 0 | 0 | 0 | 0
F3_Commercial_College_Existing_Space Heating_Natural Gas_Boiler_E1 | F3 | Commercial | College | Existing | Space Heating | Natural Gas | Boiler | E1 | PACT BC Ratio | bar: 2021 to 2047
F3_Commercial_College_Existing_Space Heating_Natural Gas_Boiler_E2 | F3 | Commercial | College | Existing | Space Heating | Natural Gas | Boiler | E2 | PACT BC Ratio | 0.96389 | 0.9573 | 0.94297 | 0.92746 | 0.92216 | 0.92057 | 0.92187 | 0.92418 | 0.92618 | 0.92722 | 0.92727 | 0.92622 | 0.92376 | 0.91918 | 0.91253 | 0.90416 | 0.89333 | 0.88052 | 0.86524 | 0.84697 | 0.8252 | 0.80045 | 0.78003 | 0.76726 | 0.76254 | 0.76627 | 0.77003
F3_Commercial_College_Existing_Space Heating_Natural Gas_Boiler_E3 | F3 | Commercial | College | Existing | Space Heating | Natural Gas | Boiler | E3 | PACT BC Ratio | 0.95461 | 0.94808 | 0.93389 | 0.91853 | 0.91328 | 0.91171 | 0.91299 | 0.91528 | 0.91726 | 0.91829 | 0.91834 | 0.9173 | 0.91486 | 0.91033 | 0.90374 | 0.89545 | 0.88473 | 0.87204 | 0.8569 | 0.83881 | 0.81725 | 0.79274 | 0.77251 | 0.75987 | 0.75519 | 0.75889 | 0.76261
F3_Commercial_College_Existing_Space Heating_Natural Gas_Boiler_E4 | F3 | Commercial | College | Existing | Space Heating | Natural Gas | Boiler | E4 | PACT BC Ratio | 0.23004 | 0.22804 | 0.22439 | 0.22016 | 0.21717 | 0.21467 | 0.21265 | 0.21089 | 0.20925 | 0.2077 | 0.20629 | 0.20512 | 0.20422 | 0.20343 | 0.20263 | 0.20175 | 0.20051 | 0.19897 | 0.19708 | 0.19476 | 0.19192 | 0.18865 | 0.18601 | 0.1845 | 0.18416 | 0.18506 | 0.18597
F3_Commercial_College_Existing_Space Heating_Natural Gas_Boiler_E5 | F3 | Commercial | College | Existing | Space Heating | Natural Gas | Boiler | E5 | PACT BC Ratio | 0 | 0 | 0 | 0 | 0 | 0 | 0 | 0 | 0 | 0 | 0 | 0 | 0 | 0 | 0 | 0 | 0 | 0 | 0 | 0 | 0 | 0 | 0 | 0 | 0 | 0 | 0
F3_Commercial_College_Existing_Space Heating_Natural Gas_Boiler_E6 | F3 | Commercial | College | Existing | Space Heating | Natural Gas | Boiler | E6 | PACT BC Ratio | 0 | 0 | 0 | 0 | 0 | 0 | 0 | 0 | 0 | 0 | 0 | 0 | 0 | 0 | 0 | 0 | 0 | 0 | 0 | 0 | 0 | 0 | 0 | 0 | 0 | 0 | 0
F3_Commercial_College_Existing_Space Heating_Natural Gas_Boiler_E7 | F3 | Commercial | College | Existing | Space Heating | Natural Gas | Boiler | E7 | PACT BC Ratio | 0 | 0 | 0 | 0 | 0 | 0 | 0 | 0 | 0 | 0 | 0 | 0 | 0 | 0 | 0 | 0 | 0 | 0 | 0 | 0 | 0 | 0 | 0 | 0 | 0 | 0 | 0
F3_Commercial_College_Existing_Space Heating_Natural Gas_Boiler_E8 | F3 | Commercial | College | Existing | Space Heating | Natural Gas | Boiler | E8 | PACT BC Ratio | 0 | 0 | 0 | 0 | 0 | 0 | 0 | 0 | 0 | 0 | 0 | 0 | 0 | 0 | 0 | 0 | 0 | 0 | 0 | 0 | 0 | 0 | 0 | 0 | 0 | 0 | 0
F3_Commercial_College_Existing_Space Heating_Natural Gas_Boiler_E9 | F3 | Commercial | College | Existing | Space Heating | Natural Gas | Boiler | E9 | PACT BC Ratio | 0 | 0 | 0 | 0 | 0 | 0 | 0 | 0 | 0 | 0 | 0 | 0 | 0 | 0 | 0 | 0 | 0 | 0 | 0 | 0 | 0 | 0 | 0 | 0 | 0 | 0 | 0
F3_Commercial_College_Existing_Space Heating_Natural Gas_Boiler_E10 | F3 | Commercial | College | Existing | Space Heating | Natural Gas | Boiler | E10 | PACT BC Ratio | 0 | 0 | 0 | 0 | 0 | 0 | 0 | 0 | 0 | 0 | 0 | 0 | 0 | 0 | 0 | 0 | 0 | 0 | 0 | 0 | 0 | 0 | 0 | 0 | 0 | 0 | 0
F4_Commercial_College_Existing_Space Heating_Natural Gas_Boiler_E1 | F4 | Commercial | College | Existing | Space Heating | Natural Gas | Boiler | E1 | RVT BC Ratio | bar: 2021 to 2047
F4_Commercial_College_Existing_Space Heating_Natural Gas_Boiler_E2 | F4 | Commercial | College | Existing | Space Heating | Natural Gas | Boiler | E2 | RVT BC Ratio | 0.7 | 0.7 | 0.7 | 0.7 | 0.7 | 0.7 | 0.7 | 0.7 | 0.7 | 0.7 | 0.7 | 0.7 | 0.7 | 0.7 | 0.7 | 0.7 | 0.7 | 0.7 | 0.7 | 0.7 | 0.7 | 0.7 | 0.7 | 0.7 | 0.7 | 0.7 | 0.7
F4_Commercial_College_Existing_Space Heating_Natural Gas_Boiler_E3 | F4 | Commercial | College | Existing | Space Heating | Natural Gas | Boiler | E3 | RVT BC Ratio | 0.7 | 0.7 | 0.7 | 0.7 | 0.7 | 0.7 | 0.7 | 0.7 | 0.7 | 0.7 | 0.7 | 0.7 | 0.7 | 0.7 | 0.7 | 0.7 | 0.7 | 0.7 | 0.7 | 0.7 | 0.7 | 0.7 | 0.7 | 0.7 | 0.7 | 0.7 | 0.7
F4_Commercial_College_Existing_Space Heating_Natural Gas_Boiler_E4 | F4 | Commercial | College | Existing | Space Heating | Natural Gas | Boiler | E4 | RVT BC Ratio | 0.7 | 0.7 | 0.7 | 0.7 | 0.7 | 0.7 | 0.7 | 0.7 | 0.7 | 0.7 | 0.7 | 0.7 | 0.7 | 0.7 | 0.7 | 0.7 | 0.7 | 0.7 | 0.7 | 0.7 | 0.7 | 0.7 | 0.7 | 0.7 | 0.7 | 0.7 | 0.7
F4_Commercial_College_Existing_Space Heating_Natural Gas_Boiler_E5 | F4 | Commercial | College | Existing | Space Heating | Natural Gas | Boiler | E5 | RVT BC Ratio | 0 | 0 | 0 | 0 | 0 | 0 | 0 | 0 | 0 | 0 | 0 | 0 | 0 | 0 | 0 | 0 | 0 | 0 | 0 | 0 | 0 | 0 | 0 | 0 | 0 | 0 | 0
F4_Commercial_College_Existing_Space Heating_Natural Gas_Boiler_E6 | F4 | Commercial | College | Existing | Space Heating | Natural Gas | Boiler | E6 | RVT BC Ratio | 0 | 0 | 0 | 0 | 0 | 0 | 0 | 0 | 0 | 0 | 0 | 0 | 0 | 0 | 0 | 0 | 0 | 0 | 0 | 0 | 0 | 0 | 0 | 0 | 0 | 0 | 0
F4_Commercial_College_Existing_Space Heating_Natural Gas_Boiler_E7 | F4 | Commercial | College | Existing | Space Heating | Natural Gas | Boiler | E7 | RVT BC Ratio | 0 | 0 | 0 | 0 | 0 | 0 | 0 | 0 | 0 | 0 | 0 | 0 | 0 | 0 | 0 | 0 | 0 | 0 | 0 | 0 | 0 | 0 | 0 | 0 | 0 | 0 | 0
F4_Commercial_College_Existing_Space Heating_Natural Gas_Boiler_E8 | F4 | Commercial | College | Existing | Space Heating | Natural Gas | Boiler | E8 | RVT BC Ratio | 0 | 0 | 0 | 0 | 0 | 0 | 0 | 0 | 0 | 0 | 0 | 0 | 0 | 0 | 0 | 0 | 0 | 0 | 0 | 0 | 0 | 0 | 0 | 0 | 0 | 0 | 0
F4_Commercial_College_Existing_Space Heating_Natural Gas_Boiler_E9 | F4 | Commercial | College | Existing | Space Heating | Natural Gas | Boiler | E9 | RVT BC Ratio | 0 | 0 | 0 | 0 | 0 | 0 | 0 | 0 | 0 | 0 | 0 | 0 | 0 | 0 | 0 | 0 | 0 | 0 | 0 | 0 | 0 | 0 | 0 | 0 | 0 | 0 | 0
F4_Commercial_College_Existing_Space Heating_Natural Gas_Boiler_E10 | F4 | Commercial | College | Existing | Space Heating | Natural Gas | Boiler | E10 | RVT BC Ratio | 0 | 0 | 0 | 0 | 0 | 0 | 0 | 0 | 0 | 0 | 0 | 0 | 0 | 0 | 0 | 0 | 0 | 0 | 0 | 0 | 0 | 0 | 0 | 0 | 0 | 0 | 0
F5_Commercial_College_Existing_Space Heating_Natural Gas_Boiler_E1 | F5 | Commercial | College | Existing | Space Heating | Natural Gas | Boiler | E1 | RIM BC Ratio | bar: 2021 to 2047
F5_Commercial_College_Existing_Space Heating_Natural Gas_Boiler_E2 | F5 | Commercial | College | Existing | Space Heating | Natural Gas | Boiler | E2 | RIM BC Ratio | 0.96389 | 0.9573 | 0.94297 | 0.92746 | 0.92216 | 0.92057 | 0.92187 | 0.92418 | 0.92618 | 0.92722 | 0.92727 | 0.92622 | 0.92376 | 0.91918 | 0.91253 | 0.90416 | 0.89333 | 0.88052 | 0.86524 | 0.84697 | 0.8252 | 0.80045 | 0.78003 | 0.76726 | 0.76254 | 0.76627 | 0.77003
F5_Commercial_College_Existing_Space Heating_Natural Gas_Boiler_E3 | F5 | Commercial | College | Existing | Space Heating | Natural Gas | Boiler | E3 | RIM BC Ratio | 0.95461 | 0.94808 | 0.93389 | 0.91853 | 0.91328 | 0.91171 | 0.91299 | 0.91528 | 0.91726 | 0.91829 | 0.91834 | 0.9173 | 0.91486 | 0.91033 | 0.90374 | 0.89545 | 0.88473 | 0.87204 | 0.8569 | 0.83881 | 0.81725 | 0.79274 | 0.77251 | 0.75987 | 0.75519 | 0.75889 | 0.76261
F5_Commercial_College_Existing_Space Heating_Natural Gas_Boiler_E4 | F5 | Commercial | College | Existing | Space Heating | Natural Gas | Boiler | E4 | RIM BC Ratio | 0.23004 | 0.22804 | 0.22439 | 0.22016 | 0.21717 | 0.21467 | 0.21265 | 0.21089 | 0.20925 | 0.2077 | 0.20629 | 0.20512 | 0.20422 | 0.20343 | 0.20263 | 0.20175 | 0.20051 | 0.19897 | 0.19708 | 0.19476 | 0.19192 | 0.18865 | 0.18601 | 0.1845 | 0.18416 | 0.18506 | 0.18597
F5_Commercial_College_Existing_Space Heating_Natural Gas_Boiler_E5 | F5 | Commercial | College | Existing | Space Heating | Natural Gas | Boiler | E5 | RIM BC Ratio | 0 | 0 | 0 | 0 | 0 | 0 | 0 | 0 | 0 | 0 | 0 | 0 | 0 | 0 | 0 | 0 | 0 | 0 | 0 | 0 | 0 | 0 | 0 | 0 | 0 | 0 | 0
F5_Commercial_College_Existing_Space Heating_Natural Gas_Boiler_E6 | F5 | Commercial | College | Existing | Space Heating | Natural Gas | Boiler | E6 | RIM BC Ratio | 0 | 0 | 0 | 0 | 0 | 0 | 0 | 0 | 0 | 0 | 0 | 0 | 0 | 0 | 0 | 0 | 0 | 0 | 0 | 0 | 0 | 0 | 0 | 0 | 0 | 0 | 0
F5_Commercial_College_Existing_Space Heating_Natural Gas_Boiler_E7 | F5 | Commercial | College | Existing | Space Heating | Natural Gas | Boiler | E7 | RIM BC Ratio | 0 | 0 | 0 | 0 | 0 | 0 | 0 | 0 | 0 | 0 | 0 | 0 | 0 | 0 | 0 | 0 | 0 | 0 | 0 | 0 | 0 | 0 | 0 | 0 | 0 | 0 | 0
F5_Commercial_College_Existing_Space Heating_Natural Gas_Boiler_E8 | F5 | Commercial | College | Existing | Space Heating | Natural Gas | Boiler | E8 | RIM BC Ratio | 0 | 0 | 0 | 0 | 0 | 0 | 0 | 0 | 0 | 0 | 0 | 0 | 0 | 0 | 0 | 0 | 0 | 0 | 0 | 0 | 0 | 0 | 0 | 0 | 0 | 0 | 0
F5_Commercial_College_Existing_Space Heating_Natural Gas_Boiler_E9 | F5 | Commercial | College | Existing | Space Heating | Natural Gas | Boiler | E9 | RIM BC Ratio | 0 | 0 | 0 | 0 | 0 | 0 | 0 | 0 | 0 | 0 | 0 | 0 | 0 | 0 | 0 | 0 | 0 | 0 | 0 | 0 | 0 | 0 | 0 | 0 | 0 | 0 | 0
F5_Commercial_College_Existing_Space Heating_Natural Gas_Boiler_E10 | F5 | Commercial | College | Existing | Space Heating | Natural Gas | Boiler | E10 | RIM BC Ratio | 0 | 0 | 0 | 0 | 0 | 0 | 0 | 0 | 0 | 0 | 0 | 0 | 0 | 0 | 0 | 0 | 0 | 0 | 0 | 0 | 0 | 0 | 0 | 0 | 0 | 0 | 0
F0_Commercial_College_Existing_Space Heating_Natural Gas_Unit Heater_E0 | F0 | Commercial | College | Existing | Space Heating | Natural Gas | Unit Heater | E0 | Economic Unit | Infrared Radiant | Infrared Radiant | Infrared Radiant | Infrared Radiant | Infrared Radiant | Infrared Radiant | Infrared Radiant | Infrared Radiant | Infrared Radiant | Infrared Radiant | Infrared Radiant | Infrared Radiant | Infrared Radiant | Infrared Radiant | Infrared Radiant | Infrared Radiant | Infrared Radiant | Infrared Radiant | Infrared Radiant | Infrared Radiant | Infrared Radiant | Infrared Radiant | Infrared Radiant | Infrared Radiant | Infrared Radiant | Infrared Radiant | Infrared Radiant
F1_Commercial_College_Existing_Space Heating_Natural Gas_Unit Heater_E1 | F1 | Commercial | College | Existing | Space Heating | Natural Gas | Unit Heater | E1 | CCE | 0 | 0 | 0 | 0 | 0 | 0 | 0 | 0 | 0 | 0 | 0 | 0 | 0 | 0 | 0 | 0 | 0 | 0 | 0 | 0 | 0 | 0 | 0 | 0 | 0 | 0 | 0
F1_Commercial_College_Existing_Space Heating_Natural Gas_Unit Heater_E2 | F1 | Commercial | College | Existing | Space Heating | Natural Gas | Unit Heater | E2 | CCE | 0.0010768 | 0.0010009 | 0.0010048 | 0.0010048 | 0.0010048 | 0.0010048 | 0.0010048 | 0.0010048 | 0.0010048 | 0.0010048 | 0.0010048 | 0.0010048 | 0.0010048 | 0.0010048 | 0.0010048 | 0.0010048 | 0.0010048 | 0.0010048 | 0.0010048 | 0.0010048 | 0.0010048 | 0.0010048 | 0.0010048 | 0.0010048 | 0.0010048 | 0.0010048 | 0.0010048
F1_Commercial_College_Existing_Space Heating_Natural Gas_Unit Heater_E3 | F1 | Commercial | College | Existing | Space Heating | Natural Gas | Unit Heater | E3 | CCE | 0.0016475 | 0.0015314 | 0.0015374 | 0.0015374 | 0.0015374 | 0.0015374 | 0.0015374 | 0.0015374 | 0.0015374 | 0.0015374 | 0.0015374 | 0.0015374 | 0.0015374 | 0.0015374 | 0.0015374 | 0.0015374 | 0.0015374 | 0.0015374 | 0.0015374 | 0.0015374 | 0.0015374 | 0.0015374 | 0.0015374 | 0.0015374 | 0.0015374 | 0.0015374 | 0.0015374
F1_Commercial_College_Existing_Space Heating_Natural Gas_Unit Heater_E4 | F1 | Commercial | College | Existing | Space Heating | Natural Gas | Unit Heater | E4 | CCE | 0 | 0 | 0 | 0 | 0 | 0 | 0 | 0 | 0 | 0 | 0 | 0 | 0 | 0 | 0 | 0 | 0 | 0 | 0 | 0 | 0 | 0 | 0 | 0 | 0 | 0 | 0
F1_Commercial_College_Existing_Space Heating_Natural Gas_Unit Heater_E5 | F1 | Commercial | College | Existing | Space Heating | Natural Gas | Unit Heater | E5 | CCE | 0 | 0 | 0 | 0 | 0 | 0 | 0 | 0 | 0 | 0 | 0 | 0 | 0 | 0 | 0 | 0 | 0 | 0 | 0 | 0 | 0 | 0 | 0 | 0 | 0 | 0 | 0
F1_Commercial_College_Existing_Space Heating_Natural Gas_Unit Heater_E6 | F1 | Commercial | College | Existing | Space Heating | Natural Gas | Unit Heater | E6 | CCE | 0 | 0 | 0 | 0 | 0 | 0 | 0 | 0 | 0 | 0 | 0 | 0 | 0 | 0 | 0 | 0 | 0 | 0 | 0 | 0 | 0 | 0 | 0 | 0 | 0 | 0 | 0
F1_Commercial_College_Existing_Space Heating_Natural Gas_Unit Heater_E7 | F1 | Commercial | College | Existing | Space Heating | Natural Gas | Unit Heater | E7 | CCE | 0 | 0 | 0 | 0 | 0 | 0 | 0 | 0 | 0 | 0 | 0 | 0 | 0 | 0 | 0 | 0 | 0 | 0 | 0 | 0 | 0 | 0 | 0 | 0 | 0 | 0 | 0
F1_Commercial_College_Existing_Space Heating_Natural Gas_Unit Heater_E8 | F1 | Commercial | College | Existing | Space Heating | Natural Gas | Unit Heater | E8 | CCE | 0 | 0 | 0 | 0 | 0 | 0 | 0 | 0 | 0 | 0 | 0 | 0 | 0 | 0 | 0 | 0 | 0 | 0 | 0 | 0 | 0 | 0 | 0 | 0 | 0 | 0 | 0
F1_Commercial_College_Existing_Space Heating_Natural Gas_Unit Heater_E9 | F1 | Commercial | College | Existing | Space Heating | Natural Gas | Unit Heater | E9 | CCE | 0 | 0 | 0 | 0 | 0 | 0 | 0 | 0 | 0 | 0 | 0 | 0 | 0 | 0 | 0 | 0 | 0 | 0 | 0 | 0 | 0 | 0 | 0 | 0 | 0 | 0 | 0
F1_Commercial_College_Existing_Space Heating_Natural Gas_Unit Heater_E10 | F1 | Commercial | College | Existing | Space Heating | Natural Gas | Unit Heater | E10 | CCE | 0 | 0 | 0 | 0 | 0 | 0 | 0 | 0 | 0 | 0 | 0 | 0 | 0 | 0 | 0 | 0 | 0 | 0 | 0 | 0 | 0 | 0 | 0 | 0 | 0 | 0 | 0
F2_Commercial_College_Existing_Space Heating_Natural Gas_Unit Heater_E1 | F2 | Commercial | College | Existing | Space Heating | Natural Gas | Unit Heater | E1 | TRC BC Ratio | bar: 2021 to 2047
F2_Commercial_College_Existing_Space Heating_Natural Gas_Unit Heater_E2 | F2 | Commercial | College | Existing | Space Heating | Natural Gas | Unit Heater | E2 | TRC BC Ratio | 14.4533 | 14.385 | 14.1956 | 13.9907 | 13.9542 | 13.9737 | 14.0292 | 14.0877 | 14.1283 | 14.1445 | 14.1396 | 14.1165 | 14.0699 | 13.9885 | 13.8726 | 13.7285 | 13.5436 | 13.326 | 13.0674 | 12.7596 | 12.3938 | 11.9788 | 11.6353 | 11.4182 | 11.334 | 11.3895 | 11.4454
F2_Commercial_College_Existing_Space Heating_Natural Gas_Unit Heater_E3 | F2 | Commercial | College | Existing | Space Heating | Natural Gas | Unit Heater | E3 | TRC BC Ratio | 10.3182 | 10.3189 | 10.2536 | 10.1157 | 9.8886 | 9.6065 | 9.2659 | 8.8706 | 8.4447 | 8.0252 | 7.6539 | 7.3791 | 7.2226 | 7.1736 | 7.2023 | 7.2741 | 7.353 | 7.4378 | 7.5299 | 7.6306 | 7.7416 | 7.8612 | 7.9688 | 8.0549 | 8.1185 | 8.1583 | 8.1983
F2_Commercial_College_Existing_Space Heating_Natural Gas_Unit Heater_E4 | F2 | Commercial | College | Existing | Space Heating | Natural Gas | Unit Heater | E4 | TRC BC Ratio | 0 | 0 | 0 | 0 | 0 | 0 | 0 | 0 | 0 | 0 | 0 | 0 | 0 | 0 | 0 | 0 | 0 | 0 | 0 | 0 | 0 | 0 | 0 | 0 | 0 | 0 | 0
F2_Commercial_College_Existing_Space Heating_Natural Gas_Unit Heater_E5 | F2 | Commercial | College | Existing | Space Heating | Natural Gas | Unit Heater | E5 | TRC BC Ratio | 0 | 0 | 0 | 0 | 0 | 0 | 0 | 0 | 0 | 0 | 0 | 0 | 0 | 0 | 0 | 0 | 0 | 0 | 0 | 0 | 0 | 0 | 0 | 0 | 0 | 0 | 0
F2_Commercial_College_Existing_Space Heating_Natural Gas_Unit Heater_E6 | F2 | Commercial | College | Existing | Space Heating | Natural Gas | Unit Heater | E6 | TRC BC Ratio | 0 | 0 | 0 | 0 | 0 | 0 | 0 | 0 | 0 | 0 | 0 | 0 | 0 | 0 | 0 | 0 | 0 | 0 | 0 | 0 | 0 | 0 | 0 | 0 | 0 | 0 | 0
F2_Commercial_College_Existing_Space Heating_Natural Gas_Unit Heater_E7 | F2 | Commercial | College | Existing | Space Heating | Natural Gas | Unit Heater | E7 | TRC BC Ratio | 0 | 0 | 0 | 0 | 0 | 0 | 0 | 0 | 0 | 0 | 0 | 0 | 0 | 0 | 0 | 0 | 0 | 0 | 0 | 0 | 0 | 0 | 0 | 0 | 0 | 0 | 0
F2_Commercial_College_Existing_Space Heating_Natural Gas_Unit Heater_E8 | F2 | Commercial | College | Existing | Space Heating | Natural Gas | Unit Heater | E8 | TRC BC Ratio | 0 | 0 | 0 | 0 | 0 | 0 | 0 | 0 | 0 | 0 | 0 | 0 | 0 | 0 | 0 | 0 | 0 | 0 | 0 | 0 | 0 | 0 | 0 | 0 | 0 | 0 | 0
F2_Commercial_College_Existing_Space Heating_Natural Gas_Unit Heater_E9 | F2 | Commercial | College | Existing | Space Heating | Natural Gas | Unit Heater | E9 | TRC BC Ratio | 0 | 0 | 0 | 0 | 0 | 0 | 0 | 0 | 0 | 0 | 0 | 0 | 0 | 0 | 0 | 0 | 0 | 0 | 0 | 0 | 0 | 0 | 0 | 0 | 0 | 0 | 0
F2_Commercial_College_Existing_Space Heating_Natural Gas_Unit Heater_E10 | F2 | Commercial | College | Existing | Space Heating | Natural Gas | Unit Heater | E10 | TRC BC Ratio | 0 | 0 | 0 | 0 | 0 | 0 | 0 | 0 | 0 | 0 | 0 | 0 | 0 | 0 | 0 | 0 | 0 | 0 | 0 | 0 | 0 | 0 | 0 | 0 | 0 | 0 | 0
F3_Commercial_College_Existing_Space Heating_Natural Gas_Unit Heater_E1 | F3 | Commercial | College | Existing | Space Heating | Natural Gas | Unit Heater | E1 | PACT BC Ratio | bar: 2021 to 2047
F3_Commercial_College_Existing_Space Heating_Natural Gas_Unit Heater_E2 | F3 | Commercial | College | Existing | Space Heating | Natural Gas | Unit Heater | E2 | PACT BC Ratio | 19.0175 | 18.9276 | 18.6784 | 18.4089 | 18.3609 | 18.3864 | 18.4595 | 18.5364 | 18.5899 | 18.6112 | 18.6047 | 18.5743 | 18.5131 | 18.4059 | 18.2534 | 18.0638 | 17.8205 | 17.5342 | 17.194 | 16.7889 | 16.3077 | 15.7615 | 15.3096 | 15.0239 | 14.9131 | 14.9862 | 15.0597
F3_Commercial_College_Existing_Space Heating_Natural Gas_Unit Heater_E3 | F3 | Commercial | College | Existing | Space Heating | Natural Gas | Unit Heater | E3 | PACT BC Ratio | 13.5765 | 13.5775 | 13.4916 | 13.3101 | 13.0113 | 12.6401 | 12.192 | 11.6718 | 11.1114 | 10.5595 | 10.0709 | 9.7093 | 9.5034 | 9.439 | 9.4768 | 9.5711 | 9.675 | 9.7866 | 9.9077 | 10.0403 | 10.1863 | 10.3437 | 10.4853 | 10.5986 | 10.6822 | 10.7346 | 10.7872
F3_Commercial_College_Existing_Space Heating_Natural Gas_Unit Heater_E4 | F3 | Commercial | College | Existing | Space Heating | Natural Gas | Unit Heater | E4 | PACT BC Ratio | 0 | 0 | 0 | 0 | 0 | 0 | 0 | 0 | 0 | 0 | 0 | 0 | 0 | 0 | 0 | 0 | 0 | 0 | 0 | 0 | 0 | 0 | 0 | 0 | 0 | 0 | 0
F3_Commercial_College_Existing_Space Heating_Natural Gas_Unit Heater_E5 | F3 | Commercial | College | Existing | Space Heating | Natural Gas | Unit Heater | E5 | PACT BC Ratio | 0 | 0 | 0 | 0 | 0 | 0 | 0 | 0 | 0 | 0 | 0 | 0 | 0 | 0 | 0 | 0 | 0 | 0 | 0 | 0 | 0 | 0 | 0 | 0 | 0 | 0 | 0
F3_Commercial_College_Existing_Space Heating_Natural Gas_Unit Heater_E6 | F3 | Commercial | College | Existing | Space Heating | Natural Gas | Unit Heater | E6 | PACT BC Ratio | 0 | 0 | 0 | 0 | 0 | 0 | 0 | 0 | 0 | 0 | 0 | 0 | 0 | 0 | 0 | 0 | 0 | 0 | 0 | 0 | 0 | 0 | 0 | 0 | 0 | 0 | 0
F3_Commercial_College_Existing_Space Heating_Natural Gas_Unit Heater_E7 | F3 | Commercial | College | Existing | Space Heating | Natural Gas | Unit Heater | E7 | PACT BC Ratio | 0 | 0 | 0 | 0 | 0 | 0 | 0 | 0 | 0 | 0 | 0 | 0 | 0 | 0 | 0 | 0 | 0 | 0 | 0 | 0 | 0 | 0 | 0 | 0 | 0 | 0 | 0
F3_Commercial_College_Existing_Space Heating_Natural Gas_Unit Heater_E8 | F3 | Commercial | College | Existing | Space Heating | Natural Gas | Unit Heater | E8 | PACT BC Ratio | 0 | 0 | 0 | 0 | 0 | 0 | 0 | 0 | 0 | 0 | 0 | 0 | 0 | 0 | 0 | 0 | 0 | 0 | 0 | 0 | 0 | 0 | 0 | 0 | 0 | 0 | 0
F3_Commercial_College_Existing_Space Heating_Natural Gas_Unit Heater_E9 | F3 | Commercial | College | Existing | Space Heating | Natural Gas | Unit Heater | E9 | PACT BC Ratio | 0 | 0 | 0 | 0 | 0 | 0 | 0 | 0 | 0 | 0 | 0 | 0 | 0 | 0 | 0 | 0 | 0 | 0 | 0 | 0 | 0 | 0 | 0 | 0 | 0 | 0 | 0
F3_Commercial_College_Existing_Space Heating_Natural Gas_Unit Heater_E10 | F3 | Commercial | College | Existing | Space Heating | Natural Gas | Unit Heater | E10 | PACT BC Ratio | 0 | 0 | 0 | 0 | 0 | 0 | 0 | 0 | 0 | 0 | 0 | 0 | 0 | 0 | 0 | 0 | 0 | 0 | 0 | 0 | 0 | 0 | 0 | 0 | 0 | 0 | 0
F4_Commercial_College_Existing_Space Heating_Natural Gas_Unit Heater_E1 | F4 | Commercial | College | Existing | Space Heating | Natural Gas | Unit Heater | E1 | RVT BC Ratio | bar: 2021 to 2047
F4_Commercial_College_Existing_Space Heating_Natural Gas_Unit Heater_E2 | F4 | Commercial | College | Existing | Space Heating | Natural Gas | Unit Heater | E2 | RVT BC Ratio | 0.7 | 0.7 | 0.7 | 0.7 | 0.7 | 0.7 | 0.7 | 0.7 | 0.7 | 0.7 | 0.7 | 0.7 | 0.7 | 0.7 | 0.7 | 0.7 | 0.7 | 0.7 | 0.7 | 0.7 | 0.7 | 0.7 | 0.7 | 0.7 | 0.7 | 0.7 | 0.7
F4_Commercial_College_Existing_Space Heating_Natural Gas_Unit Heater_E3 | F4 | Commercial | College | Existing | Space Heating | Natural Gas | Unit Heater | E3 | RVT BC Ratio | 0.7 | 0.7 | 0.7 | 0.7 | 0.7 | 0.7 | 0.7 | 0.7 | 0.7 | 0.7 | 0.7 | 0.7 | 0.7 | 0.7 | 0.7 | 0.7 | 0.7 | 0.7 | 0.7 | 0.7 | 0.7 | 0.7 | 0.7 | 0.7 | 0.7 | 0.7 | 0.7
F4_Commercial_College_Existing_Space Heating_Natural Gas_Unit Heater_E4 | F4 | Commercial | College | Existing | Space Heating | Natural Gas | Unit Heater | E4 | RVT BC Ratio | 0 | 0 | 0 | 0 | 0 | 0 | 0 | 0 | 0 | 0 | 0 | 0 | 0 | 0 | 0 | 0 | 0 | 0 | 0 | 0 | 0 | 0 | 0 | 0 | 0 | 0 | 0
F4_Commercial_College_Existing_Space Heating_Natural Gas_Unit Heater_E5 | F4 | Commercial | College | Existing | Space Heating | Natural Gas | Unit Heater | E5 | RVT BC Ratio | 0 | 0 | 0 | 0 | 0 | 0 | 0 | 0 | 0 | 0 | 0 | 0 | 0 | 0 | 0 | 0 | 0 | 0 | 0 | 0 | 0 | 0 | 0 | 0 | 0 | 0 | 0
F4_Commercial_College_Existing_Space Heating_Natural Gas_Unit Heater_E6 | F4 | Commercial | College | Existing | Space Heating | Natural Gas | Unit Heater | E6 | RVT BC Ratio | 0 | 0 | 0 | 0 | 0 | 0 | 0 | 0 | 0 | 0 | 0 | 0 | 0 | 0 | 0 | 0 | 0 | 0 | 0 | 0 | 0 | 0 | 0 | 0 | 0 | 0 | 0
F4_Commercial_College_Existing_Space Heating_Natural Gas_Unit Heater_E7 | F4 | Commercial | College | Existing | Space Heating | Natural Gas | Unit Heater | E7 | RVT BC Ratio | 0 | 0 | 0 | 0 | 0 | 0 | 0 | 0 | 0 | 0 | 0 | 0 | 0 | 0 | 0 | 0 | 0 | 0 | 0 | 0 | 0 | 0 | 0 | 0 | 0 | 0 | 0
F4_Commercial_College_Existing_Space Heating_Natural Gas_Unit Heater_E8 | F4 | Commercial | College | Existing | Space Heating | Natural Gas | Unit Heater | E8 | RVT BC Ratio | 0 | 0 | 0 | 0 | 0 | 0 | 0 | 0 | 0 | 0 | 0 | 0 | 0 | 0 | 0 | 0 | 0 | 0 | 0 | 0 | 0 | 0 | 0 | 0 | 0 | 0 | 0
F4_Commercial_College_Existing_Space Heating_Natural Gas_Unit Heater_E9 | F4 | Commercial | College | Existing | Space Heating | Natural Gas | Unit Heater | E9 | RVT BC Ratio | 0 | 0 | 0 | 0 | 0 | 0 | 0 | 0 | 0 | 0 | 0 | 0 | 0 | 0 | 0 | 0 | 0 | 0 | 0 | 0 | 0 | 0 | 0 | 0 | 0 | 0 | 0
F4_Commercial_College_Existing_Space Heating_Natural Gas_Unit Heater_E10 | F4 | Commercial | College | Existing | Space Heating | Natural Gas | Unit Heater | E10 | RVT BC Ratio | 0 | 0 | 0 | 0 | 0 | 0 | 0 | 0 | 0 | 0 | 0 | 0 | 0 | 0 | 0 | 0 | 0 | 0 | 0 | 0 | 0 | 0 | 0 | 0 | 0 | 0 | 0
F5_Commercial_College_Existing_Space Heating_Natural Gas_Unit Heater_E1 | F5 | Commercial | College | Existing | Space Heating | Natural Gas | Unit Heater | E1 | RIM BC Ratio | bar: 2021 to 2047
F5_Commercial_College_Existing_Space Heating_Natural Gas_Unit Heater_E2 | F5 | Commercial | College | Existing | Space Heating | Natural Gas | Unit Heater | E2 | RIM BC Ratio | 19.0175 | 18.9276 | 18.6784 | 18.4089 | 18.3609 | 18.3864 | 18.4595 | 18.5364 | 18.5899 | 18.6112 | 18.6047 | 18.5743 | 18.5131 | 18.4059 | 18.2534 | 18.0638 | 17.8205 | 17.5342 | 17.194 | 16.7889 | 16.3077 | 15.7615 | 15.3096 | 15.0239 | 14.9131 | 14.9862 | 15.0597
F5_Commercial_College_Existing_Space Heating_Natural Gas_Unit Heater_E3 | F5 | Commercial | College | Existing | Space Heating | Natural Gas | Unit Heater | E3 | RIM BC Ratio | 13.5765 | 13.5775 | 13.4916 | 13.3101 | 13.0113 | 12.6401 | 12.192 | 11.6718 | 11.1114 | 10.5595 | 10.0709 | 9.7093 | 9.5034 | 9.439 | 9.4768 | 9.5711 | 9.675 | 9.7866 | 9.9077 | 10.0403 | 10.1863 | 10.3437 | 10.4853 | 10.5986 | 10.6822 | 10.7346 | 10.7872
F5_Commercial_College_Existing_Space Heating_Natural Gas_Unit Heater_E4 | F5 | Commercial | College | Existing | Space Heating | Natural Gas | Unit Heater | E4 | RIM BC Ratio | 0 | 0 | 0 | 0 | 0 | 0 | 0 | 0 | 0 | 0 | 0 | 0 | 0 | 0 | 0 | 0 | 0 | 0 | 0 | 0 | 0 | 0 | 0 | 0 | 0 | 0 | 0
F5_Commercial_College_Existing_Space Heating_Natural Gas_Unit Heater_E5 | F5 | Commercial | College | Existing | Space Heating | Natural Gas | Unit Heater | E5 | RIM BC Ratio | 0 | 0 | 0 | 0 | 0 | 0 | 0 | 0 | 0 | 0 | 0 | 0 | 0 | 0 | 0 | 0 | 0 | 0 | 0 | 0 | 0 | 0 | 0 | 0 | 0 | 0 | 0
F5_Commercial_College_Existing_Space Heating_Natural Gas_Unit Heater_E6 | F5 | Commercial | College | Existing | Space Heating | Natural Gas | Unit Heater | E6 | RIM BC Ratio | 0 | 0 | 0 | 0 | 0 | 0 | 0 | 0 | 0 | 0 | 0 | 0 | 0 | 0 | 0 | 0 | 0 | 0 | 0 | 0 | 0 | 0 | 0 | 0 | 0 | 0 | 0
F5_Commercial_College_Existing_Space Heating_Natural Gas_Unit Heater_E7 | F5 | Commercial | College | Existing | Space Heating | Natural Gas | Unit Heater | E7 | RIM BC Ratio | 0 | 0 | 0 | 0 | 0 | 0 | 0 | 0 | 0 | 0 | 0 | 0 | 0 | 0 | 0 | 0 | 0 | 0 | 0 | 0 | 0 | 0 | 0 | 0 | 0 | 0 | 0
F5_Commercial_College_Existing_Space Heating_Natural Gas_Unit Heater_E8 | F5 | Commercial | College | Existing | Space Heating | Natural Gas | Unit Heater | E8 | RIM BC Ratio | 0 | 0 | 0 | 0 | 0 | 0 | 0 | 0 | 0 | 0 | 0 | 0 | 0 | 0 | 0 | 0 | 0 | 0 | 0 | 0 | 0 | 0 | 0 | 0 | 0 | 0 | 0
F5_Commercial_College_Existing_Space Heating_Natural Gas_Unit Heater_E9 | F5 | Commercial | College | Existing | Space Heating | Natural Gas | Unit Heater | E9 | RIM BC Ratio | 0 | 0 | 0 | 0 | 0 | 0 | 0 | 0 | 0 | 0 | 0 | 0 | 0 | 0 | 0 | 0 | 0 | 0 | 0 | 0 | 0 | 0 | 0 | 0 | 0 | 0 | 0
F5_Commercial_College_Existing_Space Heating_Natural Gas_Unit Heater_E10 | F5 | Commercial | College | Existing | Space Heating | Natural Gas | Unit Heater | E10 | RIM BC Ratio | 0 | 0 | 0 | 0 | 0 | 0 | 0 | 0 | 0 | 0 | 0 | 0 | 0 | 0 | 0 | 0 | 0 | 0 | 0 | 0 | 0 | 0 | 0 | 0 | 0 | 0 | 0
F0_Commercial_College_Existing_Water Heating_Natural Gas_Water Heater_E0 | F0 | Commercial | College | Existing | Water Heating | Natural Gas | Water Heater | E0 | Economic Unit | Tankless | Tankless | Tankless | Tankless | Tankless | Tankless | Tankless | Tankless | Tankless | Tankless | Tankless | Tankless | Tankless | Tankless | Tankless | Tankless | Tankless | Tankless | Tankless | Tankless | Tankless | Tankless | Tankless | Tankless | Tankless | Tankless | Tankless
F1_Commercial_College_Existing_Water Heating_Natural Gas_Water Heater_E1 | F1 | Commercial | College | Existing | Water Heating | Natural Gas | Water Heater | E1 | CCE | 0 | 0 | 0 | 0 | 0 | 0 | 0 | 0 | 0 | 0 | 0 | 0 | 0 | 0 | 0 | 0 | 0 | 0 | 0 | 0 | 0 | 0 | 0 | 0 | 0 | 0 | 0
F1_Commercial_College_Existing_Water Heating_Natural Gas_Water Heater_E2 | F1 | Commercial | College | Existing | Water Heating | Natural Gas | Water Heater | E2 | CCE | 0.0026027 | 0.0026027 | 0.0026027 | 0.0026027 | 0.0026027 | 0.0026027 | 0.0026027 | 0.0026027 | 0.0026027 | 0.0026027 | 0.0026027 | 0.0026027 | 0.0026027 | 0.0026027 | 0.0026027 | 0.0026027 | 0.0026027 | 0.0026027 | 0.0026027 | 0.0026027 | 0.0026027 | 0.0026027 | 0.0026027 | 0.0026027 | 0.0026027 | 0.0026027 | 0.0026027
F1_Commercial_College_Existing_Water Heating_Natural Gas_Water Heater_E3 | F1 | Commercial | College | Existing | Water Heating | Natural Gas | Water Heater | E3 | CCE | -0.0020548 | -0.0020548 | -0.0020548 | -0.0020548 | -0.0020548 | -0.0020548 | -0.0020548 | -0.0020548 | -0.0020548 | -0.0020548 | -0.0020548 | -0.0020548 | -0.0020548 | -0.0020548 | -0.0020548 | -0.0020548 | -0.0020548 | -0.0020548 | -0.0020548 | -0.0020548 | -0.0020548 | -0.0020548 | -0.0020548 | -0.0020548 | -0.0020548 | -0.0020548 | -0.0020548
F1_Commercial_College_Existing_Water Heating_Natural Gas_Water Heater_E4 | F1 | Commercial | College | Existing | Water Heating | Natural Gas | Water Heater | E4 | CCE | 0 | 0 | 0.027312 | 0.027312 | 0.027312 | 0.027312 | 0.027312 | 0.027312 | 0.027312 | 0.027312 | 0.027312 | 0.027312 | 0.027312 | 0.027312 | 0.027312 | 0.027312 | 0.027312 | 0.027312 | 0.027312 | 0.027312 | 0.027312 | 0.027312 | 0.027312 | 0.027312 | 0.027312 | 0.027312 | 0.027312
F1_Commercial_College_Existing_Water Heating_Natural Gas_Water Heater_E5 | F1 | Commercial | College | Existing | Water Heating | Natural Gas | Water Heater | E5 | CCE | 0 | 0 | 0 | 0 | 0 | 0 | 0 | 0 | 0 | 0 | 0 | 0 | 0 | 0 | 0 | 0 | 0 | 0 | 0 | 0 | 0 | 0 | 0 | 0 | 0 | 0 | 0
F1_Commercial_College_Existing_Water Heating_Natural Gas_Water Heater_E6 | F1 | Commercial | College | Existing | Water Heating | Natural Gas | Water Heater | E6 | CCE | 0 | 0 | 0 | 0 | 0 | 0 | 0 | 0 | 0 | 0 | 0 | 0 | 0 | 0 | 0 | 0 | 0 | 0 | 0 | 0 | 0 | 0 | 0 | 0 | 0 | 0 | 0
F1_Commercial_College_Existing_Water Heating_Natural Gas_Water Heater_E7 | F1 | Commercial | College | Existing | Water Heating | Natural Gas | Water Heater | E7 | CCE | 0 | 0 | 0 | 0 | 0 | 0 | 0 | 0 | 0 | 0 | 0 | 0 | 0 | 0 | 0 | 0 | 0 | 0 | 0 | 0 | 0 | 0 | 0 | 0 | 0 | 0 | 0
F1_Commercial_College_Existing_Water Heating_Natural Gas_Water Heater_E8 | F1 | Commercial | College | Existing | Water Heating | Natural Gas | Water Heater | E8 | CCE | 0 | 0 | 0 | 0 | 0 | 0 | 0 | 0 | 0 | 0 | 0 | 0 | 0 | 0 | 0 | 0 | 0 | 0 | 0 | 0 | 0 | 0 | 0 | 0 | 0 | 0 | 0
F1_Commercial_College_Existing_Water Heating_Natural Gas_Water Heater_E9 | F1 | Commercial | College | Existing | Water Heating | Natural Gas | Water Heater | E9 | CCE | 0 | 0 | 0 | 0 | 0 | 0 | 0 | 0 | 0 | 0 | 0 | 0 | 0 | 0 | 0 | 0 | 0 | 0 | 0 | 0 | 0 | 0 | 0 | 0 | 0 | 0 | 0
F1_Commercial_College_Existing_Water Heating_Natural Gas_Water Heater_E10 | F1 | Commercial | College | Existing | Water Heating | Natural Gas | Water Heater | E10 | CCE | 0 | 0 | 0 | 0 | 0 | 0 | 0 | 0 | 0 | 0 | 0 | 0 | 0 | 0 | 0 | 0 | 0 | 0 | 0 | 0 | 0 | 0 | 0 | 0 | 0 | 0 | 0
F2_Commercial_College_Existing_Water Heating_Natural Gas_Water Heater_E1 | F2 | Commercial | College | Existing | Water Heating | Natural Gas | Water Heater | E1 | TRC BC Ratio | bar: 2021 to 2047
F2_Commercial_College_Existing_Water Heating_Natural Gas_Water Heater_E2 | F2 | Commercial | College | Existing | Water Heating | Natural Gas | Water Heater | E2 | TRC BC Ratio | 5.2799 | 5.2037 | 5.1294 | 5.0573 | 5.058 | 5.106 | 5.1837 | 5.278 | 5.3797 | 5.4837 | 5.5865 | 5.6776 | 5.7471 | 5.7766 | 5.763 | 5.7065 | 5.6115 | 5.4871 | 5.339 | 5.1634 | 4.9581 | 4.7217 | 4.5119 | 4.3761 | 4.3174 | 4.3386 | 4.3598
F2_Commercial_College_Existing_Water Heating_Natural Gas_Water Heater_E3 | F2 | Commercial | College | Existing | Water Heating | Natural Gas | Water Heater | E3 | TRC BC Ratio | bar: 2021 to 2047
F2_Commercial_College_Existing_Water Heating_Natural Gas_Water Heater_E4 | F2 | Commercial | College | Existing | Water Heating | Natural Gas | Water Heater | E4 | TRC BC Ratio | 0 | 0 | 0.46668 | 0.44639 | 0.43826 | 0.43799 | 0.44354 | 0.45493 | 0.47312 | 0.49993 | 0.53429 | 0.57206 | 0.60887 | 0.63669 | 0.65104 | 0.6505 | 0.63645 | 0.61374 | 0.587 | 0.55558 | 0.51908 | 0.4773 | 0.44003 | 0.41533 | 0.40374 | 0.40572 | 0.40771
F2_Commercial_College_Existing_Water Heating_Natural Gas_Water Heater_E5 | F2 | Commercial | College | Existing | Water Heating | Natural Gas | Water Heater | E5 | TRC BC Ratio | 0 | 0 | 0 | 0 | 0 | 0 | 0 | 0 | 0 | 0 | 0 | 0 | 0 | 0 | 0 | 0 | 0 | 0 | 0 | 0 | 0 | 0 | 0 | 0 | 0 | 0 | 0
F2_Commercial_College_Existing_Water Heating_Natural Gas_Water Heater_E6 | F2 | Commercial | College | Existing | Water Heating | Natural Gas | Water Heater | E6 | TRC BC Ratio | 0 | 0 | 0 | 0 | 0 | 0 | 0 | 0 | 0 | 0 | 0 | 0 | 0 | 0 | 0 | 0 | 0 | 0 | 0 | 0 | 0 | 0 | 0 | 0 | 0 | 0 | 0
F2_Commercial_College_Existing_Water Heating_Natural Gas_Water Heater_E7 | F2 | Commercial | College | Existing | Water Heating | Natural Gas | Water Heater | E7 | TRC BC Ratio | 0 | 0 | 0 | 0 | 0 | 0 | 0 | 0 | 0 | 0 | 0 | 0 | 0 | 0 | 0 | 0 | 0 | 0 | 0 | 0 | 0 | 0 | 0 | 0 | 0 | 0 | 0
F2_Commercial_College_Existing_Water Heating_Natural Gas_Water Heater_E8 | F2 | Commercial | College | Existing | Water Heating | Natural Gas | Water Heater | E8 | TRC BC Ratio | 0 | 0 | 0 | 0 | 0 | 0 | 0 | 0 | 0 | 0 | 0 | 0 | 0 | 0 | 0 | 0 | 0 | 0 | 0 | 0 | 0 | 0 | 0 | 0 | 0 | 0 | 0
F2_Commercial_College_Existing_Water Heating_Natural Gas_Water Heater_E9 | F2 | Commercial | College | Existing | Water Heating | Natural Gas | Water Heater | E9 | TRC BC Ratio | 0 | 0 | 0 | 0 | 0 | 0 | 0 | 0 | 0 | 0 | 0 | 0 | 0 | 0 | 0 | 0 | 0 | 0 | 0 | 0 | 0 | 0 | 0 | 0 | 0 | 0 | 0
F2_Commercial_College_Existing_Water Heating_Natural Gas_Water Heater_E10 | F2 | Commercial | College | Existing | Water Heating | Natural Gas | Water Heater | E10 | TRC BC Ratio | 0 | 0 | 0 | 0 | 0 | 0 | 0 | 0 | 0 | 0 | 0 | 0 | 0 | 0 | 0 | 0 | 0 | 0 | 0 | 0 | 0 | 0 | 0 | 0 | 0 | 0 | 0
F3_Commercial_College_Existing_Water Heating_Natural Gas_Water Heater_E1 | F3 | Commercial | College | Existing | Water Heating | Natural Gas | Water Heater | E1 | PACT BC Ratio | bar: 2021 to 2047
F3_Commercial_College_Existing_Water Heating_Natural Gas_Water Heater_E2 | F3 | Commercial | College | Existing | Water Heating | Natural Gas | Water Heater | E2 | PACT BC Ratio | 6.6572 | 6.5612 | 6.4675 | 6.3766 | 6.3775 | 6.438 | 6.536 | 6.6548 | 6.783 | 6.9142 | 7.0439 | 7.1587 | 7.2463 | 7.2836 | 7.2664 | 7.1951 | 7.0753 | 6.9185 | 6.7318 | 6.5104 | 6.2515 | 5.9535 | 5.6889 | 5.5176 | 5.4437 | 5.4704 | 5.4972
F3_Commercial_College_Existing_Water Heating_Natural Gas_Water Heater_E3 | F3 | Commercial | College | Existing | Water Heating | Natural Gas | Water Heater | E3 | PACT BC Ratio | bar: 2021 to 2047
F3_Commercial_College_Existing_Water Heating_Natural Gas_Water Heater_E4 | F3 | Commercial | College | Existing | Water Heating | Natural Gas | Water Heater | E4 | PACT BC Ratio | 0 | 0 | 0.58842 | 0.56284 | 0.55259 | 0.55224 | 0.55925 | 0.57361 | 0.59654 | 0.63035 | 0.67367 | 0.72129 | 0.7677 | 0.80278 | 0.82088 | 0.8202 | 0.80248 | 0.77385 | 0.74012 | 0.70051 | 0.65449 | 0.60182 | 0.55482 | 0.52368 | 0.50907 | 0.51156 | 0.51407
F3_Commercial_College_Existing_Water Heating_Natural Gas_Water Heater_E5 | F3 | Commercial | College | Existing | Water Heating | Natural Gas | Water Heater | E5 | PACT BC Ratio | 0 | 0 | 0 | 0 | 0 | 0 | 0 | 0 | 0 | 0 | 0 | 0 | 0 | 0 | 0 | 0 | 0 | 0 | 0 | 0 | 0 | 0 | 0 | 0 | 0 | 0 | 0
F3_Commercial_College_Existing_Water Heating_Natural Gas_Water Heater_E6 | F3 | Commercial | College | Existing | Water Heating | Natural Gas | Water Heater | E6 | PACT BC Ratio | 0 | 0 | 0 | 0 | 0 | 0 | 0 | 0 | 0 | 0 | 0 | 0 | 0 | 0 | 0 | 0 | 0 | 0 | 0 | 0 | 0 | 0 | 0 | 0 | 0 | 0 | 0
F3_Commercial_College_Existing_Water Heating_Natural Gas_Water Heater_E7 | F3 | Commercial | College | Existing | Water Heating | Natural Gas | Water Heater | E7 | PACT BC Ratio | 0 | 0 | 0 | 0 | 0 | 0 | 0 | 0 | 0 | 0 | 0 | 0 | 0 | 0 | 0 | 0 | 0 | 0 | 0 | 0 | 0 | 0 | 0 | 0 | 0 | 0 | 0
F3_Commercial_College_Existing_Water Heating_Natural Gas_Water Heater_E8 | F3 | Commercial | College | Existing | Water Heating | Natural Gas | Water Heater | E8 | PACT BC Ratio | 0 | 0 | 0 | 0 | 0 | 0 | 0 | 0 | 0 | 0 | 0 | 0 | 0 | 0 | 0 | 0 | 0 | 0 | 0 | 0 | 0 | 0 | 0 | 0 | 0 | 0 | 0
F3_Commercial_College_Existing_Water Heating_Natural Gas_Water Heater_E9 | F3 | Commercial | College | Existing | Water Heating | Natural Gas | Water Heater | E9 | PACT BC Ratio | 0 | 0 | 0 | 0 | 0 | 0 | 0 | 0 | 0 | 0 | 0 | 0 | 0 | 0 | 0 | 0 | 0 | 0 | 0 | 0 | 0 | 0 | 0 | 0 | 0 | 0 | 0
F3_Commercial_College_Existing_Water Heating_Natural Gas_Water Heater_E10 | F3 | Commercial | College | Existing | Water Heating | Natural Gas | Water Heater | E10 | PACT BC Ratio | 0 | 0 | 0 | 0 | 0 | 0 | 0 | 0 | 0 | 0 | 0 | 0 | 0 | 0 | 0 | 0 | 0 | 0 | 0 | 0 | 0 | 0 | 0 | 0 | 0 | 0 | 0
F4_Commercial_College_Existing_Water Heating_Natural Gas_Water Heater_E1 | F4 | Commercial | College | Existing | Water Heating | Natural Gas | Water Heater | E1 | RVT BC Ratio | bar: 2021 to 2047
F4_Commercial_College_Existing_Water Heating_Natural Gas_Water Heater_E2 | F4 | Commercial | College | Existing | Water Heating | Natural Gas | Water Heater | E2 | RVT BC Ratio | 0.7 | 0.7 | 0.7 | 0.7 | 0.7 | 0.7 | 0.7 | 0.7 | 0.7 | 0.7 | 0.7 | 0.7 | 0.7 | 0.7 | 0.7 | 0.7 | 0.7 | 0.7 | 0.7 | 0.7 | 0.7 | 0.7 | 0.7 | 0.7 | 0.7 | 0.7 | 0.7
F4_Commercial_College_Existing_Water Heating_Natural Gas_Water Heater_E3 | F4 | Commercial | College | Existing | Water Heating | Natural Gas | Water Heater | E3 | RVT BC Ratio | bar: 2021 to 2047
F4_Commercial_College_Existing_Water Heating_Natural Gas_Water Heater_E4 | F4 | Commercial | College | Existing | Water Heating | Natural Gas | Water Heater | E4 | RVT BC Ratio | 0 | 0 | 0.7 | 0.7 | 0.7 | 0.7 | 0.7 | 0.7 | 0.7 | 0.7 | 0.7 | 0.7 | 0.7 | 0.7 | 0.7 | 0.7 | 0.7 | 0.7 | 0.7 | 0.7 | 0.7 | 0.7 | 0.7 | 0.7 | 0.7 | 0.7 | 0.7
F4_Commercial_College_Existing_Water Heating_Natural Gas_Water Heater_E5 | F4 | Commercial | College | Existing | Water Heating | Natural Gas | Water Heater | E5 | RVT BC Ratio | 0 | 0 | 0 | 0 | 0 | 0 | 0 | 0 | 0 | 0 | 0 | 0 | 0 | 0 | 0 | 0 | 0 | 0 | 0 | 0 | 0 | 0 | 0 | 0 | 0 | 0 | 0
F4_Commercial_College_Existing_Water Heating_Natural Gas_Water Heater_E6 | F4 | Commercial | College | Existing | Water Heating | Natural Gas | Water Heater | E6 | RVT BC Ratio | 0 | 0 | 0 | 0 | 0 | 0 | 0 | 0 | 0 | 0 | 0 | 0 | 0 | 0 | 0 | 0 | 0 | 0 | 0 | 0 | 0 | 0 | 0 | 0 | 0 | 0 | 0
F4_Commercial_College_Existing_Water Heating_Natural Gas_Water Heater_E7 | F4 | Commercial | College | Existing | Water Heating | Natural Gas | Water Heater | E7 | RVT BC Ratio | 0 | 0 | 0 | 0 | 0 | 0 | 0 | 0 | 0 | 0 | 0 | 0 | 0 | 0 | 0 | 0 | 0 | 0 | 0 | 0 | 0 | 0 | 0 | 0 | 0 | 0 | 0
F4_Commercial_College_Existing_Water Heating_Natural Gas_Water Heater_E8 | F4 | Commercial | College | Existing | Water Heating | Natural Gas | Water Heater | E8 | RVT BC Ratio | 0 | 0 | 0 | 0 | 0 | 0 | 0 | 0 | 0 | 0 | 0 | 0 | 0 | 0 | 0 | 0 | 0 | 0 | 0 | 0 | 0 | 0 | 0 | 0 | 0 | 0 | 0
F4_Commercial_College_Existing_Water Heating_Natural Gas_Water Heater_E9 | F4 | Commercial | College | Existing | Water Heating | Natural Gas | Water Heater | E9 | RVT BC Ratio | 0 | 0 | 0 | 0 | 0 | 0 | 0 | 0 | 0 | 0 | 0 | 0 | 0 | 0 | 0 | 0 | 0 | 0 | 0 | 0 | 0 | 0 | 0 | 0 | 0 | 0 | 0
F4_Commercial_College_Existing_Water Heating_Natural Gas_Water Heater_E10 | F4 | Commercial | College | Existing | Water Heating | Natural Gas | Water Heater | E10 | RVT BC Ratio | 0 | 0 | 0 | 0 | 0 | 0 | 0 | 0 | 0 | 0 | 0 | 0 | 0 | 0 | 0 | 0 | 0 | 0 | 0 | 0 | 0 | 0 | 0 | 0 | 0 | 0 | 0
F5_Commercial_College_Existing_Water Heating_Natural Gas_Water Heater_E1 | F5 | Commercial | College | Existing | Water Heating | Natural Gas | Water Heater | E1 | RIM BC Ratio | bar: 2021 to 2047
F5_Commercial_College_Existing_Water Heating_Natural Gas_Water Heater_E2 | F5 | Commercial | College | Existing | Water Heating | Natural Gas | Water Heater | E2 | RIM BC Ratio | 6.6572 | 6.5612 | 6.4675 | 6.3766 | 6.3775 | 6.438 | 6.536 | 6.6548 | 6.783 | 6.9142 | 7.0439 | 7.1587 | 7.2463 | 7.2836 | 7.2664 | 7.1951 | 7.0753 | 6.9185 | 6.7318 | 6.5104 | 6.2515 | 5.9535 | 5.6889 | 5.5176 | 5.4437 | 5.4704 | 5.4972
F5_Commercial_College_Existing_Water Heating_Natural Gas_Water Heater_E3 | F5 | Commercial | College | Existing | Water Heating | Natural Gas | Water Heater | E3 | RIM BC Ratio | bar: 2021 to 2047
F5_Commercial_College_Existing_Water Heating_Natural Gas_Water Heater_E4 | F5 | Commercial | College | Existing | Water Heating | Natural Gas | Water Heater | E4 | RIM BC Ratio | 0 | 0 | 0.58842 | 0.56284 | 0.55259 | 0.55224 | 0.55925 | 0.57361 | 0.59654 | 0.63035 | 0.67367 | 0.72129 | 0.7677 | 0.80278 | 0.82088 | 0.8202 | 0.80248 | 0.77385 | 0.74012 | 0.70051 | 0.65449 | 0.60182 | 0.55482 | 0.52368 | 0.50907 | 0.51156 | 0.51407
F5_Commercial_College_Existing_Water Heating_Natural Gas_Water Heater_E5 | F5 | Commercial | College | Existing | Water Heating | Natural Gas | Water Heater | E5 | RIM BC Ratio | 0 | 0 | 0 | 0 | 0 | 0 | 0 | 0 | 0 | 0 | 0 | 0 | 0 | 0 | 0 | 0 | 0 | 0 | 0 | 0 | 0 | 0 | 0 | 0 | 0 | 0 | 0
F5_Commercial_College_Existing_Water Heating_Natural Gas_Water Heater_E6 | F5 | Commercial | College | Existing | Water Heating | Natural Gas | Water Heater | E6 | RIM BC Ratio | 0 | 0 | 0 | 0 | 0 | 0 | 0 | 0 | 0 | 0 | 0 | 0 | 0 | 0 | 0 | 0 | 0 | 0 | 0 | 0 | 0 | 0 | 0 | 0 | 0 | 0 | 0
F5_Commercial_College_Existing_Water Heating_Natural Gas_Water Heater_E7 | F5 | Commercial | College | Existing | Water Heating | Natural Gas | Water Heater | E7 | RIM BC Ratio | 0 | 0 | 0 | 0 | 0 | 0 | 0 | 0 | 0 | 0 | 0 | 0 | 0 | 0 | 0 | 0 | 0 | 0 | 0 | 0 | 0 | 0 | 0 | 0 | 0 | 0 | 0
F5_Commercial_College_Existing_Water Heating_Natural Gas_Water Heater_E8 | F5 | Commercial | College | Existing | Water Heating | Natural Gas | Water Heater | E8 | RIM BC Ratio | 0 | 0 | 0 | 0 | 0 | 0 | 0 | 0 | 0 | 0 | 0 | 0 | 0 | 0 | 0 | 0 | 0 | 0 | 0 | 0 | 0 | 0 | 0 | 0 | 0 | 0 | 0
F5_Commercial_College_Existing_Water Heating_Natural Gas_Water Heater_E9 | F5 | Commercial | College | Existing | Water Heating | Natural Gas | Water Heater | E9 | RIM BC Ratio | 0 | 0 | 0 | 0 | 0 | 0 | 0 | 0 | 0 | 0 | 0 | 0 | 0 | 0 | 0 | 0 | 0 | 0 | 0 | 0 | 0 | 0 | 0 | 0 | 0 | 0 | 0
F5_Commercial_College_Existing_Water Heating_Natural Gas_Water Heater_E10 | F5 | Commercial | College | Existing | Water Heating | Natural Gas | Water Heater | E10 | RIM BC Ratio | 0 | 0 | 0 | 0 | 0 | 0 | 0 | 0 | 0 | 0 | 0 | 0 | 0 | 0 | 0 | 0 | 0 | 0 | 0 | 0 | 0 | 0 | 0 | 0 | 0 | 0 | 0
F0_Commercial_College_Existing_Food Preparation_Natural Gas_Oven_E0 | F0 | Commercial | College | Existing | Food Preparation | Natural Gas | Oven | E0 | Economic Unit | ENERGY STAR (>42% Baking Efficiency) | ENERGY STAR (>42% Baking Efficiency) | ENERGY STAR (>42% Baking Efficiency) | ENERGY STAR (>42% Baking Efficiency) | ENERGY STAR (>42% Baking Efficiency) | ENERGY STAR (>42% Baking Efficiency) | ENERGY STAR (>42% Baking Efficiency) | ENERGY STAR (>42% Baking Efficiency) | ENERGY STAR (>42% Baking Efficiency) | ENERGY STAR (>42% Baking Efficiency) | ENERGY STAR (>42% Baking Efficiency) | ENERGY STAR (>42% Baking Efficiency) | ENERGY STAR (>42% Baking Efficiency) | ENERGY STAR (>42% Baking Efficiency) | ENERGY STAR (>42% Baking Efficiency) | ENERGY STAR (>42% Baking Efficiency) | ENERGY STAR (>42% Baking Efficiency) | ENERGY STAR (>42% Baking Efficiency) | ENERGY STAR (>42% Baking Efficiency) | ENERGY STAR (>42% Baking Efficiency) | ENERGY STAR (>42% Baking Efficiency) | ENERGY STAR (>42% Baking Efficiency) | ENERGY STAR (>42% Baking Efficiency) | ENERGY STAR (>42% Baking Efficiency) | ENERGY STAR (>42% Baking Efficiency) | ENERGY STAR (>42% Baking Efficiency) | ENERGY STAR (>42% Baking Efficiency)
F1_Commercial_College_Existing_Food Preparation_Natural Gas_Oven_E1 | F1 | Commercial | College | Existing | Food Preparation | Natural Gas | Oven | E1 | CCE | 0 | 0 | 0 | 0 | 0 | 0 | 0 | 0 | 0 | 0 | 0 | 0 | 0 | 0 | 0 | 0 | 0 | 0 | 0 | 0 | 0 | 0 | 0 | 0 | 0 | 0 | 0
F1_Commercial_College_Existing_Food Preparation_Natural Gas_Oven_E2 | F1 | Commercial | College | Existing | Food Preparation | Natural Gas | Oven | E2 | CCE | 0.0064069 | 0.0064069 | 0.0064069 | 0.0064069 | 0.0064069 | 0.0064069 | 0.0064069 | 0.0064069 | 0.0064069 | 0.0064069 | 0.0064069 | 0.0064069 | 0.0064069 | 0.0064069 | 0.0064069 | 0.0064069 | 0.0064069 | 0.0064069 | 0.0064069 | 0.0064069 | 0.0064069 | 0.0064069 | 0.0064069 | 0.0064069 | 0.0064069 | 0.0064069 | 0.0064069
F1_Commercial_College_Existing_Food Preparation_Natural Gas_Oven_E3 | F1 | Commercial | College | Existing | Food Preparation | Natural Gas | Oven | E3 | CCE | 0 | 0 | 0 | 0 | 0 | 0 | 0 | 0 | 0 | 0 | 0 | 0 | 0 | 0 | 0 | 0 | 0 | 0 | 0 | 0 | 0 | 0 | 0 | 0 | 0 | 0 | 0
F1_Commercial_College_Existing_Food Preparation_Natural Gas_Oven_E4 | F1 | Commercial | College | Existing | Food Preparation | Natural Gas | Oven | E4 | CCE | 0 | 0 | 0 | 0 | 0 | 0 | 0 | 0 | 0 | 0 | 0 | 0 | 0 | 0 | 0 | 0 | 0 | 0 | 0 | 0 | 0 | 0 | 0 | 0 | 0 | 0 | 0
F1_Commercial_College_Existing_Food Preparation_Natural Gas_Oven_E5 | F1 | Commercial | College | Existing | Food Preparation | Natural Gas | Oven | E5 | CCE | 0 | 0 | 0 | 0 | 0 | 0 | 0 | 0 | 0 | 0 | 0 | 0 | 0 | 0 | 0 | 0 | 0 | 0 | 0 | 0 | 0 | 0 | 0 | 0 | 0 | 0 | 0
F1_Commercial_College_Existing_Food Preparation_Natural Gas_Oven_E6 | F1 | Commercial | College | Existing | Food Preparation | Natural Gas | Oven | E6 | CCE | 0 | 0 | 0 | 0 | 0 | 0 | 0 | 0 | 0 | 0 | 0 | 0 | 0 | 0 | 0 | 0 | 0 | 0 | 0 | 0 | 0 | 0 | 0 | 0 | 0 | 0 | 0
F1_Commercial_College_Existing_Food Preparation_Natural Gas_Oven_E7 | F1 | Commercial | College | Existing | Food Preparation | Natural Gas | Oven | E7 | CCE | 0 | 0 | 0 | 0 | 0 | 0 | 0 | 0 | 0 | 0 | 0 | 0 | 0 | 0 | 0 | 0 | 0 | 0 | 0 | 0 | 0 | 0 | 0 | 0 | 0 | 0 | 0
F1_Commercial_College_Existing_Food Preparation_Natural Gas_Oven_E8 | F1 | Commercial | College | Existing | Food Preparation | Natural Gas | Oven | E8 | CCE | 0 | 0 | 0 | 0 | 0 | 0 | 0 | 0 | 0 | 0 | 0 | 0 | 0 | 0 | 0 | 0 | 0 | 0 | 0 | 0 | 0 | 0 | 0 | 0 | 0 | 0 | 0
F1_Commercial_College_Existing_Food Preparation_Natural Gas_Oven_E9 | F1 | Commercial | College | Existing | Food Preparation | Natural Gas | Oven | E9 | CCE | 0 | 0 | 0 | 0 | 0 | 0 | 0 | 0 | 0 | 0 | 0 | 0 | 0 | 0 | 0 | 0 | 0 | 0 | 0 | 0 | 0 | 0 | 0 | 0 | 0 | 0 | 0
F1_Commercial_College_Existing_Food Preparation_Natural Gas_Oven_E10 | F1 | Commercial | College | Existing | Food Preparation | Natural Gas | Oven | E10 | CCE | 0 | 0 | 0 | 0 | 0 | 0 | 0 | 0 | 0 | 0 | 0 | 0 | 0 | 0 | 0 | 0 | 0 | 0 | 0 | 0 | 0 | 0 | 0 | 0 | 0 | 0 | 0
F2_Commercial_College_Existing_Food Preparation_Natural Gas_Oven_E1 | F2 | Commercial | College | Existing | Food Preparation | Natural Gas | Oven | E1 | TRC BC Ratio | bar: 2021 to 2047
F2_Commercial_College_Existing_Food Preparation_Natural Gas_Oven_E2 | F2 | Commercial | College | Existing | Food Preparation | Natural Gas | Oven | E2 | TRC BC Ratio | 2.1435 | 2.1209 | 2.0991 | 2.0784 | 2.0838 | 2.1062 | 2.1397 | 2.1792 | 2.22 | 2.2569 | 2.287 | 2.3059 | 2.3122 | 2.3039 | 2.2841 | 2.2551 | 2.2186 | 2.175 | 2.1228 | 2.0608 | 1.9881 | 1.9043 | 1.83 | 1.7822 | 1.7622 | 1.7709 | 1.7795
F2_Commercial_College_Existing_Food Preparation_Natural Gas_Oven_E3 | F2 | Commercial | College | Existing | Food Preparation | Natural Gas | Oven | E3 | TRC BC Ratio | 0 | 0 | 0 | 0 | 0 | 0 | 0 | 0 | 0 | 0 | 0 | 0 | 0 | 0 | 0 | 0 | 0 | 0 | 0 | 0 | 0 | 0 | 0 | 0 | 0 | 0 | 0
F2_Commercial_College_Existing_Food Preparation_Natural Gas_Oven_E4 | F2 | Commercial | College | Existing | Food Preparation | Natural Gas | Oven | E4 | TRC BC Ratio | 0 | 0 | 0 | 0 | 0 | 0 | 0 | 0 | 0 | 0 | 0 | 0 | 0 | 0 | 0 | 0 | 0 | 0 | 0 | 0 | 0 | 0 | 0 | 0 | 0 | 0 | 0
F2_Commercial_College_Existing_Food Preparation_Natural Gas_Oven_E5 | F2 | Commercial | College | Existing | Food Preparation | Natural Gas | Oven | E5 | TRC BC Ratio | 0 | 0 | 0 | 0 | 0 | 0 | 0 | 0 | 0 | 0 | 0 | 0 | 0 | 0 | 0 | 0 | 0 | 0 | 0 | 0 | 0 | 0 | 0 | 0 | 0 | 0 | 0
F2_Commercial_College_Existing_Food Preparation_Natural Gas_Oven_E6 | F2 | Commercial | College | Existing | Food Preparation | Natural Gas | Oven | E6 | TRC BC Ratio | 0 | 0 | 0 | 0 | 0 | 0 | 0 | 0 | 0 | 0 | 0 | 0 | 0 | 0 | 0 | 0 | 0 | 0 | 0 | 0 | 0 | 0 | 0 | 0 | 0 | 0 | 0
F2_Commercial_College_Existing_Food Preparation_Natural Gas_Oven_E7 | F2 | Commercial | College | Existing | Food Preparation | Natural Gas | Oven | E7 | TRC BC Ratio | 0 | 0 | 0 | 0 | 0 | 0 | 0 | 0 | 0 | 0 | 0 | 0 | 0 | 0 | 0 | 0 | 0 | 0 | 0 | 0 | 0 | 0 | 0 | 0 | 0 | 0 | 0
F2_Commercial_College_Existing_Food Preparation_Natural Gas_Oven_E8 | F2 | Commercial | College | Existing | Food Preparation | Natural Gas | Oven | E8 | TRC BC Ratio | 0 | 0 | 0 | 0 | 0 | 0 | 0 | 0 | 0 | 0 | 0 | 0 | 0 | 0 | 0 | 0 | 0 | 0 | 0 | 0 | 0 | 0 | 0 | 0 | 0 | 0 | 0
F2_Commercial_College_Existing_Food Preparation_Natural Gas_Oven_E9 | F2 | Commercial | College | Existing | Food Preparation | Natural Gas | Oven | E9 | TRC BC Ratio | 0 | 0 | 0 | 0 | 0 | 0 | 0 | 0 | 0 | 0 | 0 | 0 | 0 | 0 | 0 | 0 | 0 | 0 | 0 | 0 | 0 | 0 | 0 | 0 | 0 | 0 | 0
F2_Commercial_College_Existing_Food Preparation_Natural Gas_Oven_E10 | F2 | Commercial | College | Existing | Food Preparation | Natural Gas | Oven | E10 | TRC BC Ratio | 0 | 0 | 0 | 0 | 0 | 0 | 0 | 0 | 0 | 0 | 0 | 0 | 0 | 0 | 0 | 0 | 0 | 0 | 0 | 0 | 0 | 0 | 0 | 0 | 0 | 0 | 0
F3_Commercial_College_Existing_Food Preparation_Natural Gas_Oven_E1 | F3 | Commercial | College | Existing | Food Preparation | Natural Gas | Oven | E1 | PACT BC Ratio | bar: 2021 to 2047
F3_Commercial_College_Existing_Food Preparation_Natural Gas_Oven_E2 | F3 | Commercial | College | Existing | Food Preparation | Natural Gas | Oven | E2 | PACT BC Ratio | 2.8204 | 2.7906 | 2.762 | 2.7347 | 2.7418 | 2.7714 | 2.8154 | 2.8674 | 2.9211 | 2.9697 | 3.0092 | 3.0341 | 3.0424 | 3.0315 | 3.0054 | 2.9673 | 2.9193 | 2.8618 | 2.7932 | 2.7116 | 2.6159 | 2.5056 | 2.4079 | 2.3451 | 2.3187 | 2.3301 | 2.3415
F3_Commercial_College_Existing_Food Preparation_Natural Gas_Oven_E3 | F3 | Commercial | College | Existing | Food Preparation | Natural Gas | Oven | E3 | PACT BC Ratio | 0 | 0 | 0 | 0 | 0 | 0 | 0 | 0 | 0 | 0 | 0 | 0 | 0 | 0 | 0 | 0 | 0 | 0 | 0 | 0 | 0 | 0 | 0 | 0 | 0 | 0 | 0
F3_Commercial_College_Existing_Food Preparation_Natural Gas_Oven_E4 | F3 | Commercial | College | Existing | Food Preparation | Natural Gas | Oven | E4 | PACT BC Ratio | 0 | 0 | 0 | 0 | 0 | 0 | 0 | 0 | 0 | 0 | 0 | 0 | 0 | 0 | 0 | 0 | 0 | 0 | 0 | 0 | 0 | 0 | 0 | 0 | 0 | 0 | 0
F3_Commercial_College_Existing_Food Preparation_Natural Gas_Oven_E5 | F3 | Commercial | College | Existing | Food Preparation | Natural Gas | Oven | E5 | PACT BC Ratio | 0 | 0 | 0 | 0 | 0 | 0 | 0 | 0 | 0 | 0 | 0 | 0 | 0 | 0 | 0 | 0 | 0 | 0 | 0 | 0 | 0 | 0 | 0 | 0 | 0 | 0 | 0
F3_Commercial_College_Existing_Food Preparation_Natural Gas_Oven_E6 | F3 | Commercial | College | Existing | Food Preparation | Natural Gas | Oven | E6 | PACT BC Ratio | 0 | 0 | 0 | 0 | 0 | 0 | 0 | 0 | 0 | 0 | 0 | 0 | 0 | 0 | 0 | 0 | 0 | 0 | 0 | 0 | 0 | 0 | 0 | 0 | 0 | 0 | 0
F3_Commercial_College_Existing_Food Preparation_Natural Gas_Oven_E7 | F3 | Commercial | College | Existing | Food Preparation | Natural Gas | Oven | E7 | PACT BC Ratio | 0 | 0 | 0 | 0 | 0 | 0 | 0 | 0 | 0 | 0 | 0 | 0 | 0 | 0 | 0 | 0 | 0 | 0 | 0 | 0 | 0 | 0 | 0 | 0 | 0 | 0 | 0
F3_Commercial_College_Existing_Food Preparation_Natural Gas_Oven_E8 | F3 | Commercial | College | Existing | Food Preparation | Natural Gas | Oven | E8 | PACT BC Ratio | 0 | 0 | 0 | 0 | 0 | 0 | 0 | 0 | 0 | 0 | 0 | 0 | 0 | 0 | 0 | 0 | 0 | 0 | 0 | 0 | 0 | 0 | 0 | 0 | 0 | 0 | 0
F3_Commercial_College_Existing_Food Preparation_Natural Gas_Oven_E9 | F3 | Commercial | College | Existing | Food Preparation | Natural Gas | Oven | E9 | PACT BC Ratio | 0 | 0 | 0 | 0 | 0 | 0 | 0 | 0 | 0 | 0 | 0 | 0 | 0 | 0 | 0 | 0 | 0 | 0 | 0 | 0 | 0 | 0 | 0 | 0 | 0 | 0 | 0
F3_Commercial_College_Existing_Food Preparation_Natural Gas_Oven_E10 | F3 | Commercial | College | Existing | Food Preparation | Natural Gas | Oven | E10 | PACT BC Ratio | 0 | 0 | 0 | 0 | 0 | 0 | 0 | 0 | 0 | 0 | 0 | 0 | 0 | 0 | 0 | 0 | 0 | 0 | 0 | 0 | 0 | 0 | 0 | 0 | 0 | 0 | 0
F4_Commercial_College_Existing_Food Preparation_Natural Gas_Oven_E1 | F4 | Commercial | College | Existing | Food Preparation | Natural Gas | Oven | E1 | RVT BC Ratio | bar: 2021 to 2047
F4_Commercial_College_Existing_Food Preparation_Natural Gas_Oven_E2 | F4 | Commercial | College | Existing | Food Preparation | Natural Gas | Oven | E2 | RVT BC Ratio | 0.7 | 0.7 | 0.7 | 0.7 | 0.7 | 0.7 | 0.7 | 0.7 | 0.7 | 0.7 | 0.7 | 0.7 | 0.7 | 0.7 | 0.7 | 0.7 | 0.7 | 0.7 | 0.7 | 0.7 | 0.7 | 0.7 | 0.7 | 0.7 | 0.7 | 0.7 | 0.7
F4_Commercial_College_Existing_Food Preparation_Natural Gas_Oven_E3 | F4 | Commercial | College | Existing | Food Preparation | Natural Gas | Oven | E3 | RVT BC Ratio | 0 | 0 | 0 | 0 | 0 | 0 | 0 | 0 | 0 | 0 | 0 | 0 | 0 | 0 | 0 | 0 | 0 | 0 | 0 | 0 | 0 | 0 | 0 | 0 | 0 | 0 | 0
F4_Commercial_College_Existing_Food Preparation_Natural Gas_Oven_E4 | F4 | Commercial | College | Existing | Food Preparation | Natural Gas | Oven | E4 | RVT BC Ratio | 0 | 0 | 0 | 0 | 0 | 0 | 0 | 0 | 0 | 0 | 0 | 0 | 0 | 0 | 0 | 0 | 0 | 0 | 0 | 0 | 0 | 0 | 0 | 0 | 0 | 0 | 0
F4_Commercial_College_Existing_Food Preparation_Natural Gas_Oven_E5 | F4 | Commercial | College | Existing | Food Preparation | Natural Gas | Oven | E5 | RVT BC Ratio | 0 | 0 | 0 | 0 | 0 | 0 | 0 | 0 | 0 | 0 | 0 | 0 | 0 | 0 | 0 | 0 | 0 | 0 | 0 | 0 | 0 | 0 | 0 | 0 | 0 | 0 | 0
F4_Commercial_College_Existing_Food Preparation_Natural Gas_Oven_E6 | F4 | Commercial | College | Existing | Food Preparation | Natural Gas | Oven | E6 | RVT BC Ratio | 0 | 0 | 0 | 0 | 0 | 0 | 0 | 0 | 0 | 0 | 0 | 0 | 0 | 0 | 0 | 0 | 0 | 0 | 0 | 0 | 0 | 0 | 0 | 0 | 0 | 0 | 0
F4_Commercial_College_Existing_Food Preparation_Natural Gas_Oven_E7 | F4 | Commercial | College | Existing | Food Preparation | Natural Gas | Oven | E7 | RVT BC Ratio | 0 | 0 | 0 | 0 | 0 | 0 | 0 | 0 | 0 | 0 | 0 | 0 | 0 | 0 | 0 | 0 | 0 | 0 | 0 | 0 | 0 | 0 | 0 | 0 | 0 | 0 | 0
F4_Commercial_College_Existing_Food Preparation_Natural Gas_Oven_E8 | F4 | Commercial | College | Existing | Food Preparation | Natural Gas | Oven | E8 | RVT BC Ratio | 0 | 0 | 0 | 0 | 0 | 0 | 0 | 0 | 0 | 0 | 0 | 0 | 0 | 0 | 0 | 0 | 0 | 0 | 0 | 0 | 0 | 0 | 0 | 0 | 0 | 0 | 0
F4_Commercial_College_Existing_Food Preparation_Natural Gas_Oven_E9 | F4 | Commercial | College | Existing | Food Preparation | Natural Gas | Oven | E9 | RVT BC Ratio | 0 | 0 | 0 | 0 | 0 | 0 | 0 | 0 | 0 | 0 | 0 | 0 | 0 | 0 | 0 | 0 | 0 | 0 | 0 | 0 | 0 | 0 | 0 | 0 | 0 | 0 | 0
F4_Commercial_College_Existing_Food Preparation_Natural Gas_Oven_E10 | F4 | Commercial | College | Existing | Food Preparation | Natural Gas | Oven | E10 | RVT BC Ratio | 0 | 0 | 0 | 0 | 0 | 0 | 0 | 0 | 0 | 0 | 0 | 0 | 0 | 0 | 0 | 0 | 0 | 0 | 0 | 0 | 0 | 0 | 0 | 0 | 0 | 0 | 0
F5_Commercial_College_Existing_Food Preparation_Natural Gas_Oven_E1 | F5 | Commercial | College | Existing | Food Preparation | Natural Gas | Oven | E1 | RIM BC Ratio | bar: 2021 to 2047
F5_Commercial_College_Existing_Food Preparation_Natural Gas_Oven_E2 | F5 | Commercial | College | Existing | Food Preparation | Natural Gas | Oven | E2 | RIM BC Ratio | 2.8204 | 2.7906 | 2.762 | 2.7347 | 2.7418 | 2.7714 | 2.8154 | 2.8674 | 2.9211 | 2.9697 | 3.0092 | 3.0341 | 3.0424 | 3.0315 | 3.0054 | 2.9673 | 2.9193 | 2.8618 | 2.7932 | 2.7116 | 2.6159 | 2.5056 | 2.4079 | 2.3451 | 2.3187 | 2.3301 | 2.3415
F5_Commercial_College_Existing_Food Preparation_Natural Gas_Oven_E3 | F5 | Commercial | College | Existing | Food Preparation | Natural Gas | Oven | E3 | RIM BC Ratio | 0 | 0 | 0 | 0 | 0 | 0 | 0 | 0 | 0 | 0 | 0 | 0 | 0 | 0 | 0 | 0 | 0 | 0 | 0 | 0 | 0 | 0 | 0 | 0 | 0 | 0 | 0
F5_Commercial_College_Existing_Food Preparation_Natural Gas_Oven_E4 | F5 | Commercial | College | Existing | Food Preparation | Natural Gas | Oven | E4 | RIM BC Ratio | 0 | 0 | 0 | 0 | 0 | 0 | 0 | 0 | 0 | 0 | 0 | 0 | 0 | 0 | 0 | 0 | 0 | 0 | 0 | 0 | 0 | 0 | 0 | 0 | 0 | 0 | 0
F5_Commercial_College_Existing_Food Preparation_Natural Gas_Oven_E5 | F5 | Commercial | College | Existing | Food Preparation | Natural Gas | Oven | E5 | RIM BC Ratio | 0 | 0 | 0 | 0 | 0 | 0 | 0 | 0 | 0 | 0 | 0 | 0 | 0 | 0 | 0 | 0 | 0 | 0 | 0 | 0 | 0 | 0 | 0 | 0 | 0 | 0 | 0
F5_Commercial_College_Existing_Food Preparation_Natural Gas_Oven_E6 | F5 | Commercial | College | Existing | Food Preparation | Natural Gas | Oven | E6 | RIM BC Ratio | 0 | 0 | 0 | 0 | 0 | 0 | 0 | 0 | 0 | 0 | 0 | 0 | 0 | 0 | 0 | 0 | 0 | 0 | 0 | 0 | 0 | 0 | 0 | 0 | 0 | 0 | 0
F5_Commercial_College_Existing_Food Preparation_Natural Gas_Oven_E7 | F5 | Commercial | College | Existing | Food Preparation | Natural Gas | Oven | E7 | RIM BC Ratio | 0 | 0 | 0 | 0 | 0 | 0 | 0 | 0 | 0 | 0 | 0 | 0 | 0 | 0 | 0 | 0 | 0 | 0 | 0 | 0 | 0 | 0 | 0 | 0 | 0 | 0 | 0
F5_Commercial_College_Existing_Food Preparation_Natural Gas_Oven_E8 | F5 | Commercial | College | Existing | Food Preparation | Natural Gas | Oven | E8 | RIM BC Ratio | 0 | 0 | 0 | 0 | 0 | 0 | 0 | 0 | 0 | 0 | 0 | 0 | 0 | 0 | 0 | 0 | 0 | 0 | 0 | 0 | 0 | 0 | 0 | 0 | 0 | 0 | 0
F5_Commercial_College_Existing_Food Preparation_Natural Gas_Oven_E9 | F5 | Commercial | College | Existing | Food Preparation | Natural Gas | Oven | E9 | RIM BC Ratio | 0 | 0 | 0 | 0 | 0 | 0 | 0 | 0 | 0 | 0 | 0 | 0 | 0 | 0 | 0 | 0 | 0 | 0 | 0 | 0 | 0 | 0 | 0 | 0 | 0 | 0 | 0
F5_Commercial_College_Existing_Food Preparation_Natural Gas_Oven_E10 | F5 | Commercial | College | Existing | Food Preparation | Natural Gas | Oven | E10 | RIM BC Ratio | 0 | 0 | 0 | 0 | 0 | 0 | 0 | 0 | 0 | 0 | 0 | 0 | 0 | 0 | 0 | 0 | 0 | 0 | 0 | 0 | 0 | 0 | 0 | 0 | 0 | 0 | 0
F0_Commercial_College_Existing_Food Preparation_Natural Gas_Conveyor Oven_E0 | F0 | Commercial | College | Existing | Food Preparation | Natural Gas | Conveyor Oven | E0 | Economic Unit | Efficient (>42% Baking Efficiency) | Efficient (>42% Baking Efficiency) | Efficient (>42% Baking Efficiency) | Efficient (>42% Baking Efficiency) | Efficient (>42% Baking Efficiency) | Efficient (>42% Baking Efficiency) | Efficient (>42% Baking Efficiency) | Efficient (>42% Baking Efficiency) | Efficient (>42% Baking Efficiency) | Efficient (>42% Baking Efficiency) | Efficient (>42% Baking Efficiency) | Efficient (>42% Baking Efficiency) | Efficient (>42% Baking Efficiency) | Efficient (>42% Baking Efficiency) | Efficient (>42% Baking Efficiency) | Efficient (>42% Baking Efficiency) | Efficient (>42% Baking Efficiency) | Efficient (>42% Baking Efficiency) | Efficient (>42% Baking Efficiency) | Efficient (>42% Baking Efficiency) | Efficient (>42% Baking Efficiency) | Efficient (>42% Baking Efficiency) | Efficient (>42% Baking Efficiency) | Efficient (>42% Baking Efficiency) | Efficient (>42% Baking Efficiency) | Efficient (>42% Baking Efficiency) | Efficient (>42% Baking Efficiency)
F1_Commercial_College_Existing_Food Preparation_Natural Gas_Conveyor Oven_E1 | F1 | Commercial | College | Existing | Food Preparation | Natural Gas | Conveyor Oven | E1 | CCE | 0 | 0 | 0 | 0 | 0 | 0 | 0 | 0 | 0 | 0 | 0 | 0 | 0 | 0 | 0 | 0 | 0 | 0 | 0 | 0 | 0 | 0 | 0 | 0 | 0 | 0 | 0
F1_Commercial_College_Existing_Food Preparation_Natural Gas_Conveyor Oven_E2 | F1 | Commercial | College | Existing | Food Preparation | Natural Gas | Conveyor Oven | E2 | CCE | 0.0044579 | 0.0044579 | 0.0044579 | 0.0044579 | 0.0044579 | 0.0044579 | 0.0044579 | 0.0044579 | 0.0044579 | 0.0044579 | 0.0044579 | 0.0044579 | 0.0044579 | 0.0044579 | 0.0044579 | 0.0044579 | 0.0044579 | 0.0044579 | 0.0044579 | 0.0044579 | 0.0044579 | 0.0044579 | 0.0044579 | 0.0044579 | 0.0044579 | 0.0044579 | 0.0044579
F1_Commercial_College_Existing_Food Preparation_Natural Gas_Conveyor Oven_E3 | F1 | Commercial | College | Existing | Food Preparation | Natural Gas | Conveyor Oven | E3 | CCE | 0 | 0 | 0 | 0 | 0 | 0 | 0 | 0 | 0 | 0 | 0 | 0 | 0 | 0 | 0 | 0 | 0 | 0 | 0 | 0 | 0 | 0 | 0 | 0 | 0 | 0 | 0
F1_Commercial_College_Existing_Food Preparation_Natural Gas_Conveyor Oven_E4 | F1 | Commercial | College | Existing | Food Preparation | Natural Gas | Conveyor Oven | E4 | CCE | 0 | 0 | 0 | 0 | 0 | 0 | 0 | 0 | 0 | 0 | 0 | 0 | 0 | 0 | 0 | 0 | 0 | 0 | 0 | 0 | 0 | 0 | 0 | 0 | 0 | 0 | 0
F1_Commercial_College_Existing_Food Preparation_Natural Gas_Conveyor Oven_E5 | F1 | Commercial | College | Existing | Food Preparation | Natural Gas | Conveyor Oven | E5 | CCE | 0 | 0 | 0 | 0 | 0 | 0 | 0 | 0 | 0 | 0 | 0 | 0 | 0 | 0 | 0 | 0 | 0 | 0 | 0 | 0 | 0 | 0 | 0 | 0 | 0 | 0 | 0
F1_Commercial_College_Existing_Food Preparation_Natural Gas_Conveyor Oven_E6 | F1 | Commercial | College | Existing | Food Preparation | Natural Gas | Conveyor Oven | E6 | CCE | 0 | 0 | 0 | 0 | 0 | 0 | 0 | 0 | 0 | 0 | 0 | 0 | 0 | 0 | 0 | 0 | 0 | 0 | 0 | 0 | 0 | 0 | 0 | 0 | 0 | 0 | 0
F1_Commercial_College_Existing_Food Preparation_Natural Gas_Conveyor Oven_E7 | F1 | Commercial | College | Existing | Food Preparation | Natural Gas | Conveyor Oven | E7 | CCE | 0 | 0 | 0 | 0 | 0 | 0 | 0 | 0 | 0 | 0 | 0 | 0 | 0 | 0 | 0 | 0 | 0 | 0 | 0 | 0 | 0 | 0 | 0 | 0 | 0 | 0 | 0
F1_Commercial_College_Existing_Food Preparation_Natural Gas_Conveyor Oven_E8 | F1 | Commercial | College | Existing | Food Preparation | Natural Gas | Conveyor Oven | E8 | CCE | 0 | 0 | 0 | 0 | 0 | 0 | 0 | 0 | 0 | 0 | 0 | 0 | 0 | 0 | 0 | 0 | 0 | 0 | 0 | 0 | 0 | 0 | 0 | 0 | 0 | 0 | 0
F1_Commercial_College_Existing_Food Preparation_Natural Gas_Conveyor Oven_E9 | F1 | Commercial | College | Existing | Food Preparation | Natural Gas | Conveyor Oven | E9 | CCE | 0 | 0 | 0 | 0 | 0 | 0 | 0 | 0 | 0 | 0 | 0 | 0 | 0 | 0 | 0 | 0 | 0 | 0 | 0 | 0 | 0 | 0 | 0 | 0 | 0 | 0 | 0
F1_Commercial_College_Existing_Food Preparation_Natural Gas_Conveyor Oven_E10 | F1 | Commercial | College | Existing | Food Preparation | Natural Gas | Conveyor Oven | E10 | CCE | 0 | 0 | 0 | 0 | 0 | 0 | 0 | 0 | 0 | 0 | 0 | 0 | 0 | 0 | 0 | 0 | 0 | 0 | 0 | 0 | 0 | 0 | 0 | 0 | 0 | 0 | 0
F2_Commercial_College_Existing_Food Preparation_Natural Gas_Conveyor Oven_E1 | F2 | Commercial | College | Existing | Food Preparation | Natural Gas | Conveyor Oven | E1 | TRC BC Ratio | bar: 2021 to 2047
F2_Commercial_College_Existing_Food Preparation_Natural Gas_Conveyor Oven_E2 | F2 | Commercial | College | Existing | Food Preparation | Natural Gas | Conveyor Oven | E2 | TRC BC Ratio | 3.1168 | 3.1026 | 3.0898 | 3.0771 | 3.0914 | 3.1189 | 3.1492 | 3.1746 | 3.1913 | 3.1987 | 3.1992 | 3.1946 | 3.185 | 3.1677 | 3.1435 | 3.1119 | 3.0717 | 3.0231 | 2.9646 | 2.8946 | 2.8121 | 2.7166 | 2.6323 | 2.579 | 2.558 | 2.5706 | 2.5832
F2_Commercial_College_Existing_Food Preparation_Natural Gas_Conveyor Oven_E3 | F2 | Commercial | College | Existing | Food Preparation | Natural Gas | Conveyor Oven | E3 | TRC BC Ratio | 0 | 0 | 0 | 0 | 0 | 0 | 0 | 0 | 0 | 0 | 0 | 0 | 0 | 0 | 0 | 0 | 0 | 0 | 0 | 0 | 0 | 0 | 0 | 0 | 0 | 0 | 0
F2_Commercial_College_Existing_Food Preparation_Natural Gas_Conveyor Oven_E4 | F2 | Commercial | College | Existing | Food Preparation | Natural Gas | Conveyor Oven | E4 | TRC BC Ratio | 0 | 0 | 0 | 0 | 0 | 0 | 0 | 0 | 0 | 0 | 0 | 0 | 0 | 0 | 0 | 0 | 0 | 0 | 0 | 0 | 0 | 0 | 0 | 0 | 0 | 0 | 0
F2_Commercial_College_Existing_Food Preparation_Natural Gas_Conveyor Oven_E5 | F2 | Commercial | College | Existing | Food Preparation | Natural Gas | Conveyor Oven | E5 | TRC BC Ratio | 0 | 0 | 0 | 0 | 0 | 0 | 0 | 0 | 0 | 0 | 0 | 0 | 0 | 0 | 0 | 0 | 0 | 0 | 0 | 0 | 0 | 0 | 0 | 0 | 0 | 0 | 0
F2_Commercial_College_Existing_Food Preparation_Natural Gas_Conveyor Oven_E6 | F2 | Commercial | College | Existing | Food Preparation | Natural Gas | Conveyor Oven | E6 | TRC BC Ratio | 0 | 0 | 0 | 0 | 0 | 0 | 0 | 0 | 0 | 0 | 0 | 0 | 0 | 0 | 0 | 0 | 0 | 0 | 0 | 0 | 0 | 0 | 0 | 0 | 0 | 0 | 0
F2_Commercial_College_Existing_Food Preparation_Natural Gas_Conveyor Oven_E7 | F2 | Commercial | College | Existing | Food Preparation | Natural Gas | Conveyor Oven | E7 | TRC BC Ratio | 0 | 0 | 0 | 0 | 0 | 0 | 0 | 0 | 0 | 0 | 0 | 0 | 0 | 0 | 0 | 0 | 0 | 0 | 0 | 0 | 0 | 0 | 0 | 0 | 0 | 0 | 0
F2_Commercial_College_Existing_Food Preparation_Natural Gas_Conveyor Oven_E8 | F2 | Commercial | College | Existing | Food Preparation | Natural Gas | Conveyor Oven | E8 | TRC BC Ratio | 0 | 0 | 0 | 0 | 0 | 0 | 0 | 0 | 0 | 0 | 0 | 0 | 0 | 0 | 0 | 0 | 0 | 0 | 0 | 0 | 0 | 0 | 0 | 0 | 0 | 0 | 0
F2_Commercial_College_Existing_Food Preparation_Natural Gas_Conveyor Oven_E9 | F2 | Commercial | College | Existing | Food Preparation | Natural Gas | Conveyor Oven | E9 | TRC BC Ratio | 0 | 0 | 0 | 0 | 0 | 0 | 0 | 0 | 0 | 0 | 0 | 0 | 0 | 0 | 0 | 0 | 0 | 0 | 0 | 0 | 0 | 0 | 0 | 0 | 0 | 0 | 0
F2_Commercial_College_Existing_Food Preparation_Natural Gas_Conveyor Oven_E10 | F2 | Commercial | College | Existing | Food Preparation | Natural Gas | Conveyor Oven | E10 | TRC BC Ratio | 0 | 0 | 0 | 0 | 0 | 0 | 0 | 0 | 0 | 0 | 0 | 0 | 0 | 0 | 0 | 0 | 0 | 0 | 0 | 0 | 0 | 0 | 0 | 0 | 0 | 0 | 0
F3_Commercial_College_Existing_Food Preparation_Natural Gas_Conveyor Oven_E1 | F3 | Commercial | College | Existing | Food Preparation | Natural Gas | Conveyor Oven | E1 | PACT BC Ratio | bar: 2021 to 2047
F3_Commercial_College_Existing_Food Preparation_Natural Gas_Conveyor Oven_E2 | F3 | Commercial | College | Existing | Food Preparation | Natural Gas | Conveyor Oven | E2 | PACT BC Ratio | 4.1011 | 4.0824 | 4.0655 | 4.0488 | 4.0676 | 4.1039 | 4.1436 | 4.1771 | 4.1991 | 4.2088 | 4.2095 | 4.2034 | 4.1908 | 4.168 | 4.1362 | 4.0947 | 4.0417 | 3.9778 | 3.9008 | 3.8086 | 3.7001 | 3.5745 | 3.4635 | 3.3934 | 3.3658 | 3.3823 | 3.3989
F3_Commercial_College_Existing_Food Preparation_Natural Gas_Conveyor Oven_E3 | F3 | Commercial | College | Existing | Food Preparation | Natural Gas | Conveyor Oven | E3 | PACT BC Ratio | 0 | 0 | 0 | 0 | 0 | 0 | 0 | 0 | 0 | 0 | 0 | 0 | 0 | 0 | 0 | 0 | 0 | 0 | 0 | 0 | 0 | 0 | 0 | 0 | 0 | 0 | 0
F3_Commercial_College_Existing_Food Preparation_Natural Gas_Conveyor Oven_E4 | F3 | Commercial | College | Existing | Food Preparation | Natural Gas | Conveyor Oven | E4 | PACT BC Ratio | 0 | 0 | 0 | 0 | 0 | 0 | 0 | 0 | 0 | 0 | 0 | 0 | 0 | 0 | 0 | 0 | 0 | 0 | 0 | 0 | 0 | 0 | 0 | 0 | 0 | 0 | 0
F3_Commercial_College_Existing_Food Preparation_Natural Gas_Conveyor Oven_E5 | F3 | Commercial | College | Existing | Food Preparation | Natural Gas | Conveyor Oven | E5 | PACT BC Ratio | 0 | 0 | 0 | 0 | 0 | 0 | 0 | 0 | 0 | 0 | 0 | 0 | 0 | 0 | 0 | 0 | 0 | 0 | 0 | 0 | 0 | 0 | 0 | 0 | 0 | 0 | 0
F3_Commercial_College_Existing_Food Preparation_Natural Gas_Conveyor Oven_E6 | F3 | Commercial | College | Existing | Food Preparation | Natural Gas | Conveyor Oven | E6 | PACT BC Ratio | 0 | 0 | 0 | 0 | 0 | 0 | 0 | 0 | 0 | 0 | 0 | 0 | 0 | 0 | 0 | 0 | 0 | 0 | 0 | 0 | 0 | 0 | 0 | 0 | 0 | 0 | 0
F3_Commercial_College_Existing_Food Preparation_Natural Gas_Conveyor Oven_E7 | F3 | Commercial | College | Existing | Food Preparation | Natural Gas | Conveyor Oven | E7 | PACT BC Ratio | 0 | 0 | 0 | 0 | 0 | 0 | 0 | 0 | 0 | 0 | 0 | 0 | 0 | 0 | 0 | 0 | 0 | 0 | 0 | 0 | 0 | 0 | 0 | 0 | 0 | 0 | 0
F3_Commercial_College_Existing_Food Preparation_Natural Gas_Conveyor Oven_E8 | F3 | Commercial | College | Existing | Food Preparation | Natural Gas | Conveyor Oven | E8 | PACT BC Ratio | 0 | 0 | 0 | 0 | 0 | 0 | 0 | 0 | 0 | 0 | 0 | 0 | 0 | 0 | 0 | 0 | 0 | 0 | 0 | 0 | 0 | 0 | 0 | 0 | 0 | 0 | 0
F3_Commercial_College_Existing_Food Preparation_Natural Gas_Conveyor Oven_E9 | F3 | Commercial | College | Existing | Food Preparation | Natural Gas | Conveyor Oven | E9 | PACT BC Ratio | 0 | 0 | 0 | 0 | 0 | 0 | 0 | 0 | 0 | 0 | 0 | 0 | 0 | 0 | 0 | 0 | 0 | 0 | 0 | 0 | 0 | 0 | 0 | 0 | 0 | 0 | 0
F3_Commercial_College_Existing_Food Preparation_Natural Gas_Conveyor Oven_E10 | F3 | Commercial | College | Existing | Food Preparation | Natural Gas | Conveyor Oven | E10 | PACT BC Ratio | 0 | 0 | 0 | 0 | 0 | 0 | 0 | 0 | 0 | 0 | 0 | 0 | 0 | 0 | 0 | 0 | 0 | 0 | 0 | 0 | 0 | 0 | 0 | 0 | 0 | 0 | 0
F4_Commercial_College_Existing_Food Preparation_Natural Gas_Conveyor Oven_E1 | F4 | Commercial | College | Existing | Food Preparation | Natural Gas | Conveyor Oven | E1 | RVT BC Ratio | bar: 2021 to 2047
F4_Commercial_College_Existing_Food Preparation_Natural Gas_Conveyor Oven_E2 | F4 | Commercial | College | Existing | Food Preparation | Natural Gas | Conveyor Oven | E2 | RVT BC Ratio | 0.7 | 0.7 | 0.7 | 0.7 | 0.7 | 0.7 | 0.7 | 0.7 | 0.7 | 0.7 | 0.7 | 0.7 | 0.7 | 0.7 | 0.7 | 0.7 | 0.7 | 0.7 | 0.7 | 0.7 | 0.7 | 0.7 | 0.7 | 0.7 | 0.7 | 0.7 | 0.7
F4_Commercial_College_Existing_Food Preparation_Natural Gas_Conveyor Oven_E3 | F4 | Commercial | College | Existing | Food Preparation | Natural Gas | Conveyor Oven | E3 | RVT BC Ratio | 0 | 0 | 0 | 0 | 0 | 0 | 0 | 0 | 0 | 0 | 0 | 0 | 0 | 0 | 0 | 0 | 0 | 0 | 0 | 0 | 0 | 0 | 0 | 0 | 0 | 0 | 0
F4_Commercial_College_Existing_Food Preparation_Natural Gas_Conveyor Oven_E4 | F4 | Commercial | College | Existing | Food Preparation | Natural Gas | Conveyor Oven | E4 | RVT BC Ratio | 0 | 0 | 0 | 0 | 0 | 0 | 0 | 0 | 0 | 0 | 0 | 0 | 0 | 0 | 0 | 0 | 0 | 0 | 0 | 0 | 0 | 0 | 0 | 0 | 0 | 0 | 0
F4_Commercial_College_Existing_Food Preparation_Natural Gas_Conveyor Oven_E5 | F4 | Commercial | College | Existing | Food Preparation | Natural Gas | Conveyor Oven | E5 | RVT BC Ratio | 0 | 0 | 0 | 0 | 0 | 0 | 0 | 0 | 0 | 0 | 0 | 0 | 0 | 0 | 0 | 0 | 0 | 0 | 0 | 0 | 0 | 0 | 0 | 0 | 0 | 0 | 0
F4_Commercial_College_Existing_Food Preparation_Natural Gas_Conveyor Oven_E6 | F4 | Commercial | College | Existing | Food Preparation | Natural Gas | Conveyor Oven | E6 | RVT BC Ratio | 0 | 0 | 0 | 0 | 0 | 0 | 0 | 0 | 0 | 0 | 0 | 0 | 0 | 0 | 0 | 0 | 0 | 0 | 0 | 0 | 0 | 0 | 0 | 0 | 0 | 0 | 0
F4_Commercial_College_Existing_Food Preparation_Natural Gas_Conveyor Oven_E7 | F4 | Commercial | College | Existing | Food Preparation | Natural Gas | Conveyor Oven | E7 | RVT BC Ratio | 0 | 0 | 0 | 0 | 0 | 0 | 0 | 0 | 0 | 0 | 0 | 0 | 0 | 0 | 0 | 0 | 0 | 0 | 0 | 0 | 0 | 0 | 0 | 0 | 0 | 0 | 0
F4_Commercial_College_Existing_Food Preparation_Natural Gas_Conveyor Oven_E8 | F4 | Commercial | College | Existing | Food Preparation | Natural Gas | Conveyor Oven | E8 | RVT BC Ratio | 0 | 0 | 0 | 0 | 0 | 0 | 0 | 0 | 0 | 0 | 0 | 0 | 0 | 0 | 0 | 0 | 0 | 0 | 0 | 0 | 0 | 0 | 0 | 0 | 0 | 0 | 0
F4_Commercial_College_Existing_Food Preparation_Natural Gas_Conveyor Oven_E9 | F4 | Commercial | College | Existing | Food Preparation | Natural Gas | Conveyor Oven | E9 | RVT BC Ratio | 0 | 0 | 0 | 0 | 0 | 0 | 0 | 0 | 0 | 0 | 0 | 0 | 0 | 0 | 0 | 0 | 0 | 0 | 0 | 0 | 0 | 0 | 0 | 0 | 0 | 0 | 0
F4_Commercial_College_Existing_Food Preparation_Natural Gas_Conveyor Oven_E10 | F4 | Commercial | College | Existing | Food Preparation | Natural Gas | Conveyor Oven | E10 | RVT BC Ratio | 0 | 0 | 0 | 0 | 0 | 0 | 0 | 0 | 0 | 0 | 0 | 0 | 0 | 0 | 0 | 0 | 0 | 0 | 0 | 0 | 0 | 0 | 0 | 0 | 0 | 0 | 0
F5_Commercial_College_Existing_Food Preparation_Natural Gas_Conveyor Oven_E1 | F5 | Commercial | College | Existing | Food Preparation | Natural Gas | Conveyor Oven | E1 | RIM BC Ratio | bar: 2021 to 2047
F5_Commercial_College_Existing_Food Preparation_Natural Gas_Conveyor Oven_E2 | F5 | Commercial | College | Existing | Food Preparation | Natural Gas | Conveyor Oven | E2 | RIM BC Ratio | 4.1011 | 4.0824 | 4.0655 | 4.0488 | 4.0676 | 4.1039 | 4.1436 | 4.1771 | 4.1991 | 4.2088 | 4.2095 | 4.2034 | 4.1908 | 4.168 | 4.1362 | 4.0947 | 4.0417 | 3.9778 | 3.9008 | 3.8086 | 3.7001 | 3.5745 | 3.4635 | 3.3934 | 3.3658 | 3.3823 | 3.3989
F5_Commercial_College_Existing_Food Preparation_Natural Gas_Conveyor Oven_E3 | F5 | Commercial | College | Existing | Food Preparation | Natural Gas | Conveyor Oven | E3 | RIM BC Ratio | 0 | 0 | 0 | 0 | 0 | 0 | 0 | 0 | 0 | 0 | 0 | 0 | 0 | 0 | 0 | 0 | 0 | 0 | 0 | 0 | 0 | 0 | 0 | 0 | 0 | 0 | 0
F5_Commercial_College_Existing_Food Preparation_Natural Gas_Conveyor Oven_E4 | F5 | Commercial | College | Existing | Food Preparation | Natural Gas | Conveyor Oven | E4 | RIM BC Ratio | 0 | 0 | 0 | 0 | 0 | 0 | 0 | 0 | 0 | 0 | 0 | 0 | 0 | 0 | 0 | 0 | 0 | 0 | 0 | 0 | 0 | 0 | 0 | 0 | 0 | 0 | 0
F5_Commercial_College_Existing_Food Preparation_Natural Gas_Conveyor Oven_E5 | F5 | Commercial | College | Existing | Food Preparation | Natural Gas | Conveyor Oven | E5 | RIM BC Ratio | 0 | 0 | 0 | 0 | 0 | 0 | 0 | 0 | 0 | 0 | 0 | 0 | 0 | 0 | 0 | 0 | 0 | 0 | 0 | 0 | 0 | 0 | 0 | 0 | 0 | 0 | 0
F5_Commercial_College_Existing_Food Preparation_Natural Gas_Conveyor Oven_E6 | F5 | Commercial | College | Existing | Food Preparation | Natural Gas | Conveyor Oven | E6 | RIM BC Ratio | 0 | 0 | 0 | 0 | 0 | 0 | 0 | 0 | 0 | 0 | 0 | 0 | 0 | 0 | 0 | 0 | 0 | 0 | 0 | 0 | 0 | 0 | 0 | 0 | 0 | 0 | 0
F5_Commercial_College_Existing_Food Preparation_Natural Gas_Conveyor Oven_E7 | F5 | Commercial | College | Existing | Food Preparation | Natural Gas | Conveyor Oven | E7 | RIM BC Ratio | 0 | 0 | 0 | 0 | 0 | 0 | 0 | 0 | 0 | 0 | 0 | 0 | 0 | 0 | 0 | 0 | 0 | 0 | 0 | 0 | 0 | 0 | 0 | 0 | 0 | 0 | 0
F5_Commercial_College_Existing_Food Preparation_Natural Gas_Conveyor Oven_E8 | F5 | Commercial | College | Existing | Food Preparation | Natural Gas | Conveyor Oven | E8 | RIM BC Ratio | 0 | 0 | 0 | 0 | 0 | 0 | 0 | 0 | 0 | 0 | 0 | 0 | 0 | 0 | 0 | 0 | 0 | 0 | 0 | 0 | 0 | 0 | 0 | 0 | 0 | 0 | 0
F5_Commercial_College_Existing_Food Preparation_Natural Gas_Conveyor Oven_E9 | F5 | Commercial | College | Existing | Food Preparation | Natural Gas | Conveyor Oven | E9 | RIM BC Ratio | 0 | 0 | 0 | 0 | 0 | 0 | 0 | 0 | 0 | 0 | 0 | 0 | 0 | 0 | 0 | 0 | 0 | 0 | 0 | 0 | 0 | 0 | 0 | 0 | 0 | 0 | 0
F5_Commercial_College_Existing_Food Preparation_Natural Gas_Conveyor Oven_E10 | F5 | Commercial | College | Existing | Food Preparation | Natural Gas | Conveyor Oven | E10 | RIM BC Ratio | 0 | 0 | 0 | 0 | 0 | 0 | 0 | 0 | 0 | 0 | 0 | 0 | 0 | 0 | 0 | 0 | 0 | 0 | 0 | 0 | 0 | 0 | 0 | 0 | 0 | 0 | 0
F0_Commercial_College_Existing_Food Preparation_Natural Gas_Double Rack Oven_E0 | F0 | Commercial | College | Existing | Food Preparation | Natural Gas | Double Rack Oven | E0 | Economic Unit | FTSC Qualified (>50% Cooking Efficiency) | FTSC Qualified (>50% Cooking Efficiency) | FTSC Qualified (>50% Cooking Efficiency) | FTSC Qualified (>50% Cooking Efficiency) | FTSC Qualified (>50% Cooking Efficiency) | FTSC Qualified (>50% Cooking Efficiency) | FTSC Qualified (>50% Cooking Efficiency) | FTSC Qualified (>50% Cooking Efficiency) | FTSC Qualified (>50% Cooking Efficiency) | FTSC Qualified (>50% Cooking Efficiency) | FTSC Qualified (>50% Cooking Efficiency) | FTSC Qualified (>50% Cooking Efficiency) | FTSC Qualified (>50% Cooking Efficiency) | FTSC Qualified (>50% Cooking Efficiency) | FTSC Qualified (>50% Cooking Efficiency) | FTSC Qualified (>50% Cooking Efficiency) | FTSC Qualified (>50% Cooking Efficiency) | FTSC Qualified (>50% Cooking Efficiency) | FTSC Qualified (>50% Cooking Efficiency) | FTSC Qualified (>50% Cooking Efficiency) | FTSC Qualified (>50% Cooking Efficiency) | FTSC Qualified (>50% Cooking Efficiency) | FTSC Qualified (>50% Cooking Efficiency) | FTSC Qualified (>50% Cooking Efficiency) | FTSC Qualified (>50% Cooking Efficiency) | FTSC Qualified (>50% Cooking Efficiency) | FTSC Qualified (>50% Cooking Efficiency)
F1_Commercial_College_Existing_Food Preparation_Natural Gas_Double Rack Oven_E1 | F1 | Commercial | College | Existing | Food Preparation | Natural Gas | Double Rack Oven | E1 | CCE | 0 | 0 | 0 | 0 | 0 | 0 | 0 | 0 | 0 | 0 | 0 | 0 | 0 | 0 | 0 | 0 | 0 | 0 | 0 | 0 | 0 | 0 | 0 | 0 | 0 | 0 | 0
F1_Commercial_College_Existing_Food Preparation_Natural Gas_Double Rack Oven_E2 | F1 | Commercial | College | Existing | Food Preparation | Natural Gas | Double Rack Oven | E2 | CCE | 0.00516 | 0.00516 | 0.00516 | 0.00516 | 0.00516 | 0.00516 | 0.00516 | 0.00516 | 0.00516 | 0.00516 | 0.00516 | 0.00516 | 0.00516 | 0.00516 | 0.00516 | 0.00516 | 0.00516 | 0.00516 | 0.00516 | 0.00516 | 0.00516 | 0.00516 | 0.00516 | 0.00516 | 0.00516 | 0.00516 | 0.00516
F1_Commercial_College_Existing_Food Preparation_Natural Gas_Double Rack Oven_E3 | F1 | Commercial | College | Existing | Food Preparation | Natural Gas | Double Rack Oven | E3 | CCE | 0 | 0 | 0 | 0 | 0 | 0 | 0 | 0 | 0 | 0 | 0 | 0 | 0 | 0 | 0 | 0 | 0 | 0 | 0 | 0 | 0 | 0 | 0 | 0 | 0 | 0 | 0
F1_Commercial_College_Existing_Food Preparation_Natural Gas_Double Rack Oven_E4 | F1 | Commercial | College | Existing | Food Preparation | Natural Gas | Double Rack Oven | E4 | CCE | 0 | 0 | 0 | 0 | 0 | 0 | 0 | 0 | 0 | 0 | 0 | 0 | 0 | 0 | 0 | 0 | 0 | 0 | 0 | 0 | 0 | 0 | 0 | 0 | 0 | 0 | 0
F1_Commercial_College_Existing_Food Preparation_Natural Gas_Double Rack Oven_E5 | F1 | Commercial | College | Existing | Food Preparation | Natural Gas | Double Rack Oven | E5 | CCE | 0 | 0 | 0 | 0 | 0 | 0 | 0 | 0 | 0 | 0 | 0 | 0 | 0 | 0 | 0 | 0 | 0 | 0 | 0 | 0 | 0 | 0 | 0 | 0 | 0 | 0 | 0
F1_Commercial_College_Existing_Food Preparation_Natural Gas_Double Rack Oven_E6 | F1 | Commercial | College | Existing | Food Preparation | Natural Gas | Double Rack Oven | E6 | CCE | 0 | 0 | 0 | 0 | 0 | 0 | 0 | 0 | 0 | 0 | 0 | 0 | 0 | 0 | 0 | 0 | 0 | 0 | 0 | 0 | 0 | 0 | 0 | 0 | 0 | 0 | 0
F1_Commercial_College_Existing_Food Preparation_Natural Gas_Double Rack Oven_E7 | F1 | Commercial | College | Existing | Food Preparation | Natural Gas | Double Rack Oven | E7 | CCE | 0 | 0 | 0 | 0 | 0 | 0 | 0 | 0 | 0 | 0 | 0 | 0 | 0 | 0 | 0 | 0 | 0 | 0 | 0 | 0 | 0 | 0 | 0 | 0 | 0 | 0 | 0
F1_Commercial_College_Existing_Food Preparation_Natural Gas_Double Rack Oven_E8 | F1 | Commercial | College | Existing | Food Preparation | Natural Gas | Double Rack Oven | E8 | CCE | 0 | 0 | 0 | 0 | 0 | 0 | 0 | 0 | 0 | 0 | 0 | 0 | 0 | 0 | 0 | 0 | 0 | 0 | 0 | 0 | 0 | 0 | 0 | 0 | 0 | 0 | 0
F1_Commercial_College_Existing_Food Preparation_Natural Gas_Double Rack Oven_E9 | F1 | Commercial | College | Existing | Food Preparation | Natural Gas | Double Rack Oven | E9 | CCE | 0 | 0 | 0 | 0 | 0 | 0 | 0 | 0 | 0 | 0 | 0 | 0 | 0 | 0 | 0 | 0 | 0 | 0 | 0 | 0 | 0 | 0 | 0 | 0 | 0 | 0 | 0
F1_Commercial_College_Existing_Food Preparation_Natural Gas_Double Rack Oven_E10 | F1 | Commercial | College | Existing | Food Preparation | Natural Gas | Double Rack Oven | E10 | CCE | 0 | 0 | 0 | 0 | 0 | 0 | 0 | 0 | 0 | 0 | 0 | 0 | 0 | 0 | 0 | 0 | 0 | 0 | 0 | 0 | 0 | 0 | 0 | 0 | 0 | 0 | 0
F2_Commercial_College_Existing_Food Preparation_Natural Gas_Double Rack Oven_E1 | F2 | Commercial | College | Existing | Food Preparation | Natural Gas | Double Rack Oven | E1 | TRC BC Ratio | bar: 2021 to 2047
F2_Commercial_College_Existing_Food Preparation_Natural Gas_Double Rack Oven_E2 | F2 | Commercial | College | Existing | Food Preparation | Natural Gas | Double Rack Oven | E2 | TRC BC Ratio | 2.6451 | 2.6168 | 2.5895 | 2.5634 | 2.5698 | 2.5976 | 2.6379 | 2.6828 | 2.726 | 2.7629 | 2.793 | 2.8145 | 2.8267 | 2.8253 | 2.81 | 2.7806 | 2.7375 | 2.6832 | 2.6184 | 2.5413 | 2.451 | 2.3468 | 2.2544 | 2.1951 | 2.1701 | 2.1808 | 2.1915
F2_Commercial_College_Existing_Food Preparation_Natural Gas_Double Rack Oven_E3 | F2 | Commercial | College | Existing | Food Preparation | Natural Gas | Double Rack Oven | E3 | TRC BC Ratio | 0 | 0 | 0 | 0 | 0 | 0 | 0 | 0 | 0 | 0 | 0 | 0 | 0 | 0 | 0 | 0 | 0 | 0 | 0 | 0 | 0 | 0 | 0 | 0 | 0 | 0 | 0
F2_Commercial_College_Existing_Food Preparation_Natural Gas_Double Rack Oven_E4 | F2 | Commercial | College | Existing | Food Preparation | Natural Gas | Double Rack Oven | E4 | TRC BC Ratio | 0 | 0 | 0 | 0 | 0 | 0 | 0 | 0 | 0 | 0 | 0 | 0 | 0 | 0 | 0 | 0 | 0 | 0 | 0 | 0 | 0 | 0 | 0 | 0 | 0 | 0 | 0
F2_Commercial_College_Existing_Food Preparation_Natural Gas_Double Rack Oven_E5 | F2 | Commercial | College | Existing | Food Preparation | Natural Gas | Double Rack Oven | E5 | TRC BC Ratio | 0 | 0 | 0 | 0 | 0 | 0 | 0 | 0 | 0 | 0 | 0 | 0 | 0 | 0 | 0 | 0 | 0 | 0 | 0 | 0 | 0 | 0 | 0 | 0 | 0 | 0 | 0
F2_Commercial_College_Existing_Food Preparation_Natural Gas_Double Rack Oven_E6 | F2 | Commercial | College | Existing | Food Preparation | Natural Gas | Double Rack Oven | E6 | TRC BC Ratio | 0 | 0 | 0 | 0 | 0 | 0 | 0 | 0 | 0 | 0 | 0 | 0 | 0 | 0 | 0 | 0 | 0 | 0 | 0 | 0 | 0 | 0 | 0 | 0 | 0 | 0 | 0
F2_Commercial_College_Existing_Food Preparation_Natural Gas_Double Rack Oven_E7 | F2 | Commercial | College | Existing | Food Preparation | Natural Gas | Double Rack Oven | E7 | TRC BC Ratio | 0 | 0 | 0 | 0 | 0 | 0 | 0 | 0 | 0 | 0 | 0 | 0 | 0 | 0 | 0 | 0 | 0 | 0 | 0 | 0 | 0 | 0 | 0 | 0 | 0 | 0 | 0
F2_Commercial_College_Existing_Food Preparation_Natural Gas_Double Rack Oven_E8 | F2 | Commercial | College | Existing | Food Preparation | Natural Gas | Double Rack Oven | E8 | TRC BC Ratio | 0 | 0 | 0 | 0 | 0 | 0 | 0 | 0 | 0 | 0 | 0 | 0 | 0 | 0 | 0 | 0 | 0 | 0 | 0 | 0 | 0 | 0 | 0 | 0 | 0 | 0 | 0
F2_Commercial_College_Existing_Food Preparation_Natural Gas_Double Rack Oven_E9 | F2 | Commercial | College | Existing | Food Preparation | Natural Gas | Double Rack Oven | E9 | TRC BC Ratio | 0 | 0 | 0 | 0 | 0 | 0 | 0 | 0 | 0 | 0 | 0 | 0 | 0 | 0 | 0 | 0 | 0 | 0 | 0 | 0 | 0 | 0 | 0 | 0 | 0 | 0 | 0
F2_Commercial_College_Existing_Food Preparation_Natural Gas_Double Rack Oven_E10 | F2 | Commercial | College | Existing | Food Preparation | Natural Gas | Double Rack Oven | E10 | TRC BC Ratio | 0 | 0 | 0 | 0 | 0 | 0 | 0 | 0 | 0 | 0 | 0 | 0 | 0 | 0 | 0 | 0 | 0 | 0 | 0 | 0 | 0 | 0 | 0 | 0 | 0 | 0 | 0
F3_Commercial_College_Existing_Food Preparation_Natural Gas_Double Rack Oven_E1 | F3 | Commercial | College | Existing | Food Preparation | Natural Gas | Double Rack Oven | E1 | PACT BC Ratio | bar: 2021 to 2047
F3_Commercial_College_Existing_Food Preparation_Natural Gas_Double Rack Oven_E2 | F3 | Commercial | College | Existing | Food Preparation | Natural Gas | Double Rack Oven | E2 | PACT BC Ratio | 3.4804 | 3.4432 | 3.4073 | 3.3729 | 3.3814 | 3.4179 | 3.4709 | 3.53 | 3.5869 | 3.6354 | 3.675 | 3.7033 | 3.7193 | 3.7175 | 3.6974 | 3.6587 | 3.602 | 3.5306 | 3.4453 | 3.3438 | 3.2249 | 3.0879 | 2.9664 | 2.8883 | 2.8554 | 2.8694 | 2.8835
F3_Commercial_College_Existing_Food Preparation_Natural Gas_Double Rack Oven_E3 | F3 | Commercial | College | Existing | Food Preparation | Natural Gas | Double Rack Oven | E3 | PACT BC Ratio | 0 | 0 | 0 | 0 | 0 | 0 | 0 | 0 | 0 | 0 | 0 | 0 | 0 | 0 | 0 | 0 | 0 | 0 | 0 | 0 | 0 | 0 | 0 | 0 | 0 | 0 | 0
F3_Commercial_College_Existing_Food Preparation_Natural Gas_Double Rack Oven_E4 | F3 | Commercial | College | Existing | Food Preparation | Natural Gas | Double Rack Oven | E4 | PACT BC Ratio | 0 | 0 | 0 | 0 | 0 | 0 | 0 | 0 | 0 | 0 | 0 | 0 | 0 | 0 | 0 | 0 | 0 | 0 | 0 | 0 | 0 | 0 | 0 | 0 | 0 | 0 | 0
F3_Commercial_College_Existing_Food Preparation_Natural Gas_Double Rack Oven_E5 | F3 | Commercial | College | Existing | Food Preparation | Natural Gas | Double Rack Oven | E5 | PACT BC Ratio | 0 | 0 | 0 | 0 | 0 | 0 | 0 | 0 | 0 | 0 | 0 | 0 | 0 | 0 | 0 | 0 | 0 | 0 | 0 | 0 | 0 | 0 | 0 | 0 | 0 | 0 | 0
F3_Commercial_College_Existing_Food Preparation_Natural Gas_Double Rack Oven_E6 | F3 | Commercial | College | Existing | Food Preparation | Natural Gas | Double Rack Oven | E6 | PACT BC Ratio | 0 | 0 | 0 | 0 | 0 | 0 | 0 | 0 | 0 | 0 | 0 | 0 | 0 | 0 | 0 | 0 | 0 | 0 | 0 | 0 | 0 | 0 | 0 | 0 | 0 | 0 | 0
F3_Commercial_College_Existing_Food Preparation_Natural Gas_Double Rack Oven_E7 | F3 | Commercial | College | Existing | Food Preparation | Natural Gas | Double Rack Oven | E7 | PACT BC Ratio | 0 | 0 | 0 | 0 | 0 | 0 | 0 | 0 | 0 | 0 | 0 | 0 | 0 | 0 | 0 | 0 | 0 | 0 | 0 | 0 | 0 | 0 | 0 | 0 | 0 | 0 | 0
F3_Commercial_College_Existing_Food Preparation_Natural Gas_Double Rack Oven_E8 | F3 | Commercial | College | Existing | Food Preparation | Natural Gas | Double Rack Oven | E8 | PACT BC Ratio | 0 | 0 | 0 | 0 | 0 | 0 | 0 | 0 | 0 | 0 | 0 | 0 | 0 | 0 | 0 | 0 | 0 | 0 | 0 | 0 | 0 | 0 | 0 | 0 | 0 | 0 | 0
F3_Commercial_College_Existing_Food Preparation_Natural Gas_Double Rack Oven_E9 | F3 | Commercial | College | Existing | Food Preparation | Natural Gas | Double Rack Oven | E9 | PACT BC Ratio | 0 | 0 | 0 | 0 | 0 | 0 | 0 | 0 | 0 | 0 | 0 | 0 | 0 | 0 | 0 | 0 | 0 | 0 | 0 | 0 | 0 | 0 | 0 | 0 | 0 | 0 | 0
F3_Commercial_College_Existing_Food Preparation_Natural Gas_Double Rack Oven_E10 | F3 | Commercial | College | Existing | Food Preparation | Natural Gas | Double Rack Oven | E10 | PACT BC Ratio | 0 | 0 | 0 | 0 | 0 | 0 | 0 | 0 | 0 | 0 | 0 | 0 | 0 | 0 | 0 | 0 | 0 | 0 | 0 | 0 | 0 | 0 | 0 | 0 | 0 | 0 | 0
F4_Commercial_College_Existing_Food Preparation_Natural Gas_Double Rack Oven_E1 | F4 | Commercial | College | Existing | Food Preparation | Natural Gas | Double Rack Oven | E1 | RVT BC Ratio | bar: 2021 to 2047
F4_Commercial_College_Existing_Food Preparation_Natural Gas_Double Rack Oven_E2 | F4 | Commercial | College | Existing | Food Preparation | Natural Gas | Double Rack Oven | E2 | RVT BC Ratio | 0.7 | 0.7 | 0.7 | 0.7 | 0.7 | 0.7 | 0.7 | 0.7 | 0.7 | 0.7 | 0.7 | 0.7 | 0.7 | 0.7 | 0.7 | 0.7 | 0.7 | 0.7 | 0.7 | 0.7 | 0.7 | 0.7 | 0.7 | 0.7 | 0.7 | 0.7 | 0.7
F4_Commercial_College_Existing_Food Preparation_Natural Gas_Double Rack Oven_E3 | F4 | Commercial | College | Existing | Food Preparation | Natural Gas | Double Rack Oven | E3 | RVT BC Ratio | 0 | 0 | 0 | 0 | 0 | 0 | 0 | 0 | 0 | 0 | 0 | 0 | 0 | 0 | 0 | 0 | 0 | 0 | 0 | 0 | 0 | 0 | 0 | 0 | 0 | 0 | 0
F4_Commercial_College_Existing_Food Preparation_Natural Gas_Double Rack Oven_E4 | F4 | Commercial | College | Existing | Food Preparation | Natural Gas | Double Rack Oven | E4 | RVT BC Ratio | 0 | 0 | 0 | 0 | 0 | 0 | 0 | 0 | 0 | 0 | 0 | 0 | 0 | 0 | 0 | 0 | 0 | 0 | 0 | 0 | 0 | 0 | 0 | 0 | 0 | 0 | 0
F4_Commercial_College_Existing_Food Preparation_Natural Gas_Double Rack Oven_E5 | F4 | Commercial | College | Existing | Food Preparation | Natural Gas | Double Rack Oven | E5 | RVT BC Ratio | 0 | 0 | 0 | 0 | 0 | 0 | 0 | 0 | 0 | 0 | 0 | 0 | 0 | 0 | 0 | 0 | 0 | 0 | 0 | 0 | 0 | 0 | 0 | 0 | 0 | 0 | 0
F4_Commercial_College_Existing_Food Preparation_Natural Gas_Double Rack Oven_E6 | F4 | Commercial | College | Existing | Food Preparation | Natural Gas | Double Rack Oven | E6 | RVT BC Ratio | 0 | 0 | 0 | 0 | 0 | 0 | 0 | 0 | 0 | 0 | 0 | 0 | 0 | 0 | 0 | 0 | 0 | 0 | 0 | 0 | 0 | 0 | 0 | 0 | 0 | 0 | 0
F4_Commercial_College_Existing_Food Preparation_Natural Gas_Double Rack Oven_E7 | F4 | Commercial | College | Existing | Food Preparation | Natural Gas | Double Rack Oven | E7 | RVT BC Ratio | 0 | 0 | 0 | 0 | 0 | 0 | 0 | 0 | 0 | 0 | 0 | 0 | 0 | 0 | 0 | 0 | 0 | 0 | 0 | 0 | 0 | 0 | 0 | 0 | 0 | 0 | 0
F4_Commercial_College_Existing_Food Preparation_Natural Gas_Double Rack Oven_E8 | F4 | Commercial | College | Existing | Food Preparation | Natural Gas | Double Rack Oven | E8 | RVT BC Ratio | 0 | 0 | 0 | 0 | 0 | 0 | 0 | 0 | 0 | 0 | 0 | 0 | 0 | 0 | 0 | 0 | 0 | 0 | 0 | 0 | 0 | 0 | 0 | 0 | 0 | 0 | 0
F4_Commercial_College_Existing_Food Preparation_Natural Gas_Double Rack Oven_E9 | F4 | Commercial | College | Existing | Food Preparation | Natural Gas | Double Rack Oven | E9 | RVT BC Ratio | 0 | 0 | 0 | 0 | 0 | 0 | 0 | 0 | 0 | 0 | 0 | 0 | 0 | 0 | 0 | 0 | 0 | 0 | 0 | 0 | 0 | 0 | 0 | 0 | 0 | 0 | 0
F4_Commercial_College_Existing_Food Preparation_Natural Gas_Double Rack Oven_E10 | F4 | Commercial | College | Existing | Food Preparation | Natural Gas | Double Rack Oven | E10 | RVT BC Ratio | 0 | 0 | 0 | 0 | 0 | 0 | 0 | 0 | 0 | 0 | 0 | 0 | 0 | 0 | 0 | 0 | 0 | 0 | 0 | 0 | 0 | 0 | 0 | 0 | 0 | 0 | 0
F5_Commercial_College_Existing_Food Preparation_Natural Gas_Double Rack Oven_E1 | F5 | Commercial | College | Existing | Food Preparation | Natural Gas | Double Rack Oven | E1 | RIM BC Ratio | bar: 2021 to 2047
F5_Commercial_College_Existing_Food Preparation_Natural Gas_Double Rack Oven_E2 | F5 | Commercial | College | Existing | Food Preparation | Natural Gas | Double Rack Oven | E2 | RIM BC Ratio | 3.4804 | 3.4432 | 3.4073 | 3.3729 | 3.3814 | 3.4179 | 3.4709 | 3.53 | 3.5869 | 3.6354 | 3.675 | 3.7033 | 3.7193 | 3.7175 | 3.6974 | 3.6587 | 3.602 | 3.5306 | 3.4453 | 3.3438 | 3.2249 | 3.0879 | 2.9664 | 2.8883 | 2.8554 | 2.8694 | 2.8835
F5_Commercial_College_Existing_Food Preparation_Natural Gas_Double Rack Oven_E3 | F5 | Commercial | College | Existing | Food Preparation | Natural Gas | Double Rack Oven | E3 | RIM BC Ratio | 0 | 0 | 0 | 0 | 0 | 0 | 0 | 0 | 0 | 0 | 0 | 0 | 0 | 0 | 0 | 0 | 0 | 0 | 0 | 0 | 0 | 0 | 0 | 0 | 0 | 0 | 0
F5_Commercial_College_Existing_Food Preparation_Natural Gas_Double Rack Oven_E4 | F5 | Commercial | College | Existing | Food Preparation | Natural Gas | Double Rack Oven | E4 | RIM BC Ratio | 0 | 0 | 0 | 0 | 0 | 0 | 0 | 0 | 0 | 0 | 0 | 0 | 0 | 0 | 0 | 0 | 0 | 0 | 0 | 0 | 0 | 0 | 0 | 0 | 0 | 0 | 0
F5_Commercial_College_Existing_Food Preparation_Natural Gas_Double Rack Oven_E5 | F5 | Commercial | College | Existing | Food Preparation | Natural Gas | Double Rack Oven | E5 | RIM BC Ratio | 0 | 0 | 0 | 0 | 0 | 0 | 0 | 0 | 0 | 0 | 0 | 0 | 0 | 0 | 0 | 0 | 0 | 0 | 0 | 0 | 0 | 0 | 0 | 0 | 0 | 0 | 0
F5_Commercial_College_Existing_Food Preparation_Natural Gas_Double Rack Oven_E6 | F5 | Commercial | College | Existing | Food Preparation | Natural Gas | Double Rack Oven | E6 | RIM BC Ratio | 0 | 0 | 0 | 0 | 0 | 0 | 0 | 0 | 0 | 0 | 0 | 0 | 0 | 0 | 0 | 0 | 0 | 0 | 0 | 0 | 0 | 0 | 0 | 0 | 0 | 0 | 0
F5_Commercial_College_Existing_Food Preparation_Natural Gas_Double Rack Oven_E7 | F5 | Commercial | College | Existing | Food Preparation | Natural Gas | Double Rack Oven | E7 | RIM BC Ratio | 0 | 0 | 0 | 0 | 0 | 0 | 0 | 0 | 0 | 0 | 0 | 0 | 0 | 0 | 0 | 0 | 0 | 0 | 0 | 0 | 0 | 0 | 0 | 0 | 0 | 0 | 0
F5_Commercial_College_Existing_Food Preparation_Natural Gas_Double Rack Oven_E8 | F5 | Commercial | College | Existing | Food Preparation | Natural Gas | Double Rack Oven | E8 | RIM BC Ratio | 0 | 0 | 0 | 0 | 0 | 0 | 0 | 0 | 0 | 0 | 0 | 0 | 0 | 0 | 0 | 0 | 0 | 0 | 0 | 0 | 0 | 0 | 0 | 0 | 0 | 0 | 0
F5_Commercial_College_Existing_Food Preparation_Natural Gas_Double Rack Oven_E9 | F5 | Commercial | College | Existing | Food Preparation | Natural Gas | Double Rack Oven | E9 | RIM BC Ratio | 0 | 0 | 0 | 0 | 0 | 0 | 0 | 0 | 0 | 0 | 0 | 0 | 0 | 0 | 0 | 0 | 0 | 0 | 0 | 0 | 0 | 0 | 0 | 0 | 0 | 0 | 0
F5_Commercial_College_Existing_Food Preparation_Natural Gas_Double Rack Oven_E10 | F5 | Commercial | College | Existing | Food Preparation | Natural Gas | Double Rack Oven | E10 | RIM BC Ratio | 0 | 0 | 0 | 0 | 0 | 0 | 0 | 0 | 0 | 0 | 0 | 0 | 0 | 0 | 0 | 0 | 0 | 0 | 0 | 0 | 0 | 0 | 0 | 0 | 0 | 0 | 0
F0_Commercial_College_Existing_Food Preparation_Natural Gas_Fryer_E0 | F0 | Commercial | College | Existing | Food Preparation | Natural Gas | Fryer | E0 | Economic Unit | ENERGY STAR | ENERGY STAR | ENERGY STAR | ENERGY STAR | ENERGY STAR | ENERGY STAR | ENERGY STAR | ENERGY STAR | ENERGY STAR | ENERGY STAR | ENERGY STAR | ENERGY STAR | ENERGY STAR | ENERGY STAR | ENERGY STAR | ENERGY STAR | ENERGY STAR | ENERGY STAR | ENERGY STAR | ENERGY STAR | ENERGY STAR | ENERGY STAR | ENERGY STAR | ENERGY STAR | ENERGY STAR | ENERGY STAR | ENERGY STAR
F1_Commercial_College_Existing_Food Preparation_Natural Gas_Fryer_E1 | F1 | Commercial | College | Existing | Food Preparation | Natural Gas | Fryer | E1 | CCE | 0 | 0 | 0 | 0 | 0 | 0 | 0 | 0 | 0 | 0 | 0 | 0 | 0 | 0 | 0 | 0 | 0 | 0 | 0 | 0 | 0 | 0 | 0 | 0 | 0 | 0 | 0
F1_Commercial_College_Existing_Food Preparation_Natural Gas_Fryer_E2 | F1 | Commercial | College | Existing | Food Preparation | Natural Gas | Fryer | E2 | CCE | 0.0045119 | 0 | 0 | 0 | 0 | 0 | 0 | 0 | 0 | 0 | 0 | 0 | 0 | 0 | 0 | 0 | 0 | 0 | 0 | 0 | 0 | 0 | 0 | 0 | 0 | 0 | 0
F1_Commercial_College_Existing_Food Preparation_Natural Gas_Fryer_E3 | F1 | Commercial | College | Existing | Food Preparation | Natural Gas | Fryer | E3 | CCE | 0 | 0 | 0 | 0 | 0 | 0 | 0 | 0 | 0 | 0 | 0 | 0 | 0 | 0 | 0 | 0 | 0 | 0 | 0 | 0 | 0 | 0 | 0 | 0 | 0 | 0 | 0
F1_Commercial_College_Existing_Food Preparation_Natural Gas_Fryer_E4 | F1 | Commercial | College | Existing | Food Preparation | Natural Gas | Fryer | E4 | CCE | 0 | 0 | 0 | 0 | 0 | 0 | 0 | 0 | 0 | 0 | 0 | 0 | 0 | 0 | 0 | 0 | 0 | 0 | 0 | 0 | 0 | 0 | 0 | 0 | 0 | 0 | 0
F1_Commercial_College_Existing_Food Preparation_Natural Gas_Fryer_E5 | F1 | Commercial | College | Existing | Food Preparation | Natural Gas | Fryer | E5 | CCE | 0 | 0 | 0 | 0 | 0 | 0 | 0 | 0 | 0 | 0 | 0 | 0 | 0 | 0 | 0 | 0 | 0 | 0 | 0 | 0 | 0 | 0 | 0 | 0 | 0 | 0 | 0
F1_Commercial_College_Existing_Food Preparation_Natural Gas_Fryer_E6 | F1 | Commercial | College | Existing | Food Preparation | Natural Gas | Fryer | E6 | CCE | 0 | 0 | 0 | 0 | 0 | 0 | 0 | 0 | 0 | 0 | 0 | 0 | 0 | 0 | 0 | 0 | 0 | 0 | 0 | 0 | 0 | 0 | 0 | 0 | 0 | 0 | 0
F1_Commercial_College_Existing_Food Preparation_Natural Gas_Fryer_E7 | F1 | Commercial | College | Existing | Food Preparation | Natural Gas | Fryer | E7 | CCE | 0 | 0 | 0 | 0 | 0 | 0 | 0 | 0 | 0 | 0 | 0 | 0 | 0 | 0 | 0 | 0 | 0 | 0 | 0 | 0 | 0 | 0 | 0 | 0 | 0 | 0 | 0
F1_Commercial_College_Existing_Food Preparation_Natural Gas_Fryer_E8 | F1 | Commercial | College | Existing | Food Preparation | Natural Gas | Fryer | E8 | CCE | 0 | 0 | 0 | 0 | 0 | 0 | 0 | 0 | 0 | 0 | 0 | 0 | 0 | 0 | 0 | 0 | 0 | 0 | 0 | 0 | 0 | 0 | 0 | 0 | 0 | 0 | 0
F1_Commercial_College_Existing_Food Preparation_Natural Gas_Fryer_E9 | F1 | Commercial | College | Existing | Food Preparation | Natural Gas | Fryer | E9 | CCE | 0 | 0 | 0 | 0 | 0 | 0 | 0 | 0 | 0 | 0 | 0 | 0 | 0 | 0 | 0 | 0 | 0 | 0 | 0 | 0 | 0 | 0 | 0 | 0 | 0 | 0 | 0
F1_Commercial_College_Existing_Food Preparation_Natural Gas_Fryer_E10 | F1 | Commercial | College | Existing | Food Preparation | Natural Gas | Fryer | E10 | CCE | 0 | 0 | 0 | 0 | 0 | 0 | 0 | 0 | 0 | 0 | 0 | 0 | 0 | 0 | 0 | 0 | 0 | 0 | 0 | 0 | 0 | 0 | 0 | 0 | 0 | 0 | 0
F2_Commercial_College_Existing_Food Preparation_Natural Gas_Fryer_E1 | F2 | Commercial | College | Existing | Food Preparation | Natural Gas | Fryer | E1 | TRC BC Ratio | 1 | 0 | 0 | 0 | 0 | 0 | 0 | 0 | 0 | 0 | 0 | 0 | 0 | 0 | 0 | 0 | 0 | 0 | 0 | 0 | 0 | 0 | 0 | 0 | 0 | 0 | 0
F2_Commercial_College_Existing_Food Preparation_Natural Gas_Fryer_E2 | F2 | Commercial | College | Existing | Food Preparation | Natural Gas | Fryer | E2 | TRC BC Ratio | 3.0535 | 1 | 1 | 1 | 1 | 1 | 1 | 1 | 1 | 1 | 1 | 1 | 1 | 1 | 1 | 1 | 1 | 1 | 1 | 1 | 1 | 1 | 1 | 1 | 1 | 1 | 1
F2_Commercial_College_Existing_Food Preparation_Natural Gas_Fryer_E3 | F2 | Commercial | College | Existing | Food Preparation | Natural Gas | Fryer | E3 | TRC BC Ratio | 0 | 0 | 0 | 0 | 0 | 0 | 0 | 0 | 0 | 0 | 0 | 0 | 0 | 0 | 0 | 0 | 0 | 0 | 0 | 0 | 0 | 0 | 0 | 0 | 0 | 0 | 0
F2_Commercial_College_Existing_Food Preparation_Natural Gas_Fryer_E4 | F2 | Commercial | College | Existing | Food Preparation | Natural Gas | Fryer | E4 | TRC BC Ratio | 0 | 0 | 0 | 0 | 0 | 0 | 0 | 0 | 0 | 0 | 0 | 0 | 0 | 0 | 0 | 0 | 0 | 0 | 0 | 0 | 0 | 0 | 0 | 0 | 0 | 0 | 0
F2_Commercial_College_Existing_Food Preparation_Natural Gas_Fryer_E5 | F2 | Commercial | College | Existing | Food Preparation | Natural Gas | Fryer | E5 | TRC BC Ratio | 0 | 0 | 0 | 0 | 0 | 0 | 0 | 0 | 0 | 0 | 0 | 0 | 0 | 0 | 0 | 0 | 0 | 0 | 0 | 0 | 0 | 0 | 0 | 0 | 0 | 0 | 0
F2_Commercial_College_Existing_Food Preparation_Natural Gas_Fryer_E6 | F2 | Commercial | College | Existing | Food Preparation | Natural Gas | Fryer | E6 | TRC BC Ratio | 0 | 0 | 0 | 0 | 0 | 0 | 0 | 0 | 0 | 0 | 0 | 0 | 0 | 0 | 0 | 0 | 0 | 0 | 0 | 0 | 0 | 0 | 0 | 0 | 0 | 0 | 0
F2_Commercial_College_Existing_Food Preparation_Natural Gas_Fryer_E7 | F2 | Commercial | College | Existing | Food Preparation | Natural Gas | Fryer | E7 | TRC BC Ratio | 0 | 0 | 0 | 0 | 0 | 0 | 0 | 0 | 0 | 0 | 0 | 0 | 0 | 0 | 0 | 0 | 0 | 0 | 0 | 0 | 0 | 0 | 0 | 0 | 0 | 0 | 0
F2_Commercial_College_Existing_Food Preparation_Natural Gas_Fryer_E8 | F2 | Commercial | College | Existing | Food Preparation | Natural Gas | Fryer | E8 | TRC BC Ratio | 0 | 0 | 0 | 0 | 0 | 0 | 0 | 0 | 0 | 0 | 0 | 0 | 0 | 0 | 0 | 0 | 0 | 0 | 0 | 0 | 0 | 0 | 0 | 0 | 0 | 0 | 0
F2_Commercial_College_Existing_Food Preparation_Natural Gas_Fryer_E9 | F2 | Commercial | College | Existing | Food Preparation | Natural Gas | Fryer | E9 | TRC BC Ratio | 0 | 0 | 0 | 0 | 0 | 0 | 0 | 0 | 0 | 0 | 0 | 0 | 0 | 0 | 0 | 0 | 0 | 0 | 0 | 0 | 0 | 0 | 0 | 0 | 0 | 0 | 0
F2_Commercial_College_Existing_Food Preparation_Natural Gas_Fryer_E10 | F2 | Commercial | College | Existing | Food Preparation | Natural Gas | Fryer | E10 | TRC BC Ratio | 0 | 0 | 0 | 0 | 0 | 0 | 0 | 0 | 0 | 0 | 0 | 0 | 0 | 0 | 0 | 0 | 0 | 0 | 0 | 0 | 0 | 0 | 0 | 0 | 0 | 0 | 0
F3_Commercial_College_Existing_Food Preparation_Natural Gas_Fryer_E1 | F3 | Commercial | College | Existing | Food Preparation | Natural Gas | Fryer | E1 | PACT BC Ratio | 1 | 0 | 0 | 0 | 0 | 0 | 0 | 0 | 0 | 0 | 0 | 0 | 0 | 0 | 0 | 0 | 0 | 0 | 0 | 0 | 0 | 0 | 0 | 0 | 0 | 0 | 0
F3_Commercial_College_Existing_Food Preparation_Natural Gas_Fryer_E2 | F3 | Commercial | College | Existing | Food Preparation | Natural Gas | Fryer | E2 | PACT BC Ratio | 4.0178 | 1 | 1 | 1 | 1 | 1 | 1 | 1 | 1 | 1 | 1 | 1 | 1 | 1 | 1 | 1 | 1 | 1 | 1 | 1 | 1 | 1 | 1 | 1 | 1 | 1 | 1
F3_Commercial_College_Existing_Food Preparation_Natural Gas_Fryer_E3 | F3 | Commercial | College | Existing | Food Preparation | Natural Gas | Fryer | E3 | PACT BC Ratio | 0 | 0 | 0 | 0 | 0 | 0 | 0 | 0 | 0 | 0 | 0 | 0 | 0 | 0 | 0 | 0 | 0 | 0 | 0 | 0 | 0 | 0 | 0 | 0 | 0 | 0 | 0
F3_Commercial_College_Existing_Food Preparation_Natural Gas_Fryer_E4 | F3 | Commercial | College | Existing | Food Preparation | Natural Gas | Fryer | E4 | PACT BC Ratio | 0 | 0 | 0 | 0 | 0 | 0 | 0 | 0 | 0 | 0 | 0 | 0 | 0 | 0 | 0 | 0 | 0 | 0 | 0 | 0 | 0 | 0 | 0 | 0 | 0 | 0 | 0
F3_Commercial_College_Existing_Food Preparation_Natural Gas_Fryer_E5 | F3 | Commercial | College | Existing | Food Preparation | Natural Gas | Fryer | E5 | PACT BC Ratio | 0 | 0 | 0 | 0 | 0 | 0 | 0 | 0 | 0 | 0 | 0 | 0 | 0 | 0 | 0 | 0 | 0 | 0 | 0 | 0 | 0 | 0 | 0 | 0 | 0 | 0 | 0
F3_Commercial_College_Existing_Food Preparation_Natural Gas_Fryer_E6 | F3 | Commercial | College | Existing | Food Preparation | Natural Gas | Fryer | E6 | PACT BC Ratio | 0 | 0 | 0 | 0 | 0 | 0 | 0 | 0 | 0 | 0 | 0 | 0 | 0 | 0 | 0 | 0 | 0 | 0 | 0 | 0 | 0 | 0 | 0 | 0 | 0 | 0 | 0
F3_Commercial_College_Existing_Food Preparation_Natural Gas_Fryer_E7 | F3 | Commercial | College | Existing | Food Preparation | Natural Gas | Fryer | E7 | PACT BC Ratio | 0 | 0 | 0 | 0 | 0 | 0 | 0 | 0 | 0 | 0 | 0 | 0 | 0 | 0 | 0 | 0 | 0 | 0 | 0 | 0 | 0 | 0 | 0 | 0 | 0 | 0 | 0
F3_Commercial_College_Existing_Food Preparation_Natural Gas_Fryer_E8 | F3 | Commercial | College | Existing | Food Preparation | Natural Gas | Fryer | E8 | PACT BC Ratio | 0 | 0 | 0 | 0 | 0 | 0 | 0 | 0 | 0 | 0 | 0 | 0 | 0 | 0 | 0 | 0 | 0 | 0 | 0 | 0 | 0 | 0 | 0 | 0 | 0 | 0 | 0
F3_Commercial_College_Existing_Food Preparation_Natural Gas_Fryer_E9 | F3 | Commercial | College | Existing | Food Preparation | Natural Gas | Fryer | E9 | PACT BC Ratio | 0 | 0 | 0 | 0 | 0 | 0 | 0 | 0 | 0 | 0 | 0 | 0 | 0 | 0 | 0 | 0 | 0 | 0 | 0 | 0 | 0 | 0 | 0 | 0 | 0 | 0 | 0
F3_Commercial_College_Existing_Food Preparation_Natural Gas_Fryer_E10 | F3 | Commercial | College | Existing | Food Preparation | Natural Gas | Fryer | E10 | PACT BC Ratio | 0 | 0 | 0 | 0 | 0 | 0 | 0 | 0 | 0 | 0 | 0 | 0 | 0 | 0 | 0 | 0 | 0 | 0 | 0 | 0 | 0 | 0 | 0 | 0 | 0 | 0 | 0
F4_Commercial_College_Existing_Food Preparation_Natural Gas_Fryer_E1 | F4 | Commercial | College | Existing | Food Preparation | Natural Gas | Fryer | E1 | RVT BC Ratio | 1 | 0 | 0 | 0 | 0 | 0 | 0 | 0 | 0 | 0 | 0 | 0 | 0 | 0 | 0 | 0 | 0 | 0 | 0 | 0 | 0 | 0 | 0 | 0 | 0 | 0 | 0
F4_Commercial_College_Existing_Food Preparation_Natural Gas_Fryer_E2 | F4 | Commercial | College | Existing | Food Preparation | Natural Gas | Fryer | E2 | RVT BC Ratio | 0.7 | 1 | 1 | 1 | 1 | 1 | 1 | 1 | 1 | 1 | 1 | 1 | 1 | 1 | 1 | 1 | 1 | 1 | 1 | 1 | 1 | 1 | 1 | 1 | 1 | 1 | 1
F4_Commercial_College_Existing_Food Preparation_Natural Gas_Fryer_E3 | F4 | Commercial | College | Existing | Food Preparation | Natural Gas | Fryer | E3 | RVT BC Ratio | 0 | 0 | 0 | 0 | 0 | 0 | 0 | 0 | 0 | 0 | 0 | 0 | 0 | 0 | 0 | 0 | 0 | 0 | 0 | 0 | 0 | 0 | 0 | 0 | 0 | 0 | 0
F4_Commercial_College_Existing_Food Preparation_Natural Gas_Fryer_E4 | F4 | Commercial | College | Existing | Food Preparation | Natural Gas | Fryer | E4 | RVT BC Ratio | 0 | 0 | 0 | 0 | 0 | 0 | 0 | 0 | 0 | 0 | 0 | 0 | 0 | 0 | 0 | 0 | 0 | 0 | 0 | 0 | 0 | 0 | 0 | 0 | 0 | 0 | 0
F4_Commercial_College_Existing_Food Preparation_Natural Gas_Fryer_E5 | F4 | Commercial | College | Existing | Food Preparation | Natural Gas | Fryer | E5 | RVT BC Ratio | 0 | 0 | 0 | 0 | 0 | 0 | 0 | 0 | 0 | 0 | 0 | 0 | 0 | 0 | 0 | 0 | 0 | 0 | 0 | 0 | 0 | 0 | 0 | 0 | 0 | 0 | 0
F4_Commercial_College_Existing_Food Preparation_Natural Gas_Fryer_E6 | F4 | Commercial | College | Existing | Food Preparation | Natural Gas | Fryer | E6 | RVT BC Ratio | 0 | 0 | 0 | 0 | 0 | 0 | 0 | 0 | 0 | 0 | 0 | 0 | 0 | 0 | 0 | 0 | 0 | 0 | 0 | 0 | 0 | 0 | 0 | 0 | 0 | 0 | 0
F4_Commercial_College_Existing_Food Preparation_Natural Gas_Fryer_E7 | F4 | Commercial | College | Existing | Food Preparation | Natural Gas | Fryer | E7 | RVT BC Ratio | 0 | 0 | 0 | 0 | 0 | 0 | 0 | 0 | 0 | 0 | 0 | 0 | 0 | 0 | 0 | 0 | 0 | 0 | 0 | 0 | 0 | 0 | 0 | 0 | 0 | 0 | 0
F4_Commercial_College_Existing_Food Preparation_Natural Gas_Fryer_E8 | F4 | Commercial | College | Existing | Food Preparation | Natural Gas | Fryer | E8 | RVT BC Ratio | 0 | 0 | 0 | 0 | 0 | 0 | 0 | 0 | 0 | 0 | 0 | 0 | 0 | 0 | 0 | 0 | 0 | 0 | 0 | 0 | 0 | 0 | 0 | 0 | 0 | 0 | 0
F4_Commercial_College_Existing_Food Preparation_Natural Gas_Fryer_E9 | F4 | Commercial | College | Existing | Food Preparation | Natural Gas | Fryer | E9 | RVT BC Ratio | 0 | 0 | 0 | 0 | 0 | 0 | 0 | 0 | 0 | 0 | 0 | 0 | 0 | 0 | 0 | 0 | 0 | 0 | 0 | 0 | 0 | 0 | 0 | 0 | 0 | 0 | 0
F4_Commercial_College_Existing_Food Preparation_Natural Gas_Fryer_E10 | F4 | Commercial | College | Existing | Food Preparation | Natural Gas | Fryer | E10 | RVT BC Ratio | 0 | 0 | 0 | 0 | 0 | 0 | 0 | 0 | 0 | 0 | 0 | 0 | 0 | 0 | 0 | 0 | 0 | 0 | 0 | 0 | 0 | 0 | 0 | 0 | 0 | 0 | 0
F5_Commercial_College_Existing_Food Preparation_Natural Gas_Fryer_E1 | F5 | Commercial | College | Existing | Food Preparation | Natural Gas | Fryer | E1 | RIM BC Ratio | 1 | 0 | 0 | 0 | 0 | 0 | 0 | 0 | 0 | 0 | 0 | 0 | 0 | 0 | 0 | 0 | 0 | 0 | 0 | 0 | 0 | 0 | 0 | 0 | 0 | 0 | 0
F5_Commercial_College_Existing_Food Preparation_Natural Gas_Fryer_E2 | F5 | Commercial | College | Existing | Food Preparation | Natural Gas | Fryer | E2 | RIM BC Ratio | 4.0178 | 1 | 1 | 1 | 1 | 1 | 1 | 1 | 1 | 1 | 1 | 1 | 1 | 1 | 1 | 1 | 1 | 1 | 1 | 1 | 1 | 1 | 1 | 1 | 1 | 1 | 1
F5_Commercial_College_Existing_Food Preparation_Natural Gas_Fryer_E3 | F5 | Commercial | College | Existing | Food Preparation | Natural Gas | Fryer | E3 | RIM BC Ratio | 0 | 0 | 0 | 0 | 0 | 0 | 0 | 0 | 0 | 0 | 0 | 0 | 0 | 0 | 0 | 0 | 0 | 0 | 0 | 0 | 0 | 0 | 0 | 0 | 0 | 0 | 0
F5_Commercial_College_Existing_Food Preparation_Natural Gas_Fryer_E4 | F5 | Commercial | College | Existing | Food Preparation | Natural Gas | Fryer | E4 | RIM BC Ratio | 0 | 0 | 0 | 0 | 0 | 0 | 0 | 0 | 0 | 0 | 0 | 0 | 0 | 0 | 0 | 0 | 0 | 0 | 0 | 0 | 0 | 0 | 0 | 0 | 0 | 0 | 0
F5_Commercial_College_Existing_Food Preparation_Natural Gas_Fryer_E5 | F5 | Commercial | College | Existing | Food Preparation | Natural Gas | Fryer | E5 | RIM BC Ratio | 0 | 0 | 0 | 0 | 0 | 0 | 0 | 0 | 0 | 0 | 0 | 0 | 0 | 0 | 0 | 0 | 0 | 0 | 0 | 0 | 0 | 0 | 0 | 0 | 0 | 0 | 0
F5_Commercial_College_Existing_Food Preparation_Natural Gas_Fryer_E6 | F5 | Commercial | College | Existing | Food Preparation | Natural Gas | Fryer | E6 | RIM BC Ratio | 0 | 0 | 0 | 0 | 0 | 0 | 0 | 0 | 0 | 0 | 0 | 0 | 0 | 0 | 0 | 0 | 0 | 0 | 0 | 0 | 0 | 0 | 0 | 0 | 0 | 0 | 0
F5_Commercial_College_Existing_Food Preparation_Natural Gas_Fryer_E7 | F5 | Commercial | College | Existing | Food Preparation | Natural Gas | Fryer | E7 | RIM BC Ratio | 0 | 0 | 0 | 0 | 0 | 0 | 0 | 0 | 0 | 0 | 0 | 0 | 0 | 0 | 0 | 0 | 0 | 0 | 0 | 0 | 0 | 0 | 0 | 0 | 0 | 0 | 0
F5_Commercial_College_Existing_Food Preparation_Natural Gas_Fryer_E8 | F5 | Commercial | College | Existing | Food Preparation | Natural Gas | Fryer | E8 | RIM BC Ratio | 0 | 0 | 0 | 0 | 0 | 0 | 0 | 0 | 0 | 0 | 0 | 0 | 0 | 0 | 0 | 0 | 0 | 0 | 0 | 0 | 0 | 0 | 0 | 0 | 0 | 0 | 0
F5_Commercial_College_Existing_Food Preparation_Natural Gas_Fryer_E9 | F5 | Commercial | College | Existing | Food Preparation | Natural Gas | Fryer | E9 | RIM BC Ratio | 0 | 0 | 0 | 0 | 0 | 0 | 0 | 0 | 0 | 0 | 0 | 0 | 0 | 0 | 0 | 0 | 0 | 0 | 0 | 0 | 0 | 0 | 0 | 0 | 0 | 0 | 0
F5_Commercial_College_Existing_Food Preparation_Natural Gas_Fryer_E10 | F5 | Commercial | College | Existing | Food Preparation | Natural Gas | Fryer | E10 | RIM BC Ratio | 0 | 0 | 0 | 0 | 0 | 0 | 0 | 0 | 0 | 0 | 0 | 0 | 0 | 0 | 0 | 0 | 0 | 0 | 0 | 0 | 0 | 0 | 0 | 0 | 0 | 0 | 0
F0_Commercial_College_Existing_Food Preparation_Natural Gas_Broiler_E0 | F0 | Commercial | College | Existing | Food Preparation | Natural Gas | Broiler | E0 | Economic Unit | Infrared Burners | Infrared Burners | Infrared Burners | Infrared Burners | Infrared Burners | Infrared Burners | Infrared Burners | Infrared Burners | Infrared Burners | Infrared Burners | Infrared Burners | Infrared Burners | Infrared Burners | Infrared Burners | Infrared Burners | Infrared Burners | Infrared Burners | Infrared Burners | Infrared Burners | Infrared Burners | Infrared Burners | Infrared Burners | Infrared Burners | Infrared Burners | Infrared Burners | Infrared Burners | Infrared Burners
F1_Commercial_College_Existing_Food Preparation_Natural Gas_Broiler_E1 | F1 | Commercial | College | Existing | Food Preparation | Natural Gas | Broiler | E1 | CCE | 0 | 0 | 0 | 0 | 0 | 0 | 0 | 0 | 0 | 0 | 0 | 0 | 0 | 0 | 0 | 0 | 0 | 0 | 0 | 0 | 0 | 0 | 0 | 0 | 0 | 0 | 0
F1_Commercial_College_Existing_Food Preparation_Natural Gas_Broiler_E2 | F1 | Commercial | College | Existing | Food Preparation | Natural Gas | Broiler | E2 | CCE | 0.0088234 | 0.0088234 | 0.0088234 | 0.0088234 | 0.0088234 | 0.0088234 | 0.0088234 | 0.0088234 | 0.0088234 | 0.0088234 | 0.0088234 | 0.0088234 | 0.0088234 | 0.0088234 | 0.0088234 | 0.0088234 | 0.0088234 | 0.0088234 | 0.0088234 | 0.0088234 | 0.0088234 | 0.0088234 | 0.0088234 | 0.0088234 | 0.0088234 | 0.0088234 | 0.0088234
F1_Commercial_College_Existing_Food Preparation_Natural Gas_Broiler_E3 | F1 | Commercial | College | Existing | Food Preparation | Natural Gas | Broiler | E3 | CCE | 0 | 0 | 0 | 0 | 0 | 0 | 0 | 0 | 0 | 0 | 0 | 0 | 0 | 0 | 0 | 0 | 0 | 0 | 0 | 0 | 0 | 0 | 0 | 0 | 0 | 0 | 0
F1_Commercial_College_Existing_Food Preparation_Natural Gas_Broiler_E4 | F1 | Commercial | College | Existing | Food Preparation | Natural Gas | Broiler | E4 | CCE | 0 | 0 | 0 | 0 | 0 | 0 | 0 | 0 | 0 | 0 | 0 | 0 | 0 | 0 | 0 | 0 | 0 | 0 | 0 | 0 | 0 | 0 | 0 | 0 | 0 | 0 | 0
F1_Commercial_College_Existing_Food Preparation_Natural Gas_Broiler_E5 | F1 | Commercial | College | Existing | Food Preparation | Natural Gas | Broiler | E5 | CCE | 0 | 0 | 0 | 0 | 0 | 0 | 0 | 0 | 0 | 0 | 0 | 0 | 0 | 0 | 0 | 0 | 0 | 0 | 0 | 0 | 0 | 0 | 0 | 0 | 0 | 0 | 0
F1_Commercial_College_Existing_Food Preparation_Natural Gas_Broiler_E6 | F1 | Commercial | College | Existing | Food Preparation | Natural Gas | Broiler | E6 | CCE | 0 | 0 | 0 | 0 | 0 | 0 | 0 | 0 | 0 | 0 | 0 | 0 | 0 | 0 | 0 | 0 | 0 | 0 | 0 | 0 | 0 | 0 | 0 | 0 | 0 | 0 | 0
F1_Commercial_College_Existing_Food Preparation_Natural Gas_Broiler_E7 | F1 | Commercial | College | Existing | Food Preparation | Natural Gas | Broiler | E7 | CCE | 0 | 0 | 0 | 0 | 0 | 0 | 0 | 0 | 0 | 0 | 0 | 0 | 0 | 0 | 0 | 0 | 0 | 0 | 0 | 0 | 0 | 0 | 0 | 0 | 0 | 0 | 0
F1_Commercial_College_Existing_Food Preparation_Natural Gas_Broiler_E8 | F1 | Commercial | College | Existing | Food Preparation | Natural Gas | Broiler | E8 | CCE | 0 | 0 | 0 | 0 | 0 | 0 | 0 | 0 | 0 | 0 | 0 | 0 | 0 | 0 | 0 | 0 | 0 | 0 | 0 | 0 | 0 | 0 | 0 | 0 | 0 | 0 | 0
F1_Commercial_College_Existing_Food Preparation_Natural Gas_Broiler_E9 | F1 | Commercial | College | Existing | Food Preparation | Natural Gas | Broiler | E9 | CCE | 0 | 0 | 0 | 0 | 0 | 0 | 0 | 0 | 0 | 0 | 0 | 0 | 0 | 0 | 0 | 0 | 0 | 0 | 0 | 0 | 0 | 0 | 0 | 0 | 0 | 0 | 0
F1_Commercial_College_Existing_Food Preparation_Natural Gas_Broiler_E10 | F1 | Commercial | College | Existing | Food Preparation | Natural Gas | Broiler | E10 | CCE | 0 | 0 | 0 | 0 | 0 | 0 | 0 | 0 | 0 | 0 | 0 | 0 | 0 | 0 | 0 | 0 | 0 | 0 | 0 | 0 | 0 | 0 | 0 | 0 | 0 | 0 | 0
F2_Commercial_College_Existing_Food Preparation_Natural Gas_Broiler_E1 | F2 | Commercial | College | Existing | Food Preparation | Natural Gas | Broiler | E1 | TRC BC Ratio | bar: 2021 to 2047
F2_Commercial_College_Existing_Food Preparation_Natural Gas_Broiler_E2 | F2 | Commercial | College | Existing | Food Preparation | Natural Gas | Broiler | E2 | TRC BC Ratio | 1.5469 | 1.5304 | 1.5144 | 1.4991 | 1.5029 | 1.5191 | 1.5427 | 1.5689 | 1.5942 | 1.6158 | 1.6334 | 1.6459 | 1.6531 | 1.6523 | 1.6433 | 1.6261 | 1.6009 | 1.5692 | 1.5313 | 1.4862 | 1.4333 | 1.3724 | 1.3184 | 1.2837 | 1.2691 | 1.2753 | 1.2816
F2_Commercial_College_Existing_Food Preparation_Natural Gas_Broiler_E3 | F2 | Commercial | College | Existing | Food Preparation | Natural Gas | Broiler | E3 | TRC BC Ratio | 0 | 0 | 0 | 0 | 0 | 0 | 0 | 0 | 0 | 0 | 0 | 0 | 0 | 0 | 0 | 0 | 0 | 0 | 0 | 0 | 0 | 0 | 0 | 0 | 0 | 0 | 0
F2_Commercial_College_Existing_Food Preparation_Natural Gas_Broiler_E4 | F2 | Commercial | College | Existing | Food Preparation | Natural Gas | Broiler | E4 | TRC BC Ratio | 0 | 0 | 0 | 0 | 0 | 0 | 0 | 0 | 0 | 0 | 0 | 0 | 0 | 0 | 0 | 0 | 0 | 0 | 0 | 0 | 0 | 0 | 0 | 0 | 0 | 0 | 0
F2_Commercial_College_Existing_Food Preparation_Natural Gas_Broiler_E5 | F2 | Commercial | College | Existing | Food Preparation | Natural Gas | Broiler | E5 | TRC BC Ratio | 0 | 0 | 0 | 0 | 0 | 0 | 0 | 0 | 0 | 0 | 0 | 0 | 0 | 0 | 0 | 0 | 0 | 0 | 0 | 0 | 0 | 0 | 0 | 0 | 0 | 0 | 0
F2_Commercial_College_Existing_Food Preparation_Natural Gas_Broiler_E6 | F2 | Commercial | College | Existing | Food Preparation | Natural Gas | Broiler | E6 | TRC BC Ratio | 0 | 0 | 0 | 0 | 0 | 0 | 0 | 0 | 0 | 0 | 0 | 0 | 0 | 0 | 0 | 0 | 0 | 0 | 0 | 0 | 0 | 0 | 0 | 0 | 0 | 0 | 0
F2_Commercial_College_Existing_Food Preparation_Natural Gas_Broiler_E7 | F2 | Commercial | College | Existing | Food Preparation | Natural Gas | Broiler | E7 | TRC BC Ratio | 0 | 0 | 0 | 0 | 0 | 0 | 0 | 0 | 0 | 0 | 0 | 0 | 0 | 0 | 0 | 0 | 0 | 0 | 0 | 0 | 0 | 0 | 0 | 0 | 0 | 0 | 0
F2_Commercial_College_Existing_Food Preparation_Natural Gas_Broiler_E8 | F2 | Commercial | College | Existing | Food Preparation | Natural Gas | Broiler | E8 | TRC BC Ratio | 0 | 0 | 0 | 0 | 0 | 0 | 0 | 0 | 0 | 0 | 0 | 0 | 0 | 0 | 0 | 0 | 0 | 0 | 0 | 0 | 0 | 0 | 0 | 0 | 0 | 0 | 0
F2_Commercial_College_Existing_Food Preparation_Natural Gas_Broiler_E9 | F2 | Commercial | College | Existing | Food Preparation | Natural Gas | Broiler | E9 | TRC BC Ratio | 0 | 0 | 0 | 0 | 0 | 0 | 0 | 0 | 0 | 0 | 0 | 0 | 0 | 0 | 0 | 0 | 0 | 0 | 0 | 0 | 0 | 0 | 0 | 0 | 0 | 0 | 0
F2_Commercial_College_Existing_Food Preparation_Natural Gas_Broiler_E10 | F2 | Commercial | College | Existing | Food Preparation | Natural Gas | Broiler | E10 | TRC BC Ratio | 0 | 0 | 0 | 0 | 0 | 0 | 0 | 0 | 0 | 0 | 0 | 0 | 0 | 0 | 0 | 0 | 0 | 0 | 0 | 0 | 0 | 0 | 0 | 0 | 0 | 0 | 0
F3_Commercial_College_Existing_Food Preparation_Natural Gas_Broiler_E1 | F3 | Commercial | College | Existing | Food Preparation | Natural Gas | Broiler | E1 | PACT BC Ratio | bar: 2021 to 2047
F3_Commercial_College_Existing_Food Preparation_Natural Gas_Broiler_E2 | F3 | Commercial | College | Existing | Food Preparation | Natural Gas | Broiler | E2 | PACT BC Ratio | 1.9504 | 1.9296 | 1.9094 | 1.8902 | 1.8949 | 1.9154 | 1.9451 | 1.9782 | 2.0101 | 2.0373 | 2.0595 | 2.0753 | 2.0843 | 2.0833 | 2.072 | 2.0503 | 2.0186 | 1.9785 | 1.9307 | 1.8739 | 1.8073 | 1.7304 | 1.6624 | 1.6186 | 1.6002 | 1.608 | 1.6159
F3_Commercial_College_Existing_Food Preparation_Natural Gas_Broiler_E3 | F3 | Commercial | College | Existing | Food Preparation | Natural Gas | Broiler | E3 | PACT BC Ratio | 0 | 0 | 0 | 0 | 0 | 0 | 0 | 0 | 0 | 0 | 0 | 0 | 0 | 0 | 0 | 0 | 0 | 0 | 0 | 0 | 0 | 0 | 0 | 0 | 0 | 0 | 0
F3_Commercial_College_Existing_Food Preparation_Natural Gas_Broiler_E4 | F3 | Commercial | College | Existing | Food Preparation | Natural Gas | Broiler | E4 | PACT BC Ratio | 0 | 0 | 0 | 0 | 0 | 0 | 0 | 0 | 0 | 0 | 0 | 0 | 0 | 0 | 0 | 0 | 0 | 0 | 0 | 0 | 0 | 0 | 0 | 0 | 0 | 0 | 0
F3_Commercial_College_Existing_Food Preparation_Natural Gas_Broiler_E5 | F3 | Commercial | College | Existing | Food Preparation | Natural Gas | Broiler | E5 | PACT BC Ratio | 0 | 0 | 0 | 0 | 0 | 0 | 0 | 0 | 0 | 0 | 0 | 0 | 0 | 0 | 0 | 0 | 0 | 0 | 0 | 0 | 0 | 0 | 0 | 0 | 0 | 0 | 0
F3_Commercial_College_Existing_Food Preparation_Natural Gas_Broiler_E6 | F3 | Commercial | College | Existing | Food Preparation | Natural Gas | Broiler | E6 | PACT BC Ratio | 0 | 0 | 0 | 0 | 0 | 0 | 0 | 0 | 0 | 0 | 0 | 0 | 0 | 0 | 0 | 0 | 0 | 0 | 0 | 0 | 0 | 0 | 0 | 0 | 0 | 0 | 0
F3_Commercial_College_Existing_Food Preparation_Natural Gas_Broiler_E7 | F3 | Commercial | College | Existing | Food Preparation | Natural Gas | Broiler | E7 | PACT BC Ratio | 0 | 0 | 0 | 0 | 0 | 0 | 0 | 0 | 0 | 0 | 0 | 0 | 0 | 0 | 0 | 0 | 0 | 0 | 0 | 0 | 0 | 0 | 0 | 0 | 0 | 0 | 0
F3_Commercial_College_Existing_Food Preparation_Natural Gas_Broiler_E8 | F3 | Commercial | College | Existing | Food Preparation | Natural Gas | Broiler | E8 | PACT BC Ratio | 0 | 0 | 0 | 0 | 0 | 0 | 0 | 0 | 0 | 0 | 0 | 0 | 0 | 0 | 0 | 0 | 0 | 0 | 0 | 0 | 0 | 0 | 0 | 0 | 0 | 0 | 0
F3_Commercial_College_Existing_Food Preparation_Natural Gas_Broiler_E9 | F3 | Commercial | College | Existing | Food Preparation | Natural Gas | Broiler | E9 | PACT BC Ratio | 0 | 0 | 0 | 0 | 0 | 0 | 0 | 0 | 0 | 0 | 0 | 0 | 0 | 0 | 0 | 0 | 0 | 0 | 0 | 0 | 0 | 0 | 0 | 0 | 0 | 0 | 0
F3_Commercial_College_Existing_Food Preparation_Natural Gas_Broiler_E10 | F3 | Commercial | College | Existing | Food Preparation | Natural Gas | Broiler | E10 | PACT BC Ratio | 0 | 0 | 0 | 0 | 0 | 0 | 0 | 0 | 0 | 0 | 0 | 0 | 0 | 0 | 0 | 0 | 0 | 0 | 0 | 0 | 0 | 0 | 0 | 0 | 0 | 0 | 0
F4_Commercial_College_Existing_Food Preparation_Natural Gas_Broiler_E1 | F4 | Commercial | College | Existing | Food Preparation | Natural Gas | Broiler | E1 | RVT BC Ratio | bar: 2021 to 2047
F4_Commercial_College_Existing_Food Preparation_Natural Gas_Broiler_E2 | F4 | Commercial | College | Existing | Food Preparation | Natural Gas | Broiler | E2 | RVT BC Ratio | 0.7 | 0.7 | 0.7 | 0.7 | 0.7 | 0.7 | 0.7 | 0.7 | 0.7 | 0.7 | 0.7 | 0.7 | 0.7 | 0.7 | 0.7 | 0.7 | 0.7 | 0.7 | 0.7 | 0.7 | 0.7 | 0.7 | 0.7 | 0.7 | 0.7 | 0.7 | 0.7
F4_Commercial_College_Existing_Food Preparation_Natural Gas_Broiler_E3 | F4 | Commercial | College | Existing | Food Preparation | Natural Gas | Broiler | E3 | RVT BC Ratio | 0 | 0 | 0 | 0 | 0 | 0 | 0 | 0 | 0 | 0 | 0 | 0 | 0 | 0 | 0 | 0 | 0 | 0 | 0 | 0 | 0 | 0 | 0 | 0 | 0 | 0 | 0
F4_Commercial_College_Existing_Food Preparation_Natural Gas_Broiler_E4 | F4 | Commercial | College | Existing | Food Preparation | Natural Gas | Broiler | E4 | RVT BC Ratio | 0 | 0 | 0 | 0 | 0 | 0 | 0 | 0 | 0 | 0 | 0 | 0 | 0 | 0 | 0 | 0 | 0 | 0 | 0 | 0 | 0 | 0 | 0 | 0 | 0 | 0 | 0
F4_Commercial_College_Existing_Food Preparation_Natural Gas_Broiler_E5 | F4 | Commercial | College | Existing | Food Preparation | Natural Gas | Broiler | E5 | RVT BC Ratio | 0 | 0 | 0 | 0 | 0 | 0 | 0 | 0 | 0 | 0 | 0 | 0 | 0 | 0 | 0 | 0 | 0 | 0 | 0 | 0 | 0 | 0 | 0 | 0 | 0 | 0 | 0
F4_Commercial_College_Existing_Food Preparation_Natural Gas_Broiler_E6 | F4 | Commercial | College | Existing | Food Preparation | Natural Gas | Broiler | E6 | RVT BC Ratio | 0 | 0 | 0 | 0 | 0 | 0 | 0 | 0 | 0 | 0 | 0 | 0 | 0 | 0 | 0 | 0 | 0 | 0 | 0 | 0 | 0 | 0 | 0 | 0 | 0 | 0 | 0
F4_Commercial_College_Existing_Food Preparation_Natural Gas_Broiler_E7 | F4 | Commercial | College | Existing | Food Preparation | Natural Gas | Broiler | E7 | RVT BC Ratio | 0 | 0 | 0 | 0 | 0 | 0 | 0 | 0 | 0 | 0 | 0 | 0 | 0 | 0 | 0 | 0 | 0 | 0 | 0 | 0 | 0 | 0 | 0 | 0 | 0 | 0 | 0
F4_Commercial_College_Existing_Food Preparation_Natural Gas_Broiler_E8 | F4 | Commercial | College | Existing | Food Preparation | Natural Gas | Broiler | E8 | RVT BC Ratio | 0 | 0 | 0 | 0 | 0 | 0 | 0 | 0 | 0 | 0 | 0 | 0 | 0 | 0 | 0 | 0 | 0 | 0 | 0 | 0 | 0 | 0 | 0 | 0 | 0 | 0 | 0
F4_Commercial_College_Existing_Food Preparation_Natural Gas_Broiler_E9 | F4 | Commercial | College | Existing | Food Preparation | Natural Gas | Broiler | E9 | RVT BC Ratio | 0 | 0 | 0 | 0 | 0 | 0 | 0 | 0 | 0 | 0 | 0 | 0 | 0 | 0 | 0 | 0 | 0 | 0 | 0 | 0 | 0 | 0 | 0 | 0 | 0 | 0 | 0
F4_Commercial_College_Existing_Food Preparation_Natural Gas_Broiler_E10 | F4 | Commercial | College | Existing | Food Preparation | Natural Gas | Broiler | E10 | RVT BC Ratio | 0 | 0 | 0 | 0 | 0 | 0 | 0 | 0 | 0 | 0 | 0 | 0 | 0 | 0 | 0 | 0 | 0 | 0 | 0 | 0 | 0 | 0 | 0 | 0 | 0 | 0 | 0
F5_Commercial_College_Existing_Food Preparation_Natural Gas_Broiler_E1 | F5 | Commercial | College | Existing | Food Preparation | Natural Gas | Broiler | E1 | RIM BC Ratio | bar: 2021 to 2047
F5_Commercial_College_Existing_Food Preparation_Natural Gas_Broiler_E2 | F5 | Commercial | College | Existing | Food Preparation | Natural Gas | Broiler | E2 | RIM BC Ratio | 1.9504 | 1.9296 | 1.9094 | 1.8902 | 1.8949 | 1.9154 | 1.9451 | 1.9782 | 2.0101 | 2.0373 | 2.0595 | 2.0753 | 2.0843 | 2.0833 | 2.072 | 2.0503 | 2.0186 | 1.9785 | 1.9307 | 1.8739 | 1.8073 | 1.7304 | 1.6624 | 1.6186 | 1.6002 | 1.608 | 1.6159
F5_Commercial_College_Existing_Food Preparation_Natural Gas_Broiler_E3 | F5 | Commercial | College | Existing | Food Preparation | Natural Gas | Broiler | E3 | RIM BC Ratio | 0 | 0 | 0 | 0 | 0 | 0 | 0 | 0 | 0 | 0 | 0 | 0 | 0 | 0 | 0 | 0 | 0 | 0 | 0 | 0 | 0 | 0 | 0 | 0 | 0 | 0 | 0
F5_Commercial_College_Existing_Food Preparation_Natural Gas_Broiler_E4 | F5 | Commercial | College | Existing | Food Preparation | Natural Gas | Broiler | E4 | RIM BC Ratio | 0 | 0 | 0 | 0 | 0 | 0 | 0 | 0 | 0 | 0 | 0 | 0 | 0 | 0 | 0 | 0 | 0 | 0 | 0 | 0 | 0 | 0 | 0 | 0 | 0 | 0 | 0
F5_Commercial_College_Existing_Food Preparation_Natural Gas_Broiler_E5 | F5 | Commercial | College | Existing | Food Preparation | Natural Gas | Broiler | E5 | RIM BC Ratio | 0 | 0 | 0 | 0 | 0 | 0 | 0 | 0 | 0 | 0 | 0 | 0 | 0 | 0 | 0 | 0 | 0 | 0 | 0 | 0 | 0 | 0 | 0 | 0 | 0 | 0 | 0
F5_Commercial_College_Existing_Food Preparation_Natural Gas_Broiler_E6 | F5 | Commercial | College | Existing | Food Preparation | Natural Gas | Broiler | E6 | RIM BC Ratio | 0 | 0 | 0 | 0 | 0 | 0 | 0 | 0 | 0 | 0 | 0 | 0 | 0 | 0 | 0 | 0 | 0 | 0 | 0 | 0 | 0 | 0 | 0 | 0 | 0 | 0 | 0
F5_Commercial_College_Existing_Food Preparation_Natural Gas_Broiler_E7 | F5 | Commercial | College | Existing | Food Preparation | Natural Gas | Broiler | E7 | RIM BC Ratio | 0 | 0 | 0 | 0 | 0 | 0 | 0 | 0 | 0 | 0 | 0 | 0 | 0 | 0 | 0 | 0 | 0 | 0 | 0 | 0 | 0 | 0 | 0 | 0 | 0 | 0 | 0
F5_Commercial_College_Existing_Food Preparation_Natural Gas_Broiler_E8 | F5 | Commercial | College | Existing | Food Preparation | Natural Gas | Broiler | E8 | RIM BC Ratio | 0 | 0 | 0 | 0 | 0 | 0 | 0 | 0 | 0 | 0 | 0 | 0 | 0 | 0 | 0 | 0 | 0 | 0 | 0 | 0 | 0 | 0 | 0 | 0 | 0 | 0 | 0
F5_Commercial_College_Existing_Food Preparation_Natural Gas_Broiler_E9 | F5 | Commercial | College | Existing | Food Preparation | Natural Gas | Broiler | E9 | RIM BC Ratio | 0 | 0 | 0 | 0 | 0 | 0 | 0 | 0 | 0 | 0 | 0 | 0 | 0 | 0 | 0 | 0 | 0 | 0 | 0 | 0 | 0 | 0 | 0 | 0 | 0 | 0 | 0
F5_Commercial_College_Existing_Food Preparation_Natural Gas_Broiler_E10 | F5 | Commercial | College | Existing | Food Preparation | Natural Gas | Broiler | E10 | RIM BC Ratio | 0 | 0 | 0 | 0 | 0 | 0 | 0 | 0 | 0 | 0 | 0 | 0 | 0 | 0 | 0 | 0 | 0 | 0 | 0 | 0 | 0 | 0 | 0 | 0 | 0 | 0 | 0
F0_Commercial_College_Existing_Food Preparation_Natural Gas_Griddle_E0 | F0 | Commercial | College | Existing | Food Preparation | Natural Gas | Griddle | E0 | Economic Unit | ENERGY STAR | ENERGY STAR | ENERGY STAR | ENERGY STAR | ENERGY STAR | ENERGY STAR | ENERGY STAR | ENERGY STAR | ENERGY STAR | ENERGY STAR | ENERGY STAR | ENERGY STAR | ENERGY STAR | ENERGY STAR | ENERGY STAR | ENERGY STAR | ENERGY STAR | ENERGY STAR | ENERGY STAR | ENERGY STAR | Standard | Standard | Standard | Standard | Standard | Standard | Standard
F1_Commercial_College_Existing_Food Preparation_Natural Gas_Griddle_E1 | F1 | Commercial | College | Existing | Food Preparation | Natural Gas | Griddle | E1 | CCE | 0 | 0 | 0 | 0 | 0 | 0 | 0 | 0 | 0 | 0 | 0 | 0 | 0 | 0 | 0 | 0 | 0 | 0 | 0 | 0 | 0 | 0 | 0 | 0 | 0 | 0 | 0
F1_Commercial_College_Existing_Food Preparation_Natural Gas_Griddle_E2 | F1 | Commercial | College | Existing | Food Preparation | Natural Gas | Griddle | E2 | CCE | 0.01311 | 0.01311 | 0.01311 | 0.01311 | 0.01311 | 0.01311 | 0.01311 | 0.01311 | 0.01311 | 0.01311 | 0.01311 | 0.01311 | 0.01311 | 0.01311 | 0.01311 | 0.01311 | 0.01311 | 0.01311 | 0.01311 | 0.01311 | 0.01311 | 0.01311 | 0.01311 | 0.01311 | 0.01311 | 0.01311 | 0.01311
F1_Commercial_College_Existing_Food Preparation_Natural Gas_Griddle_E3 | F1 | Commercial | College | Existing | Food Preparation | Natural Gas | Griddle | E3 | CCE | 0 | 0 | 0 | 0 | 0 | 0 | 0 | 0 | 0 | 0 | 0 | 0 | 0 | 0 | 0 | 0 | 0 | 0 | 0 | 0 | 0 | 0 | 0 | 0 | 0 | 0 | 0
F1_Commercial_College_Existing_Food Preparation_Natural Gas_Griddle_E4 | F1 | Commercial | College | Existing | Food Preparation | Natural Gas | Griddle | E4 | CCE | 0 | 0 | 0 | 0 | 0 | 0 | 0 | 0 | 0 | 0 | 0 | 0 | 0 | 0 | 0 | 0 | 0 | 0 | 0 | 0 | 0 | 0 | 0 | 0 | 0 | 0 | 0
F1_Commercial_College_Existing_Food Preparation_Natural Gas_Griddle_E5 | F1 | Commercial | College | Existing | Food Preparation | Natural Gas | Griddle | E5 | CCE | 0 | 0 | 0 | 0 | 0 | 0 | 0 | 0 | 0 | 0 | 0 | 0 | 0 | 0 | 0 | 0 | 0 | 0 | 0 | 0 | 0 | 0 | 0 | 0 | 0 | 0 | 0
F1_Commercial_College_Existing_Food Preparation_Natural Gas_Griddle_E6 | F1 | Commercial | College | Existing | Food Preparation | Natural Gas | Griddle | E6 | CCE | 0 | 0 | 0 | 0 | 0 | 0 | 0 | 0 | 0 | 0 | 0 | 0 | 0 | 0 | 0 | 0 | 0 | 0 | 0 | 0 | 0 | 0 | 0 | 0 | 0 | 0 | 0
F1_Commercial_College_Existing_Food Preparation_Natural Gas_Griddle_E7 | F1 | Commercial | College | Existing | Food Preparation | Natural Gas | Griddle | E7 | CCE | 0 | 0 | 0 | 0 | 0 | 0 | 0 | 0 | 0 | 0 | 0 | 0 | 0 | 0 | 0 | 0 | 0 | 0 | 0 | 0 | 0 | 0 | 0 | 0 | 0 | 0 | 0
F1_Commercial_College_Existing_Food Preparation_Natural Gas_Griddle_E8 | F1 | Commercial | College | Existing | Food Preparation | Natural Gas | Griddle | E8 | CCE | 0 | 0 | 0 | 0 | 0 | 0 | 0 | 0 | 0 | 0 | 0 | 0 | 0 | 0 | 0 | 0 | 0 | 0 | 0 | 0 | 0 | 0 | 0 | 0 | 0 | 0 | 0
F1_Commercial_College_Existing_Food Preparation_Natural Gas_Griddle_E9 | F1 | Commercial | College | Existing | Food Preparation | Natural Gas | Griddle | E9 | CCE | 0 | 0 | 0 | 0 | 0 | 0 | 0 | 0 | 0 | 0 | 0 | 0 | 0 | 0 | 0 | 0 | 0 | 0 | 0 | 0 | 0 | 0 | 0 | 0 | 0 | 0 | 0
F1_Commercial_College_Existing_Food Preparation_Natural Gas_Griddle_E10 | F1 | Commercial | College | Existing | Food Preparation | Natural Gas | Griddle | E10 | CCE | 0 | 0 | 0 | 0 | 0 | 0 | 0 | 0 | 0 | 0 | 0 | 0 | 0 | 0 | 0 | 0 | 0 | 0 | 0 | 0 | 0 | 0 | 0 | 0 | 0 | 0 | 0
F2_Commercial_College_Existing_Food Preparation_Natural Gas_Griddle_E1 | F2 | Commercial | College | Existing | Food Preparation | Natural Gas | Griddle | E1 | TRC BC Ratio | bar: 2021 to 2047
F2_Commercial_College_Existing_Food Preparation_Natural Gas_Griddle_E2 | F2 | Commercial | College | Existing | Food Preparation | Natural Gas | Griddle | E2 | TRC BC Ratio | 1.0411 | 1.0299 | 1.0192 | 1.0089 | 1.0114 | 1.0224 | 1.0382 | 1.0559 | 1.0729 | 1.0874 | 1.0993 | 1.1077 | 1.1125 | 1.112 | 1.106 | 1.0944 | 1.0774 | 1.0561 | 1.0305 | 1.0002 | 0.96464 | 0.92365 | 0.8873 | 0.86394 | 0.85412 | 0.85831 | 0.86251
F2_Commercial_College_Existing_Food Preparation_Natural Gas_Griddle_E3 | F2 | Commercial | College | Existing | Food Preparation | Natural Gas | Griddle | E3 | TRC BC Ratio | 0 | 0 | 0 | 0 | 0 | 0 | 0 | 0 | 0 | 0 | 0 | 0 | 0 | 0 | 0 | 0 | 0 | 0 | 0 | 0 | 0 | 0 | 0 | 0 | 0 | 0 | 0
F2_Commercial_College_Existing_Food Preparation_Natural Gas_Griddle_E4 | F2 | Commercial | College | Existing | Food Preparation | Natural Gas | Griddle | E4 | TRC BC Ratio | 0 | 0 | 0 | 0 | 0 | 0 | 0 | 0 | 0 | 0 | 0 | 0 | 0 | 0 | 0 | 0 | 0 | 0 | 0 | 0 | 0 | 0 | 0 | 0 | 0 | 0 | 0
F2_Commercial_College_Existing_Food Preparation_Natural Gas_Griddle_E5 | F2 | Commercial | College | Existing | Food Preparation | Natural Gas | Griddle | E5 | TRC BC Ratio | 0 | 0 | 0 | 0 | 0 | 0 | 0 | 0 | 0 | 0 | 0 | 0 | 0 | 0 | 0 | 0 | 0 | 0 | 0 | 0 | 0 | 0 | 0 | 0 | 0 | 0 | 0
F2_Commercial_College_Existing_Food Preparation_Natural Gas_Griddle_E6 | F2 | Commercial | College | Existing | Food Preparation | Natural Gas | Griddle | E6 | TRC BC Ratio | 0 | 0 | 0 | 0 | 0 | 0 | 0 | 0 | 0 | 0 | 0 | 0 | 0 | 0 | 0 | 0 | 0 | 0 | 0 | 0 | 0 | 0 | 0 | 0 | 0 | 0 | 0
F2_Commercial_College_Existing_Food Preparation_Natural Gas_Griddle_E7 | F2 | Commercial | College | Existing | Food Preparation | Natural Gas | Griddle | E7 | TRC BC Ratio | 0 | 0 | 0 | 0 | 0 | 0 | 0 | 0 | 0 | 0 | 0 | 0 | 0 | 0 | 0 | 0 | 0 | 0 | 0 | 0 | 0 | 0 | 0 | 0 | 0 | 0 | 0
F2_Commercial_College_Existing_Food Preparation_Natural Gas_Griddle_E8 | F2 | Commercial | College | Existing | Food Preparation | Natural Gas | Griddle | E8 | TRC BC Ratio | 0 | 0 | 0 | 0 | 0 | 0 | 0 | 0 | 0 | 0 | 0 | 0 | 0 | 0 | 0 | 0 | 0 | 0 | 0 | 0 | 0 | 0 | 0 | 0 | 0 | 0 | 0
F2_Commercial_College_Existing_Food Preparation_Natural Gas_Griddle_E9 | F2 | Commercial | College | Existing | Food Preparation | Natural Gas | Griddle | E9 | TRC BC Ratio | 0 | 0 | 0 | 0 | 0 | 0 | 0 | 0 | 0 | 0 | 0 | 0 | 0 | 0 | 0 | 0 | 0 | 0 | 0 | 0 | 0 | 0 | 0 | 0 | 0 | 0 | 0
F2_Commercial_College_Existing_Food Preparation_Natural Gas_Griddle_E10 | F2 | Commercial | College | Existing | Food Preparation | Natural Gas | Griddle | E10 | TRC BC Ratio | 0 | 0 | 0 | 0 | 0 | 0 | 0 | 0 | 0 | 0 | 0 | 0 | 0 | 0 | 0 | 0 | 0 | 0 | 0 | 0 | 0 | 0 | 0 | 0 | 0 | 0 | 0
F3_Commercial_College_Existing_Food Preparation_Natural Gas_Griddle_E1 | F3 | Commercial | College | Existing | Food Preparation | Natural Gas | Griddle | E1 | PACT BC Ratio | bar: 2021 to 2047
F3_Commercial_College_Existing_Food Preparation_Natural Gas_Griddle_E2 | F3 | Commercial | College | Existing | Food Preparation | Natural Gas | Griddle | E2 | PACT BC Ratio | 1.3698 | 1.3552 | 1.341 | 1.3275 | 1.3308 | 1.3452 | 1.3661 | 1.3893 | 1.4117 | 1.4308 | 1.4464 | 1.4575 | 1.4639 | 1.4631 | 1.4552 | 1.44 | 1.4177 | 1.3896 | 1.356 | 1.3161 | 1.2693 | 1.2153 | 1.1675 | 1.1368 | 1.1238 | 1.1294 | 1.1349
F3_Commercial_College_Existing_Food Preparation_Natural Gas_Griddle_E3 | F3 | Commercial | College | Existing | Food Preparation | Natural Gas | Griddle | E3 | PACT BC Ratio | 0 | 0 | 0 | 0 | 0 | 0 | 0 | 0 | 0 | 0 | 0 | 0 | 0 | 0 | 0 | 0 | 0 | 0 | 0 | 0 | 0 | 0 | 0 | 0 | 0 | 0 | 0
F3_Commercial_College_Existing_Food Preparation_Natural Gas_Griddle_E4 | F3 | Commercial | College | Existing | Food Preparation | Natural Gas | Griddle | E4 | PACT BC Ratio | 0 | 0 | 0 | 0 | 0 | 0 | 0 | 0 | 0 | 0 | 0 | 0 | 0 | 0 | 0 | 0 | 0 | 0 | 0 | 0 | 0 | 0 | 0 | 0 | 0 | 0 | 0
F3_Commercial_College_Existing_Food Preparation_Natural Gas_Griddle_E5 | F3 | Commercial | College | Existing | Food Preparation | Natural Gas | Griddle | E5 | PACT BC Ratio | 0 | 0 | 0 | 0 | 0 | 0 | 0 | 0 | 0 | 0 | 0 | 0 | 0 | 0 | 0 | 0 | 0 | 0 | 0 | 0 | 0 | 0 | 0 | 0 | 0 | 0 | 0
F3_Commercial_College_Existing_Food Preparation_Natural Gas_Griddle_E6 | F3 | Commercial | College | Existing | Food Preparation | Natural Gas | Griddle | E6 | PACT BC Ratio | 0 | 0 | 0 | 0 | 0 | 0 | 0 | 0 | 0 | 0 | 0 | 0 | 0 | 0 | 0 | 0 | 0 | 0 | 0 | 0 | 0 | 0 | 0 | 0 | 0 | 0 | 0
F3_Commercial_College_Existing_Food Preparation_Natural Gas_Griddle_E7 | F3 | Commercial | College | Existing | Food Preparation | Natural Gas | Griddle | E7 | PACT BC Ratio | 0 | 0 | 0 | 0 | 0 | 0 | 0 | 0 | 0 | 0 | 0 | 0 | 0 | 0 | 0 | 0 | 0 | 0 | 0 | 0 | 0 | 0 | 0 | 0 | 0 | 0 | 0
F3_Commercial_College_Existing_Food Preparation_Natural Gas_Griddle_E8 | F3 | Commercial | College | Existing | Food Preparation | Natural Gas | Griddle | E8 | PACT BC Ratio | 0 | 0 | 0 | 0 | 0 | 0 | 0 | 0 | 0 | 0 | 0 | 0 | 0 | 0 | 0 | 0 | 0 | 0 | 0 | 0 | 0 | 0 | 0 | 0 | 0 | 0 | 0
F3_Commercial_College_Existing_Food Preparation_Natural Gas_Griddle_E9 | F3 | Commercial | College | Existing | Food Preparation | Natural Gas | Griddle | E9 | PACT BC Ratio | 0 | 0 | 0 | 0 | 0 | 0 | 0 | 0 | 0 | 0 | 0 | 0 | 0 | 0 | 0 | 0 | 0 | 0 | 0 | 0 | 0 | 0 | 0 | 0 | 0 | 0 | 0
F3_Commercial_College_Existing_Food Preparation_Natural Gas_Griddle_E10 | F3 | Commercial | College | Existing | Food Preparation | Natural Gas | Griddle | E10 | PACT BC Ratio | 0 | 0 | 0 | 0 | 0 | 0 | 0 | 0 | 0 | 0 | 0 | 0 | 0 | 0 | 0 | 0 | 0 | 0 | 0 | 0 | 0 | 0 | 0 | 0 | 0 | 0 | 0
F4_Commercial_College_Existing_Food Preparation_Natural Gas_Griddle_E1 | F4 | Commercial | College | Existing | Food Preparation | Natural Gas | Griddle | E1 | RVT BC Ratio | bar: 2021 to 2047
F4_Commercial_College_Existing_Food Preparation_Natural Gas_Griddle_E2 | F4 | Commercial | College | Existing | Food Preparation | Natural Gas | Griddle | E2 | RVT BC Ratio | 0.7 | 0.7 | 0.7 | 0.7 | 0.7 | 0.7 | 0.7 | 0.7 | 0.7 | 0.7 | 0.7 | 0.7 | 0.7 | 0.7 | 0.7 | 0.7 | 0.7 | 0.7 | 0.7 | 0.7 | 0.7 | 0.7 | 0.7 | 0.7 | 0.7 | 0.7 | 0.7
F4_Commercial_College_Existing_Food Preparation_Natural Gas_Griddle_E3 | F4 | Commercial | College | Existing | Food Preparation | Natural Gas | Griddle | E3 | RVT BC Ratio | 0 | 0 | 0 | 0 | 0 | 0 | 0 | 0 | 0 | 0 | 0 | 0 | 0 | 0 | 0 | 0 | 0 | 0 | 0 | 0 | 0 | 0 | 0 | 0 | 0 | 0 | 0
F4_Commercial_College_Existing_Food Preparation_Natural Gas_Griddle_E4 | F4 | Commercial | College | Existing | Food Preparation | Natural Gas | Griddle | E4 | RVT BC Ratio | 0 | 0 | 0 | 0 | 0 | 0 | 0 | 0 | 0 | 0 | 0 | 0 | 0 | 0 | 0 | 0 | 0 | 0 | 0 | 0 | 0 | 0 | 0 | 0 | 0 | 0 | 0
F4_Commercial_College_Existing_Food Preparation_Natural Gas_Griddle_E5 | F4 | Commercial | College | Existing | Food Preparation | Natural Gas | Griddle | E5 | RVT BC Ratio | 0 | 0 | 0 | 0 | 0 | 0 | 0 | 0 | 0 | 0 | 0 | 0 | 0 | 0 | 0 | 0 | 0 | 0 | 0 | 0 | 0 | 0 | 0 | 0 | 0 | 0 | 0
F4_Commercial_College_Existing_Food Preparation_Natural Gas_Griddle_E6 | F4 | Commercial | College | Existing | Food Preparation | Natural Gas | Griddle | E6 | RVT BC Ratio | 0 | 0 | 0 | 0 | 0 | 0 | 0 | 0 | 0 | 0 | 0 | 0 | 0 | 0 | 0 | 0 | 0 | 0 | 0 | 0 | 0 | 0 | 0 | 0 | 0 | 0 | 0
F4_Commercial_College_Existing_Food Preparation_Natural Gas_Griddle_E7 | F4 | Commercial | College | Existing | Food Preparation | Natural Gas | Griddle | E7 | RVT BC Ratio | 0 | 0 | 0 | 0 | 0 | 0 | 0 | 0 | 0 | 0 | 0 | 0 | 0 | 0 | 0 | 0 | 0 | 0 | 0 | 0 | 0 | 0 | 0 | 0 | 0 | 0 | 0
F4_Commercial_College_Existing_Food Preparation_Natural Gas_Griddle_E8 | F4 | Commercial | College | Existing | Food Preparation | Natural Gas | Griddle | E8 | RVT BC Ratio | 0 | 0 | 0 | 0 | 0 | 0 | 0 | 0 | 0 | 0 | 0 | 0 | 0 | 0 | 0 | 0 | 0 | 0 | 0 | 0 | 0 | 0 | 0 | 0 | 0 | 0 | 0
F4_Commercial_College_Existing_Food Preparation_Natural Gas_Griddle_E9 | F4 | Commercial | College | Existing | Food Preparation | Natural Gas | Griddle | E9 | RVT BC Ratio | 0 | 0 | 0 | 0 | 0 | 0 | 0 | 0 | 0 | 0 | 0 | 0 | 0 | 0 | 0 | 0 | 0 | 0 | 0 | 0 | 0 | 0 | 0 | 0 | 0 | 0 | 0
F4_Commercial_College_Existing_Food Preparation_Natural Gas_Griddle_E10 | F4 | Commercial | College | Existing | Food Preparation | Natural Gas | Griddle | E10 | RVT BC Ratio | 0 | 0 | 0 | 0 | 0 | 0 | 0 | 0 | 0 | 0 | 0 | 0 | 0 | 0 | 0 | 0 | 0 | 0 | 0 | 0 | 0 | 0 | 0 | 0 | 0 | 0 | 0
F5_Commercial_College_Existing_Food Preparation_Natural Gas_Griddle_E1 | F5 | Commercial | College | Existing | Food Preparation | Natural Gas | Griddle | E1 | RIM BC Ratio | bar: 2021 to 2047
F5_Commercial_College_Existing_Food Preparation_Natural Gas_Griddle_E2 | F5 | Commercial | College | Existing | Food Preparation | Natural Gas | Griddle | E2 | RIM BC Ratio | 1.3698 | 1.3552 | 1.341 | 1.3275 | 1.3308 | 1.3452 | 1.3661 | 1.3893 | 1.4117 | 1.4308 | 1.4464 | 1.4575 | 1.4639 | 1.4631 | 1.4552 | 1.44 | 1.4177 | 1.3896 | 1.356 | 1.3161 | 1.2693 | 1.2153 | 1.1675 | 1.1368 | 1.1238 | 1.1294 | 1.1349
F5_Commercial_College_Existing_Food Preparation_Natural Gas_Griddle_E3 | F5 | Commercial | College | Existing | Food Preparation | Natural Gas | Griddle | E3 | RIM BC Ratio | 0 | 0 | 0 | 0 | 0 | 0 | 0 | 0 | 0 | 0 | 0 | 0 | 0 | 0 | 0 | 0 | 0 | 0 | 0 | 0 | 0 | 0 | 0 | 0 | 0 | 0 | 0
F5_Commercial_College_Existing_Food Preparation_Natural Gas_Griddle_E4 | F5 | Commercial | College | Existing | Food Preparation | Natural Gas | Griddle | E4 | RIM BC Ratio | 0 | 0 | 0 | 0 | 0 | 0 | 0 | 0 | 0 | 0 | 0 | 0 | 0 | 0 | 0 | 0 | 0 | 0 | 0 | 0 | 0 | 0 | 0 | 0 | 0 | 0 | 0
F5_Commercial_College_Existing_Food Preparation_Natural Gas_Griddle_E5 | F5 | Commercial | College | Existing | Food Preparation | Natural Gas | Griddle | E5 | RIM BC Ratio | 0 | 0 | 0 | 0 | 0 | 0 | 0 | 0 | 0 | 0 | 0 | 0 | 0 | 0 | 0 | 0 | 0 | 0 | 0 | 0 | 0 | 0 | 0 | 0 | 0 | 0 | 0
F5_Commercial_College_Existing_Food Preparation_Natural Gas_Griddle_E6 | F5 | Commercial | College | Existing | Food Preparation | Natural Gas | Griddle | E6 | RIM BC Ratio | 0 | 0 | 0 | 0 | 0 | 0 | 0 | 0 | 0 | 0 | 0 | 0 | 0 | 0 | 0 | 0 | 0 | 0 | 0 | 0 | 0 | 0 | 0 | 0 | 0 | 0 | 0
F5_Commercial_College_Existing_Food Preparation_Natural Gas_Griddle_E7 | F5 | Commercial | College | Existing | Food Preparation | Natural Gas | Griddle | E7 | RIM BC Ratio | 0 | 0 | 0 | 0 | 0 | 0 | 0 | 0 | 0 | 0 | 0 | 0 | 0 | 0 | 0 | 0 | 0 | 0 | 0 | 0 | 0 | 0 | 0 | 0 | 0 | 0 | 0
F5_Commercial_College_Existing_Food Preparation_Natural Gas_Griddle_E8 | F5 | Commercial | College | Existing | Food Preparation | Natural Gas | Griddle | E8 | RIM BC Ratio | 0 | 0 | 0 | 0 | 0 | 0 | 0 | 0 | 0 | 0 | 0 | 0 | 0 | 0 | 0 | 0 | 0 | 0 | 0 | 0 | 0 | 0 | 0 | 0 | 0 | 0 | 0
F5_Commercial_College_Existing_Food Preparation_Natural Gas_Griddle_E9 | F5 | Commercial | College | Existing | Food Preparation | Natural Gas | Griddle | E9 | RIM BC Ratio | 0 | 0 | 0 | 0 | 0 | 0 | 0 | 0 | 0 | 0 | 0 | 0 | 0 | 0 | 0 | 0 | 0 | 0 | 0 | 0 | 0 | 0 | 0 | 0 | 0 | 0 | 0
F5_Commercial_College_Existing_Food Preparation_Natural Gas_Griddle_E10 | F5 | Commercial | College | Existing | Food Preparation | Natural Gas | Griddle | E10 | RIM BC Ratio | 0 | 0 | 0 | 0 | 0 | 0 | 0 | 0 | 0 | 0 | 0 | 0 | 0 | 0 | 0 | 0 | 0 | 0 | 0 | 0 | 0 | 0 | 0 | 0 | 0 | 0 | 0
F0_Commercial_College_Existing_Food Preparation_Natural Gas_Range_E0 | F0 | Commercial | College | Existing | Food Preparation | Natural Gas | Range | E0 | Economic Unit | High Efficiency | High Efficiency | High Efficiency | High Efficiency | High Efficiency | High Efficiency | High Efficiency | High Efficiency | High Efficiency | High Efficiency | High Efficiency | High Efficiency | High Efficiency | High Efficiency | High Efficiency | High Efficiency | High Efficiency | High Efficiency | High Efficiency | High Efficiency | High Efficiency | High Efficiency | High Efficiency | High Efficiency | High Efficiency | High Efficiency | High Efficiency
F1_Commercial_College_Existing_Food Preparation_Natural Gas_Range_E1 | F1 | Commercial | College | Existing | Food Preparation | Natural Gas | Range | E1 | CCE | 0 | 0 | 0 | 0 | 0 | 0 | 0 | 0 | 0 | 0 | 0 | 0 | 0 | 0 | 0 | 0 | 0 | 0 | 0 | 0 | 0 | 0 | 0 | 0 | 0 | 0 | 0
F1_Commercial_College_Existing_Food Preparation_Natural Gas_Range_E2 | F1 | Commercial | College | Existing | Food Preparation | Natural Gas | Range | E2 | CCE | 1.2749e-07 | 1.2749e-07 | 1.2749e-07 | 1.2749e-07 | 1.2749e-07 | 1.2749e-07 | 1.2749e-07 | 1.2749e-07 | 1.2749e-07 | 1.2749e-07 | 1.2749e-07 | 1.2749e-07 | 1.2749e-07 | 1.2749e-07 | 1.2749e-07 | 1.2749e-07 | 1.2749e-07 | 1.2749e-07 | 1.2749e-07 | 1.2749e-07 | 1.2749e-07 | 1.2749e-07 | 1.2749e-07 | 1.2749e-07 | 1.2749e-07 | 1.2749e-07 | 1.2749e-07
F1_Commercial_College_Existing_Food Preparation_Natural Gas_Range_E3 | F1 | Commercial | College | Existing | Food Preparation | Natural Gas | Range | E3 | CCE | 0 | 0 | 0 | 0 | 0 | 0 | 0 | 0 | 0 | 0 | 0 | 0 | 0 | 0 | 0 | 0 | 0 | 0 | 0 | 0 | 0 | 0 | 0 | 0 | 0 | 0 | 0
F1_Commercial_College_Existing_Food Preparation_Natural Gas_Range_E4 | F1 | Commercial | College | Existing | Food Preparation | Natural Gas | Range | E4 | CCE | 0 | 0 | 0 | 0 | 0 | 0 | 0 | 0 | 0 | 0 | 0 | 0 | 0 | 0 | 0 | 0 | 0 | 0 | 0 | 0 | 0 | 0 | 0 | 0 | 0 | 0 | 0
F1_Commercial_College_Existing_Food Preparation_Natural Gas_Range_E5 | F1 | Commercial | College | Existing | Food Preparation | Natural Gas | Range | E5 | CCE | 0 | 0 | 0 | 0 | 0 | 0 | 0 | 0 | 0 | 0 | 0 | 0 | 0 | 0 | 0 | 0 | 0 | 0 | 0 | 0 | 0 | 0 | 0 | 0 | 0 | 0 | 0
F1_Commercial_College_Existing_Food Preparation_Natural Gas_Range_E6 | F1 | Commercial | College | Existing | Food Preparation | Natural Gas | Range | E6 | CCE | 0 | 0 | 0 | 0 | 0 | 0 | 0 | 0 | 0 | 0 | 0 | 0 | 0 | 0 | 0 | 0 | 0 | 0 | 0 | 0 | 0 | 0 | 0 | 0 | 0 | 0 | 0
F1_Commercial_College_Existing_Food Preparation_Natural Gas_Range_E7 | F1 | Commercial | College | Existing | Food Preparation | Natural Gas | Range | E7 | CCE | 0 | 0 | 0 | 0 | 0 | 0 | 0 | 0 | 0 | 0 | 0 | 0 | 0 | 0 | 0 | 0 | 0 | 0 | 0 | 0 | 0 | 0 | 0 | 0 | 0 | 0 | 0
F1_Commercial_College_Existing_Food Preparation_Natural Gas_Range_E8 | F1 | Commercial | College | Existing | Food Preparation | Natural Gas | Range | E8 | CCE | 0 | 0 | 0 | 0 | 0 | 0 | 0 | 0 | 0 | 0 | 0 | 0 | 0 | 0 | 0 | 0 | 0 | 0 | 0 | 0 | 0 | 0 | 0 | 0 | 0 | 0 | 0
F1_Commercial_College_Existing_Food Preparation_Natural Gas_Range_E9 | F1 | Commercial | College | Existing | Food Preparation | Natural Gas | Range | E9 | CCE | 0 | 0 | 0 | 0 | 0 | 0 | 0 | 0 | 0 | 0 | 0 | 0 | 0 | 0 | 0 | 0 | 0 | 0 | 0 | 0 | 0 | 0 | 0 | 0 | 0 | 0 | 0
F1_Commercial_College_Existing_Food Preparation_Natural Gas_Range_E10 | F1 | Commercial | College | Existing | Food Preparation | Natural Gas | Range | E10 | CCE | 0 | 0 | 0 | 0 | 0 | 0 | 0 | 0 | 0 | 0 | 0 | 0 | 0 | 0 | 0 | 0 | 0 | 0 | 0 | 0 | 0 | 0 | 0 | 0 | 0 | 0 | 0
F2_Commercial_College_Existing_Food Preparation_Natural Gas_Range_E1 | F2 | Commercial | College | Existing | Food Preparation | Natural Gas | Range | E1 | TRC BC Ratio | bar: 2021 to 2047
F2_Commercial_College_Existing_Food Preparation_Natural Gas_Range_E2 | F2 | Commercial | College | Existing | Food Preparation | Natural Gas | Range | E2 | TRC BC Ratio | 107783.7748 | 106228.1866 | 104711.2525 | 103240.7276 | 103254.6448 | 104233.7467 | 105821.2112 | 107744.3581 | 109820.4161 | 111943.5488 | 114043.9246 | 115902.5227 | 117321.4185 | 117924.3994 | 117645.627 | 116492.5653 | 114552.5979 | 112013.3613 | 108990.1291 | 105406.5736 | 101214.1852 | 96389.3927 | 92105.7121 | 89333.183 | 88135.3968 | 88567.4331 | 89001.5872
F2_Commercial_College_Existing_Food Preparation_Natural Gas_Range_E3 | F2 | Commercial | College | Existing | Food Preparation | Natural Gas | Range | E3 | TRC BC Ratio | 0 | 0 | 0 | 0 | 0 | 0 | 0 | 0 | 0 | 0 | 0 | 0 | 0 | 0 | 0 | 0 | 0 | 0 | 0 | 0 | 0 | 0 | 0 | 0 | 0 | 0 | 0
F2_Commercial_College_Existing_Food Preparation_Natural Gas_Range_E4 | F2 | Commercial | College | Existing | Food Preparation | Natural Gas | Range | E4 | TRC BC Ratio | 0 | 0 | 0 | 0 | 0 | 0 | 0 | 0 | 0 | 0 | 0 | 0 | 0 | 0 | 0 | 0 | 0 | 0 | 0 | 0 | 0 | 0 | 0 | 0 | 0 | 0 | 0
F2_Commercial_College_Existing_Food Preparation_Natural Gas_Range_E5 | F2 | Commercial | College | Existing | Food Preparation | Natural Gas | Range | E5 | TRC BC Ratio | 0 | 0 | 0 | 0 | 0 | 0 | 0 | 0 | 0 | 0 | 0 | 0 | 0 | 0 | 0 | 0 | 0 | 0 | 0 | 0 | 0 | 0 | 0 | 0 | 0 | 0 | 0
F2_Commercial_College_Existing_Food Preparation_Natural Gas_Range_E6 | F2 | Commercial | College | Existing | Food Preparation | Natural Gas | Range | E6 | TRC BC Ratio | 0 | 0 | 0 | 0 | 0 | 0 | 0 | 0 | 0 | 0 | 0 | 0 | 0 | 0 | 0 | 0 | 0 | 0 | 0 | 0 | 0 | 0 | 0 | 0 | 0 | 0 | 0
F2_Commercial_College_Existing_Food Preparation_Natural Gas_Range_E7 | F2 | Commercial | College | Existing | Food Preparation | Natural Gas | Range | E7 | TRC BC Ratio | 0 | 0 | 0 | 0 | 0 | 0 | 0 | 0 | 0 | 0 | 0 | 0 | 0 | 0 | 0 | 0 | 0 | 0 | 0 | 0 | 0 | 0 | 0 | 0 | 0 | 0 | 0
F2_Commercial_College_Existing_Food Preparation_Natural Gas_Range_E8 | F2 | Commercial | College | Existing | Food Preparation | Natural Gas | Range | E8 | TRC BC Ratio | 0 | 0 | 0 | 0 | 0 | 0 | 0 | 0 | 0 | 0 | 0 | 0 | 0 | 0 | 0 | 0 | 0 | 0 | 0 | 0 | 0 | 0 | 0 | 0 | 0 | 0 | 0
F2_Commercial_College_Existing_Food Preparation_Natural Gas_Range_E9 | F2 | Commercial | College | Existing | Food Preparation | Natural Gas | Range | E9 | TRC BC Ratio | 0 | 0 | 0 | 0 | 0 | 0 | 0 | 0 | 0 | 0 | 0 | 0 | 0 | 0 | 0 | 0 | 0 | 0 | 0 | 0 | 0 | 0 | 0 | 0 | 0 | 0 | 0
F2_Commercial_College_Existing_Food Preparation_Natural Gas_Range_E10 | F2 | Commercial | College | Existing | Food Preparation | Natural Gas | Range | E10 | TRC BC Ratio | 0 | 0 | 0 | 0 | 0 | 0 | 0 | 0 | 0 | 0 | 0 | 0 | 0 | 0 | 0 | 0 | 0 | 0 | 0 | 0 | 0 | 0 | 0 | 0 | 0 | 0 | 0
F3_Commercial_College_Existing_Food Preparation_Natural Gas_Range_E1 | F3 | Commercial | College | Existing | Food Preparation | Natural Gas | Range | E1 | PACT BC Ratio | bar: 2021 to 2047
F3_Commercial_College_Existing_Food Preparation_Natural Gas_Range_E2 | F3 | Commercial | College | Existing | Food Preparation | Natural Gas | Range | E2 | PACT BC Ratio | 135901.2813 | 133939.8874 | 132027.2315 | 130173.0913 | 130190.6391 | 131425.1589 | 133426.7446 | 135851.5819 | 138469.2203 | 141146.2137 | 143794.5137 | 146137.9634 | 147927.0059 | 148687.2861 | 148335.7906 | 146881.9302 | 144435.8843 | 141234.2382 | 137422.3367 | 132903.9406 | 127617.8857 | 121534.4516 | 116133.2892 | 112637.4916 | 111127.2395 | 111671.9809 | 112219.3925
F3_Commercial_College_Existing_Food Preparation_Natural Gas_Range_E3 | F3 | Commercial | College | Existing | Food Preparation | Natural Gas | Range | E3 | PACT BC Ratio | 0 | 0 | 0 | 0 | 0 | 0 | 0 | 0 | 0 | 0 | 0 | 0 | 0 | 0 | 0 | 0 | 0 | 0 | 0 | 0 | 0 | 0 | 0 | 0 | 0 | 0 | 0
F3_Commercial_College_Existing_Food Preparation_Natural Gas_Range_E4 | F3 | Commercial | College | Existing | Food Preparation | Natural Gas | Range | E4 | PACT BC Ratio | 0 | 0 | 0 | 0 | 0 | 0 | 0 | 0 | 0 | 0 | 0 | 0 | 0 | 0 | 0 | 0 | 0 | 0 | 0 | 0 | 0 | 0 | 0 | 0 | 0 | 0 | 0
F3_Commercial_College_Existing_Food Preparation_Natural Gas_Range_E5 | F3 | Commercial | College | Existing | Food Preparation | Natural Gas | Range | E5 | PACT BC Ratio | 0 | 0 | 0 | 0 | 0 | 0 | 0 | 0 | 0 | 0 | 0 | 0 | 0 | 0 | 0 | 0 | 0 | 0 | 0 | 0 | 0 | 0 | 0 | 0 | 0 | 0 | 0
F3_Commercial_College_Existing_Food Preparation_Natural Gas_Range_E6 | F3 | Commercial | College | Existing | Food Preparation | Natural Gas | Range | E6 | PACT BC Ratio | 0 | 0 | 0 | 0 | 0 | 0 | 0 | 0 | 0 | 0 | 0 | 0 | 0 | 0 | 0 | 0 | 0 | 0 | 0 | 0 | 0 | 0 | 0 | 0 | 0 | 0 | 0
F3_Commercial_College_Existing_Food Preparation_Natural Gas_Range_E7 | F3 | Commercial | College | Existing | Food Preparation | Natural Gas | Range | E7 | PACT BC Ratio | 0 | 0 | 0 | 0 | 0 | 0 | 0 | 0 | 0 | 0 | 0 | 0 | 0 | 0 | 0 | 0 | 0 | 0 | 0 | 0 | 0 | 0 | 0 | 0 | 0 | 0 | 0
F3_Commercial_College_Existing_Food Preparation_Natural Gas_Range_E8 | F3 | Commercial | College | Existing | Food Preparation | Natural Gas | Range | E8 | PACT BC Ratio | 0 | 0 | 0 | 0 | 0 | 0 | 0 | 0 | 0 | 0 | 0 | 0 | 0 | 0 | 0 | 0 | 0 | 0 | 0 | 0 | 0 | 0 | 0 | 0 | 0 | 0 | 0
F3_Commercial_College_Existing_Food Preparation_Natural Gas_Range_E9 | F3 | Commercial | College | Existing | Food Preparation | Natural Gas | Range | E9 | PACT BC Ratio | 0 | 0 | 0 | 0 | 0 | 0 | 0 | 0 | 0 | 0 | 0 | 0 | 0 | 0 | 0 | 0 | 0 | 0 | 0 | 0 | 0 | 0 | 0 | 0 | 0 | 0 | 0
F3_Commercial_College_Existing_Food Preparation_Natural Gas_Range_E10 | F3 | Commercial | College | Existing | Food Preparation | Natural Gas | Range | E10 | PACT BC Ratio | 0 | 0 | 0 | 0 | 0 | 0 | 0 | 0 | 0 | 0 | 0 | 0 | 0 | 0 | 0 | 0 | 0 | 0 | 0 | 0 | 0 | 0 | 0 | 0 | 0 | 0 | 0
F4_Commercial_College_Existing_Food Preparation_Natural Gas_Range_E1 | F4 | Commercial | College | Existing | Food Preparation | Natural Gas | Range | E1 | RVT BC Ratio | bar: 2021 to 2047
F4_Commercial_College_Existing_Food Preparation_Natural Gas_Range_E2 | F4 | Commercial | College | Existing | Food Preparation | Natural Gas | Range | E2 | RVT BC Ratio | 0.7 | 0.7 | 0.7 | 0.7 | 0.7 | 0.7 | 0.7 | 0.7 | 0.7 | 0.7 | 0.7 | 0.7 | 0.7 | 0.7 | 0.7 | 0.7 | 0.7 | 0.7 | 0.7 | 0.7 | 0.7 | 0.7 | 0.7 | 0.7 | 0.7 | 0.7 | 0.7
F4_Commercial_College_Existing_Food Preparation_Natural Gas_Range_E3 | F4 | Commercial | College | Existing | Food Preparation | Natural Gas | Range | E3 | RVT BC Ratio | 0 | 0 | 0 | 0 | 0 | 0 | 0 | 0 | 0 | 0 | 0 | 0 | 0 | 0 | 0 | 0 | 0 | 0 | 0 | 0 | 0 | 0 | 0 | 0 | 0 | 0 | 0
F4_Commercial_College_Existing_Food Preparation_Natural Gas_Range_E4 | F4 | Commercial | College | Existing | Food Preparation | Natural Gas | Range | E4 | RVT BC Ratio | 0 | 0 | 0 | 0 | 0 | 0 | 0 | 0 | 0 | 0 | 0 | 0 | 0 | 0 | 0 | 0 | 0 | 0 | 0 | 0 | 0 | 0 | 0 | 0 | 0 | 0 | 0
F4_Commercial_College_Existing_Food Preparation_Natural Gas_Range_E5 | F4 | Commercial | College | Existing | Food Preparation | Natural Gas | Range | E5 | RVT BC Ratio | 0 | 0 | 0 | 0 | 0 | 0 | 0 | 0 | 0 | 0 | 0 | 0 | 0 | 0 | 0 | 0 | 0 | 0 | 0 | 0 | 0 | 0 | 0 | 0 | 0 | 0 | 0
F4_Commercial_College_Existing_Food Preparation_Natural Gas_Range_E6 | F4 | Commercial | College | Existing | Food Preparation | Natural Gas | Range | E6 | RVT BC Ratio | 0 | 0 | 0 | 0 | 0 | 0 | 0 | 0 | 0 | 0 | 0 | 0 | 0 | 0 | 0 | 0 | 0 | 0 | 0 | 0 | 0 | 0 | 0 | 0 | 0 | 0 | 0
F4_Commercial_College_Existing_Food Preparation_Natural Gas_Range_E7 | F4 | Commercial | College | Existing | Food Preparation | Natural Gas | Range | E7 | RVT BC Ratio | 0 | 0 | 0 | 0 | 0 | 0 | 0 | 0 | 0 | 0 | 0 | 0 | 0 | 0 | 0 | 0 | 0 | 0 | 0 | 0 | 0 | 0 | 0 | 0 | 0 | 0 | 0
F4_Commercial_College_Existing_Food Preparation_Natural Gas_Range_E8 | F4 | Commercial | College | Existing | Food Preparation | Natural Gas | Range | E8 | RVT BC Ratio | 0 | 0 | 0 | 0 | 0 | 0 | 0 | 0 | 0 | 0 | 0 | 0 | 0 | 0 | 0 | 0 | 0 | 0 | 0 | 0 | 0 | 0 | 0 | 0 | 0 | 0 | 0
F4_Commercial_College_Existing_Food Preparation_Natural Gas_Range_E9 | F4 | Commercial | College | Existing | Food Preparation | Natural Gas | Range | E9 | RVT BC Ratio | 0 | 0 | 0 | 0 | 0 | 0 | 0 | 0 | 0 | 0 | 0 | 0 | 0 | 0 | 0 | 0 | 0 | 0 | 0 | 0 | 0 | 0 | 0 | 0 | 0 | 0 | 0
F4_Commercial_College_Existing_Food Preparation_Natural Gas_Range_E10 | F4 | Commercial | College | Existing | Food Preparation | Natural Gas | Range | E10 | RVT BC Ratio | 0 | 0 | 0 | 0 | 0 | 0 | 0 | 0 | 0 | 0 | 0 | 0 | 0 | 0 | 0 | 0 | 0 | 0 | 0 | 0 | 0 | 0 | 0 | 0 | 0 | 0 | 0
F5_Commercial_College_Existing_Food Preparation_Natural Gas_Range_E1 | F5 | Commercial | College | Existing | Food Preparation | Natural Gas | Range | E1 | RIM BC Ratio | bar: 2021 to 2047
F5_Commercial_College_Existing_Food Preparation_Natural Gas_Range_E2 | F5 | Commercial | College | Existing | Food Preparation | Natural Gas | Range | E2 | RIM BC Ratio | 135901.2813 | 133939.8874 | 132027.2315 | 130173.0913 | 130190.6391 | 131425.1589 | 133426.7446 | 135851.5819 | 138469.2203 | 141146.2137 | 143794.5137 | 146137.9634 | 147927.0059 | 148687.2861 | 148335.7906 | 146881.9302 | 144435.8843 | 141234.2382 | 137422.3367 | 132903.9406 | 127617.8857 | 121534.4516 | 116133.2892 | 112637.4916 | 111127.2395 | 111671.9809 | 112219.3925
F5_Commercial_College_Existing_Food Preparation_Natural Gas_Range_E3 | F5 | Commercial | College | Existing | Food Preparation | Natural Gas | Range | E3 | RIM BC Ratio | 0 | 0 | 0 | 0 | 0 | 0 | 0 | 0 | 0 | 0 | 0 | 0 | 0 | 0 | 0 | 0 | 0 | 0 | 0 | 0 | 0 | 0 | 0 | 0 | 0 | 0 | 0
F5_Commercial_College_Existing_Food Preparation_Natural Gas_Range_E4 | F5 | Commercial | College | Existing | Food Preparation | Natural Gas | Range | E4 | RIM BC Ratio | 0 | 0 | 0 | 0 | 0 | 0 | 0 | 0 | 0 | 0 | 0 | 0 | 0 | 0 | 0 | 0 | 0 | 0 | 0 | 0 | 0 | 0 | 0 | 0 | 0 | 0 | 0
F5_Commercial_College_Existing_Food Preparation_Natural Gas_Range_E5 | F5 | Commercial | College | Existing | Food Preparation | Natural Gas | Range | E5 | RIM BC Ratio | 0 | 0 | 0 | 0 | 0 | 0 | 0 | 0 | 0 | 0 | 0 | 0 | 0 | 0 | 0 | 0 | 0 | 0 | 0 | 0 | 0 | 0 | 0 | 0 | 0 | 0 | 0
F5_Commercial_College_Existing_Food Preparation_Natural Gas_Range_E6 | F5 | Commercial | College | Existing | Food Preparation | Natural Gas | Range | E6 | RIM BC Ratio | 0 | 0 | 0 | 0 | 0 | 0 | 0 | 0 | 0 | 0 | 0 | 0 | 0 | 0 | 0 | 0 | 0 | 0 | 0 | 0 | 0 | 0 | 0 | 0 | 0 | 0 | 0
F5_Commercial_College_Existing_Food Preparation_Natural Gas_Range_E7 | F5 | Commercial | College | Existing | Food Preparation | Natural Gas | Range | E7 | RIM BC Ratio | 0 | 0 | 0 | 0 | 0 | 0 | 0 | 0 | 0 | 0 | 0 | 0 | 0 | 0 | 0 | 0 | 0 | 0 | 0 | 0 | 0 | 0 | 0 | 0 | 0 | 0 | 0
F5_Commercial_College_Existing_Food Preparation_Natural Gas_Range_E8 | F5 | Commercial | College | Existing | Food Preparation | Natural Gas | Range | E8 | RIM BC Ratio | 0 | 0 | 0 | 0 | 0 | 0 | 0 | 0 | 0 | 0 | 0 | 0 | 0 | 0 | 0 | 0 | 0 | 0 | 0 | 0 | 0 | 0 | 0 | 0 | 0 | 0 | 0
F5_Commercial_College_Existing_Food Preparation_Natural Gas_Range_E9 | F5 | Commercial | College | Existing | Food Preparation | Natural Gas | Range | E9 | RIM BC Ratio | 0 | 0 | 0 | 0 | 0 | 0 | 0 | 0 | 0 | 0 | 0 | 0 | 0 | 0 | 0 | 0 | 0 | 0 | 0 | 0 | 0 | 0 | 0 | 0 | 0 | 0 | 0
F5_Commercial_College_Existing_Food Preparation_Natural Gas_Range_E10 | F5 | Commercial | College | Existing | Food Preparation | Natural Gas | Range | E10 | RIM BC Ratio | 0 | 0 | 0 | 0 | 0 | 0 | 0 | 0 | 0 | 0 | 0 | 0 | 0 | 0 | 0 | 0 | 0 | 0 | 0 | 0 | 0 | 0 | 0 | 0 | 0 | 0 | 0
F0_Commercial_College_Existing_Food Preparation_Natural Gas_Steamer_E0 | F0 | Commercial | College | Existing | Food Preparation | Natural Gas | Steamer | E0 | Economic Unit | ENERGY STAR | ENERGY STAR | ENERGY STAR | ENERGY STAR | ENERGY STAR | ENERGY STAR | ENERGY STAR | ENERGY STAR | ENERGY STAR | ENERGY STAR | ENERGY STAR | ENERGY STAR | ENERGY STAR | ENERGY STAR | ENERGY STAR | ENERGY STAR | ENERGY STAR | ENERGY STAR | ENERGY STAR | ENERGY STAR | ENERGY STAR | ENERGY STAR | ENERGY STAR | ENERGY STAR | ENERGY STAR | ENERGY STAR | ENERGY STAR
F1_Commercial_College_Existing_Food Preparation_Natural Gas_Steamer_E1 | F1 | Commercial | College | Existing | Food Preparation | Natural Gas | Steamer | E1 | CCE | 0 | 0 | 0 | 0 | 0 | 0 | 0 | 0 | 0 | 0 | 0 | 0 | 0 | 0 | 0 | 0 | 0 | 0 | 0 | 0 | 0 | 0 | 0 | 0 | 0 | 0 | 0
F1_Commercial_College_Existing_Food Preparation_Natural Gas_Steamer_E2 | F1 | Commercial | College | Existing | Food Preparation | Natural Gas | Steamer | E2 | CCE | -0.0080635 | 0 | 0 | 0 | 0 | 0 | 0 | 0 | 0 | 0 | 0 | 0 | 0 | 0 | 0 | 0 | 0 | 0 | 0 | 0 | 0 | 0 | 0 | 0 | 0 | 0 | 0
F1_Commercial_College_Existing_Food Preparation_Natural Gas_Steamer_E3 | F1 | Commercial | College | Existing | Food Preparation | Natural Gas | Steamer | E3 | CCE | 0 | 0 | 0 | 0 | 0 | 0 | 0 | 0 | 0 | 0 | 0 | 0 | 0 | 0 | 0 | 0 | 0 | 0 | 0 | 0 | 0 | 0 | 0 | 0 | 0 | 0 | 0
F1_Commercial_College_Existing_Food Preparation_Natural Gas_Steamer_E4 | F1 | Commercial | College | Existing | Food Preparation | Natural Gas | Steamer | E4 | CCE | 0 | 0 | 0 | 0 | 0 | 0 | 0 | 0 | 0 | 0 | 0 | 0 | 0 | 0 | 0 | 0 | 0 | 0 | 0 | 0 | 0 | 0 | 0 | 0 | 0 | 0 | 0
F1_Commercial_College_Existing_Food Preparation_Natural Gas_Steamer_E5 | F1 | Commercial | College | Existing | Food Preparation | Natural Gas | Steamer | E5 | CCE | 0 | 0 | 0 | 0 | 0 | 0 | 0 | 0 | 0 | 0 | 0 | 0 | 0 | 0 | 0 | 0 | 0 | 0 | 0 | 0 | 0 | 0 | 0 | 0 | 0 | 0 | 0
F1_Commercial_College_Existing_Food Preparation_Natural Gas_Steamer_E6 | F1 | Commercial | College | Existing | Food Preparation | Natural Gas | Steamer | E6 | CCE | 0 | 0 | 0 | 0 | 0 | 0 | 0 | 0 | 0 | 0 | 0 | 0 | 0 | 0 | 0 | 0 | 0 | 0 | 0 | 0 | 0 | 0 | 0 | 0 | 0 | 0 | 0
F1_Commercial_College_Existing_Food Preparation_Natural Gas_Steamer_E7 | F1 | Commercial | College | Existing | Food Preparation | Natural Gas | Steamer | E7 | CCE | 0 | 0 | 0 | 0 | 0 | 0 | 0 | 0 | 0 | 0 | 0 | 0 | 0 | 0 | 0 | 0 | 0 | 0 | 0 | 0 | 0 | 0 | 0 | 0 | 0 | 0 | 0
F1_Commercial_College_Existing_Food Preparation_Natural Gas_Steamer_E8 | F1 | Commercial | College | Existing | Food Preparation | Natural Gas | Steamer | E8 | CCE | 0 | 0 | 0 | 0 | 0 | 0 | 0 | 0 | 0 | 0 | 0 | 0 | 0 | 0 | 0 | 0 | 0 | 0 | 0 | 0 | 0 | 0 | 0 | 0 | 0 | 0 | 0
F1_Commercial_College_Existing_Food Preparation_Natural Gas_Steamer_E9 | F1 | Commercial | College | Existing | Food Preparation | Natural Gas | Steamer | E9 | CCE | 0 | 0 | 0 | 0 | 0 | 0 | 0 | 0 | 0 | 0 | 0 | 0 | 0 | 0 | 0 | 0 | 0 | 0 | 0 | 0 | 0 | 0 | 0 | 0 | 0 | 0 | 0
F1_Commercial_College_Existing_Food Preparation_Natural Gas_Steamer_E10 | F1 | Commercial | College | Existing | Food Preparation | Natural Gas | Steamer | E10 | CCE | 0 | 0 | 0 | 0 | 0 | 0 | 0 | 0 | 0 | 0 | 0 | 0 | 0 | 0 | 0 | 0 | 0 | 0 | 0 | 0 | 0 | 0 | 0 | 0 | 0 | 0 | 0
F2_Commercial_College_Existing_Food Preparation_Natural Gas_Steamer_E1 | F2 | Commercial | College | Existing | Food Preparation | Natural Gas | Steamer | E1 | TRC BC Ratio | 1 | 0 | 0 | 0 | 0 | 0 | 0 | 0 | 0 | 0 | 0 | 0 | 0 | 0 | 0 | 0 | 0 | 0 | 0 | 0 | 0 | 0 | 0 | 0 | 0 | 0 | 0
F2_Commercial_College_Existing_Food Preparation_Natural Gas_Steamer_E2 | F2 | Commercial | College | Existing | Food Preparation | Natural Gas | Steamer | E2 | TRC BC Ratio | bar: 2021 to 2047
F2_Commercial_College_Existing_Food Preparation_Natural Gas_Steamer_E3 | F2 | Commercial | College | Existing | Food Preparation | Natural Gas | Steamer | E3 | TRC BC Ratio | 0 | 0 | 0 | 0 | 0 | 0 | 0 | 0 | 0 | 0 | 0 | 0 | 0 | 0 | 0 | 0 | 0 | 0 | 0 | 0 | 0 | 0 | 0 | 0 | 0 | 0 | 0
F2_Commercial_College_Existing_Food Preparation_Natural Gas_Steamer_E4 | F2 | Commercial | College | Existing | Food Preparation | Natural Gas | Steamer | E4 | TRC BC Ratio | 0 | 0 | 0 | 0 | 0 | 0 | 0 | 0 | 0 | 0 | 0 | 0 | 0 | 0 | 0 | 0 | 0 | 0 | 0 | 0 | 0 | 0 | 0 | 0 | 0 | 0 | 0
F2_Commercial_College_Existing_Food Preparation_Natural Gas_Steamer_E5 | F2 | Commercial | College | Existing | Food Preparation | Natural Gas | Steamer | E5 | TRC BC Ratio | 0 | 0 | 0 | 0 | 0 | 0 | 0 | 0 | 0 | 0 | 0 | 0 | 0 | 0 | 0 | 0 | 0 | 0 | 0 | 0 | 0 | 0 | 0 | 0 | 0 | 0 | 0
F2_Commercial_College_Existing_Food Preparation_Natural Gas_Steamer_E6 | F2 | Commercial | College | Existing | Food Preparation | Natural Gas | Steamer | E6 | TRC BC Ratio | 0 | 0 | 0 | 0 | 0 | 0 | 0 | 0 | 0 | 0 | 0 | 0 | 0 | 0 | 0 | 0 | 0 | 0 | 0 | 0 | 0 | 0 | 0 | 0 | 0 | 0 | 0
F2_Commercial_College_Existing_Food Preparation_Natural Gas_Steamer_E7 | F2 | Commercial | College | Existing | Food Preparation | Natural Gas | Steamer | E7 | TRC BC Ratio | 0 | 0 | 0 | 0 | 0 | 0 | 0 | 0 | 0 | 0 | 0 | 0 | 0 | 0 | 0 | 0 | 0 | 0 | 0 | 0 | 0 | 0 | 0 | 0 | 0 | 0 | 0
F2_Commercial_College_Existing_Food Preparation_Natural Gas_Steamer_E8 | F2 | Commercial | College | Existing | Food Preparation | Natural Gas | Steamer | E8 | TRC BC Ratio | 0 | 0 | 0 | 0 | 0 | 0 | 0 | 0 | 0 | 0 | 0 | 0 | 0 | 0 | 0 | 0 | 0 | 0 | 0 | 0 | 0 | 0 | 0 | 0 | 0 | 0 | 0
F2_Commercial_College_Existing_Food Preparation_Natural Gas_Steamer_E9 | F2 | Commercial | College | Existing | Food Preparation | Natural Gas | Steamer | E9 | TRC BC Ratio | 0 | 0 | 0 | 0 | 0 | 0 | 0 | 0 | 0 | 0 | 0 | 0 | 0 | 0 | 0 | 0 | 0 | 0 | 0 | 0 | 0 | 0 | 0 | 0 | 0 | 0 | 0
F2_Commercial_College_Existing_Food Preparation_Natural Gas_Steamer_E10 | F2 | Commercial | College | Existing | Food Preparation | Natural Gas | Steamer | E10 | TRC BC Ratio | 0 | 0 | 0 | 0 | 0 | 0 | 0 | 0 | 0 | 0 | 0 | 0 | 0 | 0 | 0 | 0 | 0 | 0 | 0 | 0 | 0 | 0 | 0 | 0 | 0 | 0 | 0
F3_Commercial_College_Existing_Food Preparation_Natural Gas_Steamer_E1 | F3 | Commercial | College | Existing | Food Preparation | Natural Gas | Steamer | E1 | PACT BC Ratio | 1 | 0 | 0 | 0 | 0 | 0 | 0 | 0 | 0 | 0 | 0 | 0 | 0 | 0 | 0 | 0 | 0 | 0 | 0 | 0 | 0 | 0 | 0 | 0 | 0 | 0 | 0
F3_Commercial_College_Existing_Food Preparation_Natural Gas_Steamer_E2 | F3 | Commercial | College | Existing | Food Preparation | Natural Gas | Steamer | E2 | PACT BC Ratio | bar: 2021 to 2047
F3_Commercial_College_Existing_Food Preparation_Natural Gas_Steamer_E3 | F3 | Commercial | College | Existing | Food Preparation | Natural Gas | Steamer | E3 | PACT BC Ratio | 0 | 0 | 0 | 0 | 0 | 0 | 0 | 0 | 0 | 0 | 0 | 0 | 0 | 0 | 0 | 0 | 0 | 0 | 0 | 0 | 0 | 0 | 0 | 0 | 0 | 0 | 0
F3_Commercial_College_Existing_Food Preparation_Natural Gas_Steamer_E4 | F3 | Commercial | College | Existing | Food Preparation | Natural Gas | Steamer | E4 | PACT BC Ratio | 0 | 0 | 0 | 0 | 0 | 0 | 0 | 0 | 0 | 0 | 0 | 0 | 0 | 0 | 0 | 0 | 0 | 0 | 0 | 0 | 0 | 0 | 0 | 0 | 0 | 0 | 0
F3_Commercial_College_Existing_Food Preparation_Natural Gas_Steamer_E5 | F3 | Commercial | College | Existing | Food Preparation | Natural Gas | Steamer | E5 | PACT BC Ratio | 0 | 0 | 0 | 0 | 0 | 0 | 0 | 0 | 0 | 0 | 0 | 0 | 0 | 0 | 0 | 0 | 0 | 0 | 0 | 0 | 0 | 0 | 0 | 0 | 0 | 0 | 0
F3_Commercial_College_Existing_Food Preparation_Natural Gas_Steamer_E6 | F3 | Commercial | College | Existing | Food Preparation | Natural Gas | Steamer | E6 | PACT BC Ratio | 0 | 0 | 0 | 0 | 0 | 0 | 0 | 0 | 0 | 0 | 0 | 0 | 0 | 0 | 0 | 0 | 0 | 0 | 0 | 0 | 0 | 0 | 0 | 0 | 0 | 0 | 0
F3_Commercial_College_Existing_Food Preparation_Natural Gas_Steamer_E7 | F3 | Commercial | College | Existing | Food Preparation | Natural Gas | Steamer | E7 | PACT BC Ratio | 0 | 0 | 0 | 0 | 0 | 0 | 0 | 0 | 0 | 0 | 0 | 0 | 0 | 0 | 0 | 0 | 0 | 0 | 0 | 0 | 0 | 0 | 0 | 0 | 0 | 0 | 0
F3_Commercial_College_Existing_Food Preparation_Natural Gas_Steamer_E8 | F3 | Commercial | College | Existing | Food Preparation | Natural Gas | Steamer | E8 | PACT BC Ratio | 0 | 0 | 0 | 0 | 0 | 0 | 0 | 0 | 0 | 0 | 0 | 0 | 0 | 0 | 0 | 0 | 0 | 0 | 0 | 0 | 0 | 0 | 0 | 0 | 0 | 0 | 0
F3_Commercial_College_Existing_Food Preparation_Natural Gas_Steamer_E9 | F3 | Commercial | College | Existing | Food Preparation | Natural Gas | Steamer | E9 | PACT BC Ratio | 0 | 0 | 0 | 0 | 0 | 0 | 0 | 0 | 0 | 0 | 0 | 0 | 0 | 0 | 0 | 0 | 0 | 0 | 0 | 0 | 0 | 0 | 0 | 0 | 0 | 0 | 0
F3_Commercial_College_Existing_Food Preparation_Natural Gas_Steamer_E10 | F3 | Commercial | College | Existing | Food Preparation | Natural Gas | Steamer | E10 | PACT BC Ratio | 0 | 0 | 0 | 0 | 0 | 0 | 0 | 0 | 0 | 0 | 0 | 0 | 0 | 0 | 0 | 0 | 0 | 0 | 0 | 0 | 0 | 0 | 0 | 0 | 0 | 0 | 0
F4_Commercial_College_Existing_Food Preparation_Natural Gas_Steamer_E1 | F4 | Commercial | College | Existing | Food Preparation | Natural Gas | Steamer | E1 | RVT BC Ratio | 1 | 0 | 0 | 0 | 0 | 0 | 0 | 0 | 0 | 0 | 0 | 0 | 0 | 0 | 0 | 0 | 0 | 0 | 0 | 0 | 0 | 0 | 0 | 0 | 0 | 0 | 0
F4_Commercial_College_Existing_Food Preparation_Natural Gas_Steamer_E2 | F4 | Commercial | College | Existing | Food Preparation | Natural Gas | Steamer | E2 | RVT BC Ratio | bar: 2021 to 2047
F4_Commercial_College_Existing_Food Preparation_Natural Gas_Steamer_E3 | F4 | Commercial | College | Existing | Food Preparation | Natural Gas | Steamer | E3 | RVT BC Ratio | 0 | 0 | 0 | 0 | 0 | 0 | 0 | 0 | 0 | 0 | 0 | 0 | 0 | 0 | 0 | 0 | 0 | 0 | 0 | 0 | 0 | 0 | 0 | 0 | 0 | 0 | 0
F4_Commercial_College_Existing_Food Preparation_Natural Gas_Steamer_E4 | F4 | Commercial | College | Existing | Food Preparation | Natural Gas | Steamer | E4 | RVT BC Ratio | 0 | 0 | 0 | 0 | 0 | 0 | 0 | 0 | 0 | 0 | 0 | 0 | 0 | 0 | 0 | 0 | 0 | 0 | 0 | 0 | 0 | 0 | 0 | 0 | 0 | 0 | 0
F4_Commercial_College_Existing_Food Preparation_Natural Gas_Steamer_E5 | F4 | Commercial | College | Existing | Food Preparation | Natural Gas | Steamer | E5 | RVT BC Ratio | 0 | 0 | 0 | 0 | 0 | 0 | 0 | 0 | 0 | 0 | 0 | 0 | 0 | 0 | 0 | 0 | 0 | 0 | 0 | 0 | 0 | 0 | 0 | 0 | 0 | 0 | 0
F4_Commercial_College_Existing_Food Preparation_Natural Gas_Steamer_E6 | F4 | Commercial | College | Existing | Food Preparation | Natural Gas | Steamer | E6 | RVT BC Ratio | 0 | 0 | 0 | 0 | 0 | 0 | 0 | 0 | 0 | 0 | 0 | 0 | 0 | 0 | 0 | 0 | 0 | 0 | 0 | 0 | 0 | 0 | 0 | 0 | 0 | 0 | 0
F4_Commercial_College_Existing_Food Preparation_Natural Gas_Steamer_E7 | F4 | Commercial | College | Existing | Food Preparation | Natural Gas | Steamer | E7 | RVT BC Ratio | 0 | 0 | 0 | 0 | 0 | 0 | 0 | 0 | 0 | 0 | 0 | 0 | 0 | 0 | 0 | 0 | 0 | 0 | 0 | 0 | 0 | 0 | 0 | 0 | 0 | 0 | 0
F4_Commercial_College_Existing_Food Preparation_Natural Gas_Steamer_E8 | F4 | Commercial | College | Existing | Food Preparation | Natural Gas | Steamer | E8 | RVT BC Ratio | 0 | 0 | 0 | 0 | 0 | 0 | 0 | 0 | 0 | 0 | 0 | 0 | 0 | 0 | 0 | 0 | 0 | 0 | 0 | 0 | 0 | 0 | 0 | 0 | 0 | 0 | 0
F4_Commercial_College_Existing_Food Preparation_Natural Gas_Steamer_E9 | F4 | Commercial | College | Existing | Food Preparation | Natural Gas | Steamer | E9 | RVT BC Ratio | 0 | 0 | 0 | 0 | 0 | 0 | 0 | 0 | 0 | 0 | 0 | 0 | 0 | 0 | 0 | 0 | 0 | 0 | 0 | 0 | 0 | 0 | 0 | 0 | 0 | 0 | 0
F4_Commercial_College_Existing_Food Preparation_Natural Gas_Steamer_E10 | F4 | Commercial | College | Existing | Food Preparation | Natural Gas | Steamer | E10 | RVT BC Ratio | 0 | 0 | 0 | 0 | 0 | 0 | 0 | 0 | 0 | 0 | 0 | 0 | 0 | 0 | 0 | 0 | 0 | 0 | 0 | 0 | 0 | 0 | 0 | 0 | 0 | 0 | 0
F5_Commercial_College_Existing_Food Preparation_Natural Gas_Steamer_E1 | F5 | Commercial | College | Existing | Food Preparation | Natural Gas | Steamer | E1 | RIM BC Ratio | 1 | 0 | 0 | 0 | 0 | 0 | 0 | 0 | 0 | 0 | 0 | 0 | 0 | 0 | 0 | 0 | 0 | 0 | 0 | 0 | 0 | 0 | 0 | 0 | 0 | 0 | 0
F5_Commercial_College_Existing_Food Preparation_Natural Gas_Steamer_E2 | F5 | Commercial | College | Existing | Food Preparation | Natural Gas | Steamer | E2 | RIM BC Ratio | bar: 2021 to 2047
F5_Commercial_College_Existing_Food Preparation_Natural Gas_Steamer_E3 | F5 | Commercial | College | Existing | Food Preparation | Natural Gas | Steamer | E3 | RIM BC Ratio | 0 | 0 | 0 | 0 | 0 | 0 | 0 | 0 | 0 | 0 | 0 | 0 | 0 | 0 | 0 | 0 | 0 | 0 | 0 | 0 | 0 | 0 | 0 | 0 | 0 | 0 | 0
F5_Commercial_College_Existing_Food Preparation_Natural Gas_Steamer_E4 | F5 | Commercial | College | Existing | Food Preparation | Natural Gas | Steamer | E4 | RIM BC Ratio | 0 | 0 | 0 | 0 | 0 | 0 | 0 | 0 | 0 | 0 | 0 | 0 | 0 | 0 | 0 | 0 | 0 | 0 | 0 | 0 | 0 | 0 | 0 | 0 | 0 | 0 | 0
F5_Commercial_College_Existing_Food Preparation_Natural Gas_Steamer_E5 | F5 | Commercial | College | Existing | Food Preparation | Natural Gas | Steamer | E5 | RIM BC Ratio | 0 | 0 | 0 | 0 | 0 | 0 | 0 | 0 | 0 | 0 | 0 | 0 | 0 | 0 | 0 | 0 | 0 | 0 | 0 | 0 | 0 | 0 | 0 | 0 | 0 | 0 | 0
F5_Commercial_College_Existing_Food Preparation_Natural Gas_Steamer_E6 | F5 | Commercial | College | Existing | Food Preparation | Natural Gas | Steamer | E6 | RIM BC Ratio | 0 | 0 | 0 | 0 | 0 | 0 | 0 | 0 | 0 | 0 | 0 | 0 | 0 | 0 | 0 | 0 | 0 | 0 | 0 | 0 | 0 | 0 | 0 | 0 | 0 | 0 | 0
F5_Commercial_College_Existing_Food Preparation_Natural Gas_Steamer_E7 | F5 | Commercial | College | Existing | Food Preparation | Natural Gas | Steamer | E7 | RIM BC Ratio | 0 | 0 | 0 | 0 | 0 | 0 | 0 | 0 | 0 | 0 | 0 | 0 | 0 | 0 | 0 | 0 | 0 | 0 | 0 | 0 | 0 | 0 | 0 | 0 | 0 | 0 | 0
F5_Commercial_College_Existing_Food Preparation_Natural Gas_Steamer_E8 | F5 | Commercial | College | Existing | Food Preparation | Natural Gas | Steamer | E8 | RIM BC Ratio | 0 | 0 | 0 | 0 | 0 | 0 | 0 | 0 | 0 | 0 | 0 | 0 | 0 | 0 | 0 | 0 | 0 | 0 | 0 | 0 | 0 | 0 | 0 | 0 | 0 | 0 | 0
F5_Commercial_College_Existing_Food Preparation_Natural Gas_Steamer_E9 | F5 | Commercial | College | Existing | Food Preparation | Natural Gas | Steamer | E9 | RIM BC Ratio | 0 | 0 | 0 | 0 | 0 | 0 | 0 | 0 | 0 | 0 | 0 | 0 | 0 | 0 | 0 | 0 | 0 | 0 | 0 | 0 | 0 | 0 | 0 | 0 | 0 | 0 | 0
F5_Commercial_College_Existing_Food Preparation_Natural Gas_Steamer_E10 | F5 | Commercial | College | Existing | Food Preparation | Natural Gas | Steamer | E10 | RIM BC Ratio | 0 | 0 | 0 | 0 | 0 | 0 | 0 | 0 | 0 | 0 | 0 | 0 | 0 | 0 | 0 | 0 | 0 | 0 | 0 | 0 | 0 | 0 | 0 | 0 | 0 | 0 | 0
F0_Commercial_College_Existing_Food Preparation_Natural Gas_Commercial Food Prep Other_E0 | F0 | Commercial | College | Existing | Food Preparation | Natural Gas | Commercial Food Prep Other | E0 | Economic Unit | ENERGY STAR | ENERGY STAR | ENERGY STAR | ENERGY STAR | ENERGY STAR | ENERGY STAR | ENERGY STAR | ENERGY STAR | ENERGY STAR | ENERGY STAR | ENERGY STAR | ENERGY STAR | ENERGY STAR | ENERGY STAR | ENERGY STAR | ENERGY STAR | ENERGY STAR | ENERGY STAR | ENERGY STAR | ENERGY STAR | ENERGY STAR | ENERGY STAR | ENERGY STAR | ENERGY STAR | ENERGY STAR | ENERGY STAR | ENERGY STAR
F1_Commercial_College_Existing_Food Preparation_Natural Gas_Commercial Food Prep Other_E1 | F1 | Commercial | College | Existing | Food Preparation | Natural Gas | Commercial Food Prep Other | E1 | CCE | 0 | 0 | 0 | 0 | 0 | 0 | 0 | 0 | 0 | 0 | 0 | 0 | 0 | 0 | 0 | 0 | 0 | 0 | 0 | 0 | 0 | 0 | 0 | 0 | 0 | 0 | 0
F1_Commercial_College_Existing_Food Preparation_Natural Gas_Commercial Food Prep Other_E2 | F1 | Commercial | College | Existing | Food Preparation | Natural Gas | Commercial Food Prep Other | E2 | CCE | 0.0014297 | 0.0014297 | 0.0014297 | 0.0014297 | 0.0014297 | 0.0014297 | 0.0014297 | 0.0014297 | 0.0014297 | 0.0014297 | 0.0014297 | 0.0014297 | 0.0014297 | 0.0014297 | 0.0014297 | 0.0014297 | 0.0014297 | 0.0014297 | 0.0014297 | 0.0014297 | 0.0014297 | 0.0014297 | 0.0014297 | 0.0014297 | 0.0014297 | 0.0014297 | 0.0014297
F1_Commercial_College_Existing_Food Preparation_Natural Gas_Commercial Food Prep Other_E3 | F1 | Commercial | College | Existing | Food Preparation | Natural Gas | Commercial Food Prep Other | E3 | CCE | 0 | 0 | 0 | 0 | 0 | 0 | 0 | 0 | 0 | 0 | 0 | 0 | 0 | 0 | 0 | 0 | 0 | 0 | 0 | 0 | 0 | 0 | 0 | 0 | 0 | 0 | 0
F1_Commercial_College_Existing_Food Preparation_Natural Gas_Commercial Food Prep Other_E4 | F1 | Commercial | College | Existing | Food Preparation | Natural Gas | Commercial Food Prep Other | E4 | CCE | 0 | 0 | 0 | 0 | 0 | 0 | 0 | 0 | 0 | 0 | 0 | 0 | 0 | 0 | 0 | 0 | 0 | 0 | 0 | 0 | 0 | 0 | 0 | 0 | 0 | 0 | 0
F1_Commercial_College_Existing_Food Preparation_Natural Gas_Commercial Food Prep Other_E5 | F1 | Commercial | College | Existing | Food Preparation | Natural Gas | Commercial Food Prep Other | E5 | CCE | 0 | 0 | 0 | 0 | 0 | 0 | 0 | 0 | 0 | 0 | 0 | 0 | 0 | 0 | 0 | 0 | 0 | 0 | 0 | 0 | 0 | 0 | 0 | 0 | 0 | 0 | 0
F1_Commercial_College_Existing_Food Preparation_Natural Gas_Commercial Food Prep Other_E6 | F1 | Commercial | College | Existing | Food Preparation | Natural Gas | Commercial Food Prep Other | E6 | CCE | 0 | 0 | 0 | 0 | 0 | 0 | 0 | 0 | 0 | 0 | 0 | 0 | 0 | 0 | 0 | 0 | 0 | 0 | 0 | 0 | 0 | 0 | 0 | 0 | 0 | 0 | 0
F1_Commercial_College_Existing_Food Preparation_Natural Gas_Commercial Food Prep Other_E7 | F1 | Commercial | College | Existing | Food Preparation | Natural Gas | Commercial Food Prep Other | E7 | CCE | 0 | 0 | 0 | 0 | 0 | 0 | 0 | 0 | 0 | 0 | 0 | 0 | 0 | 0 | 0 | 0 | 0 | 0 | 0 | 0 | 0 | 0 | 0 | 0 | 0 | 0 | 0
F1_Commercial_College_Existing_Food Preparation_Natural Gas_Commercial Food Prep Other_E8 | F1 | Commercial | College | Existing | Food Preparation | Natural Gas | Commercial Food Prep Other | E8 | CCE | 0 | 0 | 0 | 0 | 0 | 0 | 0 | 0 | 0 | 0 | 0 | 0 | 0 | 0 | 0 | 0 | 0 | 0 | 0 | 0 | 0 | 0 | 0 | 0 | 0 | 0 | 0
F1_Commercial_College_Existing_Food Preparation_Natural Gas_Commercial Food Prep Other_E9 | F1 | Commercial | College | Existing | Food Preparation | Natural Gas | Commercial Food Prep Other | E9 | CCE | 0 | 0 | 0 | 0 | 0 | 0 | 0 | 0 | 0 | 0 | 0 | 0 | 0 | 0 | 0 | 0 | 0 | 0 | 0 | 0 | 0 | 0 | 0 | 0 | 0 | 0 | 0
F1_Commercial_College_Existing_Food Preparation_Natural Gas_Commercial Food Prep Other_E10 | F1 | Commercial | College | Existing | Food Preparation | Natural Gas | Commercial Food Prep Other | E10 | CCE | 0 | 0 | 0 | 0 | 0 | 0 | 0 | 0 | 0 | 0 | 0 | 0 | 0 | 0 | 0 | 0 | 0 | 0 | 0 | 0 | 0 | 0 | 0 | 0 | 0 | 0 | 0
F2_Commercial_College_Existing_Food Preparation_Natural Gas_Commercial Food Prep Other_E1 | F2 | Commercial | College | Existing | Food Preparation | Natural Gas | Commercial Food Prep Other | E1 | TRC BC Ratio | bar: 2021 to 2047
F2_Commercial_College_Existing_Food Preparation_Natural Gas_Commercial Food Prep Other_E2 | F2 | Commercial | College | Existing | Food Preparation | Natural Gas | Commercial Food Prep Other | E2 | TRC BC Ratio | 9.6116 | 9.4729 | 9.3376 | 9.2065 | 9.2077 | 9.295 | 9.4366 | 9.6081 | 9.7932 | 9.9825 | 10.1698 | 10.3356 | 10.4621 | 10.5159 | 10.491 | 10.3882 | 10.2152 | 9.9888 | 9.7192 | 9.3996 | 9.0257 | 8.5955 | 8.2135 | 7.9663 | 7.8594 | 7.898 | 7.9367
F2_Commercial_College_Existing_Food Preparation_Natural Gas_Commercial Food Prep Other_E3 | F2 | Commercial | College | Existing | Food Preparation | Natural Gas | Commercial Food Prep Other | E3 | TRC BC Ratio | 0 | 0 | 0 | 0 | 0 | 0 | 0 | 0 | 0 | 0 | 0 | 0 | 0 | 0 | 0 | 0 | 0 | 0 | 0 | 0 | 0 | 0 | 0 | 0 | 0 | 0 | 0
F2_Commercial_College_Existing_Food Preparation_Natural Gas_Commercial Food Prep Other_E4 | F2 | Commercial | College | Existing | Food Preparation | Natural Gas | Commercial Food Prep Other | E4 | TRC BC Ratio | 0 | 0 | 0 | 0 | 0 | 0 | 0 | 0 | 0 | 0 | 0 | 0 | 0 | 0 | 0 | 0 | 0 | 0 | 0 | 0 | 0 | 0 | 0 | 0 | 0 | 0 | 0
F2_Commercial_College_Existing_Food Preparation_Natural Gas_Commercial Food Prep Other_E5 | F2 | Commercial | College | Existing | Food Preparation | Natural Gas | Commercial Food Prep Other | E5 | TRC BC Ratio | 0 | 0 | 0 | 0 | 0 | 0 | 0 | 0 | 0 | 0 | 0 | 0 | 0 | 0 | 0 | 0 | 0 | 0 | 0 | 0 | 0 | 0 | 0 | 0 | 0 | 0 | 0
F2_Commercial_College_Existing_Food Preparation_Natural Gas_Commercial Food Prep Other_E6 | F2 | Commercial | College | Existing | Food Preparation | Natural Gas | Commercial Food Prep Other | E6 | TRC BC Ratio | 0 | 0 | 0 | 0 | 0 | 0 | 0 | 0 | 0 | 0 | 0 | 0 | 0 | 0 | 0 | 0 | 0 | 0 | 0 | 0 | 0 | 0 | 0 | 0 | 0 | 0 | 0
F2_Commercial_College_Existing_Food Preparation_Natural Gas_Commercial Food Prep Other_E7 | F2 | Commercial | College | Existing | Food Preparation | Natural Gas | Commercial Food Prep Other | E7 | TRC BC Ratio | 0 | 0 | 0 | 0 | 0 | 0 | 0 | 0 | 0 | 0 | 0 | 0 | 0 | 0 | 0 | 0 | 0 | 0 | 0 | 0 | 0 | 0 | 0 | 0 | 0 | 0 | 0
F2_Commercial_College_Existing_Food Preparation_Natural Gas_Commercial Food Prep Other_E8 | F2 | Commercial | College | Existing | Food Preparation | Natural Gas | Commercial Food Prep Other | E8 | TRC BC Ratio | 0 | 0 | 0 | 0 | 0 | 0 | 0 | 0 | 0 | 0 | 0 | 0 | 0 | 0 | 0 | 0 | 0 | 0 | 0 | 0 | 0 | 0 | 0 | 0 | 0 | 0 | 0
F2_Commercial_College_Existing_Food Preparation_Natural Gas_Commercial Food Prep Other_E9 | F2 | Commercial | College | Existing | Food Preparation | Natural Gas | Commercial Food Prep Other | E9 | TRC BC Ratio | 0 | 0 | 0 | 0 | 0 | 0 | 0 | 0 | 0 | 0 | 0 | 0 | 0 | 0 | 0 | 0 | 0 | 0 | 0 | 0 | 0 | 0 | 0 | 0 | 0 | 0 | 0
F2_Commercial_College_Existing_Food Preparation_Natural Gas_Commercial Food Prep Other_E10 | F2 | Commercial | College | Existing | Food Preparation | Natural Gas | Commercial Food Prep Other | E10 | TRC BC Ratio | 0 | 0 | 0 | 0 | 0 | 0 | 0 | 0 | 0 | 0 | 0 | 0 | 0 | 0 | 0 | 0 | 0 | 0 | 0 | 0 | 0 | 0 | 0 | 0 | 0 | 0 | 0
F3_Commercial_College_Existing_Food Preparation_Natural Gas_Commercial Food Prep Other_E1 | F3 | Commercial | College | Existing | Food Preparation | Natural Gas | Commercial Food Prep Other | E1 | PACT BC Ratio | bar: 2021 to 2047
F3_Commercial_College_Existing_Food Preparation_Natural Gas_Commercial Food Prep Other_E2 | F3 | Commercial | College | Existing | Food Preparation | Natural Gas | Commercial Food Prep Other | E2 | PACT BC Ratio | 12.119 | 11.9441 | 11.7735 | 11.6081 | 11.6097 | 11.7198 | 11.8983 | 12.1145 | 12.348 | 12.5867 | 12.8228 | 13.0318 | 13.1913 | 13.2591 | 13.2278 | 13.0982 | 12.88 | 12.5945 | 12.2546 | 11.8517 | 11.3803 | 10.8378 | 10.3562 | 10.0444 | 9.9097 | 9.9583 | 10.0071
F3_Commercial_College_Existing_Food Preparation_Natural Gas_Commercial Food Prep Other_E3 | F3 | Commercial | College | Existing | Food Preparation | Natural Gas | Commercial Food Prep Other | E3 | PACT BC Ratio | 0 | 0 | 0 | 0 | 0 | 0 | 0 | 0 | 0 | 0 | 0 | 0 | 0 | 0 | 0 | 0 | 0 | 0 | 0 | 0 | 0 | 0 | 0 | 0 | 0 | 0 | 0
F3_Commercial_College_Existing_Food Preparation_Natural Gas_Commercial Food Prep Other_E4 | F3 | Commercial | College | Existing | Food Preparation | Natural Gas | Commercial Food Prep Other | E4 | PACT BC Ratio | 0 | 0 | 0 | 0 | 0 | 0 | 0 | 0 | 0 | 0 | 0 | 0 | 0 | 0 | 0 | 0 | 0 | 0 | 0 | 0 | 0 | 0 | 0 | 0 | 0 | 0 | 0
F3_Commercial_College_Existing_Food Preparation_Natural Gas_Commercial Food Prep Other_E5 | F3 | Commercial | College | Existing | Food Preparation | Natural Gas | Commercial Food Prep Other | E5 | PACT BC Ratio | 0 | 0 | 0 | 0 | 0 | 0 | 0 | 0 | 0 | 0 | 0 | 0 | 0 | 0 | 0 | 0 | 0 | 0 | 0 | 0 | 0 | 0 | 0 | 0 | 0 | 0 | 0
F3_Commercial_College_Existing_Food Preparation_Natural Gas_Commercial Food Prep Other_E6 | F3 | Commercial | College | Existing | Food Preparation | Natural Gas | Commercial Food Prep Other | E6 | PACT BC Ratio | 0 | 0 | 0 | 0 | 0 | 0 | 0 | 0 | 0 | 0 | 0 | 0 | 0 | 0 | 0 | 0 | 0 | 0 | 0 | 0 | 0 | 0 | 0 | 0 | 0 | 0 | 0
F3_Commercial_College_Existing_Food Preparation_Natural Gas_Commercial Food Prep Other_E7 | F3 | Commercial | College | Existing | Food Preparation | Natural Gas | Commercial Food Prep Other | E7 | PACT BC Ratio | 0 | 0 | 0 | 0 | 0 | 0 | 0 | 0 | 0 | 0 | 0 | 0 | 0 | 0 | 0 | 0 | 0 | 0 | 0 | 0 | 0 | 0 | 0 | 0 | 0 | 0 | 0
F3_Commercial_College_Existing_Food Preparation_Natural Gas_Commercial Food Prep Other_E8 | F3 | Commercial | College | Existing | Food Preparation | Natural Gas | Commercial Food Prep Other | E8 | PACT BC Ratio | 0 | 0 | 0 | 0 | 0 | 0 | 0 | 0 | 0 | 0 | 0 | 0 | 0 | 0 | 0 | 0 | 0 | 0 | 0 | 0 | 0 | 0 | 0 | 0 | 0 | 0 | 0
F3_Commercial_College_Existing_Food Preparation_Natural Gas_Commercial Food Prep Other_E9 | F3 | Commercial | College | Existing | Food Preparation | Natural Gas | Commercial Food Prep Other | E9 | PACT BC Ratio | 0 | 0 | 0 | 0 | 0 | 0 | 0 | 0 | 0 | 0 | 0 | 0 | 0 | 0 | 0 | 0 | 0 | 0 | 0 | 0 | 0 | 0 | 0 | 0 | 0 | 0 | 0
F3_Commercial_College_Existing_Food Preparation_Natural Gas_Commercial Food Prep Other_E10 | F3 | Commercial | College | Existing | Food Preparation | Natural Gas | Commercial Food Prep Other | E10 | PACT BC Ratio | 0 | 0 | 0 | 0 | 0 | 0 | 0 | 0 | 0 | 0 | 0 | 0 | 0 | 0 | 0 | 0 | 0 | 0 | 0 | 0 | 0 | 0 | 0 | 0 | 0 | 0 | 0
F4_Commercial_College_Existing_Food Preparation_Natural Gas_Commercial Food Prep Other_E1 | F4 | Commercial | College | Existing | Food Preparation | Natural Gas | Commercial Food Prep Other | E1 | RVT BC Ratio | bar: 2021 to 2047
F4_Commercial_College_Existing_Food Preparation_Natural Gas_Commercial Food Prep Other_E2 | F4 | Commercial | College | Existing | Food Preparation | Natural Gas | Commercial Food Prep Other | E2 | RVT BC Ratio | 0.7 | 0.7 | 0.7 | 0.7 | 0.7 | 0.7 | 0.7 | 0.7 | 0.7 | 0.7 | 0.7 | 0.7 | 0.7 | 0.7 | 0.7 | 0.7 | 0.7 | 0.7 | 0.7 | 0.7 | 0.7 | 0.7 | 0.7 | 0.7 | 0.7 | 0.7 | 0.7
F4_Commercial_College_Existing_Food Preparation_Natural Gas_Commercial Food Prep Other_E3 | F4 | Commercial | College | Existing | Food Preparation | Natural Gas | Commercial Food Prep Other | E3 | RVT BC Ratio | 0 | 0 | 0 | 0 | 0 | 0 | 0 | 0 | 0 | 0 | 0 | 0 | 0 | 0 | 0 | 0 | 0 | 0 | 0 | 0 | 0 | 0 | 0 | 0 | 0 | 0 | 0
F4_Commercial_College_Existing_Food Preparation_Natural Gas_Commercial Food Prep Other_E4 | F4 | Commercial | College | Existing | Food Preparation | Natural Gas | Commercial Food Prep Other | E4 | RVT BC Ratio | 0 | 0 | 0 | 0 | 0 | 0 | 0 | 0 | 0 | 0 | 0 | 0 | 0 | 0 | 0 | 0 | 0 | 0 | 0 | 0 | 0 | 0 | 0 | 0 | 0 | 0 | 0
F4_Commercial_College_Existing_Food Preparation_Natural Gas_Commercial Food Prep Other_E5 | F4 | Commercial | College | Existing | Food Preparation | Natural Gas | Commercial Food Prep Other | E5 | RVT BC Ratio | 0 | 0 | 0 | 0 | 0 | 0 | 0 | 0 | 0 | 0 | 0 | 0 | 0 | 0 | 0 | 0 | 0 | 0 | 0 | 0 | 0 | 0 | 0 | 0 | 0 | 0 | 0
F4_Commercial_College_Existing_Food Preparation_Natural Gas_Commercial Food Prep Other_E6 | F4 | Commercial | College | Existing | Food Preparation | Natural Gas | Commercial Food Prep Other | E6 | RVT BC Ratio | 0 | 0 | 0 | 0 | 0 | 0 | 0 | 0 | 0 | 0 | 0 | 0 | 0 | 0 | 0 | 0 | 0 | 0 | 0 | 0 | 0 | 0 | 0 | 0 | 0 | 0 | 0
F4_Commercial_College_Existing_Food Preparation_Natural Gas_Commercial Food Prep Other_E7 | F4 | Commercial | College | Existing | Food Preparation | Natural Gas | Commercial Food Prep Other | E7 | RVT BC Ratio | 0 | 0 | 0 | 0 | 0 | 0 | 0 | 0 | 0 | 0 | 0 | 0 | 0 | 0 | 0 | 0 | 0 | 0 | 0 | 0 | 0 | 0 | 0 | 0 | 0 | 0 | 0
F4_Commercial_College_Existing_Food Preparation_Natural Gas_Commercial Food Prep Other_E8 | F4 | Commercial | College | Existing | Food Preparation | Natural Gas | Commercial Food Prep Other | E8 | RVT BC Ratio | 0 | 0 | 0 | 0 | 0 | 0 | 0 | 0 | 0 | 0 | 0 | 0 | 0 | 0 | 0 | 0 | 0 | 0 | 0 | 0 | 0 | 0 | 0 | 0 | 0 | 0 | 0
F4_Commercial_College_Existing_Food Preparation_Natural Gas_Commercial Food Prep Other_E9 | F4 | Commercial | College | Existing | Food Preparation | Natural Gas | Commercial Food Prep Other | E9 | RVT BC Ratio | 0 | 0 | 0 | 0 | 0 | 0 | 0 | 0 | 0 | 0 | 0 | 0 | 0 | 0 | 0 | 0 | 0 | 0 | 0 | 0 | 0 | 0 | 0 | 0 | 0 | 0 | 0
F4_Commercial_College_Existing_Food Preparation_Natural Gas_Commercial Food Prep Other_E10 | F4 | Commercial | College | Existing | Food Preparation | Natural Gas | Commercial Food Prep Other | E10 | RVT BC Ratio | 0 | 0 | 0 | 0 | 0 | 0 | 0 | 0 | 0 | 0 | 0 | 0 | 0 | 0 | 0 | 0 | 0 | 0 | 0 | 0 | 0 | 0 | 0 | 0 | 0 | 0 | 0
F5_Commercial_College_Existing_Food Preparation_Natural Gas_Commercial Food Prep Other_E1 | F5 | Commercial | College | Existing | Food Preparation | Natural Gas | Commercial Food Prep Other | E1 | RIM BC Ratio | bar: 2021 to 2047
F5_Commercial_College_Existing_Food Preparation_Natural Gas_Commercial Food Prep Other_E2 | F5 | Commercial | College | Existing | Food Preparation | Natural Gas | Commercial Food Prep Other | E2 | RIM BC Ratio | 12.119 | 11.9441 | 11.7735 | 11.6081 | 11.6097 | 11.7198 | 11.8983 | 12.1145 | 12.348 | 12.5867 | 12.8228 | 13.0318 | 13.1913 | 13.2591 | 13.2278 | 13.0982 | 12.88 | 12.5945 | 12.2546 | 11.8517 | 11.3803 | 10.8378 | 10.3562 | 10.0444 | 9.9097 | 9.9583 | 10.0071
F5_Commercial_College_Existing_Food Preparation_Natural Gas_Commercial Food Prep Other_E3 | F5 | Commercial | College | Existing | Food Preparation | Natural Gas | Commercial Food Prep Other | E3 | RIM BC Ratio | 0 | 0 | 0 | 0 | 0 | 0 | 0 | 0 | 0 | 0 | 0 | 0 | 0 | 0 | 0 | 0 | 0 | 0 | 0 | 0 | 0 | 0 | 0 | 0 | 0 | 0 | 0
F5_Commercial_College_Existing_Food Preparation_Natural Gas_Commercial Food Prep Other_E4 | F5 | Commercial | College | Existing | Food Preparation | Natural Gas | Commercial Food Prep Other | E4 | RIM BC Ratio | 0 | 0 | 0 | 0 | 0 | 0 | 0 | 0 | 0 | 0 | 0 | 0 | 0 | 0 | 0 | 0 | 0 | 0 | 0 | 0 | 0 | 0 | 0 | 0 | 0 | 0 | 0
F5_Commercial_College_Existing_Food Preparation_Natural Gas_Commercial Food Prep Other_E5 | F5 | Commercial | College | Existing | Food Preparation | Natural Gas | Commercial Food Prep Other | E5 | RIM BC Ratio | 0 | 0 | 0 | 0 | 0 | 0 | 0 | 0 | 0 | 0 | 0 | 0 | 0 | 0 | 0 | 0 | 0 | 0 | 0 | 0 | 0 | 0 | 0 | 0 | 0 | 0 | 0
F5_Commercial_College_Existing_Food Preparation_Natural Gas_Commercial Food Prep Other_E6 | F5 | Commercial | College | Existing | Food Preparation | Natural Gas | Commercial Food Prep Other | E6 | RIM BC Ratio | 0 | 0 | 0 | 0 | 0 | 0 | 0 | 0 | 0 | 0 | 0 | 0 | 0 | 0 | 0 | 0 | 0 | 0 | 0 | 0 | 0 | 0 | 0 | 0 | 0 | 0 | 0
F5_Commercial_College_Existing_Food Preparation_Natural Gas_Commercial Food Prep Other_E7 | F5 | Commercial | College | Existing | Food Preparation | Natural Gas | Commercial Food Prep Other | E7 | RIM BC Ratio | 0 | 0 | 0 | 0 | 0 | 0 | 0 | 0 | 0 | 0 | 0 | 0 | 0 | 0 | 0 | 0 | 0 | 0 | 0 | 0 | 0 | 0 | 0 | 0 | 0 | 0 | 0
F5_Commercial_College_Existing_Food Preparation_Natural Gas_Commercial Food Prep Other_E8 | F5 | Commercial | College | Existing | Food Preparation | Natural Gas | Commercial Food Prep Other | E8 | RIM BC Ratio | 0 | 0 | 0 | 0 | 0 | 0 | 0 | 0 | 0 | 0 | 0 | 0 | 0 | 0 | 0 | 0 | 0 | 0 | 0 | 0 | 0 | 0 | 0 | 0 | 0 | 0 | 0
F5_Commercial_College_Existing_Food Preparation_Natural Gas_Commercial Food Prep Other_E9 | F5 | Commercial | College | Existing | Food Preparation | Natural Gas | Commercial Food Prep Other | E9 | RIM BC Ratio | 0 | 0 | 0 | 0 | 0 | 0 | 0 | 0 | 0 | 0 | 0 | 0 | 0 | 0 | 0 | 0 | 0 | 0 | 0 | 0 | 0 | 0 | 0 | 0 | 0 | 0 | 0
F5_Commercial_College_Existing_Food Preparation_Natural Gas_Commercial Food Prep Other_E10 | F5 | Commercial | College | Existing | Food Preparation | Natural Gas | Commercial Food Prep Other | E10 | RIM BC Ratio | 0 | 0 | 0 | 0 | 0 | 0 | 0 | 0 | 0 | 0 | 0 | 0 | 0 | 0 | 0 | 0 | 0 | 0 | 0 | 0 | 0 | 0 | 0 | 0 | 0 | 0 | 0
F0_Commercial_College_Existing_Miscellaneous_Natural Gas_Pool Heater_E0 | F0 | Commercial | College | Existing | Miscellaneous | Natural Gas | Pool Heater | E0 | Economic Unit | Standard (EF .78) | Standard (EF .78) | Standard (EF .78) | Standard (EF .78) | Standard (EF .78) | Standard (EF .78) | Standard (EF .78) | Standard (EF .78) | Standard (EF .78) | Standard (EF .78) | Standard (EF .78) | Standard (EF .78) | Standard (EF .78) | Standard (EF .78) | Standard (EF .78) | Standard (EF .78) | Standard (EF .78) | Standard (EF .78) | Standard (EF .78) | Standard (EF .78) | Standard (EF .78) | Standard (EF .78) | Standard (EF .78) | Standard (EF .78) | Standard (EF .78) | Standard (EF .78) | Standard (EF .78)
F1_Commercial_College_Existing_Miscellaneous_Natural Gas_Pool Heater_E1 | F1 | Commercial | College | Existing | Miscellaneous | Natural Gas | Pool Heater | E1 | CCE | 0 | 0 | 0 | 0 | 0 | 0 | 0 | 0 | 0 | 0 | 0 | 0 | 0 | 0 | 0 | 0 | 0 | 0 | 0 | 0 | 0 | 0 | 0 | 0 | 0 | 0 | 0
F1_Commercial_College_Existing_Miscellaneous_Natural Gas_Pool Heater_E2 | F1 | Commercial | College | Existing | Miscellaneous | Natural Gas | Pool Heater | E2 | CCE | 0.01727 | 0.01727 | 0.01727 | 0.01727 | 0.01727 | 0.01727 | 0.01727 | 0.01727 | 0.01727 | 0.01727 | 0.01727 | 0.01727 | 0.01727 | 0.01727 | 0.01727 | 0.01727 | 0.01727 | 0.01727 | 0.01727 | 0.01727 | 0.01727 | 0.01727 | 0.01727 | 0.01727 | 0.01727 | 0.01727 | 0.01727
F1_Commercial_College_Existing_Miscellaneous_Natural Gas_Pool Heater_E3 | F1 | Commercial | College | Existing | Miscellaneous | Natural Gas | Pool Heater | E3 | CCE | 0 | 0 | 0 | 0 | 0 | 0 | 0 | 0 | 0 | 0 | 0 | 0 | 0 | 0 | 0 | 0 | 0 | 0 | 0 | 0 | 0 | 0 | 0 | 0 | 0 | 0 | 0
F1_Commercial_College_Existing_Miscellaneous_Natural Gas_Pool Heater_E4 | F1 | Commercial | College | Existing | Miscellaneous | Natural Gas | Pool Heater | E4 | CCE | 0 | 0 | 0 | 0 | 0 | 0 | 0 | 0 | 0 | 0 | 0 | 0 | 0 | 0 | 0 | 0 | 0 | 0 | 0 | 0 | 0 | 0 | 0 | 0 | 0 | 0 | 0
F1_Commercial_College_Existing_Miscellaneous_Natural Gas_Pool Heater_E5 | F1 | Commercial | College | Existing | Miscellaneous | Natural Gas | Pool Heater | E5 | CCE | 0 | 0 | 0 | 0 | 0 | 0 | 0 | 0 | 0 | 0 | 0 | 0 | 0 | 0 | 0 | 0 | 0 | 0 | 0 | 0 | 0 | 0 | 0 | 0 | 0 | 0 | 0
F1_Commercial_College_Existing_Miscellaneous_Natural Gas_Pool Heater_E6 | F1 | Commercial | College | Existing | Miscellaneous | Natural Gas | Pool Heater | E6 | CCE | 0 | 0 | 0 | 0 | 0 | 0 | 0 | 0 | 0 | 0 | 0 | 0 | 0 | 0 | 0 | 0 | 0 | 0 | 0 | 0 | 0 | 0 | 0 | 0 | 0 | 0 | 0
F1_Commercial_College_Existing_Miscellaneous_Natural Gas_Pool Heater_E7 | F1 | Commercial | College | Existing | Miscellaneous | Natural Gas | Pool Heater | E7 | CCE | 0 | 0 | 0 | 0 | 0 | 0 | 0 | 0 | 0 | 0 | 0 | 0 | 0 | 0 | 0 | 0 | 0 | 0 | 0 | 0 | 0 | 0 | 0 | 0 | 0 | 0 | 0
F1_Commercial_College_Existing_Miscellaneous_Natural Gas_Pool Heater_E8 | F1 | Commercial | College | Existing | Miscellaneous | Natural Gas | Pool Heater | E8 | CCE | 0 | 0 | 0 | 0 | 0 | 0 | 0 | 0 | 0 | 0 | 0 | 0 | 0 | 0 | 0 | 0 | 0 | 0 | 0 | 0 | 0 | 0 | 0 | 0 | 0 | 0 | 0
F1_Commercial_College_Existing_Miscellaneous_Natural Gas_Pool Heater_E9 | F1 | Commercial | College | Existing | Miscellaneous | Natural Gas | Pool Heater | E9 | CCE | 0 | 0 | 0 | 0 | 0 | 0 | 0 | 0 | 0 | 0 | 0 | 0 | 0 | 0 | 0 | 0 | 0 | 0 | 0 | 0 | 0 | 0 | 0 | 0 | 0 | 0 | 0
F1_Commercial_College_Existing_Miscellaneous_Natural Gas_Pool Heater_E10 | F1 | Commercial | College | Existing | Miscellaneous | Natural Gas | Pool Heater | E10 | CCE | 0 | 0 | 0 | 0 | 0 | 0 | 0 | 0 | 0 | 0 | 0 | 0 | 0 | 0 | 0 | 0 | 0 | 0 | 0 | 0 | 0 | 0 | 0 | 0 | 0 | 0 | 0
F2_Commercial_College_Existing_Miscellaneous_Natural Gas_Pool Heater_E1 | F2 | Commercial | College | Existing | Miscellaneous | Natural Gas | Pool Heater | E1 | TRC BC Ratio | bar: 2021 to 2047
F2_Commercial_College_Existing_Miscellaneous_Natural Gas_Pool Heater_E2 | F2 | Commercial | College | Existing | Miscellaneous | Natural Gas | Pool Heater | E2 | TRC BC Ratio | 0.81519 | 0.79395 | 0.77145 | 0.74865 | 0.74158 | 0.74479 | 0.75444 | 0.76754 | 0.78207 | 0.7969 | 0.8123 | 0.82818 | 0.84505 | 0.86169 | 0.87741 | 0.88939 | 0.89388 | 0.88772 | 0.8685 | 0.83583 | 0.79136 | 0.73728 | 0.68909 | 0.65735 | 0.64275 | 0.6459 | 0.64907
F2_Commercial_College_Existing_Miscellaneous_Natural Gas_Pool Heater_E3 | F2 | Commercial | College | Existing | Miscellaneous | Natural Gas | Pool Heater | E3 | TRC BC Ratio | 0 | 0 | 0 | 0 | 0 | 0 | 0 | 0 | 0 | 0 | 0 | 0 | 0 | 0 | 0 | 0 | 0 | 0 | 0 | 0 | 0 | 0 | 0 | 0 | 0 | 0 | 0
F2_Commercial_College_Existing_Miscellaneous_Natural Gas_Pool Heater_E4 | F2 | Commercial | College | Existing | Miscellaneous | Natural Gas | Pool Heater | E4 | TRC BC Ratio | 0 | 0 | 0 | 0 | 0 | 0 | 0 | 0 | 0 | 0 | 0 | 0 | 0 | 0 | 0 | 0 | 0 | 0 | 0 | 0 | 0 | 0 | 0 | 0 | 0 | 0 | 0
F2_Commercial_College_Existing_Miscellaneous_Natural Gas_Pool Heater_E5 | F2 | Commercial | College | Existing | Miscellaneous | Natural Gas | Pool Heater | E5 | TRC BC Ratio | 0 | 0 | 0 | 0 | 0 | 0 | 0 | 0 | 0 | 0 | 0 | 0 | 0 | 0 | 0 | 0 | 0 | 0 | 0 | 0 | 0 | 0 | 0 | 0 | 0 | 0 | 0
F2_Commercial_College_Existing_Miscellaneous_Natural Gas_Pool Heater_E6 | F2 | Commercial | College | Existing | Miscellaneous | Natural Gas | Pool Heater | E6 | TRC BC Ratio | 0 | 0 | 0 | 0 | 0 | 0 | 0 | 0 | 0 | 0 | 0 | 0 | 0 | 0 | 0 | 0 | 0 | 0 | 0 | 0 | 0 | 0 | 0 | 0 | 0 | 0 | 0
F2_Commercial_College_Existing_Miscellaneous_Natural Gas_Pool Heater_E7 | F2 | Commercial | College | Existing | Miscellaneous | Natural Gas | Pool Heater | E7 | TRC BC Ratio | 0 | 0 | 0 | 0 | 0 | 0 | 0 | 0 | 0 | 0 | 0 | 0 | 0 | 0 | 0 | 0 | 0 | 0 | 0 | 0 | 0 | 0 | 0 | 0 | 0 | 0 | 0
F2_Commercial_College_Existing_Miscellaneous_Natural Gas_Pool Heater_E8 | F2 | Commercial | College | Existing | Miscellaneous | Natural Gas | Pool Heater | E8 | TRC BC Ratio | 0 | 0 | 0 | 0 | 0 | 0 | 0 | 0 | 0 | 0 | 0 | 0 | 0 | 0 | 0 | 0 | 0 | 0 | 0 | 0 | 0 | 0 | 0 | 0 | 0 | 0 | 0
F2_Commercial_College_Existing_Miscellaneous_Natural Gas_Pool Heater_E9 | F2 | Commercial | College | Existing | Miscellaneous | Natural Gas | Pool Heater | E9 | TRC BC Ratio | 0 | 0 | 0 | 0 | 0 | 0 | 0 | 0 | 0 | 0 | 0 | 0 | 0 | 0 | 0 | 0 | 0 | 0 | 0 | 0 | 0 | 0 | 0 | 0 | 0 | 0 | 0
F2_Commercial_College_Existing_Miscellaneous_Natural Gas_Pool Heater_E10 | F2 | Commercial | College | Existing | Miscellaneous | Natural Gas | Pool Heater | E10 | TRC BC Ratio | 0 | 0 | 0 | 0 | 0 | 0 | 0 | 0 | 0 | 0 | 0 | 0 | 0 | 0 | 0 | 0 | 0 | 0 | 0 | 0 | 0 | 0 | 0 | 0 | 0 | 0 | 0
F3_Commercial_College_Existing_Miscellaneous_Natural Gas_Pool Heater_E1 | F3 | Commercial | College | Existing | Miscellaneous | Natural Gas | Pool Heater | E1 | PACT BC Ratio | bar: 2021 to 2047
F3_Commercial_College_Existing_Miscellaneous_Natural Gas_Pool Heater_E2 | F3 | Commercial | College | Existing | Miscellaneous | Natural Gas | Pool Heater | E2 | PACT BC Ratio | 1.0278 | 1.0011 | 0.9727 | 0.94395 | 0.93503 | 0.93908 | 0.95126 | 0.96777 | 0.98608 | 1.0048 | 1.0242 | 1.0442 | 1.0655 | 1.0865 | 1.1063 | 1.1214 | 1.1271 | 1.1193 | 1.0951 | 1.0539 | 0.99781 | 0.92962 | 0.86885 | 0.82883 | 0.81042 | 0.8144 | 0.81839
F3_Commercial_College_Existing_Miscellaneous_Natural Gas_Pool Heater_E3 | F3 | Commercial | College | Existing | Miscellaneous | Natural Gas | Pool Heater | E3 | PACT BC Ratio | 0 | 0 | 0 | 0 | 0 | 0 | 0 | 0 | 0 | 0 | 0 | 0 | 0 | 0 | 0 | 0 | 0 | 0 | 0 | 0 | 0 | 0 | 0 | 0 | 0 | 0 | 0
F3_Commercial_College_Existing_Miscellaneous_Natural Gas_Pool Heater_E4 | F3 | Commercial | College | Existing | Miscellaneous | Natural Gas | Pool Heater | E4 | PACT BC Ratio | 0 | 0 | 0 | 0 | 0 | 0 | 0 | 0 | 0 | 0 | 0 | 0 | 0 | 0 | 0 | 0 | 0 | 0 | 0 | 0 | 0 | 0 | 0 | 0 | 0 | 0 | 0
F3_Commercial_College_Existing_Miscellaneous_Natural Gas_Pool Heater_E5 | F3 | Commercial | College | Existing | Miscellaneous | Natural Gas | Pool Heater | E5 | PACT BC Ratio | 0 | 0 | 0 | 0 | 0 | 0 | 0 | 0 | 0 | 0 | 0 | 0 | 0 | 0 | 0 | 0 | 0 | 0 | 0 | 0 | 0 | 0 | 0 | 0 | 0 | 0 | 0
F3_Commercial_College_Existing_Miscellaneous_Natural Gas_Pool Heater_E6 | F3 | Commercial | College | Existing | Miscellaneous | Natural Gas | Pool Heater | E6 | PACT BC Ratio | 0 | 0 | 0 | 0 | 0 | 0 | 0 | 0 | 0 | 0 | 0 | 0 | 0 | 0 | 0 | 0 | 0 | 0 | 0 | 0 | 0 | 0 | 0 | 0 | 0 | 0 | 0
F3_Commercial_College_Existing_Miscellaneous_Natural Gas_Pool Heater_E7 | F3 | Commercial | College | Existing | Miscellaneous | Natural Gas | Pool Heater | E7 | PACT BC Ratio | 0 | 0 | 0 | 0 | 0 | 0 | 0 | 0 | 0 | 0 | 0 | 0 | 0 | 0 | 0 | 0 | 0 | 0 | 0 | 0 | 0 | 0 | 0 | 0 | 0 | 0 | 0
F3_Commercial_College_Existing_Miscellaneous_Natural Gas_Pool Heater_E8 | F3 | Commercial | College | Existing | Miscellaneous | Natural Gas | Pool Heater | E8 | PACT BC Ratio | 0 | 0 | 0 | 0 | 0 | 0 | 0 | 0 | 0 | 0 | 0 | 0 | 0 | 0 | 0 | 0 | 0 | 0 | 0 | 0 | 0 | 0 | 0 | 0 | 0 | 0 | 0
F3_Commercial_College_Existing_Miscellaneous_Natural Gas_Pool Heater_E9 | F3 | Commercial | College | Existing | Miscellaneous | Natural Gas | Pool Heater | E9 | PACT BC Ratio | 0 | 0 | 0 | 0 | 0 | 0 | 0 | 0 | 0 | 0 | 0 | 0 | 0 | 0 | 0 | 0 | 0 | 0 | 0 | 0 | 0 | 0 | 0 | 0 | 0 | 0 | 0
F3_Commercial_College_Existing_Miscellaneous_Natural Gas_Pool Heater_E10 | F3 | Commercial | College | Existing | Miscellaneous | Natural Gas | Pool Heater | E10 | PACT BC Ratio | 0 | 0 | 0 | 0 | 0 | 0 | 0 | 0 | 0 | 0 | 0 | 0 | 0 | 0 | 0 | 0 | 0 | 0 | 0 | 0 | 0 | 0 | 0 | 0 | 0 | 0 | 0
F4_Commercial_College_Existing_Miscellaneous_Natural Gas_Pool Heater_E1 | F4 | Commercial | College | Existing | Miscellaneous | Natural Gas | Pool Heater | E1 | RVT BC Ratio | bar: 2021 to 2047
F4_Commercial_College_Existing_Miscellaneous_Natural Gas_Pool Heater_E2 | F4 | Commercial | College | Existing | Miscellaneous | Natural Gas | Pool Heater | E2 | RVT BC Ratio | 0.7 | 0.7 | 0.7 | 0.7 | 0.7 | 0.7 | 0.7 | 0.7 | 0.7 | 0.7 | 0.7 | 0.7 | 0.7 | 0.7 | 0.7 | 0.7 | 0.7 | 0.7 | 0.7 | 0.7 | 0.7 | 0.7 | 0.7 | 0.7 | 0.7 | 0.7 | 0.7
F4_Commercial_College_Existing_Miscellaneous_Natural Gas_Pool Heater_E3 | F4 | Commercial | College | Existing | Miscellaneous | Natural Gas | Pool Heater | E3 | RVT BC Ratio | 0 | 0 | 0 | 0 | 0 | 0 | 0 | 0 | 0 | 0 | 0 | 0 | 0 | 0 | 0 | 0 | 0 | 0 | 0 | 0 | 0 | 0 | 0 | 0 | 0 | 0 | 0
F4_Commercial_College_Existing_Miscellaneous_Natural Gas_Pool Heater_E4 | F4 | Commercial | College | Existing | Miscellaneous | Natural Gas | Pool Heater | E4 | RVT BC Ratio | 0 | 0 | 0 | 0 | 0 | 0 | 0 | 0 | 0 | 0 | 0 | 0 | 0 | 0 | 0 | 0 | 0 | 0 | 0 | 0 | 0 | 0 | 0 | 0 | 0 | 0 | 0
F4_Commercial_College_Existing_Miscellaneous_Natural Gas_Pool Heater_E5 | F4 | Commercial | College | Existing | Miscellaneous | Natural Gas | Pool Heater | E5 | RVT BC Ratio | 0 | 0 | 0 | 0 | 0 | 0 | 0 | 0 | 0 | 0 | 0 | 0 | 0 | 0 | 0 | 0 | 0 | 0 | 0 | 0 | 0 | 0 | 0 | 0 | 0 | 0 | 0
F4_Commercial_College_Existing_Miscellaneous_Natural Gas_Pool Heater_E6 | F4 | Commercial | College | Existing | Miscellaneous | Natural Gas | Pool Heater | E6 | RVT BC Ratio | 0 | 0 | 0 | 0 | 0 | 0 | 0 | 0 | 0 | 0 | 0 | 0 | 0 | 0 | 0 | 0 | 0 | 0 | 0 | 0 | 0 | 0 | 0 | 0 | 0 | 0 | 0
F4_Commercial_College_Existing_Miscellaneous_Natural Gas_Pool Heater_E7 | F4 | Commercial | College | Existing | Miscellaneous | Natural Gas | Pool Heater | E7 | RVT BC Ratio | 0 | 0 | 0 | 0 | 0 | 0 | 0 | 0 | 0 | 0 | 0 | 0 | 0 | 0 | 0 | 0 | 0 | 0 | 0 | 0 | 0 | 0 | 0 | 0 | 0 | 0 | 0
F4_Commercial_College_Existing_Miscellaneous_Natural Gas_Pool Heater_E8 | F4 | Commercial | College | Existing | Miscellaneous | Natural Gas | Pool Heater | E8 | RVT BC Ratio | 0 | 0 | 0 | 0 | 0 | 0 | 0 | 0 | 0 | 0 | 0 | 0 | 0 | 0 | 0 | 0 | 0 | 0 | 0 | 0 | 0 | 0 | 0 | 0 | 0 | 0 | 0
F4_Commercial_College_Existing_Miscellaneous_Natural Gas_Pool Heater_E9 | F4 | Commercial | College | Existing | Miscellaneous | Natural Gas | Pool Heater | E9 | RVT BC Ratio | 0 | 0 | 0 | 0 | 0 | 0 | 0 | 0 | 0 | 0 | 0 | 0 | 0 | 0 | 0 | 0 | 0 | 0 | 0 | 0 | 0 | 0 | 0 | 0 | 0 | 0 | 0
F4_Commercial_College_Existing_Miscellaneous_Natural Gas_Pool Heater_E10 | F4 | Commercial | College | Existing | Miscellaneous | Natural Gas | Pool Heater | E10 | RVT BC Ratio | 0 | 0 | 0 | 0 | 0 | 0 | 0 | 0 | 0 | 0 | 0 | 0 | 0 | 0 | 0 | 0 | 0 | 0 | 0 | 0 | 0 | 0 | 0 | 0 | 0 | 0 | 0
F5_Commercial_College_Existing_Miscellaneous_Natural Gas_Pool Heater_E1 | F5 | Commercial | College | Existing | Miscellaneous | Natural Gas | Pool Heater | E1 | RIM BC Ratio | bar: 2021 to 2047
F5_Commercial_College_Existing_Miscellaneous_Natural Gas_Pool Heater_E2 | F5 | Commercial | College | Existing | Miscellaneous | Natural Gas | Pool Heater | E2 | RIM BC Ratio | 1.0278 | 1.0011 | 0.9727 | 0.94395 | 0.93503 | 0.93908 | 0.95126 | 0.96777 | 0.98608 | 1.0048 | 1.0242 | 1.0442 | 1.0655 | 1.0865 | 1.1063 | 1.1214 | 1.1271 | 1.1193 | 1.0951 | 1.0539 | 0.99781 | 0.92962 | 0.86885 | 0.82883 | 0.81042 | 0.8144 | 0.81839
F5_Commercial_College_Existing_Miscellaneous_Natural Gas_Pool Heater_E3 | F5 | Commercial | College | Existing | Miscellaneous | Natural Gas | Pool Heater | E3 | RIM BC Ratio | 0 | 0 | 0 | 0 | 0 | 0 | 0 | 0 | 0 | 0 | 0 | 0 | 0 | 0 | 0 | 0 | 0 | 0 | 0 | 0 | 0 | 0 | 0 | 0 | 0 | 0 | 0
F5_Commercial_College_Existing_Miscellaneous_Natural Gas_Pool Heater_E4 | F5 | Commercial | College | Existing | Miscellaneous | Natural Gas | Pool Heater | E4 | RIM BC Ratio | 0 | 0 | 0 | 0 | 0 | 0 | 0 | 0 | 0 | 0 | 0 | 0 | 0 | 0 | 0 | 0 | 0 | 0 | 0 | 0 | 0 | 0 | 0 | 0 | 0 | 0 | 0
F5_Commercial_College_Existing_Miscellaneous_Natural Gas_Pool Heater_E5 | F5 | Commercial | College | Existing | Miscellaneous | Natural Gas | Pool Heater | E5 | RIM BC Ratio | 0 | 0 | 0 | 0 | 0 | 0 | 0 | 0 | 0 | 0 | 0 | 0 | 0 | 0 | 0 | 0 | 0 | 0 | 0 | 0 | 0 | 0 | 0 | 0 | 0 | 0 | 0
F5_Commercial_College_Existing_Miscellaneous_Natural Gas_Pool Heater_E6 | F5 | Commercial | College | Existing | Miscellaneous | Natural Gas | Pool Heater | E6 | RIM BC Ratio | 0 | 0 | 0 | 0 | 0 | 0 | 0 | 0 | 0 | 0 | 0 | 0 | 0 | 0 | 0 | 0 | 0 | 0 | 0 | 0 | 0 | 0 | 0 | 0 | 0 | 0 | 0
F5_Commercial_College_Existing_Miscellaneous_Natural Gas_Pool Heater_E7 | F5 | Commercial | College | Existing | Miscellaneous | Natural Gas | Pool Heater | E7 | RIM BC Ratio | 0 | 0 | 0 | 0 | 0 | 0 | 0 | 0 | 0 | 0 | 0 | 0 | 0 | 0 | 0 | 0 | 0 | 0 | 0 | 0 | 0 | 0 | 0 | 0 | 0 | 0 | 0
F5_Commercial_College_Existing_Miscellaneous_Natural Gas_Pool Heater_E8 | F5 | Commercial | College | Existing | Miscellaneous | Natural Gas | Pool Heater | E8 | RIM BC Ratio | 0 | 0 | 0 | 0 | 0 | 0 | 0 | 0 | 0 | 0 | 0 | 0 | 0 | 0 | 0 | 0 | 0 | 0 | 0 | 0 | 0 | 0 | 0 | 0 | 0 | 0 | 0
F5_Commercial_College_Existing_Miscellaneous_Natural Gas_Pool Heater_E9 | F5 | Commercial | College | Existing | Miscellaneous | Natural Gas | Pool Heater | E9 | RIM BC Ratio | 0 | 0 | 0 | 0 | 0 | 0 | 0 | 0 | 0 | 0 | 0 | 0 | 0 | 0 | 0 | 0 | 0 | 0 | 0 | 0 | 0 | 0 | 0 | 0 | 0 | 0 | 0
F5_Commercial_College_Existing_Miscellaneous_Natural Gas_Pool Heater_E10 | F5 | Commercial | College | Existing | Miscellaneous | Natural Gas | Pool Heater | E10 | RIM BC Ratio | 0 | 0 | 0 | 0 | 0 | 0 | 0 | 0 | 0 | 0 | 0 | 0 | 0 | 0 | 0 | 0 | 0 | 0 | 0 | 0 | 0 | 0 | 0 | 0 | 0 | 0 | 0
F0_Commercial_College_Existing_Miscellaneous_Natural Gas_Miscellaneous_E0 | F0 | Commercial | College | Existing | Miscellaneous | Natural Gas | Miscellaneous | E0 | Economic Unit | Miscellaneous | Miscellaneous | Miscellaneous | Miscellaneous | Miscellaneous | Miscellaneous | Miscellaneous | Miscellaneous | Miscellaneous | Miscellaneous | Miscellaneous | Miscellaneous | Miscellaneous | Miscellaneous | Miscellaneous | Miscellaneous | Miscellaneous | Miscellaneous | Miscellaneous | Miscellaneous | Miscellaneous | Miscellaneous | Miscellaneous | Miscellaneous | Miscellaneous | Miscellaneous | Miscellaneous
F1_Commercial_College_Existing_Miscellaneous_Natural Gas_Miscellaneous_E1 | F1 | Commercial | College | Existing | Miscellaneous | Natural Gas | Miscellaneous | E1 | CCE | 0 | 0 | 0 | 0 | 0 | 0 | 0 | 0 | 0 | 0 | 0 | 0 | 0 | 0 | 0 | 0 | 0 | 0 | 0 | 0 | 0 | 0 | 0 | 0 | 0 | 0 | 0
F1_Commercial_College_Existing_Miscellaneous_Natural Gas_Miscellaneous_E2 | F1 | Commercial | College | Existing | Miscellaneous | Natural Gas | Miscellaneous | E2 | CCE | 0 | 0 | 0 | 0 | 0 | 0 | 0 | 0 | 0 | 0 | 0 | 0 | 0 | 0 | 0 | 0 | 0 | 0 | 0 | 0 | 0 | 0 | 0 | 0 | 0 | 0 | 0
F1_Commercial_College_Existing_Miscellaneous_Natural Gas_Miscellaneous_E3 | F1 | Commercial | College | Existing | Miscellaneous | Natural Gas | Miscellaneous | E3 | CCE | 0 | 0 | 0 | 0 | 0 | 0 | 0 | 0 | 0 | 0 | 0 | 0 | 0 | 0 | 0 | 0 | 0 | 0 | 0 | 0 | 0 | 0 | 0 | 0 | 0 | 0 | 0
F1_Commercial_College_Existing_Miscellaneous_Natural Gas_Miscellaneous_E4 | F1 | Commercial | College | Existing | Miscellaneous | Natural Gas | Miscellaneous | E4 | CCE | 0 | 0 | 0 | 0 | 0 | 0 | 0 | 0 | 0 | 0 | 0 | 0 | 0 | 0 | 0 | 0 | 0 | 0 | 0 | 0 | 0 | 0 | 0 | 0 | 0 | 0 | 0
F1_Commercial_College_Existing_Miscellaneous_Natural Gas_Miscellaneous_E5 | F1 | Commercial | College | Existing | Miscellaneous | Natural Gas | Miscellaneous | E5 | CCE | 0 | 0 | 0 | 0 | 0 | 0 | 0 | 0 | 0 | 0 | 0 | 0 | 0 | 0 | 0 | 0 | 0 | 0 | 0 | 0 | 0 | 0 | 0 | 0 | 0 | 0 | 0
F1_Commercial_College_Existing_Miscellaneous_Natural Gas_Miscellaneous_E6 | F1 | Commercial | College | Existing | Miscellaneous | Natural Gas | Miscellaneous | E6 | CCE | 0 | 0 | 0 | 0 | 0 | 0 | 0 | 0 | 0 | 0 | 0 | 0 | 0 | 0 | 0 | 0 | 0 | 0 | 0 | 0 | 0 | 0 | 0 | 0 | 0 | 0 | 0
F1_Commercial_College_Existing_Miscellaneous_Natural Gas_Miscellaneous_E7 | F1 | Commercial | College | Existing | Miscellaneous | Natural Gas | Miscellaneous | E7 | CCE | 0 | 0 | 0 | 0 | 0 | 0 | 0 | 0 | 0 | 0 | 0 | 0 | 0 | 0 | 0 | 0 | 0 | 0 | 0 | 0 | 0 | 0 | 0 | 0 | 0 | 0 | 0
F1_Commercial_College_Existing_Miscellaneous_Natural Gas_Miscellaneous_E8 | F1 | Commercial | College | Existing | Miscellaneous | Natural Gas | Miscellaneous | E8 | CCE | 0 | 0 | 0 | 0 | 0 | 0 | 0 | 0 | 0 | 0 | 0 | 0 | 0 | 0 | 0 | 0 | 0 | 0 | 0 | 0 | 0 | 0 | 0 | 0 | 0 | 0 | 0
F1_Commercial_College_Existing_Miscellaneous_Natural Gas_Miscellaneous_E9 | F1 | Commercial | College | Existing | Miscellaneous | Natural Gas | Miscellaneous | E9 | CCE | 0 | 0 | 0 | 0 | 0 | 0 | 0 | 0 | 0 | 0 | 0 | 0 | 0 | 0 | 0 | 0 | 0 | 0 | 0 | 0 | 0 | 0 | 0 | 0 | 0 | 0 | 0
F1_Commercial_College_Existing_Miscellaneous_Natural Gas_Miscellaneous_E10 | F1 | Commercial | College | Existing | Miscellaneous | Natural Gas | Miscellaneous | E10 | CCE | 0 | 0 | 0 | 0 | 0 | 0 | 0 | 0 | 0 | 0 | 0 | 0 | 0 | 0 | 0 | 0 | 0 | 0 | 0 | 0 | 0 | 0 | 0 | 0 | 0 | 0 | 0
F2_Commercial_College_Existing_Miscellaneous_Natural Gas_Miscellaneous_E1 | F2 | Commercial | College | Existing | Miscellaneous | Natural Gas | Miscellaneous | E1 | TRC BC Ratio | bar: 2021 to 2047
F2_Commercial_College_Existing_Miscellaneous_Natural Gas_Miscellaneous_E2 | F2 | Commercial | College | Existing | Miscellaneous | Natural Gas | Miscellaneous | E2 | TRC BC Ratio | 0 | 0 | 0 | 0 | 0 | 0 | 0 | 0 | 0 | 0 | 0 | 0 | 0 | 0 | 0 | 0 | 0 | 0 | 0 | 0 | 0 | 0 | 0 | 0 | 0 | 0 | 0
F2_Commercial_College_Existing_Miscellaneous_Natural Gas_Miscellaneous_E3 | F2 | Commercial | College | Existing | Miscellaneous | Natural Gas | Miscellaneous | E3 | TRC BC Ratio | 0 | 0 | 0 | 0 | 0 | 0 | 0 | 0 | 0 | 0 | 0 | 0 | 0 | 0 | 0 | 0 | 0 | 0 | 0 | 0 | 0 | 0 | 0 | 0 | 0 | 0 | 0
F2_Commercial_College_Existing_Miscellaneous_Natural Gas_Miscellaneous_E4 | F2 | Commercial | College | Existing | Miscellaneous | Natural Gas | Miscellaneous | E4 | TRC BC Ratio | 0 | 0 | 0 | 0 | 0 | 0 | 0 | 0 | 0 | 0 | 0 | 0 | 0 | 0 | 0 | 0 | 0 | 0 | 0 | 0 | 0 | 0 | 0 | 0 | 0 | 0 | 0
F2_Commercial_College_Existing_Miscellaneous_Natural Gas_Miscellaneous_E5 | F2 | Commercial | College | Existing | Miscellaneous | Natural Gas | Miscellaneous | E5 | TRC BC Ratio | 0 | 0 | 0 | 0 | 0 | 0 | 0 | 0 | 0 | 0 | 0 | 0 | 0 | 0 | 0 | 0 | 0 | 0 | 0 | 0 | 0 | 0 | 0 | 0 | 0 | 0 | 0
F2_Commercial_College_Existing_Miscellaneous_Natural Gas_Miscellaneous_E6 | F2 | Commercial | College | Existing | Miscellaneous | Natural Gas | Miscellaneous | E6 | TRC BC Ratio | 0 | 0 | 0 | 0 | 0 | 0 | 0 | 0 | 0 | 0 | 0 | 0 | 0 | 0 | 0 | 0 | 0 | 0 | 0 | 0 | 0 | 0 | 0 | 0 | 0 | 0 | 0
F2_Commercial_College_Existing_Miscellaneous_Natural Gas_Miscellaneous_E7 | F2 | Commercial | College | Existing | Miscellaneous | Natural Gas | Miscellaneous | E7 | TRC BC Ratio | 0 | 0 | 0 | 0 | 0 | 0 | 0 | 0 | 0 | 0 | 0 | 0 | 0 | 0 | 0 | 0 | 0 | 0 | 0 | 0 | 0 | 0 | 0 | 0 | 0 | 0 | 0
F2_Commercial_College_Existing_Miscellaneous_Natural Gas_Miscellaneous_E8 | F2 | Commercial | College | Existing | Miscellaneous | Natural Gas | Miscellaneous | E8 | TRC BC Ratio | 0 | 0 | 0 | 0 | 0 | 0 | 0 | 0 | 0 | 0 | 0 | 0 | 0 | 0 | 0 | 0 | 0 | 0 | 0 | 0 | 0 | 0 | 0 | 0 | 0 | 0 | 0
F2_Commercial_College_Existing_Miscellaneous_Natural Gas_Miscellaneous_E9 | F2 | Commercial | College | Existing | Miscellaneous | Natural Gas | Miscellaneous | E9 | TRC BC Ratio | 0 | 0 | 0 | 0 | 0 | 0 | 0 | 0 | 0 | 0 | 0 | 0 | 0 | 0 | 0 | 0 | 0 | 0 | 0 | 0 | 0 | 0 | 0 | 0 | 0 | 0 | 0
F2_Commercial_College_Existing_Miscellaneous_Natural Gas_Miscellaneous_E10 | F2 | Commercial | College | Existing | Miscellaneous | Natural Gas | Miscellaneous | E10 | TRC BC Ratio | 0 | 0 | 0 | 0 | 0 | 0 | 0 | 0 | 0 | 0 | 0 | 0 | 0 | 0 | 0 | 0 | 0 | 0 | 0 | 0 | 0 | 0 | 0 | 0 | 0 | 0 | 0
F3_Commercial_College_Existing_Miscellaneous_Natural Gas_Miscellaneous_E1 | F3 | Commercial | College | Existing | Miscellaneous | Natural Gas | Miscellaneous | E1 | PACT BC Ratio | bar: 2021 to 2047
F3_Commercial_College_Existing_Miscellaneous_Natural Gas_Miscellaneous_E2 | F3 | Commercial | College | Existing | Miscellaneous | Natural Gas | Miscellaneous | E2 | PACT BC Ratio | 0 | 0 | 0 | 0 | 0 | 0 | 0 | 0 | 0 | 0 | 0 | 0 | 0 | 0 | 0 | 0 | 0 | 0 | 0 | 0 | 0 | 0 | 0 | 0 | 0 | 0 | 0
F3_Commercial_College_Existing_Miscellaneous_Natural Gas_Miscellaneous_E3 | F3 | Commercial | College | Existing | Miscellaneous | Natural Gas | Miscellaneous | E3 | PACT BC Ratio | 0 | 0 | 0 | 0 | 0 | 0 | 0 | 0 | 0 | 0 | 0 | 0 | 0 | 0 | 0 | 0 | 0 | 0 | 0 | 0 | 0 | 0 | 0 | 0 | 0 | 0 | 0
F3_Commercial_College_Existing_Miscellaneous_Natural Gas_Miscellaneous_E4 | F3 | Commercial | College | Existing | Miscellaneous | Natural Gas | Miscellaneous | E4 | PACT BC Ratio | 0 | 0 | 0 | 0 | 0 | 0 | 0 | 0 | 0 | 0 | 0 | 0 | 0 | 0 | 0 | 0 | 0 | 0 | 0 | 0 | 0 | 0 | 0 | 0 | 0 | 0 | 0
F3_Commercial_College_Existing_Miscellaneous_Natural Gas_Miscellaneous_E5 | F3 | Commercial | College | Existing | Miscellaneous | Natural Gas | Miscellaneous | E5 | PACT BC Ratio | 0 | 0 | 0 | 0 | 0 | 0 | 0 | 0 | 0 | 0 | 0 | 0 | 0 | 0 | 0 | 0 | 0 | 0 | 0 | 0 | 0 | 0 | 0 | 0 | 0 | 0 | 0
F3_Commercial_College_Existing_Miscellaneous_Natural Gas_Miscellaneous_E6 | F3 | Commercial | College | Existing | Miscellaneous | Natural Gas | Miscellaneous | E6 | PACT BC Ratio | 0 | 0 | 0 | 0 | 0 | 0 | 0 | 0 | 0 | 0 | 0 | 0 | 0 | 0 | 0 | 0 | 0 | 0 | 0 | 0 | 0 | 0 | 0 | 0 | 0 | 0 | 0
F3_Commercial_College_Existing_Miscellaneous_Natural Gas_Miscellaneous_E7 | F3 | Commercial | College | Existing | Miscellaneous | Natural Gas | Miscellaneous | E7 | PACT BC Ratio | 0 | 0 | 0 | 0 | 0 | 0 | 0 | 0 | 0 | 0 | 0 | 0 | 0 | 0 | 0 | 0 | 0 | 0 | 0 | 0 | 0 | 0 | 0 | 0 | 0 | 0 | 0
F3_Commercial_College_Existing_Miscellaneous_Natural Gas_Miscellaneous_E8 | F3 | Commercial | College | Existing | Miscellaneous | Natural Gas | Miscellaneous | E8 | PACT BC Ratio | 0 | 0 | 0 | 0 | 0 | 0 | 0 | 0 | 0 | 0 | 0 | 0 | 0 | 0 | 0 | 0 | 0 | 0 | 0 | 0 | 0 | 0 | 0 | 0 | 0 | 0 | 0
F3_Commercial_College_Existing_Miscellaneous_Natural Gas_Miscellaneous_E9 | F3 | Commercial | College | Existing | Miscellaneous | Natural Gas | Miscellaneous | E9 | PACT BC Ratio | 0 | 0 | 0 | 0 | 0 | 0 | 0 | 0 | 0 | 0 | 0 | 0 | 0 | 0 | 0 | 0 | 0 | 0 | 0 | 0 | 0 | 0 | 0 | 0 | 0 | 0 | 0
F3_Commercial_College_Existing_Miscellaneous_Natural Gas_Miscellaneous_E10 | F3 | Commercial | College | Existing | Miscellaneous | Natural Gas | Miscellaneous | E10 | PACT BC Ratio | 0 | 0 | 0 | 0 | 0 | 0 | 0 | 0 | 0 | 0 | 0 | 0 | 0 | 0 | 0 | 0 | 0 | 0 | 0 | 0 | 0 | 0 | 0 | 0 | 0 | 0 | 0
F4_Commercial_College_Existing_Miscellaneous_Natural Gas_Miscellaneous_E1 | F4 | Commercial | College | Existing | Miscellaneous | Natural Gas | Miscellaneous | E1 | RVT BC Ratio | bar: 2021 to 2047
F4_Commercial_College_Existing_Miscellaneous_Natural Gas_Miscellaneous_E2 | F4 | Commercial | College | Existing | Miscellaneous | Natural Gas | Miscellaneous | E2 | RVT BC Ratio | 0 | 0 | 0 | 0 | 0 | 0 | 0 | 0 | 0 | 0 | 0 | 0 | 0 | 0 | 0 | 0 | 0 | 0 | 0 | 0 | 0 | 0 | 0 | 0 | 0 | 0 | 0
F4_Commercial_College_Existing_Miscellaneous_Natural Gas_Miscellaneous_E3 | F4 | Commercial | College | Existing | Miscellaneous | Natural Gas | Miscellaneous | E3 | RVT BC Ratio | 0 | 0 | 0 | 0 | 0 | 0 | 0 | 0 | 0 | 0 | 0 | 0 | 0 | 0 | 0 | 0 | 0 | 0 | 0 | 0 | 0 | 0 | 0 | 0 | 0 | 0 | 0
F4_Commercial_College_Existing_Miscellaneous_Natural Gas_Miscellaneous_E4 | F4 | Commercial | College | Existing | Miscellaneous | Natural Gas | Miscellaneous | E4 | RVT BC Ratio | 0 | 0 | 0 | 0 | 0 | 0 | 0 | 0 | 0 | 0 | 0 | 0 | 0 | 0 | 0 | 0 | 0 | 0 | 0 | 0 | 0 | 0 | 0 | 0 | 0 | 0 | 0
F4_Commercial_College_Existing_Miscellaneous_Natural Gas_Miscellaneous_E5 | F4 | Commercial | College | Existing | Miscellaneous | Natural Gas | Miscellaneous | E5 | RVT BC Ratio | 0 | 0 | 0 | 0 | 0 | 0 | 0 | 0 | 0 | 0 | 0 | 0 | 0 | 0 | 0 | 0 | 0 | 0 | 0 | 0 | 0 | 0 | 0 | 0 | 0 | 0 | 0
F4_Commercial_College_Existing_Miscellaneous_Natural Gas_Miscellaneous_E6 | F4 | Commercial | College | Existing | Miscellaneous | Natural Gas | Miscellaneous | E6 | RVT BC Ratio | 0 | 0 | 0 | 0 | 0 | 0 | 0 | 0 | 0 | 0 | 0 | 0 | 0 | 0 | 0 | 0 | 0 | 0 | 0 | 0 | 0 | 0 | 0 | 0 | 0 | 0 | 0
F4_Commercial_College_Existing_Miscellaneous_Natural Gas_Miscellaneous_E7 | F4 | Commercial | College | Existing | Miscellaneous | Natural Gas | Miscellaneous | E7 | RVT BC Ratio | 0 | 0 | 0 | 0 | 0 | 0 | 0 | 0 | 0 | 0 | 0 | 0 | 0 | 0 | 0 | 0 | 0 | 0 | 0 | 0 | 0 | 0 | 0 | 0 | 0 | 0 | 0
F4_Commercial_College_Existing_Miscellaneous_Natural Gas_Miscellaneous_E8 | F4 | Commercial | College | Existing | Miscellaneous | Natural Gas | Miscellaneous | E8 | RVT BC Ratio | 0 | 0 | 0 | 0 | 0 | 0 | 0 | 0 | 0 | 0 | 0 | 0 | 0 | 0 | 0 | 0 | 0 | 0 | 0 | 0 | 0 | 0 | 0 | 0 | 0 | 0 | 0
F4_Commercial_College_Existing_Miscellaneous_Natural Gas_Miscellaneous_E9 | F4 | Commercial | College | Existing | Miscellaneous | Natural Gas | Miscellaneous | E9 | RVT BC Ratio | 0 | 0 | 0 | 0 | 0 | 0 | 0 | 0 | 0 | 0 | 0 | 0 | 0 | 0 | 0 | 0 | 0 | 0 | 0 | 0 | 0 | 0 | 0 | 0 | 0 | 0 | 0
F4_Commercial_College_Existing_Miscellaneous_Natural Gas_Miscellaneous_E10 | F4 | Commercial | College | Existing | Miscellaneous | Natural Gas | Miscellaneous | E10 | RVT BC Ratio | 0 | 0 | 0 | 0 | 0 | 0 | 0 | 0 | 0 | 0 | 0 | 0 | 0 | 0 | 0 | 0 | 0 | 0 | 0 | 0 | 0 | 0 | 0 | 0 | 0 | 0 | 0
F5_Commercial_College_Existing_Miscellaneous_Natural Gas_Miscellaneous_E1 | F5 | Commercial | College | Existing | Miscellaneous | Natural Gas | Miscellaneous | E1 | RIM BC Ratio | bar: 2021 to 2047
F5_Commercial_College_Existing_Miscellaneous_Natural Gas_Miscellaneous_E2 | F5 | Commercial | College | Existing | Miscellaneous | Natural Gas | Miscellaneous | E2 | RIM BC Ratio | 0 | 0 | 0 | 0 | 0 | 0 | 0 | 0 | 0 | 0 | 0 | 0 | 0 | 0 | 0 | 0 | 0 | 0 | 0 | 0 | 0 | 0 | 0 | 0 | 0 | 0 | 0
F5_Commercial_College_Existing_Miscellaneous_Natural Gas_Miscellaneous_E3 | F5 | Commercial | College | Existing | Miscellaneous | Natural Gas | Miscellaneous | E3 | RIM BC Ratio | 0 | 0 | 0 | 0 | 0 | 0 | 0 | 0 | 0 | 0 | 0 | 0 | 0 | 0 | 0 | 0 | 0 | 0 | 0 | 0 | 0 | 0 | 0 | 0 | 0 | 0 | 0
F5_Commercial_College_Existing_Miscellaneous_Natural Gas_Miscellaneous_E4 | F5 | Commercial | College | Existing | Miscellaneous | Natural Gas | Miscellaneous | E4 | RIM BC Ratio | 0 | 0 | 0 | 0 | 0 | 0 | 0 | 0 | 0 | 0 | 0 | 0 | 0 | 0 | 0 | 0 | 0 | 0 | 0 | 0 | 0 | 0 | 0 | 0 | 0 | 0 | 0
F5_Commercial_College_Existing_Miscellaneous_Natural Gas_Miscellaneous_E5 | F5 | Commercial | College | Existing | Miscellaneous | Natural Gas | Miscellaneous | E5 | RIM BC Ratio | 0 | 0 | 0 | 0 | 0 | 0 | 0 | 0 | 0 | 0 | 0 | 0 | 0 | 0 | 0 | 0 | 0 | 0 | 0 | 0 | 0 | 0 | 0 | 0 | 0 | 0 | 0
F5_Commercial_College_Existing_Miscellaneous_Natural Gas_Miscellaneous_E6 | F5 | Commercial | College | Existing | Miscellaneous | Natural Gas | Miscellaneous | E6 | RIM BC Ratio | 0 | 0 | 0 | 0 | 0 | 0 | 0 | 0 | 0 | 0 | 0 | 0 | 0 | 0 | 0 | 0 | 0 | 0 | 0 | 0 | 0 | 0 | 0 | 0 | 0 | 0 | 0
F5_Commercial_College_Existing_Miscellaneous_Natural Gas_Miscellaneous_E7 | F5 | Commercial | College | Existing | Miscellaneous | Natural Gas | Miscellaneous | E7 | RIM BC Ratio | 0 | 0 | 0 | 0 | 0 | 0 | 0 | 0 | 0 | 0 | 0 | 0 | 0 | 0 | 0 | 0 | 0 | 0 | 0 | 0 | 0 | 0 | 0 | 0 | 0 | 0 | 0
F5_Commercial_College_Existing_Miscellaneous_Natural Gas_Miscellaneous_E8 | F5 | Commercial | College | Existing | Miscellaneous | Natural Gas | Miscellaneous | E8 | RIM BC Ratio | 0 | 0 | 0 | 0 | 0 | 0 | 0 | 0 | 0 | 0 | 0 | 0 | 0 | 0 | 0 | 0 | 0 | 0 | 0 | 0 | 0 | 0 | 0 | 0 | 0 | 0 | 0
F5_Commercial_College_Existing_Miscellaneous_Natural Gas_Miscellaneous_E9 | F5 | Commercial | College | Existing | Miscellaneous | Natural Gas | Miscellaneous | E9 | RIM BC Ratio | 0 | 0 | 0 | 0 | 0 | 0 | 0 | 0 | 0 | 0 | 0 | 0 | 0 | 0 | 0 | 0 | 0 | 0 | 0 | 0 | 0 | 0 | 0 | 0 | 0 | 0 | 0
F5_Commercial_College_Existing_Miscellaneous_Natural Gas_Miscellaneous_E10 | F5 | Commercial | College | Existing | Miscellaneous | Natural Gas | Miscellaneous | E10 | RIM BC Ratio | 0 | 0 | 0 | 0 | 0 | 0 | 0 | 0 | 0 | 0 | 0 | 0 | 0 | 0 | 0 | 0 | 0 | 0 | 0 | 0 | 0 | 0 | 0 | 0 | 0 | 0 | 0
F0_Commercial_College_New_Space Heating_Natural Gas_Furnace_E0 | F0 | Commercial | College | New | Space Heating | Natural Gas | Furnace | E0 | Economic Unit | AFUE 96% | AFUE 96% | AFUE 96% | AFUE 96% | AFUE 96% | AFUE 96% | AFUE 96% | AFUE 96% | AFUE 96% | AFUE 96% | AFUE 96% | AFUE 96% | AFUE 96% | AFUE 96% | AFUE 96% | AFUE 90% | AFUE 90% | AFUE 90% | AFUE 90% | AFUE 90% | AFUE 90% | AFUE 90% | AFUE 90% | AFUE 90% | AFUE 90% | AFUE 90% | AFUE 90%
F1_Commercial_College_New_Space Heating_Natural Gas_Furnace_E1 | F1 | Commercial | College | New | Space Heating | Natural Gas | Furnace | E1 | CCE | 0 | 0 | 0 | 0 | 0 | 0 | 0 | 0 | 0 | 0 | 0 | 0 | 0 | 0 | 0 | 0 | 0 | 0 | 0 | 0 | 0 | 0 | 0 | 0 | 0 | 0 | 0
F1_Commercial_College_New_Space Heating_Natural Gas_Furnace_E2 | F1 | Commercial | College | New | Space Heating | Natural Gas | Furnace | E2 | CCE | 0.0073519 | 0.0068339 | 0.0068605 | 0 | 0 | 0 | 0 | 0 | 0 | 0 | 0 | 0 | 0 | 0 | 0 | 0 | 0 | 0 | 0 | 0 | 0 | 0 | 0 | 0 | 0 | 0 | 0
F1_Commercial_College_New_Space Heating_Natural Gas_Furnace_E3 | F1 | Commercial | College | New | Space Heating | Natural Gas | Furnace | E3 | CCE | 0.0098026 | 0.0091118 | 0.0091473 | 0.013721 | 0.013721 | 0.013721 | 0.013721 | 0.013721 | 0.013721 | 0.013721 | 0.013721 | 0.013721 | 0.013721 | 0.013721 | 0.013721 | 0.013721 | 0.013721 | 0.013721 | 0.013721 | 0.013721 | 0.013721 | 0.013721 | 0.013721 | 0.013721 | 0.013721 | 0.013721 | 0.013721
F1_Commercial_College_New_Space Heating_Natural Gas_Furnace_E4 | F1 | Commercial | College | New | Space Heating | Natural Gas | Furnace | E4 | CCE | 0 | 0 | 0 | 0 | 0 | 0 | 0 | 0 | 0 | 0 | 0 | 0 | 0 | 0 | 0 | 0 | 0 | 0 | 0 | 0 | 0 | 0 | 0 | 0 | 0 | 0 | 0
F1_Commercial_College_New_Space Heating_Natural Gas_Furnace_E5 | F1 | Commercial | College | New | Space Heating | Natural Gas | Furnace | E5 | CCE | 0 | 0 | 0 | 0 | 0 | 0 | 0 | 0 | 0 | 0 | 0 | 0 | 0 | 0 | 0 | 0 | 0 | 0 | 0 | 0 | 0 | 0 | 0 | 0 | 0 | 0 | 0
F1_Commercial_College_New_Space Heating_Natural Gas_Furnace_E6 | F1 | Commercial | College | New | Space Heating | Natural Gas | Furnace | E6 | CCE | 0 | 0 | 0 | 0 | 0 | 0 | 0 | 0 | 0 | 0 | 0 | 0 | 0 | 0 | 0 | 0 | 0 | 0 | 0 | 0 | 0 | 0 | 0 | 0 | 0 | 0 | 0
F1_Commercial_College_New_Space Heating_Natural Gas_Furnace_E7 | F1 | Commercial | College | New | Space Heating | Natural Gas | Furnace | E7 | CCE | 0 | 0 | 0 | 0 | 0 | 0 | 0 | 0 | 0 | 0 | 0 | 0 | 0 | 0 | 0 | 0 | 0 | 0 | 0 | 0 | 0 | 0 | 0 | 0 | 0 | 0 | 0
F1_Commercial_College_New_Space Heating_Natural Gas_Furnace_E8 | F1 | Commercial | College | New | Space Heating | Natural Gas | Furnace | E8 | CCE | 0 | 0 | 0 | 0 | 0 | 0 | 0 | 0 | 0 | 0 | 0 | 0 | 0 | 0 | 0 | 0 | 0 | 0 | 0 | 0 | 0 | 0 | 0 | 0 | 0 | 0 | 0
F1_Commercial_College_New_Space Heating_Natural Gas_Furnace_E9 | F1 | Commercial | College | New | Space Heating | Natural Gas | Furnace | E9 | CCE | 0 | 0 | 0 | 0 | 0 | 0 | 0 | 0 | 0 | 0 | 0 | 0 | 0 | 0 | 0 | 0 | 0 | 0 | 0 | 0 | 0 | 0 | 0 | 0 | 0 | 0 | 0
F1_Commercial_College_New_Space Heating_Natural Gas_Furnace_E10 | F1 | Commercial | College | New | Space Heating | Natural Gas | Furnace | E10 | CCE | 0 | 0 | 0 | 0 | 0 | 0 | 0 | 0 | 0 | 0 | 0 | 0 | 0 | 0 | 0 | 0 | 0 | 0 | 0 | 0 | 0 | 0 | 0 | 0 | 0 | 0 | 0
F2_Commercial_College_New_Space Heating_Natural Gas_Furnace_E1 | F2 | Commercial | College | New | Space Heating | Natural Gas | Furnace | E1 | TRC BC Ratio | 1 | 1 | 1 | 0 | 0 | 0 | 0 | 0 | 0 | 0 | 0 | 0 | 0 | 0 | 0 | 0 | 0 | 0 | 0 | 0 | 0 | 0 | 0 | 0 | 0 | 0 | 0
F2_Commercial_College_New_Space Heating_Natural Gas_Furnace_E2 | F2 | Commercial | College | New | Space Heating | Natural Gas | Furnace | E2 | TRC BC Ratio | 2.1125 | 2.1001 | 2.0708 | 1 | 1 | 1 | 1 | 1 | 1 | 1 | 1 | 1 | 1 | 1 | 1 | 1 | 1 | 1 | 1 | 1 | 1 | 1 | 1 | 1 | 1 | 1 | 1
F2_Commercial_College_New_Space Heating_Natural Gas_Furnace_E3 | F2 | Commercial | College | New | Space Heating | Natural Gas | Furnace | E3 | TRC BC Ratio | 1.5844 | 1.575 | 1.5531 | 1.0196 | 1.0152 | 1.0145 | 1.0166 | 1.0193 | 1.0214 | 1.0224 | 1.0223 | 1.021 | 1.018 | 1.0127 | 1.0049 | 0.99528 | 0.98281 | 0.9681 | 0.95057 | 0.92965 | 0.90475 | 0.87646 | 0.85309 | 0.83842 | 0.83288 | 0.83697 | 0.84107
F2_Commercial_College_New_Space Heating_Natural Gas_Furnace_E4 | F2 | Commercial | College | New | Space Heating | Natural Gas | Furnace | E4 | TRC BC Ratio | 0 | 0 | 0 | 0 | 0 | 0 | 0 | 0 | 0 | 0 | 0 | 0 | 0 | 0 | 0 | 0 | 0 | 0 | 0 | 0 | 0 | 0 | 0 | 0 | 0 | 0 | 0
F2_Commercial_College_New_Space Heating_Natural Gas_Furnace_E5 | F2 | Commercial | College | New | Space Heating | Natural Gas | Furnace | E5 | TRC BC Ratio | 0 | 0 | 0 | 0 | 0 | 0 | 0 | 0 | 0 | 0 | 0 | 0 | 0 | 0 | 0 | 0 | 0 | 0 | 0 | 0 | 0 | 0 | 0 | 0 | 0 | 0 | 0
F2_Commercial_College_New_Space Heating_Natural Gas_Furnace_E6 | F2 | Commercial | College | New | Space Heating | Natural Gas | Furnace | E6 | TRC BC Ratio | 0 | 0 | 0 | 0 | 0 | 0 | 0 | 0 | 0 | 0 | 0 | 0 | 0 | 0 | 0 | 0 | 0 | 0 | 0 | 0 | 0 | 0 | 0 | 0 | 0 | 0 | 0
F2_Commercial_College_New_Space Heating_Natural Gas_Furnace_E7 | F2 | Commercial | College | New | Space Heating | Natural Gas | Furnace | E7 | TRC BC Ratio | 0 | 0 | 0 | 0 | 0 | 0 | 0 | 0 | 0 | 0 | 0 | 0 | 0 | 0 | 0 | 0 | 0 | 0 | 0 | 0 | 0 | 0 | 0 | 0 | 0 | 0 | 0
F2_Commercial_College_New_Space Heating_Natural Gas_Furnace_E8 | F2 | Commercial | College | New | Space Heating | Natural Gas | Furnace | E8 | TRC BC Ratio | 0 | 0 | 0 | 0 | 0 | 0 | 0 | 0 | 0 | 0 | 0 | 0 | 0 | 0 | 0 | 0 | 0 | 0 | 0 | 0 | 0 | 0 | 0 | 0 | 0 | 0 | 0
F2_Commercial_College_New_Space Heating_Natural Gas_Furnace_E9 | F2 | Commercial | College | New | Space Heating | Natural Gas | Furnace | E9 | TRC BC Ratio | 0 | 0 | 0 | 0 | 0 | 0 | 0 | 0 | 0 | 0 | 0 | 0 | 0 | 0 | 0 | 0 | 0 | 0 | 0 | 0 | 0 | 0 | 0 | 0 | 0 | 0 | 0
F2_Commercial_College_New_Space Heating_Natural Gas_Furnace_E10 | F2 | Commercial | College | New | Space Heating | Natural Gas | Furnace | E10 | TRC BC Ratio | 0 | 0 | 0 | 0 | 0 | 0 | 0 | 0 | 0 | 0 | 0 | 0 | 0 | 0 | 0 | 0 | 0 | 0 | 0 | 0 | 0 | 0 | 0 | 0 | 0 | 0 | 0
F3_Commercial_College_New_Space Heating_Natural Gas_Furnace_E1 | F3 | Commercial | College | New | Space Heating | Natural Gas | Furnace | E1 | PACT BC Ratio | 1 | 1 | 1 | 0 | 0 | 0 | 0 | 0 | 0 | 0 | 0 | 0 | 0 | 0 | 0 | 0 | 0 | 0 | 0 | 0 | 0 | 0 | 0 | 0 | 0 | 0 | 0
F3_Commercial_College_New_Space Heating_Natural Gas_Furnace_E2 | F3 | Commercial | College | New | Space Heating | Natural Gas | Furnace | E2 | PACT BC Ratio | 2.7796 | 2.7632 | 2.7247 | 1 | 1 | 1 | 1 | 1 | 1 | 1 | 1 | 1 | 1 | 1 | 1 | 1 | 1 | 1 | 1 | 1 | 1 | 1 | 1 | 1 | 1 | 1 | 1
F3_Commercial_College_New_Space Heating_Natural Gas_Furnace_E3 | F3 | Commercial | College | New | Space Heating | Natural Gas | Furnace | E3 | PACT BC Ratio | 2.0847 | 2.0724 | 2.0435 | 1.3415 | 1.3358 | 1.3349 | 1.3376 | 1.3411 | 1.3439 | 1.3453 | 1.3452 | 1.3434 | 1.3395 | 1.3325 | 1.3223 | 1.3096 | 1.2932 | 1.2738 | 1.2507 | 1.2232 | 1.1905 | 1.1532 | 1.1225 | 1.1032 | 1.0959 | 1.1013 | 1.1067
F3_Commercial_College_New_Space Heating_Natural Gas_Furnace_E4 | F3 | Commercial | College | New | Space Heating | Natural Gas | Furnace | E4 | PACT BC Ratio | 0 | 0 | 0 | 0 | 0 | 0 | 0 | 0 | 0 | 0 | 0 | 0 | 0 | 0 | 0 | 0 | 0 | 0 | 0 | 0 | 0 | 0 | 0 | 0 | 0 | 0 | 0
F3_Commercial_College_New_Space Heating_Natural Gas_Furnace_E5 | F3 | Commercial | College | New | Space Heating | Natural Gas | Furnace | E5 | PACT BC Ratio | 0 | 0 | 0 | 0 | 0 | 0 | 0 | 0 | 0 | 0 | 0 | 0 | 0 | 0 | 0 | 0 | 0 | 0 | 0 | 0 | 0 | 0 | 0 | 0 | 0 | 0 | 0
F3_Commercial_College_New_Space Heating_Natural Gas_Furnace_E6 | F3 | Commercial | College | New | Space Heating | Natural Gas | Furnace | E6 | PACT BC Ratio | 0 | 0 | 0 | 0 | 0 | 0 | 0 | 0 | 0 | 0 | 0 | 0 | 0 | 0 | 0 | 0 | 0 | 0 | 0 | 0 | 0 | 0 | 0 | 0 | 0 | 0 | 0
F3_Commercial_College_New_Space Heating_Natural Gas_Furnace_E7 | F3 | Commercial | College | New | Space Heating | Natural Gas | Furnace | E7 | PACT BC Ratio | 0 | 0 | 0 | 0 | 0 | 0 | 0 | 0 | 0 | 0 | 0 | 0 | 0 | 0 | 0 | 0 | 0 | 0 | 0 | 0 | 0 | 0 | 0 | 0 | 0 | 0 | 0
F3_Commercial_College_New_Space Heating_Natural Gas_Furnace_E8 | F3 | Commercial | College | New | Space Heating | Natural Gas | Furnace | E8 | PACT BC Ratio | 0 | 0 | 0 | 0 | 0 | 0 | 0 | 0 | 0 | 0 | 0 | 0 | 0 | 0 | 0 | 0 | 0 | 0 | 0 | 0 | 0 | 0 | 0 | 0 | 0 | 0 | 0
F3_Commercial_College_New_Space Heating_Natural Gas_Furnace_E9 | F3 | Commercial | College | New | Space Heating | Natural Gas | Furnace | E9 | PACT BC Ratio | 0 | 0 | 0 | 0 | 0 | 0 | 0 | 0 | 0 | 0 | 0 | 0 | 0 | 0 | 0 | 0 | 0 | 0 | 0 | 0 | 0 | 0 | 0 | 0 | 0 | 0 | 0
F3_Commercial_College_New_Space Heating_Natural Gas_Furnace_E10 | F3 | Commercial | College | New | Space Heating | Natural Gas | Furnace | E10 | PACT BC Ratio | 0 | 0 | 0 | 0 | 0 | 0 | 0 | 0 | 0 | 0 | 0 | 0 | 0 | 0 | 0 | 0 | 0 | 0 | 0 | 0 | 0 | 0 | 0 | 0 | 0 | 0 | 0
F4_Commercial_College_New_Space Heating_Natural Gas_Furnace_E1 | F4 | Commercial | College | New | Space Heating | Natural Gas | Furnace | E1 | RVT BC Ratio | 1 | 1 | 1 | 0 | 0 | 0 | 0 | 0 | 0 | 0 | 0 | 0 | 0 | 0 | 0 | 0 | 0 | 0 | 0 | 0 | 0 | 0 | 0 | 0 | 0 | 0 | 0
F4_Commercial_College_New_Space Heating_Natural Gas_Furnace_E2 | F4 | Commercial | College | New | Space Heating | Natural Gas | Furnace | E2 | RVT BC Ratio | 0.7 | 0.7 | 0.7 | 1 | 1 | 1 | 1 | 1 | 1 | 1 | 1 | 1 | 1 | 1 | 1 | 1 | 1 | 1 | 1 | 1 | 1 | 1 | 1 | 1 | 1 | 1 | 1
F4_Commercial_College_New_Space Heating_Natural Gas_Furnace_E3 | F4 | Commercial | College | New | Space Heating | Natural Gas | Furnace | E3 | RVT BC Ratio | 0.7 | 0.7 | 0.7 | 0.7 | 0.7 | 0.7 | 0.7 | 0.7 | 0.7 | 0.7 | 0.7 | 0.7 | 0.7 | 0.7 | 0.7 | 0.7 | 0.7 | 0.7 | 0.7 | 0.7 | 0.7 | 0.7 | 0.7 | 0.7 | 0.7 | 0.7 | 0.7
F4_Commercial_College_New_Space Heating_Natural Gas_Furnace_E4 | F4 | Commercial | College | New | Space Heating | Natural Gas | Furnace | E4 | RVT BC Ratio | 0 | 0 | 0 | 0 | 0 | 0 | 0 | 0 | 0 | 0 | 0 | 0 | 0 | 0 | 0 | 0 | 0 | 0 | 0 | 0 | 0 | 0 | 0 | 0 | 0 | 0 | 0
F4_Commercial_College_New_Space Heating_Natural Gas_Furnace_E5 | F4 | Commercial | College | New | Space Heating | Natural Gas | Furnace | E5 | RVT BC Ratio | 0 | 0 | 0 | 0 | 0 | 0 | 0 | 0 | 0 | 0 | 0 | 0 | 0 | 0 | 0 | 0 | 0 | 0 | 0 | 0 | 0 | 0 | 0 | 0 | 0 | 0 | 0
F4_Commercial_College_New_Space Heating_Natural Gas_Furnace_E6 | F4 | Commercial | College | New | Space Heating | Natural Gas | Furnace | E6 | RVT BC Ratio | 0 | 0 | 0 | 0 | 0 | 0 | 0 | 0 | 0 | 0 | 0 | 0 | 0 | 0 | 0 | 0 | 0 | 0 | 0 | 0 | 0 | 0 | 0 | 0 | 0 | 0 | 0
F4_Commercial_College_New_Space Heating_Natural Gas_Furnace_E7 | F4 | Commercial | College | New | Space Heating | Natural Gas | Furnace | E7 | RVT BC Ratio | 0 | 0 | 0 | 0 | 0 | 0 | 0 | 0 | 0 | 0 | 0 | 0 | 0 | 0 | 0 | 0 | 0 | 0 | 0 | 0 | 0 | 0 | 0 | 0 | 0 | 0 | 0
F4_Commercial_College_New_Space Heating_Natural Gas_Furnace_E8 | F4 | Commercial | College | New | Space Heating | Natural Gas | Furnace | E8 | RVT BC Ratio | 0 | 0 | 0 | 0 | 0 | 0 | 0 | 0 | 0 | 0 | 0 | 0 | 0 | 0 | 0 | 0 | 0 | 0 | 0 | 0 | 0 | 0 | 0 | 0 | 0 | 0 | 0
F4_Commercial_College_New_Space Heating_Natural Gas_Furnace_E9 | F4 | Commercial | College | New | Space Heating | Natural Gas | Furnace | E9 | RVT BC Ratio | 0 | 0 | 0 | 0 | 0 | 0 | 0 | 0 | 0 | 0 | 0 | 0 | 0 | 0 | 0 | 0 | 0 | 0 | 0 | 0 | 0 | 0 | 0 | 0 | 0 | 0 | 0
F4_Commercial_College_New_Space Heating_Natural Gas_Furnace_E10 | F4 | Commercial | College | New | Space Heating | Natural Gas | Furnace | E10 | RVT BC Ratio | 0 | 0 | 0 | 0 | 0 | 0 | 0 | 0 | 0 | 0 | 0 | 0 | 0 | 0 | 0 | 0 | 0 | 0 | 0 | 0 | 0 | 0 | 0 | 0 | 0 | 0 | 0
F5_Commercial_College_New_Space Heating_Natural Gas_Furnace_E1 | F5 | Commercial | College | New | Space Heating | Natural Gas | Furnace | E1 | RIM BC Ratio | 1 | 1 | 1 | 0 | 0 | 0 | 0 | 0 | 0 | 0 | 0 | 0 | 0 | 0 | 0 | 0 | 0 | 0 | 0 | 0 | 0 | 0 | 0 | 0 | 0 | 0 | 0
F5_Commercial_College_New_Space Heating_Natural Gas_Furnace_E2 | F5 | Commercial | College | New | Space Heating | Natural Gas | Furnace | E2 | RIM BC Ratio | 2.7796 | 2.7632 | 2.7247 | 1 | 1 | 1 | 1 | 1 | 1 | 1 | 1 | 1 | 1 | 1 | 1 | 1 | 1 | 1 | 1 | 1 | 1 | 1 | 1 | 1 | 1 | 1 | 1
F5_Commercial_College_New_Space Heating_Natural Gas_Furnace_E3 | F5 | Commercial | College | New | Space Heating | Natural Gas | Furnace | E3 | RIM BC Ratio | 2.0847 | 2.0724 | 2.0435 | 1.3415 | 1.3358 | 1.3349 | 1.3376 | 1.3411 | 1.3439 | 1.3453 | 1.3452 | 1.3434 | 1.3395 | 1.3325 | 1.3223 | 1.3096 | 1.2932 | 1.2738 | 1.2507 | 1.2232 | 1.1905 | 1.1532 | 1.1225 | 1.1032 | 1.0959 | 1.1013 | 1.1067
F5_Commercial_College_New_Space Heating_Natural Gas_Furnace_E4 | F5 | Commercial | College | New | Space Heating | Natural Gas | Furnace | E4 | RIM BC Ratio | 0 | 0 | 0 | 0 | 0 | 0 | 0 | 0 | 0 | 0 | 0 | 0 | 0 | 0 | 0 | 0 | 0 | 0 | 0 | 0 | 0 | 0 | 0 | 0 | 0 | 0 | 0
F5_Commercial_College_New_Space Heating_Natural Gas_Furnace_E5 | F5 | Commercial | College | New | Space Heating | Natural Gas | Furnace | E5 | RIM BC Ratio | 0 | 0 | 0 | 0 | 0 | 0 | 0 | 0 | 0 | 0 | 0 | 0 | 0 | 0 | 0 | 0 | 0 | 0 | 0 | 0 | 0 | 0 | 0 | 0 | 0 | 0 | 0
F5_Commercial_College_New_Space Heating_Natural Gas_Furnace_E6 | F5 | Commercial | College | New | Space Heating | Natural Gas | Furnace | E6 | RIM BC Ratio | 0 | 0 | 0 | 0 | 0 | 0 | 0 | 0 | 0 | 0 | 0 | 0 | 0 | 0 | 0 | 0 | 0 | 0 | 0 | 0 | 0 | 0 | 0 | 0 | 0 | 0 | 0
F5_Commercial_College_New_Space Heating_Natural Gas_Furnace_E7 | F5 | Commercial | College | New | Space Heating | Natural Gas | Furnace | E7 | RIM BC Ratio | 0 | 0 | 0 | 0 | 0 | 0 | 0 | 0 | 0 | 0 | 0 | 0 | 0 | 0 | 0 | 0 | 0 | 0 | 0 | 0 | 0 | 0 | 0 | 0 | 0 | 0 | 0
F5_Commercial_College_New_Space Heating_Natural Gas_Furnace_E8 | F5 | Commercial | College | New | Space Heating | Natural Gas | Furnace | E8 | RIM BC Ratio | 0 | 0 | 0 | 0 | 0 | 0 | 0 | 0 | 0 | 0 | 0 | 0 | 0 | 0 | 0 | 0 | 0 | 0 | 0 | 0 | 0 | 0 | 0 | 0 | 0 | 0 | 0
F5_Commercial_College_New_Space Heating_Natural Gas_Furnace_E9 | F5 | Commercial | College | New | Space Heating | Natural Gas | Furnace | E9 | RIM BC Ratio | 0 | 0 | 0 | 0 | 0 | 0 | 0 | 0 | 0 | 0 | 0 | 0 | 0 | 0 | 0 | 0 | 0 | 0 | 0 | 0 | 0 | 0 | 0 | 0 | 0 | 0 | 0
F5_Commercial_College_New_Space Heating_Natural Gas_Furnace_E10 | F5 | Commercial | College | New | Space Heating | Natural Gas | Furnace | E10 | RIM BC Ratio | 0 | 0 | 0 | 0 | 0 | 0 | 0 | 0 | 0 | 0 | 0 | 0 | 0 | 0 | 0 | 0 | 0 | 0 | 0 | 0 | 0 | 0 | 0 | 0 | 0 | 0 | 0
F0_Commercial_College_New_Space Heating_Natural Gas_Boiler_E0 | F0 | Commercial | College | New | Space Heating | Natural Gas | Boiler | E0 | Economic Unit | AFUE 80% (Standard) | AFUE 80% (Standard) | AFUE 80% (Standard) | AFUE 80% (Standard) | AFUE 80% (Standard) | AFUE 80% (Standard) | AFUE 80% (Standard) | AFUE 80% (Standard) | AFUE 80% (Standard) | AFUE 80% (Standard) | AFUE 80% (Standard) | AFUE 80% (Standard) | AFUE 80% (Standard) | AFUE 80% (Standard) | AFUE 80% (Standard) | AFUE 80% (Standard) | AFUE 80% (Standard) | AFUE 80% (Standard) | AFUE 80% (Standard) | AFUE 80% (Standard) | AFUE 80% (Standard) | AFUE 80% (Standard) | AFUE 80% (Standard) | AFUE 80% (Standard) | AFUE 80% (Standard) | AFUE 80% (Standard) | AFUE 80% (Standard)
F1_Commercial_College_New_Space Heating_Natural Gas_Boiler_E1 | F1 | Commercial | College | New | Space Heating | Natural Gas | Boiler | E1 | CCE | 0 | 0 | 0 | 0 | 0 | 0 | 0 | 0 | 0 | 0 | 0 | 0 | 0 | 0 | 0 | 0 | 0 | 0 | 0 | 0 | 0 | 0 | 0 | 0 | 0 | 0 | 0
F1_Commercial_College_New_Space Heating_Natural Gas_Boiler_E2 | F1 | Commercial | College | New | Space Heating | Natural Gas | Boiler | E2 | CCE | 0.021258 | 0.01976 | 0.019837 | 0.019837 | 0.019837 | 0.019837 | 0.019837 | 0.019837 | 0.019837 | 0.019837 | 0.019837 | 0.019837 | 0.019837 | 0.019837 | 0.019837 | 0.019837 | 0.019837 | 0.019837 | 0.019837 | 0.019837 | 0.019837 | 0.019837 | 0.019837 | 0.019837 | 0.019837 | 0.019837 | 0.019837
F1_Commercial_College_New_Space Heating_Natural Gas_Boiler_E3 | F1 | Commercial | College | New | Space Heating | Natural Gas | Boiler | E3 | CCE | 0.021465 | 0.019952 | 0.02003 | 0.02003 | 0.02003 | 0.02003 | 0.02003 | 0.02003 | 0.02003 | 0.02003 | 0.02003 | 0.02003 | 0.02003 | 0.02003 | 0.02003 | 0.02003 | 0.02003 | 0.02003 | 0.02003 | 0.02003 | 0.02003 | 0.02003 | 0.02003 | 0.02003 | 0.02003 | 0.02003 | 0.02003
F1_Commercial_College_New_Space Heating_Natural Gas_Boiler_E4 | F1 | Commercial | College | New | Space Heating | Natural Gas | Boiler | E4 | CCE | 0.090573 | 0.084191 | 0.084518 | 0.084518 | 0.084518 | 0.084518 | 0.084518 | 0.084518 | 0.084518 | 0.084518 | 0.084518 | 0.084518 | 0.084518 | 0.084518 | 0.084518 | 0.084518 | 0.084518 | 0.084518 | 0.084518 | 0.084518 | 0.084518 | 0.084518 | 0.084518 | 0.084518 | 0.084518 | 0.084518 | 0.084518
F1_Commercial_College_New_Space Heating_Natural Gas_Boiler_E5 | F1 | Commercial | College | New | Space Heating | Natural Gas | Boiler | E5 | CCE | 0 | 0 | 0 | 0 | 0 | 0 | 0 | 0 | 0 | 0 | 0 | 0 | 0 | 0 | 0 | 0 | 0 | 0 | 0 | 0 | 0 | 0 | 0 | 0 | 0 | 0 | 0
F1_Commercial_College_New_Space Heating_Natural Gas_Boiler_E6 | F1 | Commercial | College | New | Space Heating | Natural Gas | Boiler | E6 | CCE | 0 | 0 | 0 | 0 | 0 | 0 | 0 | 0 | 0 | 0 | 0 | 0 | 0 | 0 | 0 | 0 | 0 | 0 | 0 | 0 | 0 | 0 | 0 | 0 | 0 | 0 | 0
F1_Commercial_College_New_Space Heating_Natural Gas_Boiler_E7 | F1 | Commercial | College | New | Space Heating | Natural Gas | Boiler | E7 | CCE | 0 | 0 | 0 | 0 | 0 | 0 | 0 | 0 | 0 | 0 | 0 | 0 | 0 | 0 | 0 | 0 | 0 | 0 | 0 | 0 | 0 | 0 | 0 | 0 | 0 | 0 | 0
F1_Commercial_College_New_Space Heating_Natural Gas_Boiler_E8 | F1 | Commercial | College | New | Space Heating | Natural Gas | Boiler | E8 | CCE | 0 | 0 | 0 | 0 | 0 | 0 | 0 | 0 | 0 | 0 | 0 | 0 | 0 | 0 | 0 | 0 | 0 | 0 | 0 | 0 | 0 | 0 | 0 | 0 | 0 | 0 | 0
F1_Commercial_College_New_Space Heating_Natural Gas_Boiler_E9 | F1 | Commercial | College | New | Space Heating | Natural Gas | Boiler | E9 | CCE | 0 | 0 | 0 | 0 | 0 | 0 | 0 | 0 | 0 | 0 | 0 | 0 | 0 | 0 | 0 | 0 | 0 | 0 | 0 | 0 | 0 | 0 | 0 | 0 | 0 | 0 | 0
F1_Commercial_College_New_Space Heating_Natural Gas_Boiler_E10 | F1 | Commercial | College | New | Space Heating | Natural Gas | Boiler | E10 | CCE | 0 | 0 | 0 | 0 | 0 | 0 | 0 | 0 | 0 | 0 | 0 | 0 | 0 | 0 | 0 | 0 | 0 | 0 | 0 | 0 | 0 | 0 | 0 | 0 | 0 | 0 | 0
F2_Commercial_College_New_Space Heating_Natural Gas_Boiler_E1 | F2 | Commercial | College | New | Space Heating | Natural Gas | Boiler | E1 | TRC BC Ratio | bar: 2021 to 2047
F2_Commercial_College_New_Space Heating_Natural Gas_Boiler_E2 | F2 | Commercial | College | New | Space Heating | Natural Gas | Boiler | E2 | TRC BC Ratio | 0.73255 | 0.72755 | 0.71666 | 0.70487 | 0.70084 | 0.69964 | 0.70062 | 0.70238 | 0.70389 | 0.70469 | 0.70473 | 0.70393 | 0.70206 | 0.69858 | 0.69352 | 0.68716 | 0.67893 | 0.66919 | 0.65758 | 0.6437 | 0.62715 | 0.60834 | 0.59282 | 0.58312 | 0.57953 | 0.58237 | 0.58522
F2_Commercial_College_New_Space Heating_Natural Gas_Boiler_E3 | F2 | Commercial | College | New | Space Heating | Natural Gas | Boiler | E3 | TRC BC Ratio | 0.7255 | 0.72054 | 0.70976 | 0.69808 | 0.69409 | 0.6929 | 0.69387 | 0.69561 | 0.69712 | 0.6979 | 0.69794 | 0.69715 | 0.69529 | 0.69185 | 0.68684 | 0.68054 | 0.67239 | 0.66275 | 0.65125 | 0.6375 | 0.62111 | 0.60248 | 0.58711 | 0.5775 | 0.57395 | 0.57676 | 0.57959
F2_Commercial_College_New_Space Heating_Natural Gas_Boiler_E4 | F2 | Commercial | College | New | Space Heating | Natural Gas | Boiler | E4 | TRC BC Ratio | 0.17483 | 0.17331 | 0.17054 | 0.16732 | 0.16505 | 0.16315 | 0.16161 | 0.16028 | 0.15903 | 0.15785 | 0.15678 | 0.15589 | 0.1552 | 0.1546 | 0.154 | 0.15333 | 0.15238 | 0.15122 | 0.14978 | 0.14801 | 0.14586 | 0.14337 | 0.14137 | 0.14022 | 0.13996 | 0.14065 | 0.14134
F2_Commercial_College_New_Space Heating_Natural Gas_Boiler_E5 | F2 | Commercial | College | New | Space Heating | Natural Gas | Boiler | E5 | TRC BC Ratio | 0 | 0 | 0 | 0 | 0 | 0 | 0 | 0 | 0 | 0 | 0 | 0 | 0 | 0 | 0 | 0 | 0 | 0 | 0 | 0 | 0 | 0 | 0 | 0 | 0 | 0 | 0
F2_Commercial_College_New_Space Heating_Natural Gas_Boiler_E6 | F2 | Commercial | College | New | Space Heating | Natural Gas | Boiler | E6 | TRC BC Ratio | 0 | 0 | 0 | 0 | 0 | 0 | 0 | 0 | 0 | 0 | 0 | 0 | 0 | 0 | 0 | 0 | 0 | 0 | 0 | 0 | 0 | 0 | 0 | 0 | 0 | 0 | 0
F2_Commercial_College_New_Space Heating_Natural Gas_Boiler_E7 | F2 | Commercial | College | New | Space Heating | Natural Gas | Boiler | E7 | TRC BC Ratio | 0 | 0 | 0 | 0 | 0 | 0 | 0 | 0 | 0 | 0 | 0 | 0 | 0 | 0 | 0 | 0 | 0 | 0 | 0 | 0 | 0 | 0 | 0 | 0 | 0 | 0 | 0
F2_Commercial_College_New_Space Heating_Natural Gas_Boiler_E8 | F2 | Commercial | College | New | Space Heating | Natural Gas | Boiler | E8 | TRC BC Ratio | 0 | 0 | 0 | 0 | 0 | 0 | 0 | 0 | 0 | 0 | 0 | 0 | 0 | 0 | 0 | 0 | 0 | 0 | 0 | 0 | 0 | 0 | 0 | 0 | 0 | 0 | 0
F2_Commercial_College_New_Space Heating_Natural Gas_Boiler_E9 | F2 | Commercial | College | New | Space Heating | Natural Gas | Boiler | E9 | TRC BC Ratio | 0 | 0 | 0 | 0 | 0 | 0 | 0 | 0 | 0 | 0 | 0 | 0 | 0 | 0 | 0 | 0 | 0 | 0 | 0 | 0 | 0 | 0 | 0 | 0 | 0 | 0 | 0
F2_Commercial_College_New_Space Heating_Natural Gas_Boiler_E10 | F2 | Commercial | College | New | Space Heating | Natural Gas | Boiler | E10 | TRC BC Ratio | 0 | 0 | 0 | 0 | 0 | 0 | 0 | 0 | 0 | 0 | 0 | 0 | 0 | 0 | 0 | 0 | 0 | 0 | 0 | 0 | 0 | 0 | 0 | 0 | 0 | 0 | 0
F3_Commercial_College_New_Space Heating_Natural Gas_Boiler_E1 | F3 | Commercial | College | New | Space Heating | Natural Gas | Boiler | E1 | PACT BC Ratio | bar: 2021 to 2047
F3_Commercial_College_New_Space Heating_Natural Gas_Boiler_E2 | F3 | Commercial | College | New | Space Heating | Natural Gas | Boiler | E2 | PACT BC Ratio | 0.96389 | 0.9573 | 0.94297 | 0.92746 | 0.92216 | 0.92057 | 0.92187 | 0.92418 | 0.92618 | 0.92722 | 0.92727 | 0.92622 | 0.92376 | 0.91918 | 0.91253 | 0.90416 | 0.89333 | 0.88052 | 0.86524 | 0.84697 | 0.8252 | 0.80045 | 0.78003 | 0.76726 | 0.76254 | 0.76627 | 0.77003
F3_Commercial_College_New_Space Heating_Natural Gas_Boiler_E3 | F3 | Commercial | College | New | Space Heating | Natural Gas | Boiler | E3 | PACT BC Ratio | 0.95461 | 0.94808 | 0.93389 | 0.91853 | 0.91328 | 0.91171 | 0.91299 | 0.91528 | 0.91726 | 0.91829 | 0.91834 | 0.9173 | 0.91486 | 0.91033 | 0.90374 | 0.89545 | 0.88473 | 0.87204 | 0.8569 | 0.83881 | 0.81725 | 0.79274 | 0.77251 | 0.75987 | 0.75519 | 0.75889 | 0.76261
F3_Commercial_College_New_Space Heating_Natural Gas_Boiler_E4 | F3 | Commercial | College | New | Space Heating | Natural Gas | Boiler | E4 | PACT BC Ratio | 0.23004 | 0.22804 | 0.22439 | 0.22016 | 0.21717 | 0.21467 | 0.21265 | 0.21089 | 0.20925 | 0.2077 | 0.20629 | 0.20512 | 0.20422 | 0.20343 | 0.20263 | 0.20175 | 0.20051 | 0.19897 | 0.19708 | 0.19476 | 0.19192 | 0.18865 | 0.18601 | 0.1845 | 0.18416 | 0.18506 | 0.18597
F3_Commercial_College_New_Space Heating_Natural Gas_Boiler_E5 | F3 | Commercial | College | New | Space Heating | Natural Gas | Boiler | E5 | PACT BC Ratio | 0 | 0 | 0 | 0 | 0 | 0 | 0 | 0 | 0 | 0 | 0 | 0 | 0 | 0 | 0 | 0 | 0 | 0 | 0 | 0 | 0 | 0 | 0 | 0 | 0 | 0 | 0
F3_Commercial_College_New_Space Heating_Natural Gas_Boiler_E6 | F3 | Commercial | College | New | Space Heating | Natural Gas | Boiler | E6 | PACT BC Ratio | 0 | 0 | 0 | 0 | 0 | 0 | 0 | 0 | 0 | 0 | 0 | 0 | 0 | 0 | 0 | 0 | 0 | 0 | 0 | 0 | 0 | 0 | 0 | 0 | 0 | 0 | 0
F3_Commercial_College_New_Space Heating_Natural Gas_Boiler_E7 | F3 | Commercial | College | New | Space Heating | Natural Gas | Boiler | E7 | PACT BC Ratio | 0 | 0 | 0 | 0 | 0 | 0 | 0 | 0 | 0 | 0 | 0 | 0 | 0 | 0 | 0 | 0 | 0 | 0 | 0 | 0 | 0 | 0 | 0 | 0 | 0 | 0 | 0
F3_Commercial_College_New_Space Heating_Natural Gas_Boiler_E8 | F3 | Commercial | College | New | Space Heating | Natural Gas | Boiler | E8 | PACT BC Ratio | 0 | 0 | 0 | 0 | 0 | 0 | 0 | 0 | 0 | 0 | 0 | 0 | 0 | 0 | 0 | 0 | 0 | 0 | 0 | 0 | 0 | 0 | 0 | 0 | 0 | 0 | 0
F3_Commercial_College_New_Space Heating_Natural Gas_Boiler_E9 | F3 | Commercial | College | New | Space Heating | Natural Gas | Boiler | E9 | PACT BC Ratio | 0 | 0 | 0 | 0 | 0 | 0 | 0 | 0 | 0 | 0 | 0 | 0 | 0 | 0 | 0 | 0 | 0 | 0 | 0 | 0 | 0 | 0 | 0 | 0 | 0 | 0 | 0
F3_Commercial_College_New_Space Heating_Natural Gas_Boiler_E10 | F3 | Commercial | College | New | Space Heating | Natural Gas | Boiler | E10 | PACT BC Ratio | 0 | 0 | 0 | 0 | 0 | 0 | 0 | 0 | 0 | 0 | 0 | 0 | 0 | 0 | 0 | 0 | 0 | 0 | 0 | 0 | 0 | 0 | 0 | 0 | 0 | 0 | 0
F4_Commercial_College_New_Space Heating_Natural Gas_Boiler_E1 | F4 | Commercial | College | New | Space Heating | Natural Gas | Boiler | E1 | RVT BC Ratio | bar: 2021 to 2047
F4_Commercial_College_New_Space Heating_Natural Gas_Boiler_E2 | F4 | Commercial | College | New | Space Heating | Natural Gas | Boiler | E2 | RVT BC Ratio | 0.7 | 0.7 | 0.7 | 0.7 | 0.7 | 0.7 | 0.7 | 0.7 | 0.7 | 0.7 | 0.7 | 0.7 | 0.7 | 0.7 | 0.7 | 0.7 | 0.7 | 0.7 | 0.7 | 0.7 | 0.7 | 0.7 | 0.7 | 0.7 | 0.7 | 0.7 | 0.7
F4_Commercial_College_New_Space Heating_Natural Gas_Boiler_E3 | F4 | Commercial | College | New | Space Heating | Natural Gas | Boiler | E3 | RVT BC Ratio | 0.7 | 0.7 | 0.7 | 0.7 | 0.7 | 0.7 | 0.7 | 0.7 | 0.7 | 0.7 | 0.7 | 0.7 | 0.7 | 0.7 | 0.7 | 0.7 | 0.7 | 0.7 | 0.7 | 0.7 | 0.7 | 0.7 | 0.7 | 0.7 | 0.7 | 0.7 | 0.7
F4_Commercial_College_New_Space Heating_Natural Gas_Boiler_E4 | F4 | Commercial | College | New | Space Heating | Natural Gas | Boiler | E4 | RVT BC Ratio | 0.7 | 0.7 | 0.7 | 0.7 | 0.7 | 0.7 | 0.7 | 0.7 | 0.7 | 0.7 | 0.7 | 0.7 | 0.7 | 0.7 | 0.7 | 0.7 | 0.7 | 0.7 | 0.7 | 0.7 | 0.7 | 0.7 | 0.7 | 0.7 | 0.7 | 0.7 | 0.7
F4_Commercial_College_New_Space Heating_Natural Gas_Boiler_E5 | F4 | Commercial | College | New | Space Heating | Natural Gas | Boiler | E5 | RVT BC Ratio | 0 | 0 | 0 | 0 | 0 | 0 | 0 | 0 | 0 | 0 | 0 | 0 | 0 | 0 | 0 | 0 | 0 | 0 | 0 | 0 | 0 | 0 | 0 | 0 | 0 | 0 | 0
F4_Commercial_College_New_Space Heating_Natural Gas_Boiler_E6 | F4 | Commercial | College | New | Space Heating | Natural Gas | Boiler | E6 | RVT BC Ratio | 0 | 0 | 0 | 0 | 0 | 0 | 0 | 0 | 0 | 0 | 0 | 0 | 0 | 0 | 0 | 0 | 0 | 0 | 0 | 0 | 0 | 0 | 0 | 0 | 0 | 0 | 0
F4_Commercial_College_New_Space Heating_Natural Gas_Boiler_E7 | F4 | Commercial | College | New | Space Heating | Natural Gas | Boiler | E7 | RVT BC Ratio | 0 | 0 | 0 | 0 | 0 | 0 | 0 | 0 | 0 | 0 | 0 | 0 | 0 | 0 | 0 | 0 | 0 | 0 | 0 | 0 | 0 | 0 | 0 | 0 | 0 | 0 | 0
F4_Commercial_College_New_Space Heating_Natural Gas_Boiler_E8 | F4 | Commercial | College | New | Space Heating | Natural Gas | Boiler | E8 | RVT BC Ratio | 0 | 0 | 0 | 0 | 0 | 0 | 0 | 0 | 0 | 0 | 0 | 0 | 0 | 0 | 0 | 0 | 0 | 0 | 0 | 0 | 0 | 0 | 0 | 0 | 0 | 0 | 0
F4_Commercial_College_New_Space Heating_Natural Gas_Boiler_E9 | F4 | Commercial | College | New | Space Heating | Natural Gas | Boiler | E9 | RVT BC Ratio | 0 | 0 | 0 | 0 | 0 | 0 | 0 | 0 | 0 | 0 | 0 | 0 | 0 | 0 | 0 | 0 | 0 | 0 | 0 | 0 | 0 | 0 | 0 | 0 | 0 | 0 | 0
F4_Commercial_College_New_Space Heating_Natural Gas_Boiler_E10 | F4 | Commercial | College | New | Space Heating | Natural Gas | Boiler | E10 | RVT BC Ratio | 0 | 0 | 0 | 0 | 0 | 0 | 0 | 0 | 0 | 0 | 0 | 0 | 0 | 0 | 0 | 0 | 0 | 0 | 0 | 0 | 0 | 0 | 0 | 0 | 0 | 0 | 0
F5_Commercial_College_New_Space Heating_Natural Gas_Boiler_E1 | F5 | Commercial | College | New | Space Heating | Natural Gas | Boiler | E1 | RIM BC Ratio | bar: 2021 to 2047
F5_Commercial_College_New_Space Heating_Natural Gas_Boiler_E2 | F5 | Commercial | College | New | Space Heating | Natural Gas | Boiler | E2 | RIM BC Ratio | 0.96389 | 0.9573 | 0.94297 | 0.92746 | 0.92216 | 0.92057 | 0.92187 | 0.92418 | 0.92618 | 0.92722 | 0.92727 | 0.92622 | 0.92376 | 0.91918 | 0.91253 | 0.90416 | 0.89333 | 0.88052 | 0.86524 | 0.84697 | 0.8252 | 0.80045 | 0.78003 | 0.76726 | 0.76254 | 0.76627 | 0.77003
F5_Commercial_College_New_Space Heating_Natural Gas_Boiler_E3 | F5 | Commercial | College | New | Space Heating | Natural Gas | Boiler | E3 | RIM BC Ratio | 0.95461 | 0.94808 | 0.93389 | 0.91853 | 0.91328 | 0.91171 | 0.91299 | 0.91528 | 0.91726 | 0.91829 | 0.91834 | 0.9173 | 0.91486 | 0.91033 | 0.90374 | 0.89545 | 0.88473 | 0.87204 | 0.8569 | 0.83881 | 0.81725 | 0.79274 | 0.77251 | 0.75987 | 0.75519 | 0.75889 | 0.76261
F5_Commercial_College_New_Space Heating_Natural Gas_Boiler_E4 | F5 | Commercial | College | New | Space Heating | Natural Gas | Boiler | E4 | RIM BC Ratio | 0.23004 | 0.22804 | 0.22439 | 0.22016 | 0.21717 | 0.21467 | 0.21265 | 0.21089 | 0.20925 | 0.2077 | 0.20629 | 0.20512 | 0.20422 | 0.20343 | 0.20263 | 0.20175 | 0.20051 | 0.19897 | 0.19708 | 0.19476 | 0.19192 | 0.18865 | 0.18601 | 0.1845 | 0.18416 | 0.18506 | 0.18597
F5_Commercial_College_New_Space Heating_Natural Gas_Boiler_E5 | F5 | Commercial | College | New | Space Heating | Natural Gas | Boiler | E5 | RIM BC Ratio | 0 | 0 | 0 | 0 | 0 | 0 | 0 | 0 | 0 | 0 | 0 | 0 | 0 | 0 | 0 | 0 | 0 | 0 | 0 | 0 | 0 | 0 | 0 | 0 | 0 | 0 | 0
F5_Commercial_College_New_Space Heating_Natural Gas_Boiler_E6 | F5 | Commercial | College | New | Space Heating | Natural Gas | Boiler | E6 | RIM BC Ratio | 0 | 0 | 0 | 0 | 0 | 0 | 0 | 0 | 0 | 0 | 0 | 0 | 0 | 0 | 0 | 0 | 0 | 0 | 0 | 0 | 0 | 0 | 0 | 0 | 0 | 0 | 0
F5_Commercial_College_New_Space Heating_Natural Gas_Boiler_E7 | F5 | Commercial | College | New | Space Heating | Natural Gas | Boiler | E7 | RIM BC Ratio | 0 | 0 | 0 | 0 | 0 | 0 | 0 | 0 | 0 | 0 | 0 | 0 | 0 | 0 | 0 | 0 | 0 | 0 | 0 | 0 | 0 | 0 | 0 | 0 | 0 | 0 | 0
F5_Commercial_College_New_Space Heating_Natural Gas_Boiler_E8 | F5 | Commercial | College | New | Space Heating | Natural Gas | Boiler | E8 | RIM BC Ratio | 0 | 0 | 0 | 0 | 0 | 0 | 0 | 0 | 0 | 0 | 0 | 0 | 0 | 0 | 0 | 0 | 0 | 0 | 0 | 0 | 0 | 0 | 0 | 0 | 0 | 0 | 0
F5_Commercial_College_New_Space Heating_Natural Gas_Boiler_E9 | F5 | Commercial | College | New | Space Heating | Natural Gas | Boiler | E9 | RIM BC Ratio | 0 | 0 | 0 | 0 | 0 | 0 | 0 | 0 | 0 | 0 | 0 | 0 | 0 | 0 | 0 | 0 | 0 | 0 | 0 | 0 | 0 | 0 | 0 | 0 | 0 | 0 | 0
F5_Commercial_College_New_Space Heating_Natural Gas_Boiler_E10 | F5 | Commercial | College | New | Space Heating | Natural Gas | Boiler | E10 | RIM BC Ratio | 0 | 0 | 0 | 0 | 0 | 0 | 0 | 0 | 0 | 0 | 0 | 0 | 0 | 0 | 0 | 0 | 0 | 0 | 0 | 0 | 0 | 0 | 0 | 0 | 0 | 0 | 0
F0_Commercial_College_New_Space Heating_Natural Gas_Unit Heater_E0 | F0 | Commercial | College | New | Space Heating | Natural Gas | Unit Heater | E0 | Economic Unit | Infrared Radiant | Infrared Radiant | Infrared Radiant | Infrared Radiant | Infrared Radiant | Infrared Radiant | Infrared Radiant | Infrared Radiant | Infrared Radiant | Infrared Radiant | Infrared Radiant | Infrared Radiant | Infrared Radiant | Infrared Radiant | Infrared Radiant | Infrared Radiant | Infrared Radiant | Infrared Radiant | Infrared Radiant | Infrared Radiant | Infrared Radiant | Infrared Radiant | Infrared Radiant | Infrared Radiant | Infrared Radiant | Infrared Radiant | Infrared Radiant
F1_Commercial_College_New_Space Heating_Natural Gas_Unit Heater_E1 | F1 | Commercial | College | New | Space Heating | Natural Gas | Unit Heater | E1 | CCE | 0 | 0 | 0 | 0 | 0 | 0 | 0 | 0 | 0 | 0 | 0 | 0 | 0 | 0 | 0 | 0 | 0 | 0 | 0 | 0 | 0 | 0 | 0 | 0 | 0 | 0 | 0
F1_Commercial_College_New_Space Heating_Natural Gas_Unit Heater_E2 | F1 | Commercial | College | New | Space Heating | Natural Gas | Unit Heater | E2 | CCE | 0.0010768 | 0.0010009 | 0.0010048 | 0.0010048 | 0.0010048 | 0.0010048 | 0.0010048 | 0.0010048 | 0.0010048 | 0.0010048 | 0.0010048 | 0.0010048 | 0.0010048 | 0.0010048 | 0.0010048 | 0.0010048 | 0.0010048 | 0.0010048 | 0.0010048 | 0.0010048 | 0.0010048 | 0.0010048 | 0.0010048 | 0.0010048 | 0.0010048 | 0.0010048 | 0.0010048
F1_Commercial_College_New_Space Heating_Natural Gas_Unit Heater_E3 | F1 | Commercial | College | New | Space Heating | Natural Gas | Unit Heater | E3 | CCE | 0.0016475 | 0.0015314 | 0.0015374 | 0.0015374 | 0.0015374 | 0.0015374 | 0.0015374 | 0.0015374 | 0.0015374 | 0.0015374 | 0.0015374 | 0.0015374 | 0.0015374 | 0.0015374 | 0.0015374 | 0.0015374 | 0.0015374 | 0.0015374 | 0.0015374 | 0.0015374 | 0.0015374 | 0.0015374 | 0.0015374 | 0.0015374 | 0.0015374 | 0.0015374 | 0.0015374
F1_Commercial_College_New_Space Heating_Natural Gas_Unit Heater_E4 | F1 | Commercial | College | New | Space Heating | Natural Gas | Unit Heater | E4 | CCE | 0 | 0 | 0 | 0 | 0 | 0 | 0 | 0 | 0 | 0 | 0 | 0 | 0 | 0 | 0 | 0 | 0 | 0 | 0 | 0 | 0 | 0 | 0 | 0 | 0 | 0 | 0
F1_Commercial_College_New_Space Heating_Natural Gas_Unit Heater_E5 | F1 | Commercial | College | New | Space Heating | Natural Gas | Unit Heater | E5 | CCE | 0 | 0 | 0 | 0 | 0 | 0 | 0 | 0 | 0 | 0 | 0 | 0 | 0 | 0 | 0 | 0 | 0 | 0 | 0 | 0 | 0 | 0 | 0 | 0 | 0 | 0 | 0
F1_Commercial_College_New_Space Heating_Natural Gas_Unit Heater_E6 | F1 | Commercial | College | New | Space Heating | Natural Gas | Unit Heater | E6 | CCE | 0 | 0 | 0 | 0 | 0 | 0 | 0 | 0 | 0 | 0 | 0 | 0 | 0 | 0 | 0 | 0 | 0 | 0 | 0 | 0 | 0 | 0 | 0 | 0 | 0 | 0 | 0
F1_Commercial_College_New_Space Heating_Natural Gas_Unit Heater_E7 | F1 | Commercial | College | New | Space Heating | Natural Gas | Unit Heater | E7 | CCE | 0 | 0 | 0 | 0 | 0 | 0 | 0 | 0 | 0 | 0 | 0 | 0 | 0 | 0 | 0 | 0 | 0 | 0 | 0 | 0 | 0 | 0 | 0 | 0 | 0 | 0 | 0
F1_Commercial_College_New_Space Heating_Natural Gas_Unit Heater_E8 | F1 | Commercial | College | New | Space Heating | Natural Gas | Unit Heater | E8 | CCE | 0 | 0 | 0 | 0 | 0 | 0 | 0 | 0 | 0 | 0 | 0 | 0 | 0 | 0 | 0 | 0 | 0 | 0 | 0 | 0 | 0 | 0 | 0 | 0 | 0 | 0 | 0
F1_Commercial_College_New_Space Heating_Natural Gas_Unit Heater_E9 | F1 | Commercial | College | New | Space Heating | Natural Gas | Unit Heater | E9 | CCE | 0 | 0 | 0 | 0 | 0 | 0 | 0 | 0 | 0 | 0 | 0 | 0 | 0 | 0 | 0 | 0 | 0 | 0 | 0 | 0 | 0 | 0 | 0 | 0 | 0 | 0 | 0
F1_Commercial_College_New_Space Heating_Natural Gas_Unit Heater_E10 | F1 | Commercial | College | New | Space Heating | Natural Gas | Unit Heater | E10 | CCE | 0 | 0 | 0 | 0 | 0 | 0 | 0 | 0 | 0 | 0 | 0 | 0 | 0 | 0 | 0 | 0 | 0 | 0 | 0 | 0 | 0 | 0 | 0 | 0 | 0 | 0 | 0
F2_Commercial_College_New_Space Heating_Natural Gas_Unit Heater_E1 | F2 | Commercial | College | New | Space Heating | Natural Gas | Unit Heater | E1 | TRC BC Ratio | bar: 2021 to 2047
F2_Commercial_College_New_Space Heating_Natural Gas_Unit Heater_E2 | F2 | Commercial | College | New | Space Heating | Natural Gas | Unit Heater | E2 | TRC BC Ratio | 14.4533 | 14.385 | 14.1956 | 13.9907 | 13.9542 | 13.9737 | 14.0292 | 14.0877 | 14.1283 | 14.1445 | 14.1396 | 14.1165 | 14.0699 | 13.9885 | 13.8726 | 13.7285 | 13.5436 | 13.326 | 13.0674 | 12.7596 | 12.3938 | 11.9788 | 11.6353 | 11.4182 | 11.334 | 11.3895 | 11.4454
F2_Commercial_College_New_Space Heating_Natural Gas_Unit Heater_E3 | F2 | Commercial | College | New | Space Heating | Natural Gas | Unit Heater | E3 | TRC BC Ratio | 10.3182 | 10.3189 | 10.2536 | 10.1157 | 9.8886 | 9.6065 | 9.2659 | 8.8706 | 8.4447 | 8.0252 | 7.6539 | 7.3791 | 7.2226 | 7.1736 | 7.2023 | 7.2741 | 7.353 | 7.4378 | 7.5299 | 7.6306 | 7.7416 | 7.8612 | 7.9688 | 8.0549 | 8.1185 | 8.1583 | 8.1983
F2_Commercial_College_New_Space Heating_Natural Gas_Unit Heater_E4 | F2 | Commercial | College | New | Space Heating | Natural Gas | Unit Heater | E4 | TRC BC Ratio | 0 | 0 | 0 | 0 | 0 | 0 | 0 | 0 | 0 | 0 | 0 | 0 | 0 | 0 | 0 | 0 | 0 | 0 | 0 | 0 | 0 | 0 | 0 | 0 | 0 | 0 | 0
F2_Commercial_College_New_Space Heating_Natural Gas_Unit Heater_E5 | F2 | Commercial | College | New | Space Heating | Natural Gas | Unit Heater | E5 | TRC BC Ratio | 0 | 0 | 0 | 0 | 0 | 0 | 0 | 0 | 0 | 0 | 0 | 0 | 0 | 0 | 0 | 0 | 0 | 0 | 0 | 0 | 0 | 0 | 0 | 0 | 0 | 0 | 0
F2_Commercial_College_New_Space Heating_Natural Gas_Unit Heater_E6 | F2 | Commercial | College | New | Space Heating | Natural Gas | Unit Heater | E6 | TRC BC Ratio | 0 | 0 | 0 | 0 | 0 | 0 | 0 | 0 | 0 | 0 | 0 | 0 | 0 | 0 | 0 | 0 | 0 | 0 | 0 | 0 | 0 | 0 | 0 | 0 | 0 | 0 | 0
F2_Commercial_College_New_Space Heating_Natural Gas_Unit Heater_E7 | F2 | Commercial | College | New | Space Heating | Natural Gas | Unit Heater | E7 | TRC BC Ratio | 0 | 0 | 0 | 0 | 0 | 0 | 0 | 0 | 0 | 0 | 0 | 0 | 0 | 0 | 0 | 0 | 0 | 0 | 0 | 0 | 0 | 0 | 0 | 0 | 0 | 0 | 0
F2_Commercial_College_New_Space Heating_Natural Gas_Unit Heater_E8 | F2 | Commercial | College | New | Space Heating | Natural Gas | Unit Heater | E8 | TRC BC Ratio | 0 | 0 | 0 | 0 | 0 | 0 | 0 | 0 | 0 | 0 | 0 | 0 | 0 | 0 | 0 | 0 | 0 | 0 | 0 | 0 | 0 | 0 | 0 | 0 | 0 | 0 | 0
F2_Commercial_College_New_Space Heating_Natural Gas_Unit Heater_E9 | F2 | Commercial | College | New | Space Heating | Natural Gas | Unit Heater | E9 | TRC BC Ratio | 0 | 0 | 0 | 0 | 0 | 0 | 0 | 0 | 0 | 0 | 0 | 0 | 0 | 0 | 0 | 0 | 0 | 0 | 0 | 0 | 0 | 0 | 0 | 0 | 0 | 0 | 0
F2_Commercial_College_New_Space Heating_Natural Gas_Unit Heater_E10 | F2 | Commercial | College | New | Space Heating | Natural Gas | Unit Heater | E10 | TRC BC Ratio | 0 | 0 | 0 | 0 | 0 | 0 | 0 | 0 | 0 | 0 | 0 | 0 | 0 | 0 | 0 | 0 | 0 | 0 | 0 | 0 | 0 | 0 | 0 | 0 | 0 | 0 | 0
F3_Commercial_College_New_Space Heating_Natural Gas_Unit Heater_E1 | F3 | Commercial | College | New | Space Heating | Natural Gas | Unit Heater | E1 | PACT BC Ratio | bar: 2021 to 2047
F3_Commercial_College_New_Space Heating_Natural Gas_Unit Heater_E2 | F3 | Commercial | College | New | Space Heating | Natural Gas | Unit Heater | E2 | PACT BC Ratio | 19.0175 | 18.9276 | 18.6784 | 18.4089 | 18.3609 | 18.3864 | 18.4595 | 18.5364 | 18.5899 | 18.6112 | 18.6047 | 18.5743 | 18.5131 | 18.4059 | 18.2534 | 18.0638 | 17.8205 | 17.5342 | 17.194 | 16.7889 | 16.3077 | 15.7615 | 15.3096 | 15.0239 | 14.9131 | 14.9862 | 15.0597
F3_Commercial_College_New_Space Heating_Natural Gas_Unit Heater_E3 | F3 | Commercial | College | New | Space Heating | Natural Gas | Unit Heater | E3 | PACT BC Ratio | 13.5765 | 13.5775 | 13.4916 | 13.3101 | 13.0113 | 12.6401 | 12.192 | 11.6718 | 11.1114 | 10.5595 | 10.0709 | 9.7093 | 9.5034 | 9.439 | 9.4768 | 9.5711 | 9.675 | 9.7866 | 9.9077 | 10.0403 | 10.1863 | 10.3437 | 10.4853 | 10.5986 | 10.6822 | 10.7346 | 10.7872
F3_Commercial_College_New_Space Heating_Natural Gas_Unit Heater_E4 | F3 | Commercial | College | New | Space Heating | Natural Gas | Unit Heater | E4 | PACT BC Ratio | 0 | 0 | 0 | 0 | 0 | 0 | 0 | 0 | 0 | 0 | 0 | 0 | 0 | 0 | 0 | 0 | 0 | 0 | 0 | 0 | 0 | 0 | 0 | 0 | 0 | 0 | 0
F3_Commercial_College_New_Space Heating_Natural Gas_Unit Heater_E5 | F3 | Commercial | College | New | Space Heating | Natural Gas | Unit Heater | E5 | PACT BC Ratio | 0 | 0 | 0 | 0 | 0 | 0 | 0 | 0 | 0 | 0 | 0 | 0 | 0 | 0 | 0 | 0 | 0 | 0 | 0 | 0 | 0 | 0 | 0 | 0 | 0 | 0 | 0
F3_Commercial_College_New_Space Heating_Natural Gas_Unit Heater_E6 | F3 | Commercial | College | New | Space Heating | Natural Gas | Unit Heater | E6 | PACT BC Ratio | 0 | 0 | 0 | 0 | 0 | 0 | 0 | 0 | 0 | 0 | 0 | 0 | 0 | 0 | 0 | 0 | 0 | 0 | 0 | 0 | 0 | 0 | 0 | 0 | 0 | 0 | 0
F3_Commercial_College_New_Space Heating_Natural Gas_Unit Heater_E7 | F3 | Commercial | College | New | Space Heating | Natural Gas | Unit Heater | E7 | PACT BC Ratio | 0 | 0 | 0 | 0 | 0 | 0 | 0 | 0 | 0 | 0 | 0 | 0 | 0 | 0 | 0 | 0 | 0 | 0 | 0 | 0 | 0 | 0 | 0 | 0 | 0 | 0 | 0
F3_Commercial_College_New_Space Heating_Natural Gas_Unit Heater_E8 | F3 | Commercial | College | New | Space Heating | Natural Gas | Unit Heater | E8 | PACT BC Ratio | 0 | 0 | 0 | 0 | 0 | 0 | 0 | 0 | 0 | 0 | 0 | 0 | 0 | 0 | 0 | 0 | 0 | 0 | 0 | 0 | 0 | 0 | 0 | 0 | 0 | 0 | 0
F3_Commercial_College_New_Space Heating_Natural Gas_Unit Heater_E9 | F3 | Commercial | College | New | Space Heating | Natural Gas | Unit Heater | E9 | PACT BC Ratio | 0 | 0 | 0 | 0 | 0 | 0 | 0 | 0 | 0 | 0 | 0 | 0 | 0 | 0 | 0 | 0 | 0 | 0 | 0 | 0 | 0 | 0 | 0 | 0 | 0 | 0 | 0
F3_Commercial_College_New_Space Heating_Natural Gas_Unit Heater_E10 | F3 | Commercial | College | New | Space Heating | Natural Gas | Unit Heater | E10 | PACT BC Ratio | 0 | 0 | 0 | 0 | 0 | 0 | 0 | 0 | 0 | 0 | 0 | 0 | 0 | 0 | 0 | 0 | 0 | 0 | 0 | 0 | 0 | 0 | 0 | 0 | 0 | 0 | 0
F4_Commercial_College_New_Space Heating_Natural Gas_Unit Heater_E1 | F4 | Commercial | College | New | Space Heating | Natural Gas | Unit Heater | E1 | RVT BC Ratio | bar: 2021 to 2047
F4_Commercial_College_New_Space Heating_Natural Gas_Unit Heater_E2 | F4 | Commercial | College | New | Space Heating | Natural Gas | Unit Heater | E2 | RVT BC Ratio | 0.7 | 0.7 | 0.7 | 0.7 | 0.7 | 0.7 | 0.7 | 0.7 | 0.7 | 0.7 | 0.7 | 0.7 | 0.7 | 0.7 | 0.7 | 0.7 | 0.7 | 0.7 | 0.7 | 0.7 | 0.7 | 0.7 | 0.7 | 0.7 | 0.7 | 0.7 | 0.7
F4_Commercial_College_New_Space Heating_Natural Gas_Unit Heater_E3 | F4 | Commercial | College | New | Space Heating | Natural Gas | Unit Heater | E3 | RVT BC Ratio | 0.7 | 0.7 | 0.7 | 0.7 | 0.7 | 0.7 | 0.7 | 0.7 | 0.7 | 0.7 | 0.7 | 0.7 | 0.7 | 0.7 | 0.7 | 0.7 | 0.7 | 0.7 | 0.7 | 0.7 | 0.7 | 0.7 | 0.7 | 0.7 | 0.7 | 0.7 | 0.7
F4_Commercial_College_New_Space Heating_Natural Gas_Unit Heater_E4 | F4 | Commercial | College | New | Space Heating | Natural Gas | Unit Heater | E4 | RVT BC Ratio | 0 | 0 | 0 | 0 | 0 | 0 | 0 | 0 | 0 | 0 | 0 | 0 | 0 | 0 | 0 | 0 | 0 | 0 | 0 | 0 | 0 | 0 | 0 | 0 | 0 | 0 | 0
F4_Commercial_College_New_Space Heating_Natural Gas_Unit Heater_E5 | F4 | Commercial | College | New | Space Heating | Natural Gas | Unit Heater | E5 | RVT BC Ratio | 0 | 0 | 0 | 0 | 0 | 0 | 0 | 0 | 0 | 0 | 0 | 0 | 0 | 0 | 0 | 0 | 0 | 0 | 0 | 0 | 0 | 0 | 0 | 0 | 0 | 0 | 0
F4_Commercial_College_New_Space Heating_Natural Gas_Unit Heater_E6 | F4 | Commercial | College | New | Space Heating | Natural Gas | Unit Heater | E6 | RVT BC Ratio | 0 | 0 | 0 | 0 | 0 | 0 | 0 | 0 | 0 | 0 | 0 | 0 | 0 | 0 | 0 | 0 | 0 | 0 | 0 | 0 | 0 | 0 | 0 | 0 | 0 | 0 | 0
F4_Commercial_College_New_Space Heating_Natural Gas_Unit Heater_E7 | F4 | Commercial | College | New | Space Heating | Natural Gas | Unit Heater | E7 | RVT BC Ratio | 0 | 0 | 0 | 0 | 0 | 0 | 0 | 0 | 0 | 0 | 0 | 0 | 0 | 0 | 0 | 0 | 0 | 0 | 0 | 0 | 0 | 0 | 0 | 0 | 0 | 0 | 0
F4_Commercial_College_New_Space Heating_Natural Gas_Unit Heater_E8 | F4 | Commercial | College | New | Space Heating | Natural Gas | Unit Heater | E8 | RVT BC Ratio | 0 | 0 | 0 | 0 | 0 | 0 | 0 | 0 | 0 | 0 | 0 | 0 | 0 | 0 | 0 | 0 | 0 | 0 | 0 | 0 | 0 | 0 | 0 | 0 | 0 | 0 | 0
F4_Commercial_College_New_Space Heating_Natural Gas_Unit Heater_E9 | F4 | Commercial | College | New | Space Heating | Natural Gas | Unit Heater | E9 | RVT BC Ratio | 0 | 0 | 0 | 0 | 0 | 0 | 0 | 0 | 0 | 0 | 0 | 0 | 0 | 0 | 0 | 0 | 0 | 0 | 0 | 0 | 0 | 0 | 0 | 0 | 0 | 0 | 0
F4_Commercial_College_New_Space Heating_Natural Gas_Unit Heater_E10 | F4 | Commercial | College | New | Space Heating | Natural Gas | Unit Heater | E10 | RVT BC Ratio | 0 | 0 | 0 | 0 | 0 | 0 | 0 | 0 | 0 | 0 | 0 | 0 | 0 | 0 | 0 | 0 | 0 | 0 | 0 | 0 | 0 | 0 | 0 | 0 | 0 | 0 | 0
F5_Commercial_College_New_Space Heating_Natural Gas_Unit Heater_E1 | F5 | Commercial | College | New | Space Heating | Natural Gas | Unit Heater | E1 | RIM BC Ratio | bar: 2021 to 2047
F5_Commercial_College_New_Space Heating_Natural Gas_Unit Heater_E2 | F5 | Commercial | College | New | Space Heating | Natural Gas | Unit Heater | E2 | RIM BC Ratio | 19.0175 | 18.9276 | 18.6784 | 18.4089 | 18.3609 | 18.3864 | 18.4595 | 18.5364 | 18.5899 | 18.6112 | 18.6047 | 18.5743 | 18.5131 | 18.4059 | 18.2534 | 18.0638 | 17.8205 | 17.5342 | 17.194 | 16.7889 | 16.3077 | 15.7615 | 15.3096 | 15.0239 | 14.9131 | 14.9862 | 15.0597
F5_Commercial_College_New_Space Heating_Natural Gas_Unit Heater_E3 | F5 | Commercial | College | New | Space Heating | Natural Gas | Unit Heater | E3 | RIM BC Ratio | 13.5765 | 13.5775 | 13.4916 | 13.3101 | 13.0113 | 12.6401 | 12.192 | 11.6718 | 11.1114 | 10.5595 | 10.0709 | 9.7093 | 9.5034 | 9.439 | 9.4768 | 9.5711 | 9.675 | 9.7866 | 9.9077 | 10.0403 | 10.1863 | 10.3437 | 10.4853 | 10.5986 | 10.6822 | 10.7346 | 10.7872
F5_Commercial_College_New_Space Heating_Natural Gas_Unit Heater_E4 | F5 | Commercial | College | New | Space Heating | Natural Gas | Unit Heater | E4 | RIM BC Ratio | 0 | 0 | 0 | 0 | 0 | 0 | 0 | 0 | 0 | 0 | 0 | 0 | 0 | 0 | 0 | 0 | 0 | 0 | 0 | 0 | 0 | 0 | 0 | 0 | 0 | 0 | 0
F5_Commercial_College_New_Space Heating_Natural Gas_Unit Heater_E5 | F5 | Commercial | College | New | Space Heating | Natural Gas | Unit Heater | E5 | RIM BC Ratio | 0 | 0 | 0 | 0 | 0 | 0 | 0 | 0 | 0 | 0 | 0 | 0 | 0 | 0 | 0 | 0 | 0 | 0 | 0 | 0 | 0 | 0 | 0 | 0 | 0 | 0 | 0
F5_Commercial_College_New_Space Heating_Natural Gas_Unit Heater_E6 | F5 | Commercial | College | New | Space Heating | Natural Gas | Unit Heater | E6 | RIM BC Ratio | 0 | 0 | 0 | 0 | 0 | 0 | 0 | 0 | 0 | 0 | 0 | 0 | 0 | 0 | 0 | 0 | 0 | 0 | 0 | 0 | 0 | 0 | 0 | 0 | 0 | 0 | 0
F5_Commercial_College_New_Space Heating_Natural Gas_Unit Heater_E7 | F5 | Commercial | College | New | Space Heating | Natural Gas | Unit Heater | E7 | RIM BC Ratio | 0 | 0 | 0 | 0 | 0 | 0 | 0 | 0 | 0 | 0 | 0 | 0 | 0 | 0 | 0 | 0 | 0 | 0 | 0 | 0 | 0 | 0 | 0 | 0 | 0 | 0 | 0
F5_Commercial_College_New_Space Heating_Natural Gas_Unit Heater_E8 | F5 | Commercial | College | New | Space Heating | Natural Gas | Unit Heater | E8 | RIM BC Ratio | 0 | 0 | 0 | 0 | 0 | 0 | 0 | 0 | 0 | 0 | 0 | 0 | 0 | 0 | 0 | 0 | 0 | 0 | 0 | 0 | 0 | 0 | 0 | 0 | 0 | 0 | 0
F5_Commercial_College_New_Space Heating_Natural Gas_Unit Heater_E9 | F5 | Commercial | College | New | Space Heating | Natural Gas | Unit Heater | E9 | RIM BC Ratio | 0 | 0 | 0 | 0 | 0 | 0 | 0 | 0 | 0 | 0 | 0 | 0 | 0 | 0 | 0 | 0 | 0 | 0 | 0 | 0 | 0 | 0 | 0 | 0 | 0 | 0 | 0
F5_Commercial_College_New_Space Heating_Natural Gas_Unit Heater_E10 | F5 | Commercial | College | New | Space Heating | Natural Gas | Unit Heater | E10 | RIM BC Ratio | 0 | 0 | 0 | 0 | 0 | 0 | 0 | 0 | 0 | 0 | 0 | 0 | 0 | 0 | 0 | 0 | 0 | 0 | 0 | 0 | 0 | 0 | 0 | 0 | 0 | 0 | 0
F0_Commercial_College_New_Water Heating_Natural Gas_Water Heater_E0 | F0 | Commercial | College | New | Water Heating | Natural Gas | Water Heater | E0 | Economic Unit | Tankless | Tankless | Tankless | Tankless | Tankless | Tankless | Tankless | Tankless | Tankless | Tankless | Tankless | Tankless | Tankless | Tankless | Tankless | Tankless | Tankless | Tankless | Tankless | Tankless | Tankless | Tankless | Tankless | Tankless | Tankless | Tankless | Tankless
F1_Commercial_College_New_Water Heating_Natural Gas_Water Heater_E1 | F1 | Commercial | College | New | Water Heating | Natural Gas | Water Heater | E1 | CCE | 0 | 0 | 0 | 0 | 0 | 0 | 0 | 0 | 0 | 0 | 0 | 0 | 0 | 0 | 0 | 0 | 0 | 0 | 0 | 0 | 0 | 0 | 0 | 0 | 0 | 0 | 0
F1_Commercial_College_New_Water Heating_Natural Gas_Water Heater_E2 | F1 | Commercial | College | New | Water Heating | Natural Gas | Water Heater | E2 | CCE | 0.0026027 | 0.0026027 | 0.0026027 | 0.0026027 | 0.0026027 | 0.0026027 | 0.0026027 | 0.0026027 | 0.0026027 | 0.0026027 | 0.0026027 | 0.0026027 | 0.0026027 | 0.0026027 | 0.0026027 | 0.0026027 | 0.0026027 | 0.0026027 | 0.0026027 | 0.0026027 | 0.0026027 | 0.0026027 | 0.0026027 | 0.0026027 | 0.0026027 | 0.0026027 | 0.0026027
F1_Commercial_College_New_Water Heating_Natural Gas_Water Heater_E3 | F1 | Commercial | College | New | Water Heating | Natural Gas | Water Heater | E3 | CCE | -0.0020548 | -0.0020548 | -0.0020548 | -0.0020548 | -0.0020548 | -0.0020548 | -0.0020548 | -0.0020548 | -0.0020548 | -0.0020548 | -0.0020548 | -0.0020548 | -0.0020548 | -0.0020548 | -0.0020548 | -0.0020548 | -0.0020548 | -0.0020548 | -0.0020548 | -0.0020548 | -0.0020548 | -0.0020548 | -0.0020548 | -0.0020548 | -0.0020548 | -0.0020548 | -0.0020548
F1_Commercial_College_New_Water Heating_Natural Gas_Water Heater_E4 | F1 | Commercial | College | New | Water Heating | Natural Gas | Water Heater | E4 | CCE | 0 | 0 | 0.027312 | 0.027312 | 0.027312 | 0.027312 | 0.027312 | 0.027312 | 0.027312 | 0.027312 | 0.027312 | 0.027312 | 0.027312 | 0.027312 | 0.027312 | 0.027312 | 0.027312 | 0.027312 | 0.027312 | 0.027312 | 0.027312 | 0.027312 | 0.027312 | 0.027312 | 0.027312 | 0.027312 | 0.027312
F1_Commercial_College_New_Water Heating_Natural Gas_Water Heater_E5 | F1 | Commercial | College | New | Water Heating | Natural Gas | Water Heater | E5 | CCE | 0 | 0 | 0 | 0 | 0 | 0 | 0 | 0 | 0 | 0 | 0 | 0 | 0 | 0 | 0 | 0 | 0 | 0 | 0 | 0 | 0 | 0 | 0 | 0 | 0 | 0 | 0
F1_Commercial_College_New_Water Heating_Natural Gas_Water Heater_E6 | F1 | Commercial | College | New | Water Heating | Natural Gas | Water Heater | E6 | CCE | 0 | 0 | 0 | 0 | 0 | 0 | 0 | 0 | 0 | 0 | 0 | 0 | 0 | 0 | 0 | 0 | 0 | 0 | 0 | 0 | 0 | 0 | 0 | 0 | 0 | 0 | 0
F1_Commercial_College_New_Water Heating_Natural Gas_Water Heater_E7 | F1 | Commercial | College | New | Water Heating | Natural Gas | Water Heater | E7 | CCE | 0 | 0 | 0 | 0 | 0 | 0 | 0 | 0 | 0 | 0 | 0 | 0 | 0 | 0 | 0 | 0 | 0 | 0 | 0 | 0 | 0 | 0 | 0 | 0 | 0 | 0 | 0
F1_Commercial_College_New_Water Heating_Natural Gas_Water Heater_E8 | F1 | Commercial | College | New | Water Heating | Natural Gas | Water Heater | E8 | CCE | 0 | 0 | 0 | 0 | 0 | 0 | 0 | 0 | 0 | 0 | 0 | 0 | 0 | 0 | 0 | 0 | 0 | 0 | 0 | 0 | 0 | 0 | 0 | 0 | 0 | 0 | 0
F1_Commercial_College_New_Water Heating_Natural Gas_Water Heater_E9 | F1 | Commercial | College | New | Water Heating | Natural Gas | Water Heater | E9 | CCE | 0 | 0 | 0 | 0 | 0 | 0 | 0 | 0 | 0 | 0 | 0 | 0 | 0 | 0 | 0 | 0 | 0 | 0 | 0 | 0 | 0 | 0 | 0 | 0 | 0 | 0 | 0
F1_Commercial_College_New_Water Heating_Natural Gas_Water Heater_E10 | F1 | Commercial | College | New | Water Heating | Natural Gas | Water Heater | E10 | CCE | 0 | 0 | 0 | 0 | 0 | 0 | 0 | 0 | 0 | 0 | 0 | 0 | 0 | 0 | 0 | 0 | 0 | 0 | 0 | 0 | 0 | 0 | 0 | 0 | 0 | 0 | 0
F2_Commercial_College_New_Water Heating_Natural Gas_Water Heater_E1 | F2 | Commercial | College | New | Water Heating | Natural Gas | Water Heater | E1 | TRC BC Ratio | bar: 2021 to 2047
F2_Commercial_College_New_Water Heating_Natural Gas_Water Heater_E2 | F2 | Commercial | College | New | Water Heating | Natural Gas | Water Heater | E2 | TRC BC Ratio | 5.2799 | 5.2037 | 5.1294 | 5.0573 | 5.058 | 5.106 | 5.1837 | 5.278 | 5.3797 | 5.4837 | 5.5865 | 5.6776 | 5.7471 | 5.7766 | 5.763 | 5.7065 | 5.6115 | 5.4871 | 5.339 | 5.1634 | 4.9581 | 4.7217 | 4.5119 | 4.3761 | 4.3174 | 4.3386 | 4.3598
F2_Commercial_College_New_Water Heating_Natural Gas_Water Heater_E3 | F2 | Commercial | College | New | Water Heating | Natural Gas | Water Heater | E3 | TRC BC Ratio | bar: 2021 to 2047
F2_Commercial_College_New_Water Heating_Natural Gas_Water Heater_E4 | F2 | Commercial | College | New | Water Heating | Natural Gas | Water Heater | E4 | TRC BC Ratio | 0 | 0 | 0.46668 | 0.44639 | 0.43826 | 0.43799 | 0.44354 | 0.45493 | 0.47312 | 0.49993 | 0.53429 | 0.57206 | 0.60887 | 0.63669 | 0.65104 | 0.6505 | 0.63645 | 0.61374 | 0.587 | 0.55558 | 0.51908 | 0.4773 | 0.44003 | 0.41533 | 0.40374 | 0.40572 | 0.40771
F2_Commercial_College_New_Water Heating_Natural Gas_Water Heater_E5 | F2 | Commercial | College | New | Water Heating | Natural Gas | Water Heater | E5 | TRC BC Ratio | 0 | 0 | 0 | 0 | 0 | 0 | 0 | 0 | 0 | 0 | 0 | 0 | 0 | 0 | 0 | 0 | 0 | 0 | 0 | 0 | 0 | 0 | 0 | 0 | 0 | 0 | 0
F2_Commercial_College_New_Water Heating_Natural Gas_Water Heater_E6 | F2 | Commercial | College | New | Water Heating | Natural Gas | Water Heater | E6 | TRC BC Ratio | 0 | 0 | 0 | 0 | 0 | 0 | 0 | 0 | 0 | 0 | 0 | 0 | 0 | 0 | 0 | 0 | 0 | 0 | 0 | 0 | 0 | 0 | 0 | 0 | 0 | 0 | 0
F2_Commercial_College_New_Water Heating_Natural Gas_Water Heater_E7 | F2 | Commercial | College | New | Water Heating | Natural Gas | Water Heater | E7 | TRC BC Ratio | 0 | 0 | 0 | 0 | 0 | 0 | 0 | 0 | 0 | 0 | 0 | 0 | 0 | 0 | 0 | 0 | 0 | 0 | 0 | 0 | 0 | 0 | 0 | 0 | 0 | 0 | 0
F2_Commercial_College_New_Water Heating_Natural Gas_Water Heater_E8 | F2 | Commercial | College | New | Water Heating | Natural Gas | Water Heater | E8 | TRC BC Ratio | 0 | 0 | 0 | 0 | 0 | 0 | 0 | 0 | 0 | 0 | 0 | 0 | 0 | 0 | 0 | 0 | 0 | 0 | 0 | 0 | 0 | 0 | 0 | 0 | 0 | 0 | 0
F2_Commercial_College_New_Water Heating_Natural Gas_Water Heater_E9 | F2 | Commercial | College | New | Water Heating | Natural Gas | Water Heater | E9 | TRC BC Ratio | 0 | 0 | 0 | 0 | 0 | 0 | 0 | 0 | 0 | 0 | 0 | 0 | 0 | 0 | 0 | 0 | 0 | 0 | 0 | 0 | 0 | 0 | 0 | 0 | 0 | 0 | 0
F2_Commercial_College_New_Water Heating_Natural Gas_Water Heater_E10 | F2 | Commercial | College | New | Water Heating | Natural Gas | Water Heater | E10 | TRC BC Ratio | 0 | 0 | 0 | 0 | 0 | 0 | 0 | 0 | 0 | 0 | 0 | 0 | 0 | 0 | 0 | 0 | 0 | 0 | 0 | 0 | 0 | 0 | 0 | 0 | 0 | 0 | 0
F3_Commercial_College_New_Water Heating_Natural Gas_Water Heater_E1 | F3 | Commercial | College | New | Water Heating | Natural Gas | Water Heater | E1 | PACT BC Ratio | bar: 2021 to 2047
F3_Commercial_College_New_Water Heating_Natural Gas_Water Heater_E2 | F3 | Commercial | College | New | Water Heating | Natural Gas | Water Heater | E2 | PACT BC Ratio | 6.6572 | 6.5612 | 6.4675 | 6.3766 | 6.3775 | 6.438 | 6.536 | 6.6548 | 6.783 | 6.9142 | 7.0439 | 7.1587 | 7.2463 | 7.2836 | 7.2664 | 7.1951 | 7.0753 | 6.9185 | 6.7318 | 6.5104 | 6.2515 | 5.9535 | 5.6889 | 5.5176 | 5.4437 | 5.4704 | 5.4972
F3_Commercial_College_New_Water Heating_Natural Gas_Water Heater_E3 | F3 | Commercial | College | New | Water Heating | Natural Gas | Water Heater | E3 | PACT BC Ratio | bar: 2021 to 2047
F3_Commercial_College_New_Water Heating_Natural Gas_Water Heater_E4 | F3 | Commercial | College | New | Water Heating | Natural Gas | Water Heater | E4 | PACT BC Ratio | 0 | 0 | 0.58842 | 0.56284 | 0.55259 | 0.55224 | 0.55925 | 0.57361 | 0.59654 | 0.63035 | 0.67367 | 0.72129 | 0.7677 | 0.80278 | 0.82088 | 0.8202 | 0.80248 | 0.77385 | 0.74012 | 0.70051 | 0.65449 | 0.60182 | 0.55482 | 0.52368 | 0.50907 | 0.51156 | 0.51407
F3_Commercial_College_New_Water Heating_Natural Gas_Water Heater_E5 | F3 | Commercial | College | New | Water Heating | Natural Gas | Water Heater | E5 | PACT BC Ratio | 0 | 0 | 0 | 0 | 0 | 0 | 0 | 0 | 0 | 0 | 0 | 0 | 0 | 0 | 0 | 0 | 0 | 0 | 0 | 0 | 0 | 0 | 0 | 0 | 0 | 0 | 0
F3_Commercial_College_New_Water Heating_Natural Gas_Water Heater_E6 | F3 | Commercial | College | New | Water Heating | Natural Gas | Water Heater | E6 | PACT BC Ratio | 0 | 0 | 0 | 0 | 0 | 0 | 0 | 0 | 0 | 0 | 0 | 0 | 0 | 0 | 0 | 0 | 0 | 0 | 0 | 0 | 0 | 0 | 0 | 0 | 0 | 0 | 0
F3_Commercial_College_New_Water Heating_Natural Gas_Water Heater_E7 | F3 | Commercial | College | New | Water Heating | Natural Gas | Water Heater | E7 | PACT BC Ratio | 0 | 0 | 0 | 0 | 0 | 0 | 0 | 0 | 0 | 0 | 0 | 0 | 0 | 0 | 0 | 0 | 0 | 0 | 0 | 0 | 0 | 0 | 0 | 0 | 0 | 0 | 0
F3_Commercial_College_New_Water Heating_Natural Gas_Water Heater_E8 | F3 | Commercial | College | New | Water Heating | Natural Gas | Water Heater | E8 | PACT BC Ratio | 0 | 0 | 0 | 0 | 0 | 0 | 0 | 0 | 0 | 0 | 0 | 0 | 0 | 0 | 0 | 0 | 0 | 0 | 0 | 0 | 0 | 0 | 0 | 0 | 0 | 0 | 0
F3_Commercial_College_New_Water Heating_Natural Gas_Water Heater_E9 | F3 | Commercial | College | New | Water Heating | Natural Gas | Water Heater | E9 | PACT BC Ratio | 0 | 0 | 0 | 0 | 0 | 0 | 0 | 0 | 0 | 0 | 0 | 0 | 0 | 0 | 0 | 0 | 0 | 0 | 0 | 0 | 0 | 0 | 0 | 0 | 0 | 0 | 0
F3_Commercial_College_New_Water Heating_Natural Gas_Water Heater_E10 | F3 | Commercial | College | New | Water Heating | Natural Gas | Water Heater | E10 | PACT BC Ratio | 0 | 0 | 0 | 0 | 0 | 0 | 0 | 0 | 0 | 0 | 0 | 0 | 0 | 0 | 0 | 0 | 0 | 0 | 0 | 0 | 0 | 0 | 0 | 0 | 0 | 0 | 0
F4_Commercial_College_New_Water Heating_Natural Gas_Water Heater_E1 | F4 | Commercial | College | New | Water Heating | Natural Gas | Water Heater | E1 | RVT BC Ratio | bar: 2021 to 2047
F4_Commercial_College_New_Water Heating_Natural Gas_Water Heater_E2 | F4 | Commercial | College | New | Water Heating | Natural Gas | Water Heater | E2 | RVT BC Ratio | 0.7 | 0.7 | 0.7 | 0.7 | 0.7 | 0.7 | 0.7 | 0.7 | 0.7 | 0.7 | 0.7 | 0.7 | 0.7 | 0.7 | 0.7 | 0.7 | 0.7 | 0.7 | 0.7 | 0.7 | 0.7 | 0.7 | 0.7 | 0.7 | 0.7 | 0.7 | 0.7
F4_Commercial_College_New_Water Heating_Natural Gas_Water Heater_E3 | F4 | Commercial | College | New | Water Heating | Natural Gas | Water Heater | E3 | RVT BC Ratio | bar: 2021 to 2047
F4_Commercial_College_New_Water Heating_Natural Gas_Water Heater_E4 | F4 | Commercial | College | New | Water Heating | Natural Gas | Water Heater | E4 | RVT BC Ratio | 0 | 0 | 0.7 | 0.7 | 0.7 | 0.7 | 0.7 | 0.7 | 0.7 | 0.7 | 0.7 | 0.7 | 0.7 | 0.7 | 0.7 | 0.7 | 0.7 | 0.7 | 0.7 | 0.7 | 0.7 | 0.7 | 0.7 | 0.7 | 0.7 | 0.7 | 0.7
F4_Commercial_College_New_Water Heating_Natural Gas_Water Heater_E5 | F4 | Commercial | College | New | Water Heating | Natural Gas | Water Heater | E5 | RVT BC Ratio | 0 | 0 | 0 | 0 | 0 | 0 | 0 | 0 | 0 | 0 | 0 | 0 | 0 | 0 | 0 | 0 | 0 | 0 | 0 | 0 | 0 | 0 | 0 | 0 | 0 | 0 | 0
F4_Commercial_College_New_Water Heating_Natural Gas_Water Heater_E6 | F4 | Commercial | College | New | Water Heating | Natural Gas | Water Heater | E6 | RVT BC Ratio | 0 | 0 | 0 | 0 | 0 | 0 | 0 | 0 | 0 | 0 | 0 | 0 | 0 | 0 | 0 | 0 | 0 | 0 | 0 | 0 | 0 | 0 | 0 | 0 | 0 | 0 | 0
F4_Commercial_College_New_Water Heating_Natural Gas_Water Heater_E7 | F4 | Commercial | College | New | Water Heating | Natural Gas | Water Heater | E7 | RVT BC Ratio | 0 | 0 | 0 | 0 | 0 | 0 | 0 | 0 | 0 | 0 | 0 | 0 | 0 | 0 | 0 | 0 | 0 | 0 | 0 | 0 | 0 | 0 | 0 | 0 | 0 | 0 | 0
F4_Commercial_College_New_Water Heating_Natural Gas_Water Heater_E8 | F4 | Commercial | College | New | Water Heating | Natural Gas | Water Heater | E8 | RVT BC Ratio | 0 | 0 | 0 | 0 | 0 | 0 | 0 | 0 | 0 | 0 | 0 | 0 | 0 | 0 | 0 | 0 | 0 | 0 | 0 | 0 | 0 | 0 | 0 | 0 | 0 | 0 | 0
F4_Commercial_College_New_Water Heating_Natural Gas_Water Heater_E9 | F4 | Commercial | College | New | Water Heating | Natural Gas | Water Heater | E9 | RVT BC Ratio | 0 | 0 | 0 | 0 | 0 | 0 | 0 | 0 | 0 | 0 | 0 | 0 | 0 | 0 | 0 | 0 | 0 | 0 | 0 | 0 | 0 | 0 | 0 | 0 | 0 | 0 | 0
F4_Commercial_College_New_Water Heating_Natural Gas_Water Heater_E10 | F4 | Commercial | College | New | Water Heating | Natural Gas | Water Heater | E10 | RVT BC Ratio | 0 | 0 | 0 | 0 | 0 | 0 | 0 | 0 | 0 | 0 | 0 | 0 | 0 | 0 | 0 | 0 | 0 | 0 | 0 | 0 | 0 | 0 | 0 | 0 | 0 | 0 | 0
F5_Commercial_College_New_Water Heating_Natural Gas_Water Heater_E1 | F5 | Commercial | College | New | Water Heating | Natural Gas | Water Heater | E1 | RIM BC Ratio | bar: 2021 to 2047
F5_Commercial_College_New_Water Heating_Natural Gas_Water Heater_E2 | F5 | Commercial | College | New | Water Heating | Natural Gas | Water Heater | E2 | RIM BC Ratio | 6.6572 | 6.5612 | 6.4675 | 6.3766 | 6.3775 | 6.438 | 6.536 | 6.6548 | 6.783 | 6.9142 | 7.0439 | 7.1587 | 7.2463 | 7.2836 | 7.2664 | 7.1951 | 7.0753 | 6.9185 | 6.7318 | 6.5104 | 6.2515 | 5.9535 | 5.6889 | 5.5176 | 5.4437 | 5.4704 | 5.4972
F5_Commercial_College_New_Water Heating_Natural Gas_Water Heater_E3 | F5 | Commercial | College | New | Water Heating | Natural Gas | Water Heater | E3 | RIM BC Ratio | bar: 2021 to 2047
F5_Commercial_College_New_Water Heating_Natural Gas_Water Heater_E4 | F5 | Commercial | College | New | Water Heating | Natural Gas | Water Heater | E4 | RIM BC Ratio | 0 | 0 | 0.58842 | 0.56284 | 0.55259 | 0.55224 | 0.55925 | 0.57361 | 0.59654 | 0.63035 | 0.67367 | 0.72129 | 0.7677 | 0.80278 | 0.82088 | 0.8202 | 0.80248 | 0.77385 | 0.74012 | 0.70051 | 0.65449 | 0.60182 | 0.55482 | 0.52368 | 0.50907 | 0.51156 | 0.51407
F5_Commercial_College_New_Water Heating_Natural Gas_Water Heater_E5 | F5 | Commercial | College | New | Water Heating | Natural Gas | Water Heater | E5 | RIM BC Ratio | 0 | 0 | 0 | 0 | 0 | 0 | 0 | 0 | 0 | 0 | 0 | 0 | 0 | 0 | 0 | 0 | 0 | 0 | 0 | 0 | 0 | 0 | 0 | 0 | 0 | 0 | 0
F5_Commercial_College_New_Water Heating_Natural Gas_Water Heater_E6 | F5 | Commercial | College | New | Water Heating | Natural Gas | Water Heater | E6 | RIM BC Ratio | 0 | 0 | 0 | 0 | 0 | 0 | 0 | 0 | 0 | 0 | 0 | 0 | 0 | 0 | 0 | 0 | 0 | 0 | 0 | 0 | 0 | 0 | 0 | 0 | 0 | 0 | 0
F5_Commercial_College_New_Water Heating_Natural Gas_Water Heater_E7 | F5 | Commercial | College | New | Water Heating | Natural Gas | Water Heater | E7 | RIM BC Ratio | 0 | 0 | 0 | 0 | 0 | 0 | 0 | 0 | 0 | 0 | 0 | 0 | 0 | 0 | 0 | 0 | 0 | 0 | 0 | 0 | 0 | 0 | 0 | 0 | 0 | 0 | 0
F5_Commercial_College_New_Water Heating_Natural Gas_Water Heater_E8 | F5 | Commercial | College | New | Water Heating | Natural Gas | Water Heater | E8 | RIM BC Ratio | 0 | 0 | 0 | 0 | 0 | 0 | 0 | 0 | 0 | 0 | 0 | 0 | 0 | 0 | 0 | 0 | 0 | 0 | 0 | 0 | 0 | 0 | 0 | 0 | 0 | 0 | 0
F5_Commercial_College_New_Water Heating_Natural Gas_Water Heater_E9 | F5 | Commercial | College | New | Water Heating | Natural Gas | Water Heater | E9 | RIM BC Ratio | 0 | 0 | 0 | 0 | 0 | 0 | 0 | 0 | 0 | 0 | 0 | 0 | 0 | 0 | 0 | 0 | 0 | 0 | 0 | 0 | 0 | 0 | 0 | 0 | 0 | 0 | 0
F5_Commercial_College_New_Water Heating_Natural Gas_Water Heater_E10 | F5 | Commercial | College | New | Water Heating | Natural Gas | Water Heater | E10 | RIM BC Ratio | 0 | 0 | 0 | 0 | 0 | 0 | 0 | 0 | 0 | 0 | 0 | 0 | 0 | 0 | 0 | 0 | 0 | 0 | 0 | 0 | 0 | 0 | 0 | 0 | 0 | 0 | 0
F0_Commercial_College_New_Food Preparation_Natural Gas_Oven_E0 | F0 | Commercial | College | New | Food Preparation | Natural Gas | Oven | E0 | Economic Unit | ENERGY STAR (>42% Baking Efficiency) | ENERGY STAR (>42% Baking Efficiency) | ENERGY STAR (>42% Baking Efficiency) | ENERGY STAR (>42% Baking Efficiency) | ENERGY STAR (>42% Baking Efficiency) | ENERGY STAR (>42% Baking Efficiency) | ENERGY STAR (>42% Baking Efficiency) | ENERGY STAR (>42% Baking Efficiency) | ENERGY STAR (>42% Baking Efficiency) | ENERGY STAR (>42% Baking Efficiency) | ENERGY STAR (>42% Baking Efficiency) | ENERGY STAR (>42% Baking Efficiency) | ENERGY STAR (>42% Baking Efficiency) | ENERGY STAR (>42% Baking Efficiency) | ENERGY STAR (>42% Baking Efficiency) | ENERGY STAR (>42% Baking Efficiency) | ENERGY STAR (>42% Baking Efficiency) | ENERGY STAR (>42% Baking Efficiency) | ENERGY STAR (>42% Baking Efficiency) | ENERGY STAR (>42% Baking Efficiency) | ENERGY STAR (>42% Baking Efficiency) | ENERGY STAR (>42% Baking Efficiency) | ENERGY STAR (>42% Baking Efficiency) | ENERGY STAR (>42% Baking Efficiency) | ENERGY STAR (>42% Baking Efficiency) | ENERGY STAR (>42% Baking Efficiency) | ENERGY STAR (>42% Baking Efficiency)
F1_Commercial_College_New_Food Preparation_Natural Gas_Oven_E1 | F1 | Commercial | College | New | Food Preparation | Natural Gas | Oven | E1 | CCE | 0 | 0 | 0 | 0 | 0 | 0 | 0 | 0 | 0 | 0 | 0 | 0 | 0 | 0 | 0 | 0 | 0 | 0 | 0 | 0 | 0 | 0 | 0 | 0 | 0 | 0 | 0
F1_Commercial_College_New_Food Preparation_Natural Gas_Oven_E2 | F1 | Commercial | College | New | Food Preparation | Natural Gas | Oven | E2 | CCE | 0.0064069 | 0.0064069 | 0.0064069 | 0.0064069 | 0.0064069 | 0.0064069 | 0.0064069 | 0.0064069 | 0.0064069 | 0.0064069 | 0.0064069 | 0.0064069 | 0.0064069 | 0.0064069 | 0.0064069 | 0.0064069 | 0.0064069 | 0.0064069 | 0.0064069 | 0.0064069 | 0.0064069 | 0.0064069 | 0.0064069 | 0.0064069 | 0.0064069 | 0.0064069 | 0.0064069
F1_Commercial_College_New_Food Preparation_Natural Gas_Oven_E3 | F1 | Commercial | College | New | Food Preparation | Natural Gas | Oven | E3 | CCE | 0 | 0 | 0 | 0 | 0 | 0 | 0 | 0 | 0 | 0 | 0 | 0 | 0 | 0 | 0 | 0 | 0 | 0 | 0 | 0 | 0 | 0 | 0 | 0 | 0 | 0 | 0
F1_Commercial_College_New_Food Preparation_Natural Gas_Oven_E4 | F1 | Commercial | College | New | Food Preparation | Natural Gas | Oven | E4 | CCE | 0 | 0 | 0 | 0 | 0 | 0 | 0 | 0 | 0 | 0 | 0 | 0 | 0 | 0 | 0 | 0 | 0 | 0 | 0 | 0 | 0 | 0 | 0 | 0 | 0 | 0 | 0
F1_Commercial_College_New_Food Preparation_Natural Gas_Oven_E5 | F1 | Commercial | College | New | Food Preparation | Natural Gas | Oven | E5 | CCE | 0 | 0 | 0 | 0 | 0 | 0 | 0 | 0 | 0 | 0 | 0 | 0 | 0 | 0 | 0 | 0 | 0 | 0 | 0 | 0 | 0 | 0 | 0 | 0 | 0 | 0 | 0
F1_Commercial_College_New_Food Preparation_Natural Gas_Oven_E6 | F1 | Commercial | College | New | Food Preparation | Natural Gas | Oven | E6 | CCE | 0 | 0 | 0 | 0 | 0 | 0 | 0 | 0 | 0 | 0 | 0 | 0 | 0 | 0 | 0 | 0 | 0 | 0 | 0 | 0 | 0 | 0 | 0 | 0 | 0 | 0 | 0
F1_Commercial_College_New_Food Preparation_Natural Gas_Oven_E7 | F1 | Commercial | College | New | Food Preparation | Natural Gas | Oven | E7 | CCE | 0 | 0 | 0 | 0 | 0 | 0 | 0 | 0 | 0 | 0 | 0 | 0 | 0 | 0 | 0 | 0 | 0 | 0 | 0 | 0 | 0 | 0 | 0 | 0 | 0 | 0 | 0
F1_Commercial_College_New_Food Preparation_Natural Gas_Oven_E8 | F1 | Commercial | College | New | Food Preparation | Natural Gas | Oven | E8 | CCE | 0 | 0 | 0 | 0 | 0 | 0 | 0 | 0 | 0 | 0 | 0 | 0 | 0 | 0 | 0 | 0 | 0 | 0 | 0 | 0 | 0 | 0 | 0 | 0 | 0 | 0 | 0
F1_Commercial_College_New_Food Preparation_Natural Gas_Oven_E9 | F1 | Commercial | College | New | Food Preparation | Natural Gas | Oven | E9 | CCE | 0 | 0 | 0 | 0 | 0 | 0 | 0 | 0 | 0 | 0 | 0 | 0 | 0 | 0 | 0 | 0 | 0 | 0 | 0 | 0 | 0 | 0 | 0 | 0 | 0 | 0 | 0
F1_Commercial_College_New_Food Preparation_Natural Gas_Oven_E10 | F1 | Commercial | College | New | Food Preparation | Natural Gas | Oven | E10 | CCE | 0 | 0 | 0 | 0 | 0 | 0 | 0 | 0 | 0 | 0 | 0 | 0 | 0 | 0 | 0 | 0 | 0 | 0 | 0 | 0 | 0 | 0 | 0 | 0 | 0 | 0 | 0
F2_Commercial_College_New_Food Preparation_Natural Gas_Oven_E1 | F2 | Commercial | College | New | Food Preparation | Natural Gas | Oven | E1 | TRC BC Ratio | bar: 2021 to 2047
F2_Commercial_College_New_Food Preparation_Natural Gas_Oven_E2 | F2 | Commercial | College | New | Food Preparation | Natural Gas | Oven | E2 | TRC BC Ratio | 2.1435 | 2.1209 | 2.0991 | 2.0784 | 2.0838 | 2.1062 | 2.1397 | 2.1792 | 2.22 | 2.2569 | 2.287 | 2.3059 | 2.3122 | 2.3039 | 2.2841 | 2.2551 | 2.2186 | 2.175 | 2.1228 | 2.0608 | 1.9881 | 1.9043 | 1.83 | 1.7822 | 1.7622 | 1.7709 | 1.7795
F2_Commercial_College_New_Food Preparation_Natural Gas_Oven_E3 | F2 | Commercial | College | New | Food Preparation | Natural Gas | Oven | E3 | TRC BC Ratio | 0 | 0 | 0 | 0 | 0 | 0 | 0 | 0 | 0 | 0 | 0 | 0 | 0 | 0 | 0 | 0 | 0 | 0 | 0 | 0 | 0 | 0 | 0 | 0 | 0 | 0 | 0
F2_Commercial_College_New_Food Preparation_Natural Gas_Oven_E4 | F2 | Commercial | College | New | Food Preparation | Natural Gas | Oven | E4 | TRC BC Ratio | 0 | 0 | 0 | 0 | 0 | 0 | 0 | 0 | 0 | 0 | 0 | 0 | 0 | 0 | 0 | 0 | 0 | 0 | 0 | 0 | 0 | 0 | 0 | 0 | 0 | 0 | 0
F2_Commercial_College_New_Food Preparation_Natural Gas_Oven_E5 | F2 | Commercial | College | New | Food Preparation | Natural Gas | Oven | E5 | TRC BC Ratio | 0 | 0 | 0 | 0 | 0 | 0 | 0 | 0 | 0 | 0 | 0 | 0 | 0 | 0 | 0 | 0 | 0 | 0 | 0 | 0 | 0 | 0 | 0 | 0 | 0 | 0 | 0
F2_Commercial_College_New_Food Preparation_Natural Gas_Oven_E6 | F2 | Commercial | College | New | Food Preparation | Natural Gas | Oven | E6 | TRC BC Ratio | 0 | 0 | 0 | 0 | 0 | 0 | 0 | 0 | 0 | 0 | 0 | 0 | 0 | 0 | 0 | 0 | 0 | 0 | 0 | 0 | 0 | 0 | 0 | 0 | 0 | 0 | 0
F2_Commercial_College_New_Food Preparation_Natural Gas_Oven_E7 | F2 | Commercial | College | New | Food Preparation | Natural Gas | Oven | E7 | TRC BC Ratio | 0 | 0 | 0 | 0 | 0 | 0 | 0 | 0 | 0 | 0 | 0 | 0 | 0 | 0 | 0 | 0 | 0 | 0 | 0 | 0 | 0 | 0 | 0 | 0 | 0 | 0 | 0
F2_Commercial_College_New_Food Preparation_Natural Gas_Oven_E8 | F2 | Commercial | College | New | Food Preparation | Natural Gas | Oven | E8 | TRC BC Ratio | 0 | 0 | 0 | 0 | 0 | 0 | 0 | 0 | 0 | 0 | 0 | 0 | 0 | 0 | 0 | 0 | 0 | 0 | 0 | 0 | 0 | 0 | 0 | 0 | 0 | 0 | 0
F2_Commercial_College_New_Food Preparation_Natural Gas_Oven_E9 | F2 | Commercial | College | New | Food Preparation | Natural Gas | Oven | E9 | TRC BC Ratio | 0 | 0 | 0 | 0 | 0 | 0 | 0 | 0 | 0 | 0 | 0 | 0 | 0 | 0 | 0 | 0 | 0 | 0 | 0 | 0 | 0 | 0 | 0 | 0 | 0 | 0 | 0
F2_Commercial_College_New_Food Preparation_Natural Gas_Oven_E10 | F2 | Commercial | College | New | Food Preparation | Natural Gas | Oven | E10 | TRC BC Ratio | 0 | 0 | 0 | 0 | 0 | 0 | 0 | 0 | 0 | 0 | 0 | 0 | 0 | 0 | 0 | 0 | 0 | 0 | 0 | 0 | 0 | 0 | 0 | 0 | 0 | 0 | 0
F3_Commercial_College_New_Food Preparation_Natural Gas_Oven_E1 | F3 | Commercial | College | New | Food Preparation | Natural Gas | Oven | E1 | PACT BC Ratio | bar: 2021 to 2047
F3_Commercial_College_New_Food Preparation_Natural Gas_Oven_E2 | F3 | Commercial | College | New | Food Preparation | Natural Gas | Oven | E2 | PACT BC Ratio | 2.8204 | 2.7906 | 2.762 | 2.7347 | 2.7418 | 2.7714 | 2.8154 | 2.8674 | 2.9211 | 2.9697 | 3.0092 | 3.0341 | 3.0424 | 3.0315 | 3.0054 | 2.9673 | 2.9193 | 2.8618 | 2.7932 | 2.7116 | 2.6159 | 2.5056 | 2.4079 | 2.3451 | 2.3187 | 2.3301 | 2.3415
F3_Commercial_College_New_Food Preparation_Natural Gas_Oven_E3 | F3 | Commercial | College | New | Food Preparation | Natural Gas | Oven | E3 | PACT BC Ratio | 0 | 0 | 0 | 0 | 0 | 0 | 0 | 0 | 0 | 0 | 0 | 0 | 0 | 0 | 0 | 0 | 0 | 0 | 0 | 0 | 0 | 0 | 0 | 0 | 0 | 0 | 0
F3_Commercial_College_New_Food Preparation_Natural Gas_Oven_E4 | F3 | Commercial | College | New | Food Preparation | Natural Gas | Oven | E4 | PACT BC Ratio | 0 | 0 | 0 | 0 | 0 | 0 | 0 | 0 | 0 | 0 | 0 | 0 | 0 | 0 | 0 | 0 | 0 | 0 | 0 | 0 | 0 | 0 | 0 | 0 | 0 | 0 | 0
F3_Commercial_College_New_Food Preparation_Natural Gas_Oven_E5 | F3 | Commercial | College | New | Food Preparation | Natural Gas | Oven | E5 | PACT BC Ratio | 0 | 0 | 0 | 0 | 0 | 0 | 0 | 0 | 0 | 0 | 0 | 0 | 0 | 0 | 0 | 0 | 0 | 0 | 0 | 0 | 0 | 0 | 0 | 0 | 0 | 0 | 0
F3_Commercial_College_New_Food Preparation_Natural Gas_Oven_E6 | F3 | Commercial | College | New | Food Preparation | Natural Gas | Oven | E6 | PACT BC Ratio | 0 | 0 | 0 | 0 | 0 | 0 | 0 | 0 | 0 | 0 | 0 | 0 | 0 | 0 | 0 | 0 | 0 | 0 | 0 | 0 | 0 | 0 | 0 | 0 | 0 | 0 | 0
F3_Commercial_College_New_Food Preparation_Natural Gas_Oven_E7 | F3 | Commercial | College | New | Food Preparation | Natural Gas | Oven | E7 | PACT BC Ratio | 0 | 0 | 0 | 0 | 0 | 0 | 0 | 0 | 0 | 0 | 0 | 0 | 0 | 0 | 0 | 0 | 0 | 0 | 0 | 0 | 0 | 0 | 0 | 0 | 0 | 0 | 0
F3_Commercial_College_New_Food Preparation_Natural Gas_Oven_E8 | F3 | Commercial | College | New | Food Preparation | Natural Gas | Oven | E8 | PACT BC Ratio | 0 | 0 | 0 | 0 | 0 | 0 | 0 | 0 | 0 | 0 | 0 | 0 | 0 | 0 | 0 | 0 | 0 | 0 | 0 | 0 | 0 | 0 | 0 | 0 | 0 | 0 | 0
F3_Commercial_College_New_Food Preparation_Natural Gas_Oven_E9 | F3 | Commercial | College | New | Food Preparation | Natural Gas | Oven | E9 | PACT BC Ratio | 0 | 0 | 0 | 0 | 0 | 0 | 0 | 0 | 0 | 0 | 0 | 0 | 0 | 0 | 0 | 0 | 0 | 0 | 0 | 0 | 0 | 0 | 0 | 0 | 0 | 0 | 0
F3_Commercial_College_New_Food Preparation_Natural Gas_Oven_E10 | F3 | Commercial | College | New | Food Preparation | Natural Gas | Oven | E10 | PACT BC Ratio | 0 | 0 | 0 | 0 | 0 | 0 | 0 | 0 | 0 | 0 | 0 | 0 | 0 | 0 | 0 | 0 | 0 | 0 | 0 | 0 | 0 | 0 | 0 | 0 | 0 | 0 | 0
F4_Commercial_College_New_Food Preparation_Natural Gas_Oven_E1 | F4 | Commercial | College | New | Food Preparation | Natural Gas | Oven | E1 | RVT BC Ratio | bar: 2021 to 2047
F4_Commercial_College_New_Food Preparation_Natural Gas_Oven_E2 | F4 | Commercial | College | New | Food Preparation | Natural Gas | Oven | E2 | RVT BC Ratio | 0.7 | 0.7 | 0.7 | 0.7 | 0.7 | 0.7 | 0.7 | 0.7 | 0.7 | 0.7 | 0.7 | 0.7 | 0.7 | 0.7 | 0.7 | 0.7 | 0.7 | 0.7 | 0.7 | 0.7 | 0.7 | 0.7 | 0.7 | 0.7 | 0.7 | 0.7 | 0.7
F4_Commercial_College_New_Food Preparation_Natural Gas_Oven_E3 | F4 | Commercial | College | New | Food Preparation | Natural Gas | Oven | E3 | RVT BC Ratio | 0 | 0 | 0 | 0 | 0 | 0 | 0 | 0 | 0 | 0 | 0 | 0 | 0 | 0 | 0 | 0 | 0 | 0 | 0 | 0 | 0 | 0 | 0 | 0 | 0 | 0 | 0
F4_Commercial_College_New_Food Preparation_Natural Gas_Oven_E4 | F4 | Commercial | College | New | Food Preparation | Natural Gas | Oven | E4 | RVT BC Ratio | 0 | 0 | 0 | 0 | 0 | 0 | 0 | 0 | 0 | 0 | 0 | 0 | 0 | 0 | 0 | 0 | 0 | 0 | 0 | 0 | 0 | 0 | 0 | 0 | 0 | 0 | 0
F4_Commercial_College_New_Food Preparation_Natural Gas_Oven_E5 | F4 | Commercial | College | New | Food Preparation | Natural Gas | Oven | E5 | RVT BC Ratio | 0 | 0 | 0 | 0 | 0 | 0 | 0 | 0 | 0 | 0 | 0 | 0 | 0 | 0 | 0 | 0 | 0 | 0 | 0 | 0 | 0 | 0 | 0 | 0 | 0 | 0 | 0
F4_Commercial_College_New_Food Preparation_Natural Gas_Oven_E6 | F4 | Commercial | College | New | Food Preparation | Natural Gas | Oven | E6 | RVT BC Ratio | 0 | 0 | 0 | 0 | 0 | 0 | 0 | 0 | 0 | 0 | 0 | 0 | 0 | 0 | 0 | 0 | 0 | 0 | 0 | 0 | 0 | 0 | 0 | 0 | 0 | 0 | 0
F4_Commercial_College_New_Food Preparation_Natural Gas_Oven_E7 | F4 | Commercial | College | New | Food Preparation | Natural Gas | Oven | E7 | RVT BC Ratio | 0 | 0 | 0 | 0 | 0 | 0 | 0 | 0 | 0 | 0 | 0 | 0 | 0 | 0 | 0 | 0 | 0 | 0 | 0 | 0 | 0 | 0 | 0 | 0 | 0 | 0 | 0
F4_Commercial_College_New_Food Preparation_Natural Gas_Oven_E8 | F4 | Commercial | College | New | Food Preparation | Natural Gas | Oven | E8 | RVT BC Ratio | 0 | 0 | 0 | 0 | 0 | 0 | 0 | 0 | 0 | 0 | 0 | 0 | 0 | 0 | 0 | 0 | 0 | 0 | 0 | 0 | 0 | 0 | 0 | 0 | 0 | 0 | 0
F4_Commercial_College_New_Food Preparation_Natural Gas_Oven_E9 | F4 | Commercial | College | New | Food Preparation | Natural Gas | Oven | E9 | RVT BC Ratio | 0 | 0 | 0 | 0 | 0 | 0 | 0 | 0 | 0 | 0 | 0 | 0 | 0 | 0 | 0 | 0 | 0 | 0 | 0 | 0 | 0 | 0 | 0 | 0 | 0 | 0 | 0
F4_Commercial_College_New_Food Preparation_Natural Gas_Oven_E10 | F4 | Commercial | College | New | Food Preparation | Natural Gas | Oven | E10 | RVT BC Ratio | 0 | 0 | 0 | 0 | 0 | 0 | 0 | 0 | 0 | 0 | 0 | 0 | 0 | 0 | 0 | 0 | 0 | 0 | 0 | 0 | 0 | 0 | 0 | 0 | 0 | 0 | 0
F5_Commercial_College_New_Food Preparation_Natural Gas_Oven_E1 | F5 | Commercial | College | New | Food Preparation | Natural Gas | Oven | E1 | RIM BC Ratio | bar: 2021 to 2047
F5_Commercial_College_New_Food Preparation_Natural Gas_Oven_E2 | F5 | Commercial | College | New | Food Preparation | Natural Gas | Oven | E2 | RIM BC Ratio | 2.8204 | 2.7906 | 2.762 | 2.7347 | 2.7418 | 2.7714 | 2.8154 | 2.8674 | 2.9211 | 2.9697 | 3.0092 | 3.0341 | 3.0424 | 3.0315 | 3.0054 | 2.9673 | 2.9193 | 2.8618 | 2.7932 | 2.7116 | 2.6159 | 2.5056 | 2.4079 | 2.3451 | 2.3187 | 2.3301 | 2.3415
F5_Commercial_College_New_Food Preparation_Natural Gas_Oven_E3 | F5 | Commercial | College | New | Food Preparation | Natural Gas | Oven | E3 | RIM BC Ratio | 0 | 0 | 0 | 0 | 0 | 0 | 0 | 0 | 0 | 0 | 0 | 0 | 0 | 0 | 0 | 0 | 0 | 0 | 0 | 0 | 0 | 0 | 0 | 0 | 0 | 0 | 0
F5_Commercial_College_New_Food Preparation_Natural Gas_Oven_E4 | F5 | Commercial | College | New | Food Preparation | Natural Gas | Oven | E4 | RIM BC Ratio | 0 | 0 | 0 | 0 | 0 | 0 | 0 | 0 | 0 | 0 | 0 | 0 | 0 | 0 | 0 | 0 | 0 | 0 | 0 | 0 | 0 | 0 | 0 | 0 | 0 | 0 | 0
F5_Commercial_College_New_Food Preparation_Natural Gas_Oven_E5 | F5 | Commercial | College | New | Food Preparation | Natural Gas | Oven | E5 | RIM BC Ratio | 0 | 0 | 0 | 0 | 0 | 0 | 0 | 0 | 0 | 0 | 0 | 0 | 0 | 0 | 0 | 0 | 0 | 0 | 0 | 0 | 0 | 0 | 0 | 0 | 0 | 0 | 0
F5_Commercial_College_New_Food Preparation_Natural Gas_Oven_E6 | F5 | Commercial | College | New | Food Preparation | Natural Gas | Oven | E6 | RIM BC Ratio | 0 | 0 | 0 | 0 | 0 | 0 | 0 | 0 | 0 | 0 | 0 | 0 | 0 | 0 | 0 | 0 | 0 | 0 | 0 | 0 | 0 | 0 | 0 | 0 | 0 | 0 | 0
F5_Commercial_College_New_Food Preparation_Natural Gas_Oven_E7 | F5 | Commercial | College | New | Food Preparation | Natural Gas | Oven | E7 | RIM BC Ratio | 0 | 0 | 0 | 0 | 0 | 0 | 0 | 0 | 0 | 0 | 0 | 0 | 0 | 0 | 0 | 0 | 0 | 0 | 0 | 0 | 0 | 0 | 0 | 0 | 0 | 0 | 0
F5_Commercial_College_New_Food Preparation_Natural Gas_Oven_E8 | F5 | Commercial | College | New | Food Preparation | Natural Gas | Oven | E8 | RIM BC Ratio | 0 | 0 | 0 | 0 | 0 | 0 | 0 | 0 | 0 | 0 | 0 | 0 | 0 | 0 | 0 | 0 | 0 | 0 | 0 | 0 | 0 | 0 | 0 | 0 | 0 | 0 | 0
F5_Commercial_College_New_Food Preparation_Natural Gas_Oven_E9 | F5 | Commercial | College | New | Food Preparation | Natural Gas | Oven | E9 | RIM BC Ratio | 0 | 0 | 0 | 0 | 0 | 0 | 0 | 0 | 0 | 0 | 0 | 0 | 0 | 0 | 0 | 0 | 0 | 0 | 0 | 0 | 0 | 0 | 0 | 0 | 0 | 0 | 0
F5_Commercial_College_New_Food Preparation_Natural Gas_Oven_E10 | F5 | Commercial | College | New | Food Preparation | Natural Gas | Oven | E10 | RIM BC Ratio | 0 | 0 | 0 | 0 | 0 | 0 | 0 | 0 | 0 | 0 | 0 | 0 | 0 | 0 | 0 | 0 | 0 | 0 | 0 | 0 | 0 | 0 | 0 | 0 | 0 | 0 | 0
F0_Commercial_College_New_Food Preparation_Natural Gas_Conveyor Oven_E0 | F0 | Commercial | College | New | Food Preparation | Natural Gas | Conveyor Oven | E0 | Economic Unit | Efficient (>42% Baking Efficiency) | Efficient (>42% Baking Efficiency) | Efficient (>42% Baking Efficiency) | Efficient (>42% Baking Efficiency) | Efficient (>42% Baking Efficiency) | Efficient (>42% Baking Efficiency) | Efficient (>42% Baking Efficiency) | Efficient (>42% Baking Efficiency) | Efficient (>42% Baking Efficiency) | Efficient (>42% Baking Efficiency) | Efficient (>42% Baking Efficiency) | Efficient (>42% Baking Efficiency) | Efficient (>42% Baking Efficiency) | Efficient (>42% Baking Efficiency) | Efficient (>42% Baking Efficiency) | Efficient (>42% Baking Efficiency) | Efficient (>42% Baking Efficiency) | Efficient (>42% Baking Efficiency) | Efficient (>42% Baking Efficiency) | Efficient (>42% Baking Efficiency) | Efficient (>42% Baking Efficiency) | Efficient (>42% Baking Efficiency) | Efficient (>42% Baking Efficiency) | Efficient (>42% Baking Efficiency) | Efficient (>42% Baking Efficiency) | Efficient (>42% Baking Efficiency) | Efficient (>42% Baking Efficiency)
F1_Commercial_College_New_Food Preparation_Natural Gas_Conveyor Oven_E1 | F1 | Commercial | College | New | Food Preparation | Natural Gas | Conveyor Oven | E1 | CCE | 0 | 0 | 0 | 0 | 0 | 0 | 0 | 0 | 0 | 0 | 0 | 0 | 0 | 0 | 0 | 0 | 0 | 0 | 0 | 0 | 0 | 0 | 0 | 0 | 0 | 0 | 0
F1_Commercial_College_New_Food Preparation_Natural Gas_Conveyor Oven_E2 | F1 | Commercial | College | New | Food Preparation | Natural Gas | Conveyor Oven | E2 | CCE | 0.0044579 | 0.0044579 | 0.0044579 | 0.0044579 | 0.0044579 | 0.0044579 | 0.0044579 | 0.0044579 | 0.0044579 | 0.0044579 | 0.0044579 | 0.0044579 | 0.0044579 | 0.0044579 | 0.0044579 | 0.0044579 | 0.0044579 | 0.0044579 | 0.0044579 | 0.0044579 | 0.0044579 | 0.0044579 | 0.0044579 | 0.0044579 | 0.0044579 | 0.0044579 | 0.0044579
F1_Commercial_College_New_Food Preparation_Natural Gas_Conveyor Oven_E3 | F1 | Commercial | College | New | Food Preparation | Natural Gas | Conveyor Oven | E3 | CCE | 0 | 0 | 0 | 0 | 0 | 0 | 0 | 0 | 0 | 0 | 0 | 0 | 0 | 0 | 0 | 0 | 0 | 0 | 0 | 0 | 0 | 0 | 0 | 0 | 0 | 0 | 0
F1_Commercial_College_New_Food Preparation_Natural Gas_Conveyor Oven_E4 | F1 | Commercial | College | New | Food Preparation | Natural Gas | Conveyor Oven | E4 | CCE | 0 | 0 | 0 | 0 | 0 | 0 | 0 | 0 | 0 | 0 | 0 | 0 | 0 | 0 | 0 | 0 | 0 | 0 | 0 | 0 | 0 | 0 | 0 | 0 | 0 | 0 | 0
F1_Commercial_College_New_Food Preparation_Natural Gas_Conveyor Oven_E5 | F1 | Commercial | College | New | Food Preparation | Natural Gas | Conveyor Oven | E5 | CCE | 0 | 0 | 0 | 0 | 0 | 0 | 0 | 0 | 0 | 0 | 0 | 0 | 0 | 0 | 0 | 0 | 0 | 0 | 0 | 0 | 0 | 0 | 0 | 0 | 0 | 0 | 0
F1_Commercial_College_New_Food Preparation_Natural Gas_Conveyor Oven_E6 | F1 | Commercial | College | New | Food Preparation | Natural Gas | Conveyor Oven | E6 | CCE | 0 | 0 | 0 | 0 | 0 | 0 | 0 | 0 | 0 | 0 | 0 | 0 | 0 | 0 | 0 | 0 | 0 | 0 | 0 | 0 | 0 | 0 | 0 | 0 | 0 | 0 | 0
F1_Commercial_College_New_Food Preparation_Natural Gas_Conveyor Oven_E7 | F1 | Commercial | College | New | Food Preparation | Natural Gas | Conveyor Oven | E7 | CCE | 0 | 0 | 0 | 0 | 0 | 0 | 0 | 0 | 0 | 0 | 0 | 0 | 0 | 0 | 0 | 0 | 0 | 0 | 0 | 0 | 0 | 0 | 0 | 0 | 0 | 0 | 0
F1_Commercial_College_New_Food Preparation_Natural Gas_Conveyor Oven_E8 | F1 | Commercial | College | New | Food Preparation | Natural Gas | Conveyor Oven | E8 | CCE | 0 | 0 | 0 | 0 | 0 | 0 | 0 | 0 | 0 | 0 | 0 | 0 | 0 | 0 | 0 | 0 | 0 | 0 | 0 | 0 | 0 | 0 | 0 | 0 | 0 | 0 | 0
F1_Commercial_College_New_Food Preparation_Natural Gas_Conveyor Oven_E9 | F1 | Commercial | College | New | Food Preparation | Natural Gas | Conveyor Oven | E9 | CCE | 0 | 0 | 0 | 0 | 0 | 0 | 0 | 0 | 0 | 0 | 0 | 0 | 0 | 0 | 0 | 0 | 0 | 0 | 0 | 0 | 0 | 0 | 0 | 0 | 0 | 0 | 0
F1_Commercial_College_New_Food Preparation_Natural Gas_Conveyor Oven_E10 | F1 | Commercial | College | New | Food Preparation | Natural Gas | Conveyor Oven | E10 | CCE | 0 | 0 | 0 | 0 | 0 | 0 | 0 | 0 | 0 | 0 | 0 | 0 | 0 | 0 | 0 | 0 | 0 | 0 | 0 | 0 | 0 | 0 | 0 | 0 | 0 | 0 | 0
F2_Commercial_College_New_Food Preparation_Natural Gas_Conveyor Oven_E1 | F2 | Commercial | College | New | Food Preparation | Natural Gas | Conveyor Oven | E1 | TRC BC Ratio | bar: 2021 to 2047
F2_Commercial_College_New_Food Preparation_Natural Gas_Conveyor Oven_E2 | F2 | Commercial | College | New | Food Preparation | Natural Gas | Conveyor Oven | E2 | TRC BC Ratio | 3.1168 | 3.1026 | 3.0898 | 3.0771 | 3.0914 | 3.1189 | 3.1492 | 3.1746 | 3.1913 | 3.1987 | 3.1992 | 3.1946 | 3.185 | 3.1677 | 3.1435 | 3.1119 | 3.0717 | 3.0231 | 2.9646 | 2.8946 | 2.8121 | 2.7166 | 2.6323 | 2.579 | 2.558 | 2.5706 | 2.5832
F2_Commercial_College_New_Food Preparation_Natural Gas_Conveyor Oven_E3 | F2 | Commercial | College | New | Food Preparation | Natural Gas | Conveyor Oven | E3 | TRC BC Ratio | 0 | 0 | 0 | 0 | 0 | 0 | 0 | 0 | 0 | 0 | 0 | 0 | 0 | 0 | 0 | 0 | 0 | 0 | 0 | 0 | 0 | 0 | 0 | 0 | 0 | 0 | 0
F2_Commercial_College_New_Food Preparation_Natural Gas_Conveyor Oven_E4 | F2 | Commercial | College | New | Food Preparation | Natural Gas | Conveyor Oven | E4 | TRC BC Ratio | 0 | 0 | 0 | 0 | 0 | 0 | 0 | 0 | 0 | 0 | 0 | 0 | 0 | 0 | 0 | 0 | 0 | 0 | 0 | 0 | 0 | 0 | 0 | 0 | 0 | 0 | 0
F2_Commercial_College_New_Food Preparation_Natural Gas_Conveyor Oven_E5 | F2 | Commercial | College | New | Food Preparation | Natural Gas | Conveyor Oven | E5 | TRC BC Ratio | 0 | 0 | 0 | 0 | 0 | 0 | 0 | 0 | 0 | 0 | 0 | 0 | 0 | 0 | 0 | 0 | 0 | 0 | 0 | 0 | 0 | 0 | 0 | 0 | 0 | 0 | 0
F2_Commercial_College_New_Food Preparation_Natural Gas_Conveyor Oven_E6 | F2 | Commercial | College | New | Food Preparation | Natural Gas | Conveyor Oven | E6 | TRC BC Ratio | 0 | 0 | 0 | 0 | 0 | 0 | 0 | 0 | 0 | 0 | 0 | 0 | 0 | 0 | 0 | 0 | 0 | 0 | 0 | 0 | 0 | 0 | 0 | 0 | 0 | 0 | 0
F2_Commercial_College_New_Food Preparation_Natural Gas_Conveyor Oven_E7 | F2 | Commercial | College | New | Food Preparation | Natural Gas | Conveyor Oven | E7 | TRC BC Ratio | 0 | 0 | 0 | 0 | 0 | 0 | 0 | 0 | 0 | 0 | 0 | 0 | 0 | 0 | 0 | 0 | 0 | 0 | 0 | 0 | 0 | 0 | 0 | 0 | 0 | 0 | 0
F2_Commercial_College_New_Food Preparation_Natural Gas_Conveyor Oven_E8 | F2 | Commercial | College | New | Food Preparation | Natural Gas | Conveyor Oven | E8 | TRC BC Ratio | 0 | 0 | 0 | 0 | 0 | 0 | 0 | 0 | 0 | 0 | 0 | 0 | 0 | 0 | 0 | 0 | 0 | 0 | 0 | 0 | 0 | 0 | 0 | 0 | 0 | 0 | 0
F2_Commercial_College_New_Food Preparation_Natural Gas_Conveyor Oven_E9 | F2 | Commercial | College | New | Food Preparation | Natural Gas | Conveyor Oven | E9 | TRC BC Ratio | 0 | 0 | 0 | 0 | 0 | 0 | 0 | 0 | 0 | 0 | 0 | 0 | 0 | 0 | 0 | 0 | 0 | 0 | 0 | 0 | 0 | 0 | 0 | 0 | 0 | 0 | 0
F2_Commercial_College_New_Food Preparation_Natural Gas_Conveyor Oven_E10 | F2 | Commercial | College | New | Food Preparation | Natural Gas | Conveyor Oven | E10 | TRC BC Ratio | 0 | 0 | 0 | 0 | 0 | 0 | 0 | 0 | 0 | 0 | 0 | 0 | 0 | 0 | 0 | 0 | 0 | 0 | 0 | 0 | 0 | 0 | 0 | 0 | 0 | 0 | 0
F3_Commercial_College_New_Food Preparation_Natural Gas_Conveyor Oven_E1 | F3 | Commercial | College | New | Food Preparation | Natural Gas | Conveyor Oven | E1 | PACT BC Ratio | bar: 2021 to 2047
F3_Commercial_College_New_Food Preparation_Natural Gas_Conveyor Oven_E2 | F3 | Commercial | College | New | Food Preparation | Natural Gas | Conveyor Oven | E2 | PACT BC Ratio | 4.1011 | 4.0824 | 4.0655 | 4.0488 | 4.0676 | 4.1039 | 4.1436 | 4.1771 | 4.1991 | 4.2088 | 4.2095 | 4.2034 | 4.1908 | 4.168 | 4.1362 | 4.0947 | 4.0417 | 3.9778 | 3.9008 | 3.8086 | 3.7001 | 3.5745 | 3.4635 | 3.3934 | 3.3658 | 3.3823 | 3.3989
F3_Commercial_College_New_Food Preparation_Natural Gas_Conveyor Oven_E3 | F3 | Commercial | College | New | Food Preparation | Natural Gas | Conveyor Oven | E3 | PACT BC Ratio | 0 | 0 | 0 | 0 | 0 | 0 | 0 | 0 | 0 | 0 | 0 | 0 | 0 | 0 | 0 | 0 | 0 | 0 | 0 | 0 | 0 | 0 | 0 | 0 | 0 | 0 | 0
F3_Commercial_College_New_Food Preparation_Natural Gas_Conveyor Oven_E4 | F3 | Commercial | College | New | Food Preparation | Natural Gas | Conveyor Oven | E4 | PACT BC Ratio | 0 | 0 | 0 | 0 | 0 | 0 | 0 | 0 | 0 | 0 | 0 | 0 | 0 | 0 | 0 | 0 | 0 | 0 | 0 | 0 | 0 | 0 | 0 | 0 | 0 | 0 | 0
F3_Commercial_College_New_Food Preparation_Natural Gas_Conveyor Oven_E5 | F3 | Commercial | College | New | Food Preparation | Natural Gas | Conveyor Oven | E5 | PACT BC Ratio | 0 | 0 | 0 | 0 | 0 | 0 | 0 | 0 | 0 | 0 | 0 | 0 | 0 | 0 | 0 | 0 | 0 | 0 | 0 | 0 | 0 | 0 | 0 | 0 | 0 | 0 | 0
F3_Commercial_College_New_Food Preparation_Natural Gas_Conveyor Oven_E6 | F3 | Commercial | College | New | Food Preparation | Natural Gas | Conveyor Oven | E6 | PACT BC Ratio | 0 | 0 | 0 | 0 | 0 | 0 | 0 | 0 | 0 | 0 | 0 | 0 | 0 | 0 | 0 | 0 | 0 | 0 | 0 | 0 | 0 | 0 | 0 | 0 | 0 | 0 | 0
F3_Commercial_College_New_Food Preparation_Natural Gas_Conveyor Oven_E7 | F3 | Commercial | College | New | Food Preparation | Natural Gas | Conveyor Oven | E7 | PACT BC Ratio | 0 | 0 | 0 | 0 | 0 | 0 | 0 | 0 | 0 | 0 | 0 | 0 | 0 | 0 | 0 | 0 | 0 | 0 | 0 | 0 | 0 | 0 | 0 | 0 | 0 | 0 | 0
F3_Commercial_College_New_Food Preparation_Natural Gas_Conveyor Oven_E8 | F3 | Commercial | College | New | Food Preparation | Natural Gas | Conveyor Oven | E8 | PACT BC Ratio | 0 | 0 | 0 | 0 | 0 | 0 | 0 | 0 | 0 | 0 | 0 | 0 | 0 | 0 | 0 | 0 | 0 | 0 | 0 | 0 | 0 | 0 | 0 | 0 | 0 | 0 | 0
F3_Commercial_College_New_Food Preparation_Natural Gas_Conveyor Oven_E9 | F3 | Commercial | College | New | Food Preparation | Natural Gas | Conveyor Oven | E9 | PACT BC Ratio | 0 | 0 | 0 | 0 | 0 | 0 | 0 | 0 | 0 | 0 | 0 | 0 | 0 | 0 | 0 | 0 | 0 | 0 | 0 | 0 | 0 | 0 | 0 | 0 | 0 | 0 | 0
F3_Commercial_College_New_Food Preparation_Natural Gas_Conveyor Oven_E10 | F3 | Commercial | College | New | Food Preparation | Natural Gas | Conveyor Oven | E10 | PACT BC Ratio | 0 | 0 | 0 | 0 | 0 | 0 | 0 | 0 | 0 | 0 | 0 | 0 | 0 | 0 | 0 | 0 | 0 | 0 | 0 | 0 | 0 | 0 | 0 | 0 | 0 | 0 | 0
F4_Commercial_College_New_Food Preparation_Natural Gas_Conveyor Oven_E1 | F4 | Commercial | College | New | Food Preparation | Natural Gas | Conveyor Oven | E1 | RVT BC Ratio | bar: 2021 to 2047
F4_Commercial_College_New_Food Preparation_Natural Gas_Conveyor Oven_E2 | F4 | Commercial | College | New | Food Preparation | Natural Gas | Conveyor Oven | E2 | RVT BC Ratio | 0.7 | 0.7 | 0.7 | 0.7 | 0.7 | 0.7 | 0.7 | 0.7 | 0.7 | 0.7 | 0.7 | 0.7 | 0.7 | 0.7 | 0.7 | 0.7 | 0.7 | 0.7 | 0.7 | 0.7 | 0.7 | 0.7 | 0.7 | 0.7 | 0.7 | 0.7 | 0.7
F4_Commercial_College_New_Food Preparation_Natural Gas_Conveyor Oven_E3 | F4 | Commercial | College | New | Food Preparation | Natural Gas | Conveyor Oven | E3 | RVT BC Ratio | 0 | 0 | 0 | 0 | 0 | 0 | 0 | 0 | 0 | 0 | 0 | 0 | 0 | 0 | 0 | 0 | 0 | 0 | 0 | 0 | 0 | 0 | 0 | 0 | 0 | 0 | 0
F4_Commercial_College_New_Food Preparation_Natural Gas_Conveyor Oven_E4 | F4 | Commercial | College | New | Food Preparation | Natural Gas | Conveyor Oven | E4 | RVT BC Ratio | 0 | 0 | 0 | 0 | 0 | 0 | 0 | 0 | 0 | 0 | 0 | 0 | 0 | 0 | 0 | 0 | 0 | 0 | 0 | 0 | 0 | 0 | 0 | 0 | 0 | 0 | 0
F4_Commercial_College_New_Food Preparation_Natural Gas_Conveyor Oven_E5 | F4 | Commercial | College | New | Food Preparation | Natural Gas | Conveyor Oven | E5 | RVT BC Ratio | 0 | 0 | 0 | 0 | 0 | 0 | 0 | 0 | 0 | 0 | 0 | 0 | 0 | 0 | 0 | 0 | 0 | 0 | 0 | 0 | 0 | 0 | 0 | 0 | 0 | 0 | 0
F4_Commercial_College_New_Food Preparation_Natural Gas_Conveyor Oven_E6 | F4 | Commercial | College | New | Food Preparation | Natural Gas | Conveyor Oven | E6 | RVT BC Ratio | 0 | 0 | 0 | 0 | 0 | 0 | 0 | 0 | 0 | 0 | 0 | 0 | 0 | 0 | 0 | 0 | 0 | 0 | 0 | 0 | 0 | 0 | 0 | 0 | 0 | 0 | 0
F4_Commercial_College_New_Food Preparation_Natural Gas_Conveyor Oven_E7 | F4 | Commercial | College | New | Food Preparation | Natural Gas | Conveyor Oven | E7 | RVT BC Ratio | 0 | 0 | 0 | 0 | 0 | 0 | 0 | 0 | 0 | 0 | 0 | 0 | 0 | 0 | 0 | 0 | 0 | 0 | 0 | 0 | 0 | 0 | 0 | 0 | 0 | 0 | 0
F4_Commercial_College_New_Food Preparation_Natural Gas_Conveyor Oven_E8 | F4 | Commercial | College | New | Food Preparation | Natural Gas | Conveyor Oven | E8 | RVT BC Ratio | 0 | 0 | 0 | 0 | 0 | 0 | 0 | 0 | 0 | 0 | 0 | 0 | 0 | 0 | 0 | 0 | 0 | 0 | 0 | 0 | 0 | 0 | 0 | 0 | 0 | 0 | 0
F4_Commercial_College_New_Food Preparation_Natural Gas_Conveyor Oven_E9 | F4 | Commercial | College | New | Food Preparation | Natural Gas | Conveyor Oven | E9 | RVT BC Ratio | 0 | 0 | 0 | 0 | 0 | 0 | 0 | 0 | 0 | 0 | 0 | 0 | 0 | 0 | 0 | 0 | 0 | 0 | 0 | 0 | 0 | 0 | 0 | 0 | 0 | 0 | 0
F4_Commercial_College_New_Food Preparation_Natural Gas_Conveyor Oven_E10 | F4 | Commercial | College | New | Food Preparation | Natural Gas | Conveyor Oven | E10 | RVT BC Ratio | 0 | 0 | 0 | 0 | 0 | 0 | 0 | 0 | 0 | 0 | 0 | 0 | 0 | 0 | 0 | 0 | 0 | 0 | 0 | 0 | 0 | 0 | 0 | 0 | 0 | 0 | 0
F5_Commercial_College_New_Food Preparation_Natural Gas_Conveyor Oven_E1 | F5 | Commercial | College | New | Food Preparation | Natural Gas | Conveyor Oven | E1 | RIM BC Ratio | bar: 2021 to 2047
F5_Commercial_College_New_Food Preparation_Natural Gas_Conveyor Oven_E2 | F5 | Commercial | College | New | Food Preparation | Natural Gas | Conveyor Oven | E2 | RIM BC Ratio | 4.1011 | 4.0824 | 4.0655 | 4.0488 | 4.0676 | 4.1039 | 4.1436 | 4.1771 | 4.1991 | 4.2088 | 4.2095 | 4.2034 | 4.1908 | 4.168 | 4.1362 | 4.0947 | 4.0417 | 3.9778 | 3.9008 | 3.8086 | 3.7001 | 3.5745 | 3.4635 | 3.3934 | 3.3658 | 3.3823 | 3.3989
F5_Commercial_College_New_Food Preparation_Natural Gas_Conveyor Oven_E3 | F5 | Commercial | College | New | Food Preparation | Natural Gas | Conveyor Oven | E3 | RIM BC Ratio | 0 | 0 | 0 | 0 | 0 | 0 | 0 | 0 | 0 | 0 | 0 | 0 | 0 | 0 | 0 | 0 | 0 | 0 | 0 | 0 | 0 | 0 | 0 | 0 | 0 | 0 | 0
F5_Commercial_College_New_Food Preparation_Natural Gas_Conveyor Oven_E4 | F5 | Commercial | College | New | Food Preparation | Natural Gas | Conveyor Oven | E4 | RIM BC Ratio | 0 | 0 | 0 | 0 | 0 | 0 | 0 | 0 | 0 | 0 | 0 | 0 | 0 | 0 | 0 | 0 | 0 | 0 | 0 | 0 | 0 | 0 | 0 | 0 | 0 | 0 | 0
F5_Commercial_College_New_Food Preparation_Natural Gas_Conveyor Oven_E5 | F5 | Commercial | College | New | Food Preparation | Natural Gas | Conveyor Oven | E5 | RIM BC Ratio | 0 | 0 | 0 | 0 | 0 | 0 | 0 | 0 | 0 | 0 | 0 | 0 | 0 | 0 | 0 | 0 | 0 | 0 | 0 | 0 | 0 | 0 | 0 | 0 | 0 | 0 | 0
F5_Commercial_College_New_Food Preparation_Natural Gas_Conveyor Oven_E6 | F5 | Commercial | College | New | Food Preparation | Natural Gas | Conveyor Oven | E6 | RIM BC Ratio | 0 | 0 | 0 | 0 | 0 | 0 | 0 | 0 | 0 | 0 | 0 | 0 | 0 | 0 | 0 | 0 | 0 | 0 | 0 | 0 | 0 | 0 | 0 | 0 | 0 | 0 | 0
F5_Commercial_College_New_Food Preparation_Natural Gas_Conveyor Oven_E7 | F5 | Commercial | College | New | Food Preparation | Natural Gas | Conveyor Oven | E7 | RIM BC Ratio | 0 | 0 | 0 | 0 | 0 | 0 | 0 | 0 | 0 | 0 | 0 | 0 | 0 | 0 | 0 | 0 | 0 | 0 | 0 | 0 | 0 | 0 | 0 | 0 | 0 | 0 | 0
F5_Commercial_College_New_Food Preparation_Natural Gas_Conveyor Oven_E8 | F5 | Commercial | College | New | Food Preparation | Natural Gas | Conveyor Oven | E8 | RIM BC Ratio | 0 | 0 | 0 | 0 | 0 | 0 | 0 | 0 | 0 | 0 | 0 | 0 | 0 | 0 | 0 | 0 | 0 | 0 | 0 | 0 | 0 | 0 | 0 | 0 | 0 | 0 | 0
F5_Commercial_College_New_Food Preparation_Natural Gas_Conveyor Oven_E9 | F5 | Commercial | College | New | Food Preparation | Natural Gas | Conveyor Oven | E9 | RIM BC Ratio | 0 | 0 | 0 | 0 | 0 | 0 | 0 | 0 | 0 | 0 | 0 | 0 | 0 | 0 | 0 | 0 | 0 | 0 | 0 | 0 | 0 | 0 | 0 | 0 | 0 | 0 | 0
F5_Commercial_College_New_Food Preparation_Natural Gas_Conveyor Oven_E10 | F5 | Commercial | College | New | Food Preparation | Natural Gas | Conveyor Oven | E10 | RIM BC Ratio | 0 | 0 | 0 | 0 | 0 | 0 | 0 | 0 | 0 | 0 | 0 | 0 | 0 | 0 | 0 | 0 | 0 | 0 | 0 | 0 | 0 | 0 | 0 | 0 | 0 | 0 | 0
F0_Commercial_College_New_Food Preparation_Natural Gas_Double Rack Oven_E0 | F0 | Commercial | College | New | Food Preparation | Natural Gas | Double Rack Oven | E0 | Economic Unit | FTSC Qualified (>50% Cooking Efficiency) | FTSC Qualified (>50% Cooking Efficiency) | FTSC Qualified (>50% Cooking Efficiency) | FTSC Qualified (>50% Cooking Efficiency) | FTSC Qualified (>50% Cooking Efficiency) | FTSC Qualified (>50% Cooking Efficiency) | FTSC Qualified (>50% Cooking Efficiency) | FTSC Qualified (>50% Cooking Efficiency) | FTSC Qualified (>50% Cooking Efficiency) | FTSC Qualified (>50% Cooking Efficiency) | FTSC Qualified (>50% Cooking Efficiency) | FTSC Qualified (>50% Cooking Efficiency) | FTSC Qualified (>50% Cooking Efficiency) | FTSC Qualified (>50% Cooking Efficiency) | FTSC Qualified (>50% Cooking Efficiency) | FTSC Qualified (>50% Cooking Efficiency) | FTSC Qualified (>50% Cooking Efficiency) | FTSC Qualified (>50% Cooking Efficiency) | FTSC Qualified (>50% Cooking Efficiency) | FTSC Qualified (>50% Cooking Efficiency) | FTSC Qualified (>50% Cooking Efficiency) | FTSC Qualified (>50% Cooking Efficiency) | FTSC Qualified (>50% Cooking Efficiency) | FTSC Qualified (>50% Cooking Efficiency) | FTSC Qualified (>50% Cooking Efficiency) | FTSC Qualified (>50% Cooking Efficiency) | FTSC Qualified (>50% Cooking Efficiency)
F1_Commercial_College_New_Food Preparation_Natural Gas_Double Rack Oven_E1 | F1 | Commercial | College | New | Food Preparation | Natural Gas | Double Rack Oven | E1 | CCE | 0 | 0 | 0 | 0 | 0 | 0 | 0 | 0 | 0 | 0 | 0 | 0 | 0 | 0 | 0 | 0 | 0 | 0 | 0 | 0 | 0 | 0 | 0 | 0 | 0 | 0 | 0
F1_Commercial_College_New_Food Preparation_Natural Gas_Double Rack Oven_E2 | F1 | Commercial | College | New | Food Preparation | Natural Gas | Double Rack Oven | E2 | CCE | 0.00516 | 0.00516 | 0.00516 | 0.00516 | 0.00516 | 0.00516 | 0.00516 | 0.00516 | 0.00516 | 0.00516 | 0.00516 | 0.00516 | 0.00516 | 0.00516 | 0.00516 | 0.00516 | 0.00516 | 0.00516 | 0.00516 | 0.00516 | 0.00516 | 0.00516 | 0.00516 | 0.00516 | 0.00516 | 0.00516 | 0.00516
F1_Commercial_College_New_Food Preparation_Natural Gas_Double Rack Oven_E3 | F1 | Commercial | College | New | Food Preparation | Natural Gas | Double Rack Oven | E3 | CCE | 0 | 0 | 0 | 0 | 0 | 0 | 0 | 0 | 0 | 0 | 0 | 0 | 0 | 0 | 0 | 0 | 0 | 0 | 0 | 0 | 0 | 0 | 0 | 0 | 0 | 0 | 0
F1_Commercial_College_New_Food Preparation_Natural Gas_Double Rack Oven_E4 | F1 | Commercial | College | New | Food Preparation | Natural Gas | Double Rack Oven | E4 | CCE | 0 | 0 | 0 | 0 | 0 | 0 | 0 | 0 | 0 | 0 | 0 | 0 | 0 | 0 | 0 | 0 | 0 | 0 | 0 | 0 | 0 | 0 | 0 | 0 | 0 | 0 | 0
F1_Commercial_College_New_Food Preparation_Natural Gas_Double Rack Oven_E5 | F1 | Commercial | College | New | Food Preparation | Natural Gas | Double Rack Oven | E5 | CCE | 0 | 0 | 0 | 0 | 0 | 0 | 0 | 0 | 0 | 0 | 0 | 0 | 0 | 0 | 0 | 0 | 0 | 0 | 0 | 0 | 0 | 0 | 0 | 0 | 0 | 0 | 0
F1_Commercial_College_New_Food Preparation_Natural Gas_Double Rack Oven_E6 | F1 | Commercial | College | New | Food Preparation | Natural Gas | Double Rack Oven | E6 | CCE | 0 | 0 | 0 | 0 | 0 | 0 | 0 | 0 | 0 | 0 | 0 | 0 | 0 | 0 | 0 | 0 | 0 | 0 | 0 | 0 | 0 | 0 | 0 | 0 | 0 | 0 | 0
F1_Commercial_College_New_Food Preparation_Natural Gas_Double Rack Oven_E7 | F1 | Commercial | College | New | Food Preparation | Natural Gas | Double Rack Oven | E7 | CCE | 0 | 0 | 0 | 0 | 0 | 0 | 0 | 0 | 0 | 0 | 0 | 0 | 0 | 0 | 0 | 0 | 0 | 0 | 0 | 0 | 0 | 0 | 0 | 0 | 0 | 0 | 0
F1_Commercial_College_New_Food Preparation_Natural Gas_Double Rack Oven_E8 | F1 | Commercial | College | New | Food Preparation | Natural Gas | Double Rack Oven | E8 | CCE | 0 | 0 | 0 | 0 | 0 | 0 | 0 | 0 | 0 | 0 | 0 | 0 | 0 | 0 | 0 | 0 | 0 | 0 | 0 | 0 | 0 | 0 | 0 | 0 | 0 | 0 | 0
F1_Commercial_College_New_Food Preparation_Natural Gas_Double Rack Oven_E9 | F1 | Commercial | College | New | Food Preparation | Natural Gas | Double Rack Oven | E9 | CCE | 0 | 0 | 0 | 0 | 0 | 0 | 0 | 0 | 0 | 0 | 0 | 0 | 0 | 0 | 0 | 0 | 0 | 0 | 0 | 0 | 0 | 0 | 0 | 0 | 0 | 0 | 0
F1_Commercial_College_New_Food Preparation_Natural Gas_Double Rack Oven_E10 | F1 | Commercial | College | New | Food Preparation | Natural Gas | Double Rack Oven | E10 | CCE | 0 | 0 | 0 | 0 | 0 | 0 | 0 | 0 | 0 | 0 | 0 | 0 | 0 | 0 | 0 | 0 | 0 | 0 | 0 | 0 | 0 | 0 | 0 | 0 | 0 | 0 | 0
F2_Commercial_College_New_Food Preparation_Natural Gas_Double Rack Oven_E1 | F2 | Commercial | College | New | Food Preparation | Natural Gas | Double Rack Oven | E1 | TRC BC Ratio | bar: 2021 to 2047
F2_Commercial_College_New_Food Preparation_Natural Gas_Double Rack Oven_E2 | F2 | Commercial | College | New | Food Preparation | Natural Gas | Double Rack Oven | E2 | TRC BC Ratio | 2.6451 | 2.6168 | 2.5895 | 2.5634 | 2.5698 | 2.5976 | 2.6379 | 2.6828 | 2.726 | 2.7629 | 2.793 | 2.8145 | 2.8267 | 2.8253 | 2.81 | 2.7806 | 2.7375 | 2.6832 | 2.6184 | 2.5413 | 2.451 | 2.3468 | 2.2544 | 2.1951 | 2.1701 | 2.1808 | 2.1915
F2_Commercial_College_New_Food Preparation_Natural Gas_Double Rack Oven_E3 | F2 | Commercial | College | New | Food Preparation | Natural Gas | Double Rack Oven | E3 | TRC BC Ratio | 0 | 0 | 0 | 0 | 0 | 0 | 0 | 0 | 0 | 0 | 0 | 0 | 0 | 0 | 0 | 0 | 0 | 0 | 0 | 0 | 0 | 0 | 0 | 0 | 0 | 0 | 0
F2_Commercial_College_New_Food Preparation_Natural Gas_Double Rack Oven_E4 | F2 | Commercial | College | New | Food Preparation | Natural Gas | Double Rack Oven | E4 | TRC BC Ratio | 0 | 0 | 0 | 0 | 0 | 0 | 0 | 0 | 0 | 0 | 0 | 0 | 0 | 0 | 0 | 0 | 0 | 0 | 0 | 0 | 0 | 0 | 0 | 0 | 0 | 0 | 0
F2_Commercial_College_New_Food Preparation_Natural Gas_Double Rack Oven_E5 | F2 | Commercial | College | New | Food Preparation | Natural Gas | Double Rack Oven | E5 | TRC BC Ratio | 0 | 0 | 0 | 0 | 0 | 0 | 0 | 0 | 0 | 0 | 0 | 0 | 0 | 0 | 0 | 0 | 0 | 0 | 0 | 0 | 0 | 0 | 0 | 0 | 0 | 0 | 0
F2_Commercial_College_New_Food Preparation_Natural Gas_Double Rack Oven_E6 | F2 | Commercial | College | New | Food Preparation | Natural Gas | Double Rack Oven | E6 | TRC BC Ratio | 0 | 0 | 0 | 0 | 0 | 0 | 0 | 0 | 0 | 0 | 0 | 0 | 0 | 0 | 0 | 0 | 0 | 0 | 0 | 0 | 0 | 0 | 0 | 0 | 0 | 0 | 0
F2_Commercial_College_New_Food Preparation_Natural Gas_Double Rack Oven_E7 | F2 | Commercial | College | New | Food Preparation | Natural Gas | Double Rack Oven | E7 | TRC BC Ratio | 0 | 0 | 0 | 0 | 0 | 0 | 0 | 0 | 0 | 0 | 0 | 0 | 0 | 0 | 0 | 0 | 0 | 0 | 0 | 0 | 0 | 0 | 0 | 0 | 0 | 0 | 0
F2_Commercial_College_New_Food Preparation_Natural Gas_Double Rack Oven_E8 | F2 | Commercial | College | New | Food Preparation | Natural Gas | Double Rack Oven | E8 | TRC BC Ratio | 0 | 0 | 0 | 0 | 0 | 0 | 0 | 0 | 0 | 0 | 0 | 0 | 0 | 0 | 0 | 0 | 0 | 0 | 0 | 0 | 0 | 0 | 0 | 0 | 0 | 0 | 0
F2_Commercial_College_New_Food Preparation_Natural Gas_Double Rack Oven_E9 | F2 | Commercial | College | New | Food Preparation | Natural Gas | Double Rack Oven | E9 | TRC BC Ratio | 0 | 0 | 0 | 0 | 0 | 0 | 0 | 0 | 0 | 0 | 0 | 0 | 0 | 0 | 0 | 0 | 0 | 0 | 0 | 0 | 0 | 0 | 0 | 0 | 0 | 0 | 0
F2_Commercial_College_New_Food Preparation_Natural Gas_Double Rack Oven_E10 | F2 | Commercial | College | New | Food Preparation | Natural Gas | Double Rack Oven | E10 | TRC BC Ratio | 0 | 0 | 0 | 0 | 0 | 0 | 0 | 0 | 0 | 0 | 0 | 0 | 0 | 0 | 0 | 0 | 0 | 0 | 0 | 0 | 0 | 0 | 0 | 0 | 0 | 0 | 0
F3_Commercial_College_New_Food Preparation_Natural Gas_Double Rack Oven_E1 | F3 | Commercial | College | New | Food Preparation | Natural Gas | Double Rack Oven | E1 | PACT BC Ratio | bar: 2021 to 2047
F3_Commercial_College_New_Food Preparation_Natural Gas_Double Rack Oven_E2 | F3 | Commercial | College | New | Food Preparation | Natural Gas | Double Rack Oven | E2 | PACT BC Ratio | 3.4804 | 3.4432 | 3.4073 | 3.3729 | 3.3814 | 3.4179 | 3.4709 | 3.53 | 3.5869 | 3.6354 | 3.675 | 3.7033 | 3.7193 | 3.7175 | 3.6974 | 3.6587 | 3.602 | 3.5306 | 3.4453 | 3.3438 | 3.2249 | 3.0879 | 2.9664 | 2.8883 | 2.8554 | 2.8694 | 2.8835
F3_Commercial_College_New_Food Preparation_Natural Gas_Double Rack Oven_E3 | F3 | Commercial | College | New | Food Preparation | Natural Gas | Double Rack Oven | E3 | PACT BC Ratio | 0 | 0 | 0 | 0 | 0 | 0 | 0 | 0 | 0 | 0 | 0 | 0 | 0 | 0 | 0 | 0 | 0 | 0 | 0 | 0 | 0 | 0 | 0 | 0 | 0 | 0 | 0
F3_Commercial_College_New_Food Preparation_Natural Gas_Double Rack Oven_E4 | F3 | Commercial | College | New | Food Preparation | Natural Gas | Double Rack Oven | E4 | PACT BC Ratio | 0 | 0 | 0 | 0 | 0 | 0 | 0 | 0 | 0 | 0 | 0 | 0 | 0 | 0 | 0 | 0 | 0 | 0 | 0 | 0 | 0 | 0 | 0 | 0 | 0 | 0 | 0
F3_Commercial_College_New_Food Preparation_Natural Gas_Double Rack Oven_E5 | F3 | Commercial | College | New | Food Preparation | Natural Gas | Double Rack Oven | E5 | PACT BC Ratio | 0 | 0 | 0 | 0 | 0 | 0 | 0 | 0 | 0 | 0 | 0 | 0 | 0 | 0 | 0 | 0 | 0 | 0 | 0 | 0 | 0 | 0 | 0 | 0 | 0 | 0 | 0
F3_Commercial_College_New_Food Preparation_Natural Gas_Double Rack Oven_E6 | F3 | Commercial | College | New | Food Preparation | Natural Gas | Double Rack Oven | E6 | PACT BC Ratio | 0 | 0 | 0 | 0 | 0 | 0 | 0 | 0 | 0 | 0 | 0 | 0 | 0 | 0 | 0 | 0 | 0 | 0 | 0 | 0 | 0 | 0 | 0 | 0 | 0 | 0 | 0
F3_Commercial_College_New_Food Preparation_Natural Gas_Double Rack Oven_E7 | F3 | Commercial | College | New | Food Preparation | Natural Gas | Double Rack Oven | E7 | PACT BC Ratio | 0 | 0 | 0 | 0 | 0 | 0 | 0 | 0 | 0 | 0 | 0 | 0 | 0 | 0 | 0 | 0 | 0 | 0 | 0 | 0 | 0 | 0 | 0 | 0 | 0 | 0 | 0
F3_Commercial_College_New_Food Preparation_Natural Gas_Double Rack Oven_E8 | F3 | Commercial | College | New | Food Preparation | Natural Gas | Double Rack Oven | E8 | PACT BC Ratio | 0 | 0 | 0 | 0 | 0 | 0 | 0 | 0 | 0 | 0 | 0 | 0 | 0 | 0 | 0 | 0 | 0 | 0 | 0 | 0 | 0 | 0 | 0 | 0 | 0 | 0 | 0
F3_Commercial_College_New_Food Preparation_Natural Gas_Double Rack Oven_E9 | F3 | Commercial | College | New | Food Preparation | Natural Gas | Double Rack Oven | E9 | PACT BC Ratio | 0 | 0 | 0 | 0 | 0 | 0 | 0 | 0 | 0 | 0 | 0 | 0 | 0 | 0 | 0 | 0 | 0 | 0 | 0 | 0 | 0 | 0 | 0 | 0 | 0 | 0 | 0
F3_Commercial_College_New_Food Preparation_Natural Gas_Double Rack Oven_E10 | F3 | Commercial | College | New | Food Preparation | Natural Gas | Double Rack Oven | E10 | PACT BC Ratio | 0 | 0 | 0 | 0 | 0 | 0 | 0 | 0 | 0 | 0 | 0 | 0 | 0 | 0 | 0 | 0 | 0 | 0 | 0 | 0 | 0 | 0 | 0 | 0 | 0 | 0 | 0
F4_Commercial_College_New_Food Preparation_Natural Gas_Double Rack Oven_E1 | F4 | Commercial | College | New | Food Preparation | Natural Gas | Double Rack Oven | E1 | RVT BC Ratio | bar: 2021 to 2047
F4_Commercial_College_New_Food Preparation_Natural Gas_Double Rack Oven_E2 | F4 | Commercial | College | New | Food Preparation | Natural Gas | Double Rack Oven | E2 | RVT BC Ratio | 0.7 | 0.7 | 0.7 | 0.7 | 0.7 | 0.7 | 0.7 | 0.7 | 0.7 | 0.7 | 0.7 | 0.7 | 0.7 | 0.7 | 0.7 | 0.7 | 0.7 | 0.7 | 0.7 | 0.7 | 0.7 | 0.7 | 0.7 | 0.7 | 0.7 | 0.7 | 0.7
F4_Commercial_College_New_Food Preparation_Natural Gas_Double Rack Oven_E3 | F4 | Commercial | College | New | Food Preparation | Natural Gas | Double Rack Oven | E3 | RVT BC Ratio | 0 | 0 | 0 | 0 | 0 | 0 | 0 | 0 | 0 | 0 | 0 | 0 | 0 | 0 | 0 | 0 | 0 | 0 | 0 | 0 | 0 | 0 | 0 | 0 | 0 | 0 | 0
F4_Commercial_College_New_Food Preparation_Natural Gas_Double Rack Oven_E4 | F4 | Commercial | College | New | Food Preparation | Natural Gas | Double Rack Oven | E4 | RVT BC Ratio | 0 | 0 | 0 | 0 | 0 | 0 | 0 | 0 | 0 | 0 | 0 | 0 | 0 | 0 | 0 | 0 | 0 | 0 | 0 | 0 | 0 | 0 | 0 | 0 | 0 | 0 | 0
F4_Commercial_College_New_Food Preparation_Natural Gas_Double Rack Oven_E5 | F4 | Commercial | College | New | Food Preparation | Natural Gas | Double Rack Oven | E5 | RVT BC Ratio | 0 | 0 | 0 | 0 | 0 | 0 | 0 | 0 | 0 | 0 | 0 | 0 | 0 | 0 | 0 | 0 | 0 | 0 | 0 | 0 | 0 | 0 | 0 | 0 | 0 | 0 | 0
F4_Commercial_College_New_Food Preparation_Natural Gas_Double Rack Oven_E6 | F4 | Commercial | College | New | Food Preparation | Natural Gas | Double Rack Oven | E6 | RVT BC Ratio | 0 | 0 | 0 | 0 | 0 | 0 | 0 | 0 | 0 | 0 | 0 | 0 | 0 | 0 | 0 | 0 | 0 | 0 | 0 | 0 | 0 | 0 | 0 | 0 | 0 | 0 | 0
F4_Commercial_College_New_Food Preparation_Natural Gas_Double Rack Oven_E7 | F4 | Commercial | College | New | Food Preparation | Natural Gas | Double Rack Oven | E7 | RVT BC Ratio | 0 | 0 | 0 | 0 | 0 | 0 | 0 | 0 | 0 | 0 | 0 | 0 | 0 | 0 | 0 | 0 | 0 | 0 | 0 | 0 | 0 | 0 | 0 | 0 | 0 | 0 | 0
F4_Commercial_College_New_Food Preparation_Natural Gas_Double Rack Oven_E8 | F4 | Commercial | College | New | Food Preparation | Natural Gas | Double Rack Oven | E8 | RVT BC Ratio | 0 | 0 | 0 | 0 | 0 | 0 | 0 | 0 | 0 | 0 | 0 | 0 | 0 | 0 | 0 | 0 | 0 | 0 | 0 | 0 | 0 | 0 | 0 | 0 | 0 | 0 | 0
F4_Commercial_College_New_Food Preparation_Natural Gas_Double Rack Oven_E9 | F4 | Commercial | College | New | Food Preparation | Natural Gas | Double Rack Oven | E9 | RVT BC Ratio | 0 | 0 | 0 | 0 | 0 | 0 | 0 | 0 | 0 | 0 | 0 | 0 | 0 | 0 | 0 | 0 | 0 | 0 | 0 | 0 | 0 | 0 | 0 | 0 | 0 | 0 | 0
F4_Commercial_College_New_Food Preparation_Natural Gas_Double Rack Oven_E10 | F4 | Commercial | College | New | Food Preparation | Natural Gas | Double Rack Oven | E10 | RVT BC Ratio | 0 | 0 | 0 | 0 | 0 | 0 | 0 | 0 | 0 | 0 | 0 | 0 | 0 | 0 | 0 | 0 | 0 | 0 | 0 | 0 | 0 | 0 | 0 | 0 | 0 | 0 | 0
F5_Commercial_College_New_Food Preparation_Natural Gas_Double Rack Oven_E1 | F5 | Commercial | College | New | Food Preparation | Natural Gas | Double Rack Oven | E1 | RIM BC Ratio | bar: 2021 to 2047
F5_Commercial_College_New_Food Preparation_Natural Gas_Double Rack Oven_E2 | F5 | Commercial | College | New | Food Preparation | Natural Gas | Double Rack Oven | E2 | RIM BC Ratio | 3.4804 | 3.4432 | 3.4073 | 3.3729 | 3.3814 | 3.4179 | 3.4709 | 3.53 | 3.5869 | 3.6354 | 3.675 | 3.7033 | 3.7193 | 3.7175 | 3.6974 | 3.6587 | 3.602 | 3.5306 | 3.4453 | 3.3438 | 3.2249 | 3.0879 | 2.9664 | 2.8883 | 2.8554 | 2.8694 | 2.8835
F5_Commercial_College_New_Food Preparation_Natural Gas_Double Rack Oven_E3 | F5 | Commercial | College | New | Food Preparation | Natural Gas | Double Rack Oven | E3 | RIM BC Ratio | 0 | 0 | 0 | 0 | 0 | 0 | 0 | 0 | 0 | 0 | 0 | 0 | 0 | 0 | 0 | 0 | 0 | 0 | 0 | 0 | 0 | 0 | 0 | 0 | 0 | 0 | 0
F5_Commercial_College_New_Food Preparation_Natural Gas_Double Rack Oven_E4 | F5 | Commercial | College | New | Food Preparation | Natural Gas | Double Rack Oven | E4 | RIM BC Ratio | 0 | 0 | 0 | 0 | 0 | 0 | 0 | 0 | 0 | 0 | 0 | 0 | 0 | 0 | 0 | 0 | 0 | 0 | 0 | 0 | 0 | 0 | 0 | 0 | 0 | 0 | 0
F5_Commercial_College_New_Food Preparation_Natural Gas_Double Rack Oven_E5 | F5 | Commercial | College | New | Food Preparation | Natural Gas | Double Rack Oven | E5 | RIM BC Ratio | 0 | 0 | 0 | 0 | 0 | 0 | 0 | 0 | 0 | 0 | 0 | 0 | 0 | 0 | 0 | 0 | 0 | 0 | 0 | 0 | 0 | 0 | 0 | 0 | 0 | 0 | 0
F5_Commercial_College_New_Food Preparation_Natural Gas_Double Rack Oven_E6 | F5 | Commercial | College | New | Food Preparation | Natural Gas | Double Rack Oven | E6 | RIM BC Ratio | 0 | 0 | 0 | 0 | 0 | 0 | 0 | 0 | 0 | 0 | 0 | 0 | 0 | 0 | 0 | 0 | 0 | 0 | 0 | 0 | 0 | 0 | 0 | 0 | 0 | 0 | 0
F5_Commercial_College_New_Food Preparation_Natural Gas_Double Rack Oven_E7 | F5 | Commercial | College | New | Food Preparation | Natural Gas | Double Rack Oven | E7 | RIM BC Ratio | 0 | 0 | 0 | 0 | 0 | 0 | 0 | 0 | 0 | 0 | 0 | 0 | 0 | 0 | 0 | 0 | 0 | 0 | 0 | 0 | 0 | 0 | 0 | 0 | 0 | 0 | 0
F5_Commercial_College_New_Food Preparation_Natural Gas_Double Rack Oven_E8 | F5 | Commercial | College | New | Food Preparation | Natural Gas | Double Rack Oven | E8 | RIM BC Ratio | 0 | 0 | 0 | 0 | 0 | 0 | 0 | 0 | 0 | 0 | 0 | 0 | 0 | 0 | 0 | 0 | 0 | 0 | 0 | 0 | 0 | 0 | 0 | 0 | 0 | 0 | 0
F5_Commercial_College_New_Food Preparation_Natural Gas_Double Rack Oven_E9 | F5 | Commercial | College | New | Food Preparation | Natural Gas | Double Rack Oven | E9 | RIM BC Ratio | 0 | 0 | 0 | 0 | 0 | 0 | 0 | 0 | 0 | 0 | 0 | 0 | 0 | 0 | 0 | 0 | 0 | 0 | 0 | 0 | 0 | 0 | 0 | 0 | 0 | 0 | 0
F5_Commercial_College_New_Food Preparation_Natural Gas_Double Rack Oven_E10 | F5 | Commercial | College | New | Food Preparation | Natural Gas | Double Rack Oven | E10 | RIM BC Ratio | 0 | 0 | 0 | 0 | 0 | 0 | 0 | 0 | 0 | 0 | 0 | 0 | 0 | 0 | 0 | 0 | 0 | 0 | 0 | 0 | 0 | 0 | 0 | 0 | 0 | 0 | 0
F0_Commercial_College_New_Food Preparation_Natural Gas_Fryer_E0 | F0 | Commercial | College | New | Food Preparation | Natural Gas | Fryer | E0 | Economic Unit | ENERGY STAR | ENERGY STAR | ENERGY STAR | ENERGY STAR | ENERGY STAR | ENERGY STAR | ENERGY STAR | ENERGY STAR | ENERGY STAR | ENERGY STAR | ENERGY STAR | ENERGY STAR | ENERGY STAR | ENERGY STAR | ENERGY STAR | ENERGY STAR | ENERGY STAR | ENERGY STAR | ENERGY STAR | ENERGY STAR | ENERGY STAR | ENERGY STAR | ENERGY STAR | ENERGY STAR | ENERGY STAR | ENERGY STAR | ENERGY STAR
F1_Commercial_College_New_Food Preparation_Natural Gas_Fryer_E1 | F1 | Commercial | College | New | Food Preparation | Natural Gas | Fryer | E1 | CCE | 0 | 0 | 0 | 0 | 0 | 0 | 0 | 0 | 0 | 0 | 0 | 0 | 0 | 0 | 0 | 0 | 0 | 0 | 0 | 0 | 0 | 0 | 0 | 0 | 0 | 0 | 0
F1_Commercial_College_New_Food Preparation_Natural Gas_Fryer_E2 | F1 | Commercial | College | New | Food Preparation | Natural Gas | Fryer | E2 | CCE | 0.0045119 | 0 | 0 | 0 | 0 | 0 | 0 | 0 | 0 | 0 | 0 | 0 | 0 | 0 | 0 | 0 | 0 | 0 | 0 | 0 | 0 | 0 | 0 | 0 | 0 | 0 | 0
F1_Commercial_College_New_Food Preparation_Natural Gas_Fryer_E3 | F1 | Commercial | College | New | Food Preparation | Natural Gas | Fryer | E3 | CCE | 0 | 0 | 0 | 0 | 0 | 0 | 0 | 0 | 0 | 0 | 0 | 0 | 0 | 0 | 0 | 0 | 0 | 0 | 0 | 0 | 0 | 0 | 0 | 0 | 0 | 0 | 0
F1_Commercial_College_New_Food Preparation_Natural Gas_Fryer_E4 | F1 | Commercial | College | New | Food Preparation | Natural Gas | Fryer | E4 | CCE | 0 | 0 | 0 | 0 | 0 | 0 | 0 | 0 | 0 | 0 | 0 | 0 | 0 | 0 | 0 | 0 | 0 | 0 | 0 | 0 | 0 | 0 | 0 | 0 | 0 | 0 | 0
F1_Commercial_College_New_Food Preparation_Natural Gas_Fryer_E5 | F1 | Commercial | College | New | Food Preparation | Natural Gas | Fryer | E5 | CCE | 0 | 0 | 0 | 0 | 0 | 0 | 0 | 0 | 0 | 0 | 0 | 0 | 0 | 0 | 0 | 0 | 0 | 0 | 0 | 0 | 0 | 0 | 0 | 0 | 0 | 0 | 0
F1_Commercial_College_New_Food Preparation_Natural Gas_Fryer_E6 | F1 | Commercial | College | New | Food Preparation | Natural Gas | Fryer | E6 | CCE | 0 | 0 | 0 | 0 | 0 | 0 | 0 | 0 | 0 | 0 | 0 | 0 | 0 | 0 | 0 | 0 | 0 | 0 | 0 | 0 | 0 | 0 | 0 | 0 | 0 | 0 | 0
F1_Commercial_College_New_Food Preparation_Natural Gas_Fryer_E7 | F1 | Commercial | College | New | Food Preparation | Natural Gas | Fryer | E7 | CCE | 0 | 0 | 0 | 0 | 0 | 0 | 0 | 0 | 0 | 0 | 0 | 0 | 0 | 0 | 0 | 0 | 0 | 0 | 0 | 0 | 0 | 0 | 0 | 0 | 0 | 0 | 0
F1_Commercial_College_New_Food Preparation_Natural Gas_Fryer_E8 | F1 | Commercial | College | New | Food Preparation | Natural Gas | Fryer | E8 | CCE | 0 | 0 | 0 | 0 | 0 | 0 | 0 | 0 | 0 | 0 | 0 | 0 | 0 | 0 | 0 | 0 | 0 | 0 | 0 | 0 | 0 | 0 | 0 | 0 | 0 | 0 | 0
F1_Commercial_College_New_Food Preparation_Natural Gas_Fryer_E9 | F1 | Commercial | College | New | Food Preparation | Natural Gas | Fryer | E9 | CCE | 0 | 0 | 0 | 0 | 0 | 0 | 0 | 0 | 0 | 0 | 0 | 0 | 0 | 0 | 0 | 0 | 0 | 0 | 0 | 0 | 0 | 0 | 0 | 0 | 0 | 0 | 0
F1_Commercial_College_New_Food Preparation_Natural Gas_Fryer_E10 | F1 | Commercial | College | New | Food Preparation | Natural Gas | Fryer | E10 | CCE | 0 | 0 | 0 | 0 | 0 | 0 | 0 | 0 | 0 | 0 | 0 | 0 | 0 | 0 | 0 | 0 | 0 | 0 | 0 | 0 | 0 | 0 | 0 | 0 | 0 | 0 | 0
F2_Commercial_College_New_Food Preparation_Natural Gas_Fryer_E1 | F2 | Commercial | College | New | Food Preparation | Natural Gas | Fryer | E1 | TRC BC Ratio | 1 | 0 | 0 | 0 | 0 | 0 | 0 | 0 | 0 | 0 | 0 | 0 | 0 | 0 | 0 | 0 | 0 | 0 | 0 | 0 | 0 | 0 | 0 | 0 | 0 | 0 | 0
F2_Commercial_College_New_Food Preparation_Natural Gas_Fryer_E2 | F2 | Commercial | College | New | Food Preparation | Natural Gas | Fryer | E2 | TRC BC Ratio | 3.0535 | 1 | 1 | 1 | 1 | 1 | 1 | 1 | 1 | 1 | 1 | 1 | 1 | 1 | 1 | 1 | 1 | 1 | 1 | 1 | 1 | 1 | 1 | 1 | 1 | 1 | 1
F2_Commercial_College_New_Food Preparation_Natural Gas_Fryer_E3 | F2 | Commercial | College | New | Food Preparation | Natural Gas | Fryer | E3 | TRC BC Ratio | 0 | 0 | 0 | 0 | 0 | 0 | 0 | 0 | 0 | 0 | 0 | 0 | 0 | 0 | 0 | 0 | 0 | 0 | 0 | 0 | 0 | 0 | 0 | 0 | 0 | 0 | 0
F2_Commercial_College_New_Food Preparation_Natural Gas_Fryer_E4 | F2 | Commercial | College | New | Food Preparation | Natural Gas | Fryer | E4 | TRC BC Ratio | 0 | 0 | 0 | 0 | 0 | 0 | 0 | 0 | 0 | 0 | 0 | 0 | 0 | 0 | 0 | 0 | 0 | 0 | 0 | 0 | 0 | 0 | 0 | 0 | 0 | 0 | 0
F2_Commercial_College_New_Food Preparation_Natural Gas_Fryer_E5 | F2 | Commercial | College | New | Food Preparation | Natural Gas | Fryer | E5 | TRC BC Ratio | 0 | 0 | 0 | 0 | 0 | 0 | 0 | 0 | 0 | 0 | 0 | 0 | 0 | 0 | 0 | 0 | 0 | 0 | 0 | 0 | 0 | 0 | 0 | 0 | 0 | 0 | 0
F2_Commercial_College_New_Food Preparation_Natural Gas_Fryer_E6 | F2 | Commercial | College | New | Food Preparation | Natural Gas | Fryer | E6 | TRC BC Ratio | 0 | 0 | 0 | 0 | 0 | 0 | 0 | 0 | 0 | 0 | 0 | 0 | 0 | 0 | 0 | 0 | 0 | 0 | 0 | 0 | 0 | 0 | 0 | 0 | 0 | 0 | 0
F2_Commercial_College_New_Food Preparation_Natural Gas_Fryer_E7 | F2 | Commercial | College | New | Food Preparation | Natural Gas | Fryer | E7 | TRC BC Ratio | 0 | 0 | 0 | 0 | 0 | 0 | 0 | 0 | 0 | 0 | 0 | 0 | 0 | 0 | 0 | 0 | 0 | 0 | 0 | 0 | 0 | 0 | 0 | 0 | 0 | 0 | 0
F2_Commercial_College_New_Food Preparation_Natural Gas_Fryer_E8 | F2 | Commercial | College | New | Food Preparation | Natural Gas | Fryer | E8 | TRC BC Ratio | 0 | 0 | 0 | 0 | 0 | 0 | 0 | 0 | 0 | 0 | 0 | 0 | 0 | 0 | 0 | 0 | 0 | 0 | 0 | 0 | 0 | 0 | 0 | 0 | 0 | 0 | 0
F2_Commercial_College_New_Food Preparation_Natural Gas_Fryer_E9 | F2 | Commercial | College | New | Food Preparation | Natural Gas | Fryer | E9 | TRC BC Ratio | 0 | 0 | 0 | 0 | 0 | 0 | 0 | 0 | 0 | 0 | 0 | 0 | 0 | 0 | 0 | 0 | 0 | 0 | 0 | 0 | 0 | 0 | 0 | 0 | 0 | 0 | 0
F2_Commercial_College_New_Food Preparation_Natural Gas_Fryer_E10 | F2 | Commercial | College | New | Food Preparation | Natural Gas | Fryer | E10 | TRC BC Ratio | 0 | 0 | 0 | 0 | 0 | 0 | 0 | 0 | 0 | 0 | 0 | 0 | 0 | 0 | 0 | 0 | 0 | 0 | 0 | 0 | 0 | 0 | 0 | 0 | 0 | 0 | 0
F3_Commercial_College_New_Food Preparation_Natural Gas_Fryer_E1 | F3 | Commercial | College | New | Food Preparation | Natural Gas | Fryer | E1 | PACT BC Ratio | 1 | 0 | 0 | 0 | 0 | 0 | 0 | 0 | 0 | 0 | 0 | 0 | 0 | 0 | 0 | 0 | 0 | 0 | 0 | 0 | 0 | 0 | 0 | 0 | 0 | 0 | 0
F3_Commercial_College_New_Food Preparation_Natural Gas_Fryer_E2 | F3 | Commercial | College | New | Food Preparation | Natural Gas | Fryer | E2 | PACT BC Ratio | 4.0178 | 1 | 1 | 1 | 1 | 1 | 1 | 1 | 1 | 1 | 1 | 1 | 1 | 1 | 1 | 1 | 1 | 1 | 1 | 1 | 1 | 1 | 1 | 1 | 1 | 1 | 1
F3_Commercial_College_New_Food Preparation_Natural Gas_Fryer_E3 | F3 | Commercial | College | New | Food Preparation | Natural Gas | Fryer | E3 | PACT BC Ratio | 0 | 0 | 0 | 0 | 0 | 0 | 0 | 0 | 0 | 0 | 0 | 0 | 0 | 0 | 0 | 0 | 0 | 0 | 0 | 0 | 0 | 0 | 0 | 0 | 0 | 0 | 0
F3_Commercial_College_New_Food Preparation_Natural Gas_Fryer_E4 | F3 | Commercial | College | New | Food Preparation | Natural Gas | Fryer | E4 | PACT BC Ratio | 0 | 0 | 0 | 0 | 0 | 0 | 0 | 0 | 0 | 0 | 0 | 0 | 0 | 0 | 0 | 0 | 0 | 0 | 0 | 0 | 0 | 0 | 0 | 0 | 0 | 0 | 0
F3_Commercial_College_New_Food Preparation_Natural Gas_Fryer_E5 | F3 | Commercial | College | New | Food Preparation | Natural Gas | Fryer | E5 | PACT BC Ratio | 0 | 0 | 0 | 0 | 0 | 0 | 0 | 0 | 0 | 0 | 0 | 0 | 0 | 0 | 0 | 0 | 0 | 0 | 0 | 0 | 0 | 0 | 0 | 0 | 0 | 0 | 0
F3_Commercial_College_New_Food Preparation_Natural Gas_Fryer_E6 | F3 | Commercial | College | New | Food Preparation | Natural Gas | Fryer | E6 | PACT BC Ratio | 0 | 0 | 0 | 0 | 0 | 0 | 0 | 0 | 0 | 0 | 0 | 0 | 0 | 0 | 0 | 0 | 0 | 0 | 0 | 0 | 0 | 0 | 0 | 0 | 0 | 0 | 0
F3_Commercial_College_New_Food Preparation_Natural Gas_Fryer_E7 | F3 | Commercial | College | New | Food Preparation | Natural Gas | Fryer | E7 | PACT BC Ratio | 0 | 0 | 0 | 0 | 0 | 0 | 0 | 0 | 0 | 0 | 0 | 0 | 0 | 0 | 0 | 0 | 0 | 0 | 0 | 0 | 0 | 0 | 0 | 0 | 0 | 0 | 0
F3_Commercial_College_New_Food Preparation_Natural Gas_Fryer_E8 | F3 | Commercial | College | New | Food Preparation | Natural Gas | Fryer | E8 | PACT BC Ratio | 0 | 0 | 0 | 0 | 0 | 0 | 0 | 0 | 0 | 0 | 0 | 0 | 0 | 0 | 0 | 0 | 0 | 0 | 0 | 0 | 0 | 0 | 0 | 0 | 0 | 0 | 0
F3_Commercial_College_New_Food Preparation_Natural Gas_Fryer_E9 | F3 | Commercial | College | New | Food Preparation | Natural Gas | Fryer | E9 | PACT BC Ratio | 0 | 0 | 0 | 0 | 0 | 0 | 0 | 0 | 0 | 0 | 0 | 0 | 0 | 0 | 0 | 0 | 0 | 0 | 0 | 0 | 0 | 0 | 0 | 0 | 0 | 0 | 0
F3_Commercial_College_New_Food Preparation_Natural Gas_Fryer_E10 | F3 | Commercial | College | New | Food Preparation | Natural Gas | Fryer | E10 | PACT BC Ratio | 0 | 0 | 0 | 0 | 0 | 0 | 0 | 0 | 0 | 0 | 0 | 0 | 0 | 0 | 0 | 0 | 0 | 0 | 0 | 0 | 0 | 0 | 0 | 0 | 0 | 0 | 0
F4_Commercial_College_New_Food Preparation_Natural Gas_Fryer_E1 | F4 | Commercial | College | New | Food Preparation | Natural Gas | Fryer | E1 | RVT BC Ratio | 1 | 0 | 0 | 0 | 0 | 0 | 0 | 0 | 0 | 0 | 0 | 0 | 0 | 0 | 0 | 0 | 0 | 0 | 0 | 0 | 0 | 0 | 0 | 0 | 0 | 0 | 0
F4_Commercial_College_New_Food Preparation_Natural Gas_Fryer_E2 | F4 | Commercial | College | New | Food Preparation | Natural Gas | Fryer | E2 | RVT BC Ratio | 0.7 | 1 | 1 | 1 | 1 | 1 | 1 | 1 | 1 | 1 | 1 | 1 | 1 | 1 | 1 | 1 | 1 | 1 | 1 | 1 | 1 | 1 | 1 | 1 | 1 | 1 | 1
F4_Commercial_College_New_Food Preparation_Natural Gas_Fryer_E3 | F4 | Commercial | College | New | Food Preparation | Natural Gas | Fryer | E3 | RVT BC Ratio | 0 | 0 | 0 | 0 | 0 | 0 | 0 | 0 | 0 | 0 | 0 | 0 | 0 | 0 | 0 | 0 | 0 | 0 | 0 | 0 | 0 | 0 | 0 | 0 | 0 | 0 | 0
F4_Commercial_College_New_Food Preparation_Natural Gas_Fryer_E4 | F4 | Commercial | College | New | Food Preparation | Natural Gas | Fryer | E4 | RVT BC Ratio | 0 | 0 | 0 | 0 | 0 | 0 | 0 | 0 | 0 | 0 | 0 | 0 | 0 | 0 | 0 | 0 | 0 | 0 | 0 | 0 | 0 | 0 | 0 | 0 | 0 | 0 | 0
F4_Commercial_College_New_Food Preparation_Natural Gas_Fryer_E5 | F4 | Commercial | College | New | Food Preparation | Natural Gas | Fryer | E5 | RVT BC Ratio | 0 | 0 | 0 | 0 | 0 | 0 | 0 | 0 | 0 | 0 | 0 | 0 | 0 | 0 | 0 | 0 | 0 | 0 | 0 | 0 | 0 | 0 | 0 | 0 | 0 | 0 | 0
F4_Commercial_College_New_Food Preparation_Natural Gas_Fryer_E6 | F4 | Commercial | College | New | Food Preparation | Natural Gas | Fryer | E6 | RVT BC Ratio | 0 | 0 | 0 | 0 | 0 | 0 | 0 | 0 | 0 | 0 | 0 | 0 | 0 | 0 | 0 | 0 | 0 | 0 | 0 | 0 | 0 | 0 | 0 | 0 | 0 | 0 | 0
F4_Commercial_College_New_Food Preparation_Natural Gas_Fryer_E7 | F4 | Commercial | College | New | Food Preparation | Natural Gas | Fryer | E7 | RVT BC Ratio | 0 | 0 | 0 | 0 | 0 | 0 | 0 | 0 | 0 | 0 | 0 | 0 | 0 | 0 | 0 | 0 | 0 | 0 | 0 | 0 | 0 | 0 | 0 | 0 | 0 | 0 | 0
F4_Commercial_College_New_Food Preparation_Natural Gas_Fryer_E8 | F4 | Commercial | College | New | Food Preparation | Natural Gas | Fryer | E8 | RVT BC Ratio | 0 | 0 | 0 | 0 | 0 | 0 | 0 | 0 | 0 | 0 | 0 | 0 | 0 | 0 | 0 | 0 | 0 | 0 | 0 | 0 | 0 | 0 | 0 | 0 | 0 | 0 | 0
F4_Commercial_College_New_Food Preparation_Natural Gas_Fryer_E9 | F4 | Commercial | College | New | Food Preparation | Natural Gas | Fryer | E9 | RVT BC Ratio | 0 | 0 | 0 | 0 | 0 | 0 | 0 | 0 | 0 | 0 | 0 | 0 | 0 | 0 | 0 | 0 | 0 | 0 | 0 | 0 | 0 | 0 | 0 | 0 | 0 | 0 | 0
F4_Commercial_College_New_Food Preparation_Natural Gas_Fryer_E10 | F4 | Commercial | College | New | Food Preparation | Natural Gas | Fryer | E10 | RVT BC Ratio | 0 | 0 | 0 | 0 | 0 | 0 | 0 | 0 | 0 | 0 | 0 | 0 | 0 | 0 | 0 | 0 | 0 | 0 | 0 | 0 | 0 | 0 | 0 | 0 | 0 | 0 | 0
F5_Commercial_College_New_Food Preparation_Natural Gas_Fryer_E1 | F5 | Commercial | College | New | Food Preparation | Natural Gas | Fryer | E1 | RIM BC Ratio | 1 | 0 | 0 | 0 | 0 | 0 | 0 | 0 | 0 | 0 | 0 | 0 | 0 | 0 | 0 | 0 | 0 | 0 | 0 | 0 | 0 | 0 | 0 | 0 | 0 | 0 | 0
F5_Commercial_College_New_Food Preparation_Natural Gas_Fryer_E2 | F5 | Commercial | College | New | Food Preparation | Natural Gas | Fryer | E2 | RIM BC Ratio | 4.0178 | 1 | 1 | 1 | 1 | 1 | 1 | 1 | 1 | 1 | 1 | 1 | 1 | 1 | 1 | 1 | 1 | 1 | 1 | 1 | 1 | 1 | 1 | 1 | 1 | 1 | 1
F5_Commercial_College_New_Food Preparation_Natural Gas_Fryer_E3 | F5 | Commercial | College | New | Food Preparation | Natural Gas | Fryer | E3 | RIM BC Ratio | 0 | 0 | 0 | 0 | 0 | 0 | 0 | 0 | 0 | 0 | 0 | 0 | 0 | 0 | 0 | 0 | 0 | 0 | 0 | 0 | 0 | 0 | 0 | 0 | 0 | 0 | 0
F5_Commercial_College_New_Food Preparation_Natural Gas_Fryer_E4 | F5 | Commercial | College | New | Food Preparation | Natural Gas | Fryer | E4 | RIM BC Ratio | 0 | 0 | 0 | 0 | 0 | 0 | 0 | 0 | 0 | 0 | 0 | 0 | 0 | 0 | 0 | 0 | 0 | 0 | 0 | 0 | 0 | 0 | 0 | 0 | 0 | 0 | 0
F5_Commercial_College_New_Food Preparation_Natural Gas_Fryer_E5 | F5 | Commercial | College | New | Food Preparation | Natural Gas | Fryer | E5 | RIM BC Ratio | 0 | 0 | 0 | 0 | 0 | 0 | 0 | 0 | 0 | 0 | 0 | 0 | 0 | 0 | 0 | 0 | 0 | 0 | 0 | 0 | 0 | 0 | 0 | 0 | 0 | 0 | 0
F5_Commercial_College_New_Food Preparation_Natural Gas_Fryer_E6 | F5 | Commercial | College | New | Food Preparation | Natural Gas | Fryer | E6 | RIM BC Ratio | 0 | 0 | 0 | 0 | 0 | 0 | 0 | 0 | 0 | 0 | 0 | 0 | 0 | 0 | 0 | 0 | 0 | 0 | 0 | 0 | 0 | 0 | 0 | 0 | 0 | 0 | 0
F5_Commercial_College_New_Food Preparation_Natural Gas_Fryer_E7 | F5 | Commercial | College | New | Food Preparation | Natural Gas | Fryer | E7 | RIM BC Ratio | 0 | 0 | 0 | 0 | 0 | 0 | 0 | 0 | 0 | 0 | 0 | 0 | 0 | 0 | 0 | 0 | 0 | 0 | 0 | 0 | 0 | 0 | 0 | 0 | 0 | 0 | 0
F5_Commercial_College_New_Food Preparation_Natural Gas_Fryer_E8 | F5 | Commercial | College | New | Food Preparation | Natural Gas | Fryer | E8 | RIM BC Ratio | 0 | 0 | 0 | 0 | 0 | 0 | 0 | 0 | 0 | 0 | 0 | 0 | 0 | 0 | 0 | 0 | 0 | 0 | 0 | 0 | 0 | 0 | 0 | 0 | 0 | 0 | 0
F5_Commercial_College_New_Food Preparation_Natural Gas_Fryer_E9 | F5 | Commercial | College | New | Food Preparation | Natural Gas | Fryer | E9 | RIM BC Ratio | 0 | 0 | 0 | 0 | 0 | 0 | 0 | 0 | 0 | 0 | 0 | 0 | 0 | 0 | 0 | 0 | 0 | 0 | 0 | 0 | 0 | 0 | 0 | 0 | 0 | 0 | 0
F5_Commercial_College_New_Food Preparation_Natural Gas_Fryer_E10 | F5 | Commercial | College | New | Food Preparation | Natural Gas | Fryer | E10 | RIM BC Ratio | 0 | 0 | 0 | 0 | 0 | 0 | 0 | 0 | 0 | 0 | 0 | 0 | 0 | 0 | 0 | 0 | 0 | 0 | 0 | 0 | 0 | 0 | 0 | 0 | 0 | 0 | 0
F0_Commercial_College_New_Food Preparation_Natural Gas_Broiler_E0 | F0 | Commercial | College | New | Food Preparation | Natural Gas | Broiler | E0 | Economic Unit | Infrared Burners | Infrared Burners | Infrared Burners | Infrared Burners | Infrared Burners | Infrared Burners | Infrared Burners | Infrared Burners | Infrared Burners | Infrared Burners | Infrared Burners | Infrared Burners | Infrared Burners | Infrared Burners | Infrared Burners | Infrared Burners | Infrared Burners | Infrared Burners | Infrared Burners | Infrared Burners | Infrared Burners | Infrared Burners | Infrared Burners | Infrared Burners | Infrared Burners | Infrared Burners | Infrared Burners
F1_Commercial_College_New_Food Preparation_Natural Gas_Broiler_E1 | F1 | Commercial | College | New | Food Preparation | Natural Gas | Broiler | E1 | CCE | 0 | 0 | 0 | 0 | 0 | 0 | 0 | 0 | 0 | 0 | 0 | 0 | 0 | 0 | 0 | 0 | 0 | 0 | 0 | 0 | 0 | 0 | 0 | 0 | 0 | 0 | 0
F1_Commercial_College_New_Food Preparation_Natural Gas_Broiler_E2 | F1 | Commercial | College | New | Food Preparation | Natural Gas | Broiler | E2 | CCE | 0.0088234 | 0.0088234 | 0.0088234 | 0.0088234 | 0.0088234 | 0.0088234 | 0.0088234 | 0.0088234 | 0.0088234 | 0.0088234 | 0.0088234 | 0.0088234 | 0.0088234 | 0.0088234 | 0.0088234 | 0.0088234 | 0.0088234 | 0.0088234 | 0.0088234 | 0.0088234 | 0.0088234 | 0.0088234 | 0.0088234 | 0.0088234 | 0.0088234 | 0.0088234 | 0.0088234
F1_Commercial_College_New_Food Preparation_Natural Gas_Broiler_E3 | F1 | Commercial | College | New | Food Preparation | Natural Gas | Broiler | E3 | CCE | 0 | 0 | 0 | 0 | 0 | 0 | 0 | 0 | 0 | 0 | 0 | 0 | 0 | 0 | 0 | 0 | 0 | 0 | 0 | 0 | 0 | 0 | 0 | 0 | 0 | 0 | 0
F1_Commercial_College_New_Food Preparation_Natural Gas_Broiler_E4 | F1 | Commercial | College | New | Food Preparation | Natural Gas | Broiler | E4 | CCE | 0 | 0 | 0 | 0 | 0 | 0 | 0 | 0 | 0 | 0 | 0 | 0 | 0 | 0 | 0 | 0 | 0 | 0 | 0 | 0 | 0 | 0 | 0 | 0 | 0 | 0 | 0
F1_Commercial_College_New_Food Preparation_Natural Gas_Broiler_E5 | F1 | Commercial | College | New | Food Preparation | Natural Gas | Broiler | E5 | CCE | 0 | 0 | 0 | 0 | 0 | 0 | 0 | 0 | 0 | 0 | 0 | 0 | 0 | 0 | 0 | 0 | 0 | 0 | 0 | 0 | 0 | 0 | 0 | 0 | 0 | 0 | 0
F1_Commercial_College_New_Food Preparation_Natural Gas_Broiler_E6 | F1 | Commercial | College | New | Food Preparation | Natural Gas | Broiler | E6 | CCE | 0 | 0 | 0 | 0 | 0 | 0 | 0 | 0 | 0 | 0 | 0 | 0 | 0 | 0 | 0 | 0 | 0 | 0 | 0 | 0 | 0 | 0 | 0 | 0 | 0 | 0 | 0
F1_Commercial_College_New_Food Preparation_Natural Gas_Broiler_E7 | F1 | Commercial | College | New | Food Preparation | Natural Gas | Broiler | E7 | CCE | 0 | 0 | 0 | 0 | 0 | 0 | 0 | 0 | 0 | 0 | 0 | 0 | 0 | 0 | 0 | 0 | 0 | 0 | 0 | 0 | 0 | 0 | 0 | 0 | 0 | 0 | 0
F1_Commercial_College_New_Food Preparation_Natural Gas_Broiler_E8 | F1 | Commercial | College | New | Food Preparation | Natural Gas | Broiler | E8 | CCE | 0 | 0 | 0 | 0 | 0 | 0 | 0 | 0 | 0 | 0 | 0 | 0 | 0 | 0 | 0 | 0 | 0 | 0 | 0 | 0 | 0 | 0 | 0 | 0 | 0 | 0 | 0
F1_Commercial_College_New_Food Preparation_Natural Gas_Broiler_E9 | F1 | Commercial | College | New | Food Preparation | Natural Gas | Broiler | E9 | CCE | 0 | 0 | 0 | 0 | 0 | 0 | 0 | 0 | 0 | 0 | 0 | 0 | 0 | 0 | 0 | 0 | 0 | 0 | 0 | 0 | 0 | 0 | 0 | 0 | 0 | 0 | 0
F1_Commercial_College_New_Food Preparation_Natural Gas_Broiler_E10 | F1 | Commercial | College | New | Food Preparation | Natural Gas | Broiler | E10 | CCE | 0 | 0 | 0 | 0 | 0 | 0 | 0 | 0 | 0 | 0 | 0 | 0 | 0 | 0 | 0 | 0 | 0 | 0 | 0 | 0 | 0 | 0 | 0 | 0 | 0 | 0 | 0
F2_Commercial_College_New_Food Preparation_Natural Gas_Broiler_E1 | F2 | Commercial | College | New | Food Preparation | Natural Gas | Broiler | E1 | TRC BC Ratio | bar: 2021 to 2047
F2_Commercial_College_New_Food Preparation_Natural Gas_Broiler_E2 | F2 | Commercial | College | New | Food Preparation | Natural Gas | Broiler | E2 | TRC BC Ratio | 1.5469 | 1.5304 | 1.5144 | 1.4991 | 1.5029 | 1.5191 | 1.5427 | 1.5689 | 1.5942 | 1.6158 | 1.6334 | 1.6459 | 1.6531 | 1.6523 | 1.6433 | 1.6261 | 1.6009 | 1.5692 | 1.5313 | 1.4862 | 1.4333 | 1.3724 | 1.3184 | 1.2837 | 1.2691 | 1.2753 | 1.2816
F2_Commercial_College_New_Food Preparation_Natural Gas_Broiler_E3 | F2 | Commercial | College | New | Food Preparation | Natural Gas | Broiler | E3 | TRC BC Ratio | 0 | 0 | 0 | 0 | 0 | 0 | 0 | 0 | 0 | 0 | 0 | 0 | 0 | 0 | 0 | 0 | 0 | 0 | 0 | 0 | 0 | 0 | 0 | 0 | 0 | 0 | 0
F2_Commercial_College_New_Food Preparation_Natural Gas_Broiler_E4 | F2 | Commercial | College | New | Food Preparation | Natural Gas | Broiler | E4 | TRC BC Ratio | 0 | 0 | 0 | 0 | 0 | 0 | 0 | 0 | 0 | 0 | 0 | 0 | 0 | 0 | 0 | 0 | 0 | 0 | 0 | 0 | 0 | 0 | 0 | 0 | 0 | 0 | 0
F2_Commercial_College_New_Food Preparation_Natural Gas_Broiler_E5 | F2 | Commercial | College | New | Food Preparation | Natural Gas | Broiler | E5 | TRC BC Ratio | 0 | 0 | 0 | 0 | 0 | 0 | 0 | 0 | 0 | 0 | 0 | 0 | 0 | 0 | 0 | 0 | 0 | 0 | 0 | 0 | 0 | 0 | 0 | 0 | 0 | 0 | 0
F2_Commercial_College_New_Food Preparation_Natural Gas_Broiler_E6 | F2 | Commercial | College | New | Food Preparation | Natural Gas | Broiler | E6 | TRC BC Ratio | 0 | 0 | 0 | 0 | 0 | 0 | 0 | 0 | 0 | 0 | 0 | 0 | 0 | 0 | 0 | 0 | 0 | 0 | 0 | 0 | 0 | 0 | 0 | 0 | 0 | 0 | 0
F2_Commercial_College_New_Food Preparation_Natural Gas_Broiler_E7 | F2 | Commercial | College | New | Food Preparation | Natural Gas | Broiler | E7 | TRC BC Ratio | 0 | 0 | 0 | 0 | 0 | 0 | 0 | 0 | 0 | 0 | 0 | 0 | 0 | 0 | 0 | 0 | 0 | 0 | 0 | 0 | 0 | 0 | 0 | 0 | 0 | 0 | 0
F2_Commercial_College_New_Food Preparation_Natural Gas_Broiler_E8 | F2 | Commercial | College | New | Food Preparation | Natural Gas | Broiler | E8 | TRC BC Ratio | 0 | 0 | 0 | 0 | 0 | 0 | 0 | 0 | 0 | 0 | 0 | 0 | 0 | 0 | 0 | 0 | 0 | 0 | 0 | 0 | 0 | 0 | 0 | 0 | 0 | 0 | 0
F2_Commercial_College_New_Food Preparation_Natural Gas_Broiler_E9 | F2 | Commercial | College | New | Food Preparation | Natural Gas | Broiler | E9 | TRC BC Ratio | 0 | 0 | 0 | 0 | 0 | 0 | 0 | 0 | 0 | 0 | 0 | 0 | 0 | 0 | 0 | 0 | 0 | 0 | 0 | 0 | 0 | 0 | 0 | 0 | 0 | 0 | 0
F2_Commercial_College_New_Food Preparation_Natural Gas_Broiler_E10 | F2 | Commercial | College | New | Food Preparation | Natural Gas | Broiler | E10 | TRC BC Ratio | 0 | 0 | 0 | 0 | 0 | 0 | 0 | 0 | 0 | 0 | 0 | 0 | 0 | 0 | 0 | 0 | 0 | 0 | 0 | 0 | 0 | 0 | 0 | 0 | 0 | 0 | 0
F3_Commercial_College_New_Food Preparation_Natural Gas_Broiler_E1 | F3 | Commercial | College | New | Food Preparation | Natural Gas | Broiler | E1 | PACT BC Ratio | bar: 2021 to 2047
F3_Commercial_College_New_Food Preparation_Natural Gas_Broiler_E2 | F3 | Commercial | College | New | Food Preparation | Natural Gas | Broiler | E2 | PACT BC Ratio | 1.9504 | 1.9296 | 1.9094 | 1.8902 | 1.8949 | 1.9154 | 1.9451 | 1.9782 | 2.0101 | 2.0373 | 2.0595 | 2.0753 | 2.0843 | 2.0833 | 2.072 | 2.0503 | 2.0186 | 1.9785 | 1.9307 | 1.8739 | 1.8073 | 1.7304 | 1.6624 | 1.6186 | 1.6002 | 1.608 | 1.6159
F3_Commercial_College_New_Food Preparation_Natural Gas_Broiler_E3 | F3 | Commercial | College | New | Food Preparation | Natural Gas | Broiler | E3 | PACT BC Ratio | 0 | 0 | 0 | 0 | 0 | 0 | 0 | 0 | 0 | 0 | 0 | 0 | 0 | 0 | 0 | 0 | 0 | 0 | 0 | 0 | 0 | 0 | 0 | 0 | 0 | 0 | 0
F3_Commercial_College_New_Food Preparation_Natural Gas_Broiler_E4 | F3 | Commercial | College | New | Food Preparation | Natural Gas | Broiler | E4 | PACT BC Ratio | 0 | 0 | 0 | 0 | 0 | 0 | 0 | 0 | 0 | 0 | 0 | 0 | 0 | 0 | 0 | 0 | 0 | 0 | 0 | 0 | 0 | 0 | 0 | 0 | 0 | 0 | 0
F3_Commercial_College_New_Food Preparation_Natural Gas_Broiler_E5 | F3 | Commercial | College | New | Food Preparation | Natural Gas | Broiler | E5 | PACT BC Ratio | 0 | 0 | 0 | 0 | 0 | 0 | 0 | 0 | 0 | 0 | 0 | 0 | 0 | 0 | 0 | 0 | 0 | 0 | 0 | 0 | 0 | 0 | 0 | 0 | 0 | 0 | 0
F3_Commercial_College_New_Food Preparation_Natural Gas_Broiler_E6 | F3 | Commercial | College | New | Food Preparation | Natural Gas | Broiler | E6 | PACT BC Ratio | 0 | 0 | 0 | 0 | 0 | 0 | 0 | 0 | 0 | 0 | 0 | 0 | 0 | 0 | 0 | 0 | 0 | 0 | 0 | 0 | 0 | 0 | 0 | 0 | 0 | 0 | 0
F3_Commercial_College_New_Food Preparation_Natural Gas_Broiler_E7 | F3 | Commercial | College | New | Food Preparation | Natural Gas | Broiler | E7 | PACT BC Ratio | 0 | 0 | 0 | 0 | 0 | 0 | 0 | 0 | 0 | 0 | 0 | 0 | 0 | 0 | 0 | 0 | 0 | 0 | 0 | 0 | 0 | 0 | 0 | 0 | 0 | 0 | 0
F3_Commercial_College_New_Food Preparation_Natural Gas_Broiler_E8 | F3 | Commercial | College | New | Food Preparation | Natural Gas | Broiler | E8 | PACT BC Ratio | 0 | 0 | 0 | 0 | 0 | 0 | 0 | 0 | 0 | 0 | 0 | 0 | 0 | 0 | 0 | 0 | 0 | 0 | 0 | 0 | 0 | 0 | 0 | 0 | 0 | 0 | 0
F3_Commercial_College_New_Food Preparation_Natural Gas_Broiler_E9 | F3 | Commercial | College | New | Food Preparation | Natural Gas | Broiler | E9 | PACT BC Ratio | 0 | 0 | 0 | 0 | 0 | 0 | 0 | 0 | 0 | 0 | 0 | 0 | 0 | 0 | 0 | 0 | 0 | 0 | 0 | 0 | 0 | 0 | 0 | 0 | 0 | 0 | 0
F3_Commercial_College_New_Food Preparation_Natural Gas_Broiler_E10 | F3 | Commercial | College | New | Food Preparation | Natural Gas | Broiler | E10 | PACT BC Ratio | 0 | 0 | 0 | 0 | 0 | 0 | 0 | 0 | 0 | 0 | 0 | 0 | 0 | 0 | 0 | 0 | 0 | 0 | 0 | 0 | 0 | 0 | 0 | 0 | 0 | 0 | 0
F4_Commercial_College_New_Food Preparation_Natural Gas_Broiler_E1 | F4 | Commercial | College | New | Food Preparation | Natural Gas | Broiler | E1 | RVT BC Ratio | bar: 2021 to 2047
F4_Commercial_College_New_Food Preparation_Natural Gas_Broiler_E2 | F4 | Commercial | College | New | Food Preparation | Natural Gas | Broiler | E2 | RVT BC Ratio | 0.7 | 0.7 | 0.7 | 0.7 | 0.7 | 0.7 | 0.7 | 0.7 | 0.7 | 0.7 | 0.7 | 0.7 | 0.7 | 0.7 | 0.7 | 0.7 | 0.7 | 0.7 | 0.7 | 0.7 | 0.7 | 0.7 | 0.7 | 0.7 | 0.7 | 0.7 | 0.7
F4_Commercial_College_New_Food Preparation_Natural Gas_Broiler_E3 | F4 | Commercial | College | New | Food Preparation | Natural Gas | Broiler | E3 | RVT BC Ratio | 0 | 0 | 0 | 0 | 0 | 0 | 0 | 0 | 0 | 0 | 0 | 0 | 0 | 0 | 0 | 0 | 0 | 0 | 0 | 0 | 0 | 0 | 0 | 0 | 0 | 0 | 0
F4_Commercial_College_New_Food Preparation_Natural Gas_Broiler_E4 | F4 | Commercial | College | New | Food Preparation | Natural Gas | Broiler | E4 | RVT BC Ratio | 0 | 0 | 0 | 0 | 0 | 0 | 0 | 0 | 0 | 0 | 0 | 0 | 0 | 0 | 0 | 0 | 0 | 0 | 0 | 0 | 0 | 0 | 0 | 0 | 0 | 0 | 0
F4_Commercial_College_New_Food Preparation_Natural Gas_Broiler_E5 | F4 | Commercial | College | New | Food Preparation | Natural Gas | Broiler | E5 | RVT BC Ratio | 0 | 0 | 0 | 0 | 0 | 0 | 0 | 0 | 0 | 0 | 0 | 0 | 0 | 0 | 0 | 0 | 0 | 0 | 0 | 0 | 0 | 0 | 0 | 0 | 0 | 0 | 0
F4_Commercial_College_New_Food Preparation_Natural Gas_Broiler_E6 | F4 | Commercial | College | New | Food Preparation | Natural Gas | Broiler | E6 | RVT BC Ratio | 0 | 0 | 0 | 0 | 0 | 0 | 0 | 0 | 0 | 0 | 0 | 0 | 0 | 0 | 0 | 0 | 0 | 0 | 0 | 0 | 0 | 0 | 0 | 0 | 0 | 0 | 0
F4_Commercial_College_New_Food Preparation_Natural Gas_Broiler_E7 | F4 | Commercial | College | New | Food Preparation | Natural Gas | Broiler | E7 | RVT BC Ratio | 0 | 0 | 0 | 0 | 0 | 0 | 0 | 0 | 0 | 0 | 0 | 0 | 0 | 0 | 0 | 0 | 0 | 0 | 0 | 0 | 0 | 0 | 0 | 0 | 0 | 0 | 0
F4_Commercial_College_New_Food Preparation_Natural Gas_Broiler_E8 | F4 | Commercial | College | New | Food Preparation | Natural Gas | Broiler | E8 | RVT BC Ratio | 0 | 0 | 0 | 0 | 0 | 0 | 0 | 0 | 0 | 0 | 0 | 0 | 0 | 0 | 0 | 0 | 0 | 0 | 0 | 0 | 0 | 0 | 0 | 0 | 0 | 0 | 0
F4_Commercial_College_New_Food Preparation_Natural Gas_Broiler_E9 | F4 | Commercial | College | New | Food Preparation | Natural Gas | Broiler | E9 | RVT BC Ratio | 0 | 0 | 0 | 0 | 0 | 0 | 0 | 0 | 0 | 0 | 0 | 0 | 0 | 0 | 0 | 0 | 0 | 0 | 0 | 0 | 0 | 0 | 0 | 0 | 0 | 0 | 0
F4_Commercial_College_New_Food Preparation_Natural Gas_Broiler_E10 | F4 | Commercial | College | New | Food Preparation | Natural Gas | Broiler | E10 | RVT BC Ratio | 0 | 0 | 0 | 0 | 0 | 0 | 0 | 0 | 0 | 0 | 0 | 0 | 0 | 0 | 0 | 0 | 0 | 0 | 0 | 0 | 0 | 0 | 0 | 0 | 0 | 0 | 0
F5_Commercial_College_New_Food Preparation_Natural Gas_Broiler_E1 | F5 | Commercial | College | New | Food Preparation | Natural Gas | Broiler | E1 | RIM BC Ratio | bar: 2021 to 2047
F5_Commercial_College_New_Food Preparation_Natural Gas_Broiler_E2 | F5 | Commercial | College | New | Food Preparation | Natural Gas | Broiler | E2 | RIM BC Ratio | 1.9504 | 1.9296 | 1.9094 | 1.8902 | 1.8949 | 1.9154 | 1.9451 | 1.9782 | 2.0101 | 2.0373 | 2.0595 | 2.0753 | 2.0843 | 2.0833 | 2.072 | 2.0503 | 2.0186 | 1.9785 | 1.9307 | 1.8739 | 1.8073 | 1.7304 | 1.6624 | 1.6186 | 1.6002 | 1.608 | 1.6159
F5_Commercial_College_New_Food Preparation_Natural Gas_Broiler_E3 | F5 | Commercial | College | New | Food Preparation | Natural Gas | Broiler | E3 | RIM BC Ratio | 0 | 0 | 0 | 0 | 0 | 0 | 0 | 0 | 0 | 0 | 0 | 0 | 0 | 0 | 0 | 0 | 0 | 0 | 0 | 0 | 0 | 0 | 0 | 0 | 0 | 0 | 0
F5_Commercial_College_New_Food Preparation_Natural Gas_Broiler_E4 | F5 | Commercial | College | New | Food Preparation | Natural Gas | Broiler | E4 | RIM BC Ratio | 0 | 0 | 0 | 0 | 0 | 0 | 0 | 0 | 0 | 0 | 0 | 0 | 0 | 0 | 0 | 0 | 0 | 0 | 0 | 0 | 0 | 0 | 0 | 0 | 0 | 0 | 0
F5_Commercial_College_New_Food Preparation_Natural Gas_Broiler_E5 | F5 | Commercial | College | New | Food Preparation | Natural Gas | Broiler | E5 | RIM BC Ratio | 0 | 0 | 0 | 0 | 0 | 0 | 0 | 0 | 0 | 0 | 0 | 0 | 0 | 0 | 0 | 0 | 0 | 0 | 0 | 0 | 0 | 0 | 0 | 0 | 0 | 0 | 0
F5_Commercial_College_New_Food Preparation_Natural Gas_Broiler_E6 | F5 | Commercial | College | New | Food Preparation | Natural Gas | Broiler | E6 | RIM BC Ratio | 0 | 0 | 0 | 0 | 0 | 0 | 0 | 0 | 0 | 0 | 0 | 0 | 0 | 0 | 0 | 0 | 0 | 0 | 0 | 0 | 0 | 0 | 0 | 0 | 0 | 0 | 0
F5_Commercial_College_New_Food Preparation_Natural Gas_Broiler_E7 | F5 | Commercial | College | New | Food Preparation | Natural Gas | Broiler | E7 | RIM BC Ratio | 0 | 0 | 0 | 0 | 0 | 0 | 0 | 0 | 0 | 0 | 0 | 0 | 0 | 0 | 0 | 0 | 0 | 0 | 0 | 0 | 0 | 0 | 0 | 0 | 0 | 0 | 0
F5_Commercial_College_New_Food Preparation_Natural Gas_Broiler_E8 | F5 | Commercial | College | New | Food Preparation | Natural Gas | Broiler | E8 | RIM BC Ratio | 0 | 0 | 0 | 0 | 0 | 0 | 0 | 0 | 0 | 0 | 0 | 0 | 0 | 0 | 0 | 0 | 0 | 0 | 0 | 0 | 0 | 0 | 0 | 0 | 0 | 0 | 0
F5_Commercial_College_New_Food Preparation_Natural Gas_Broiler_E9 | F5 | Commercial | College | New | Food Preparation | Natural Gas | Broiler | E9 | RIM BC Ratio | 0 | 0 | 0 | 0 | 0 | 0 | 0 | 0 | 0 | 0 | 0 | 0 | 0 | 0 | 0 | 0 | 0 | 0 | 0 | 0 | 0 | 0 | 0 | 0 | 0 | 0 | 0
F5_Commercial_College_New_Food Preparation_Natural Gas_Broiler_E10 | F5 | Commercial | College | New | Food Preparation | Natural Gas | Broiler | E10 | RIM BC Ratio | 0 | 0 | 0 | 0 | 0 | 0 | 0 | 0 | 0 | 0 | 0 | 0 | 0 | 0 | 0 | 0 | 0 | 0 | 0 | 0 | 0 | 0 | 0 | 0 | 0 | 0 | 0
F0_Commercial_College_New_Food Preparation_Natural Gas_Griddle_E0 | F0 | Commercial | College | New | Food Preparation | Natural Gas | Griddle | E0 | Economic Unit | ENERGY STAR | ENERGY STAR | ENERGY STAR | ENERGY STAR | ENERGY STAR | ENERGY STAR | ENERGY STAR | ENERGY STAR | ENERGY STAR | ENERGY STAR | ENERGY STAR | ENERGY STAR | ENERGY STAR | ENERGY STAR | ENERGY STAR | ENERGY STAR | ENERGY STAR | ENERGY STAR | ENERGY STAR | ENERGY STAR | Standard | Standard | Standard | Standard | Standard | Standard | Standard
F1_Commercial_College_New_Food Preparation_Natural Gas_Griddle_E1 | F1 | Commercial | College | New | Food Preparation | Natural Gas | Griddle | E1 | CCE | 0 | 0 | 0 | 0 | 0 | 0 | 0 | 0 | 0 | 0 | 0 | 0 | 0 | 0 | 0 | 0 | 0 | 0 | 0 | 0 | 0 | 0 | 0 | 0 | 0 | 0 | 0
F1_Commercial_College_New_Food Preparation_Natural Gas_Griddle_E2 | F1 | Commercial | College | New | Food Preparation | Natural Gas | Griddle | E2 | CCE | 0.01311 | 0.01311 | 0.01311 | 0.01311 | 0.01311 | 0.01311 | 0.01311 | 0.01311 | 0.01311 | 0.01311 | 0.01311 | 0.01311 | 0.01311 | 0.01311 | 0.01311 | 0.01311 | 0.01311 | 0.01311 | 0.01311 | 0.01311 | 0.01311 | 0.01311 | 0.01311 | 0.01311 | 0.01311 | 0.01311 | 0.01311
F1_Commercial_College_New_Food Preparation_Natural Gas_Griddle_E3 | F1 | Commercial | College | New | Food Preparation | Natural Gas | Griddle | E3 | CCE | 0 | 0 | 0 | 0 | 0 | 0 | 0 | 0 | 0 | 0 | 0 | 0 | 0 | 0 | 0 | 0 | 0 | 0 | 0 | 0 | 0 | 0 | 0 | 0 | 0 | 0 | 0
F1_Commercial_College_New_Food Preparation_Natural Gas_Griddle_E4 | F1 | Commercial | College | New | Food Preparation | Natural Gas | Griddle | E4 | CCE | 0 | 0 | 0 | 0 | 0 | 0 | 0 | 0 | 0 | 0 | 0 | 0 | 0 | 0 | 0 | 0 | 0 | 0 | 0 | 0 | 0 | 0 | 0 | 0 | 0 | 0 | 0
F1_Commercial_College_New_Food Preparation_Natural Gas_Griddle_E5 | F1 | Commercial | College | New | Food Preparation | Natural Gas | Griddle | E5 | CCE | 0 | 0 | 0 | 0 | 0 | 0 | 0 | 0 | 0 | 0 | 0 | 0 | 0 | 0 | 0 | 0 | 0 | 0 | 0 | 0 | 0 | 0 | 0 | 0 | 0 | 0 | 0
F1_Commercial_College_New_Food Preparation_Natural Gas_Griddle_E6 | F1 | Commercial | College | New | Food Preparation | Natural Gas | Griddle | E6 | CCE | 0 | 0 | 0 | 0 | 0 | 0 | 0 | 0 | 0 | 0 | 0 | 0 | 0 | 0 | 0 | 0 | 0 | 0 | 0 | 0 | 0 | 0 | 0 | 0 | 0 | 0 | 0
F1_Commercial_College_New_Food Preparation_Natural Gas_Griddle_E7 | F1 | Commercial | College | New | Food Preparation | Natural Gas | Griddle | E7 | CCE | 0 | 0 | 0 | 0 | 0 | 0 | 0 | 0 | 0 | 0 | 0 | 0 | 0 | 0 | 0 | 0 | 0 | 0 | 0 | 0 | 0 | 0 | 0 | 0 | 0 | 0 | 0
F1_Commercial_College_New_Food Preparation_Natural Gas_Griddle_E8 | F1 | Commercial | College | New | Food Preparation | Natural Gas | Griddle | E8 | CCE | 0 | 0 | 0 | 0 | 0 | 0 | 0 | 0 | 0 | 0 | 0 | 0 | 0 | 0 | 0 | 0 | 0 | 0 | 0 | 0 | 0 | 0 | 0 | 0 | 0 | 0 | 0
F1_Commercial_College_New_Food Preparation_Natural Gas_Griddle_E9 | F1 | Commercial | College | New | Food Preparation | Natural Gas | Griddle | E9 | CCE | 0 | 0 | 0 | 0 | 0 | 0 | 0 | 0 | 0 | 0 | 0 | 0 | 0 | 0 | 0 | 0 | 0 | 0 | 0 | 0 | 0 | 0 | 0 | 0 | 0 | 0 | 0
F1_Commercial_College_New_Food Preparation_Natural Gas_Griddle_E10 | F1 | Commercial | College | New | Food Preparation | Natural Gas | Griddle | E10 | CCE | 0 | 0 | 0 | 0 | 0 | 0 | 0 | 0 | 0 | 0 | 0 | 0 | 0 | 0 | 0 | 0 | 0 | 0 | 0 | 0 | 0 | 0 | 0 | 0 | 0 | 0 | 0
F2_Commercial_College_New_Food Preparation_Natural Gas_Griddle_E1 | F2 | Commercial | College | New | Food Preparation | Natural Gas | Griddle | E1 | TRC BC Ratio | bar: 2021 to 2047
F2_Commercial_College_New_Food Preparation_Natural Gas_Griddle_E2 | F2 | Commercial | College | New | Food Preparation | Natural Gas | Griddle | E2 | TRC BC Ratio | 1.0411 | 1.0299 | 1.0192 | 1.0089 | 1.0114 | 1.0224 | 1.0382 | 1.0559 | 1.0729 | 1.0874 | 1.0993 | 1.1077 | 1.1125 | 1.112 | 1.106 | 1.0944 | 1.0774 | 1.0561 | 1.0305 | 1.0002 | 0.96464 | 0.92365 | 0.8873 | 0.86394 | 0.85412 | 0.85831 | 0.86251
F2_Commercial_College_New_Food Preparation_Natural Gas_Griddle_E3 | F2 | Commercial | College | New | Food Preparation | Natural Gas | Griddle | E3 | TRC BC Ratio | 0 | 0 | 0 | 0 | 0 | 0 | 0 | 0 | 0 | 0 | 0 | 0 | 0 | 0 | 0 | 0 | 0 | 0 | 0 | 0 | 0 | 0 | 0 | 0 | 0 | 0 | 0
F2_Commercial_College_New_Food Preparation_Natural Gas_Griddle_E4 | F2 | Commercial | College | New | Food Preparation | Natural Gas | Griddle | E4 | TRC BC Ratio | 0 | 0 | 0 | 0 | 0 | 0 | 0 | 0 | 0 | 0 | 0 | 0 | 0 | 0 | 0 | 0 | 0 | 0 | 0 | 0 | 0 | 0 | 0 | 0 | 0 | 0 | 0
F2_Commercial_College_New_Food Preparation_Natural Gas_Griddle_E5 | F2 | Commercial | College | New | Food Preparation | Natural Gas | Griddle | E5 | TRC BC Ratio | 0 | 0 | 0 | 0 | 0 | 0 | 0 | 0 | 0 | 0 | 0 | 0 | 0 | 0 | 0 | 0 | 0 | 0 | 0 | 0 | 0 | 0 | 0 | 0 | 0 | 0 | 0
F2_Commercial_College_New_Food Preparation_Natural Gas_Griddle_E6 | F2 | Commercial | College | New | Food Preparation | Natural Gas | Griddle | E6 | TRC BC Ratio | 0 | 0 | 0 | 0 | 0 | 0 | 0 | 0 | 0 | 0 | 0 | 0 | 0 | 0 | 0 | 0 | 0 | 0 | 0 | 0 | 0 | 0 | 0 | 0 | 0 | 0 | 0
F2_Commercial_College_New_Food Preparation_Natural Gas_Griddle_E7 | F2 | Commercial | College | New | Food Preparation | Natural Gas | Griddle | E7 | TRC BC Ratio | 0 | 0 | 0 | 0 | 0 | 0 | 0 | 0 | 0 | 0 | 0 | 0 | 0 | 0 | 0 | 0 | 0 | 0 | 0 | 0 | 0 | 0 | 0 | 0 | 0 | 0 | 0
F2_Commercial_College_New_Food Preparation_Natural Gas_Griddle_E8 | F2 | Commercial | College | New | Food Preparation | Natural Gas | Griddle | E8 | TRC BC Ratio | 0 | 0 | 0 | 0 | 0 | 0 | 0 | 0 | 0 | 0 | 0 | 0 | 0 | 0 | 0 | 0 | 0 | 0 | 0 | 0 | 0 | 0 | 0 | 0 | 0 | 0 | 0
F2_Commercial_College_New_Food Preparation_Natural Gas_Griddle_E9 | F2 | Commercial | College | New | Food Preparation | Natural Gas | Griddle | E9 | TRC BC Ratio | 0 | 0 | 0 | 0 | 0 | 0 | 0 | 0 | 0 | 0 | 0 | 0 | 0 | 0 | 0 | 0 | 0 | 0 | 0 | 0 | 0 | 0 | 0 | 0 | 0 | 0 | 0
F2_Commercial_College_New_Food Preparation_Natural Gas_Griddle_E10 | F2 | Commercial | College | New | Food Preparation | Natural Gas | Griddle | E10 | TRC BC Ratio | 0 | 0 | 0 | 0 | 0 | 0 | 0 | 0 | 0 | 0 | 0 | 0 | 0 | 0 | 0 | 0 | 0 | 0 | 0 | 0 | 0 | 0 | 0 | 0 | 0 | 0 | 0
F3_Commercial_College_New_Food Preparation_Natural Gas_Griddle_E1 | F3 | Commercial | College | New | Food Preparation | Natural Gas | Griddle | E1 | PACT BC Ratio | bar: 2021 to 2047
F3_Commercial_College_New_Food Preparation_Natural Gas_Griddle_E2 | F3 | Commercial | College | New | Food Preparation | Natural Gas | Griddle | E2 | PACT BC Ratio | 1.3698 | 1.3552 | 1.341 | 1.3275 | 1.3308 | 1.3452 | 1.3661 | 1.3893 | 1.4117 | 1.4308 | 1.4464 | 1.4575 | 1.4639 | 1.4631 | 1.4552 | 1.44 | 1.4177 | 1.3896 | 1.356 | 1.3161 | 1.2693 | 1.2153 | 1.1675 | 1.1368 | 1.1238 | 1.1294 | 1.1349
F3_Commercial_College_New_Food Preparation_Natural Gas_Griddle_E3 | F3 | Commercial | College | New | Food Preparation | Natural Gas | Griddle | E3 | PACT BC Ratio | 0 | 0 | 0 | 0 | 0 | 0 | 0 | 0 | 0 | 0 | 0 | 0 | 0 | 0 | 0 | 0 | 0 | 0 | 0 | 0 | 0 | 0 | 0 | 0 | 0 | 0 | 0
F3_Commercial_College_New_Food Preparation_Natural Gas_Griddle_E4 | F3 | Commercial | College | New | Food Preparation | Natural Gas | Griddle | E4 | PACT BC Ratio | 0 | 0 | 0 | 0 | 0 | 0 | 0 | 0 | 0 | 0 | 0 | 0 | 0 | 0 | 0 | 0 | 0 | 0 | 0 | 0 | 0 | 0 | 0 | 0 | 0 | 0 | 0
F3_Commercial_College_New_Food Preparation_Natural Gas_Griddle_E5 | F3 | Commercial | College | New | Food Preparation | Natural Gas | Griddle | E5 | PACT BC Ratio | 0 | 0 | 0 | 0 | 0 | 0 | 0 | 0 | 0 | 0 | 0 | 0 | 0 | 0 | 0 | 0 | 0 | 0 | 0 | 0 | 0 | 0 | 0 | 0 | 0 | 0 | 0
F3_Commercial_College_New_Food Preparation_Natural Gas_Griddle_E6 | F3 | Commercial | College | New | Food Preparation | Natural Gas | Griddle | E6 | PACT BC Ratio | 0 | 0 | 0 | 0 | 0 | 0 | 0 | 0 | 0 | 0 | 0 | 0 | 0 | 0 | 0 | 0 | 0 | 0 | 0 | 0 | 0 | 0 | 0 | 0 | 0 | 0 | 0
F3_Commercial_College_New_Food Preparation_Natural Gas_Griddle_E7 | F3 | Commercial | College | New | Food Preparation | Natural Gas | Griddle | E7 | PACT BC Ratio | 0 | 0 | 0 | 0 | 0 | 0 | 0 | 0 | 0 | 0 | 0 | 0 | 0 | 0 | 0 | 0 | 0 | 0 | 0 | 0 | 0 | 0 | 0 | 0 | 0 | 0 | 0
F3_Commercial_College_New_Food Preparation_Natural Gas_Griddle_E8 | F3 | Commercial | College | New | Food Preparation | Natural Gas | Griddle | E8 | PACT BC Ratio | 0 | 0 | 0 | 0 | 0 | 0 | 0 | 0 | 0 | 0 | 0 | 0 | 0 | 0 | 0 | 0 | 0 | 0 | 0 | 0 | 0 | 0 | 0 | 0 | 0 | 0 | 0
F3_Commercial_College_New_Food Preparation_Natural Gas_Griddle_E9 | F3 | Commercial | College | New | Food Preparation | Natural Gas | Griddle | E9 | PACT BC Ratio | 0 | 0 | 0 | 0 | 0 | 0 | 0 | 0 | 0 | 0 | 0 | 0 | 0 | 0 | 0 | 0 | 0 | 0 | 0 | 0 | 0 | 0 | 0 | 0 | 0 | 0 | 0
F3_Commercial_College_New_Food Preparation_Natural Gas_Griddle_E10 | F3 | Commercial | College | New | Food Preparation | Natural Gas | Griddle | E10 | PACT BC Ratio | 0 | 0 | 0 | 0 | 0 | 0 | 0 | 0 | 0 | 0 | 0 | 0 | 0 | 0 | 0 | 0 | 0 | 0 | 0 | 0 | 0 | 0 | 0 | 0 | 0 | 0 | 0
F4_Commercial_College_New_Food Preparation_Natural Gas_Griddle_E1 | F4 | Commercial | College | New | Food Preparation | Natural Gas | Griddle | E1 | RVT BC Ratio | bar: 2021 to 2047
F4_Commercial_College_New_Food Preparation_Natural Gas_Griddle_E2 | F4 | Commercial | College | New | Food Preparation | Natural Gas | Griddle | E2 | RVT BC Ratio | 0.7 | 0.7 | 0.7 | 0.7 | 0.7 | 0.7 | 0.7 | 0.7 | 0.7 | 0.7 | 0.7 | 0.7 | 0.7 | 0.7 | 0.7 | 0.7 | 0.7 | 0.7 | 0.7 | 0.7 | 0.7 | 0.7 | 0.7 | 0.7 | 0.7 | 0.7 | 0.7
F4_Commercial_College_New_Food Preparation_Natural Gas_Griddle_E3 | F4 | Commercial | College | New | Food Preparation | Natural Gas | Griddle | E3 | RVT BC Ratio | 0 | 0 | 0 | 0 | 0 | 0 | 0 | 0 | 0 | 0 | 0 | 0 | 0 | 0 | 0 | 0 | 0 | 0 | 0 | 0 | 0 | 0 | 0 | 0 | 0 | 0 | 0
F4_Commercial_College_New_Food Preparation_Natural Gas_Griddle_E4 | F4 | Commercial | College | New | Food Preparation | Natural Gas | Griddle | E4 | RVT BC Ratio | 0 | 0 | 0 | 0 | 0 | 0 | 0 | 0 | 0 | 0 | 0 | 0 | 0 | 0 | 0 | 0 | 0 | 0 | 0 | 0 | 0 | 0 | 0 | 0 | 0 | 0 | 0
F4_Commercial_College_New_Food Preparation_Natural Gas_Griddle_E5 | F4 | Commercial | College | New | Food Preparation | Natural Gas | Griddle | E5 | RVT BC Ratio | 0 | 0 | 0 | 0 | 0 | 0 | 0 | 0 | 0 | 0 | 0 | 0 | 0 | 0 | 0 | 0 | 0 | 0 | 0 | 0 | 0 | 0 | 0 | 0 | 0 | 0 | 0
F4_Commercial_College_New_Food Preparation_Natural Gas_Griddle_E6 | F4 | Commercial | College | New | Food Preparation | Natural Gas | Griddle | E6 | RVT BC Ratio | 0 | 0 | 0 | 0 | 0 | 0 | 0 | 0 | 0 | 0 | 0 | 0 | 0 | 0 | 0 | 0 | 0 | 0 | 0 | 0 | 0 | 0 | 0 | 0 | 0 | 0 | 0
F4_Commercial_College_New_Food Preparation_Natural Gas_Griddle_E7 | F4 | Commercial | College | New | Food Preparation | Natural Gas | Griddle | E7 | RVT BC Ratio | 0 | 0 | 0 | 0 | 0 | 0 | 0 | 0 | 0 | 0 | 0 | 0 | 0 | 0 | 0 | 0 | 0 | 0 | 0 | 0 | 0 | 0 | 0 | 0 | 0 | 0 | 0
F4_Commercial_College_New_Food Preparation_Natural Gas_Griddle_E8 | F4 | Commercial | College | New | Food Preparation | Natural Gas | Griddle | E8 | RVT BC Ratio | 0 | 0 | 0 | 0 | 0 | 0 | 0 | 0 | 0 | 0 | 0 | 0 | 0 | 0 | 0 | 0 | 0 | 0 | 0 | 0 | 0 | 0 | 0 | 0 | 0 | 0 | 0
F4_Commercial_College_New_Food Preparation_Natural Gas_Griddle_E9 | F4 | Commercial | College | New | Food Preparation | Natural Gas | Griddle | E9 | RVT BC Ratio | 0 | 0 | 0 | 0 | 0 | 0 | 0 | 0 | 0 | 0 | 0 | 0 | 0 | 0 | 0 | 0 | 0 | 0 | 0 | 0 | 0 | 0 | 0 | 0 | 0 | 0 | 0
F4_Commercial_College_New_Food Preparation_Natural Gas_Griddle_E10 | F4 | Commercial | College | New | Food Preparation | Natural Gas | Griddle | E10 | RVT BC Ratio | 0 | 0 | 0 | 0 | 0 | 0 | 0 | 0 | 0 | 0 | 0 | 0 | 0 | 0 | 0 | 0 | 0 | 0 | 0 | 0 | 0 | 0 | 0 | 0 | 0 | 0 | 0
F5_Commercial_College_New_Food Preparation_Natural Gas_Griddle_E1 | F5 | Commercial | College | New | Food Preparation | Natural Gas | Griddle | E1 | RIM BC Ratio | bar: 2021 to 2047
F5_Commercial_College_New_Food Preparation_Natural Gas_Griddle_E2 | F5 | Commercial | College | New | Food Preparation | Natural Gas | Griddle | E2 | RIM BC Ratio | 1.3698 | 1.3552 | 1.341 | 1.3275 | 1.3308 | 1.3452 | 1.3661 | 1.3893 | 1.4117 | 1.4308 | 1.4464 | 1.4575 | 1.4639 | 1.4631 | 1.4552 | 1.44 | 1.4177 | 1.3896 | 1.356 | 1.3161 | 1.2693 | 1.2153 | 1.1675 | 1.1368 | 1.1238 | 1.1294 | 1.1349
F5_Commercial_College_New_Food Preparation_Natural Gas_Griddle_E3 | F5 | Commercial | College | New | Food Preparation | Natural Gas | Griddle | E3 | RIM BC Ratio | 0 | 0 | 0 | 0 | 0 | 0 | 0 | 0 | 0 | 0 | 0 | 0 | 0 | 0 | 0 | 0 | 0 | 0 | 0 | 0 | 0 | 0 | 0 | 0 | 0 | 0 | 0
F5_Commercial_College_New_Food Preparation_Natural Gas_Griddle_E4 | F5 | Commercial | College | New | Food Preparation | Natural Gas | Griddle | E4 | RIM BC Ratio | 0 | 0 | 0 | 0 | 0 | 0 | 0 | 0 | 0 | 0 | 0 | 0 | 0 | 0 | 0 | 0 | 0 | 0 | 0 | 0 | 0 | 0 | 0 | 0 | 0 | 0 | 0
F5_Commercial_College_New_Food Preparation_Natural Gas_Griddle_E5 | F5 | Commercial | College | New | Food Preparation | Natural Gas | Griddle | E5 | RIM BC Ratio | 0 | 0 | 0 | 0 | 0 | 0 | 0 | 0 | 0 | 0 | 0 | 0 | 0 | 0 | 0 | 0 | 0 | 0 | 0 | 0 | 0 | 0 | 0 | 0 | 0 | 0 | 0
F5_Commercial_College_New_Food Preparation_Natural Gas_Griddle_E6 | F5 | Commercial | College | New | Food Preparation | Natural Gas | Griddle | E6 | RIM BC Ratio | 0 | 0 | 0 | 0 | 0 | 0 | 0 | 0 | 0 | 0 | 0 | 0 | 0 | 0 | 0 | 0 | 0 | 0 | 0 | 0 | 0 | 0 | 0 | 0 | 0 | 0 | 0
F5_Commercial_College_New_Food Preparation_Natural Gas_Griddle_E7 | F5 | Commercial | College | New | Food Preparation | Natural Gas | Griddle | E7 | RIM BC Ratio | 0 | 0 | 0 | 0 | 0 | 0 | 0 | 0 | 0 | 0 | 0 | 0 | 0 | 0 | 0 | 0 | 0 | 0 | 0 | 0 | 0 | 0 | 0 | 0 | 0 | 0 | 0
F5_Commercial_College_New_Food Preparation_Natural Gas_Griddle_E8 | F5 | Commercial | College | New | Food Preparation | Natural Gas | Griddle | E8 | RIM BC Ratio | 0 | 0 | 0 | 0 | 0 | 0 | 0 | 0 | 0 | 0 | 0 | 0 | 0 | 0 | 0 | 0 | 0 | 0 | 0 | 0 | 0 | 0 | 0 | 0 | 0 | 0 | 0
F5_Commercial_College_New_Food Preparation_Natural Gas_Griddle_E9 | F5 | Commercial | College | New | Food Preparation | Natural Gas | Griddle | E9 | RIM BC Ratio | 0 | 0 | 0 | 0 | 0 | 0 | 0 | 0 | 0 | 0 | 0 | 0 | 0 | 0 | 0 | 0 | 0 | 0 | 0 | 0 | 0 | 0 | 0 | 0 | 0 | 0 | 0
F5_Commercial_College_New_Food Preparation_Natural Gas_Griddle_E10 | F5 | Commercial | College | New | Food Preparation | Natural Gas | Griddle | E10 | RIM BC Ratio | 0 | 0 | 0 | 0 | 0 | 0 | 0 | 0 | 0 | 0 | 0 | 0 | 0 | 0 | 0 | 0 | 0 | 0 | 0 | 0 | 0 | 0 | 0 | 0 | 0 | 0 | 0
F0_Commercial_College_New_Food Preparation_Natural Gas_Range_E0 | F0 | Commercial | College | New | Food Preparation | Natural Gas | Range | E0 | Economic Unit | High Efficiency | High Efficiency | High Efficiency | High Efficiency | High Efficiency | High Efficiency | High Efficiency | High Efficiency | High Efficiency | High Efficiency | High Efficiency | High Efficiency | High Efficiency | High Efficiency | High Efficiency | High Efficiency | High Efficiency | High Efficiency | High Efficiency | High Efficiency | High Efficiency | High Efficiency | High Efficiency | High Efficiency | High Efficiency | High Efficiency | High Efficiency
F1_Commercial_College_New_Food Preparation_Natural Gas_Range_E1 | F1 | Commercial | College | New | Food Preparation | Natural Gas | Range | E1 | CCE | 0 | 0 | 0 | 0 | 0 | 0 | 0 | 0 | 0 | 0 | 0 | 0 | 0 | 0 | 0 | 0 | 0 | 0 | 0 | 0 | 0 | 0 | 0 | 0 | 0 | 0 | 0
F1_Commercial_College_New_Food Preparation_Natural Gas_Range_E2 | F1 | Commercial | College | New | Food Preparation | Natural Gas | Range | E2 | CCE | 1.2749e-07 | 1.2749e-07 | 1.2749e-07 | 1.2749e-07 | 1.2749e-07 | 1.2749e-07 | 1.2749e-07 | 1.2749e-07 | 1.2749e-07 | 1.2749e-07 | 1.2749e-07 | 1.2749e-07 | 1.2749e-07 | 1.2749e-07 | 1.2749e-07 | 1.2749e-07 | 1.2749e-07 | 1.2749e-07 | 1.2749e-07 | 1.2749e-07 | 1.2749e-07 | 1.2749e-07 | 1.2749e-07 | 1.2749e-07 | 1.2749e-07 | 1.2749e-07 | 1.2749e-07
F1_Commercial_College_New_Food Preparation_Natural Gas_Range_E3 | F1 | Commercial | College | New | Food Preparation | Natural Gas | Range | E3 | CCE | 0 | 0 | 0 | 0 | 0 | 0 | 0 | 0 | 0 | 0 | 0 | 0 | 0 | 0 | 0 | 0 | 0 | 0 | 0 | 0 | 0 | 0 | 0 | 0 | 0 | 0 | 0
F1_Commercial_College_New_Food Preparation_Natural Gas_Range_E4 | F1 | Commercial | College | New | Food Preparation | Natural Gas | Range | E4 | CCE | 0 | 0 | 0 | 0 | 0 | 0 | 0 | 0 | 0 | 0 | 0 | 0 | 0 | 0 | 0 | 0 | 0 | 0 | 0 | 0 | 0 | 0 | 0 | 0 | 0 | 0 | 0
F1_Commercial_College_New_Food Preparation_Natural Gas_Range_E5 | F1 | Commercial | College | New | Food Preparation | Natural Gas | Range | E5 | CCE | 0 | 0 | 0 | 0 | 0 | 0 | 0 | 0 | 0 | 0 | 0 | 0 | 0 | 0 | 0 | 0 | 0 | 0 | 0 | 0 | 0 | 0 | 0 | 0 | 0 | 0 | 0
F1_Commercial_College_New_Food Preparation_Natural Gas_Range_E6 | F1 | Commercial | College | New | Food Preparation | Natural Gas | Range | E6 | CCE | 0 | 0 | 0 | 0 | 0 | 0 | 0 | 0 | 0 | 0 | 0 | 0 | 0 | 0 | 0 | 0 | 0 | 0 | 0 | 0 | 0 | 0 | 0 | 0 | 0 | 0 | 0
F1_Commercial_College_New_Food Preparation_Natural Gas_Range_E7 | F1 | Commercial | College | New | Food Preparation | Natural Gas | Range | E7 | CCE | 0 | 0 | 0 | 0 | 0 | 0 | 0 | 0 | 0 | 0 | 0 | 0 | 0 | 0 | 0 | 0 | 0 | 0 | 0 | 0 | 0 | 0 | 0 | 0 | 0 | 0 | 0
F1_Commercial_College_New_Food Preparation_Natural Gas_Range_E8 | F1 | Commercial | College | New | Food Preparation | Natural Gas | Range | E8 | CCE | 0 | 0 | 0 | 0 | 0 | 0 | 0 | 0 | 0 | 0 | 0 | 0 | 0 | 0 | 0 | 0 | 0 | 0 | 0 | 0 | 0 | 0 | 0 | 0 | 0 | 0 | 0
F1_Commercial_College_New_Food Preparation_Natural Gas_Range_E9 | F1 | Commercial | College | New | Food Preparation | Natural Gas | Range | E9 | CCE | 0 | 0 | 0 | 0 | 0 | 0 | 0 | 0 | 0 | 0 | 0 | 0 | 0 | 0 | 0 | 0 | 0 | 0 | 0 | 0 | 0 | 0 | 0 | 0 | 0 | 0 | 0
F1_Commercial_College_New_Food Preparation_Natural Gas_Range_E10 | F1 | Commercial | College | New | Food Preparation | Natural Gas | Range | E10 | CCE | 0 | 0 | 0 | 0 | 0 | 0 | 0 | 0 | 0 | 0 | 0 | 0 | 0 | 0 | 0 | 0 | 0 | 0 | 0 | 0 | 0 | 0 | 0 | 0 | 0 | 0 | 0
F2_Commercial_College_New_Food Preparation_Natural Gas_Range_E1 | F2 | Commercial | College | New | Food Preparation | Natural Gas | Range | E1 | TRC BC Ratio | bar: 2021 to 2047
F2_Commercial_College_New_Food Preparation_Natural Gas_Range_E2 | F2 | Commercial | College | New | Food Preparation | Natural Gas | Range | E2 | TRC BC Ratio | 107783.7748 | 106228.1866 | 104711.2525 | 103240.7276 | 103254.6448 | 104233.7467 | 105821.2112 | 107744.3581 | 109820.4161 | 111943.5488 | 114043.9246 | 115902.5227 | 117321.4185 | 117924.3994 | 117645.627 | 116492.5653 | 114552.5979 | 112013.3613 | 108990.1291 | 105406.5736 | 101214.1852 | 96389.3927 | 92105.7121 | 89333.183 | 88135.3968 | 88567.4331 | 89001.5872
F2_Commercial_College_New_Food Preparation_Natural Gas_Range_E3 | F2 | Commercial | College | New | Food Preparation | Natural Gas | Range | E3 | TRC BC Ratio | 0 | 0 | 0 | 0 | 0 | 0 | 0 | 0 | 0 | 0 | 0 | 0 | 0 | 0 | 0 | 0 | 0 | 0 | 0 | 0 | 0 | 0 | 0 | 0 | 0 | 0 | 0
F2_Commercial_College_New_Food Preparation_Natural Gas_Range_E4 | F2 | Commercial | College | New | Food Preparation | Natural Gas | Range | E4 | TRC BC Ratio | 0 | 0 | 0 | 0 | 0 | 0 | 0 | 0 | 0 | 0 | 0 | 0 | 0 | 0 | 0 | 0 | 0 | 0 | 0 | 0 | 0 | 0 | 0 | 0 | 0 | 0 | 0
F2_Commercial_College_New_Food Preparation_Natural Gas_Range_E5 | F2 | Commercial | College | New | Food Preparation | Natural Gas | Range | E5 | TRC BC Ratio | 0 | 0 | 0 | 0 | 0 | 0 | 0 | 0 | 0 | 0 | 0 | 0 | 0 | 0 | 0 | 0 | 0 | 0 | 0 | 0 | 0 | 0 | 0 | 0 | 0 | 0 | 0
F2_Commercial_College_New_Food Preparation_Natural Gas_Range_E6 | F2 | Commercial | College | New | Food Preparation | Natural Gas | Range | E6 | TRC BC Ratio | 0 | 0 | 0 | 0 | 0 | 0 | 0 | 0 | 0 | 0 | 0 | 0 | 0 | 0 | 0 | 0 | 0 | 0 | 0 | 0 | 0 | 0 | 0 | 0 | 0 | 0 | 0
F2_Commercial_College_New_Food Preparation_Natural Gas_Range_E7 | F2 | Commercial | College | New | Food Preparation | Natural Gas | Range | E7 | TRC BC Ratio | 0 | 0 | 0 | 0 | 0 | 0 | 0 | 0 | 0 | 0 | 0 | 0 | 0 | 0 | 0 | 0 | 0 | 0 | 0 | 0 | 0 | 0 | 0 | 0 | 0 | 0 | 0
F2_Commercial_College_New_Food Preparation_Natural Gas_Range_E8 | F2 | Commercial | College | New | Food Preparation | Natural Gas | Range | E8 | TRC BC Ratio | 0 | 0 | 0 | 0 | 0 | 0 | 0 | 0 | 0 | 0 | 0 | 0 | 0 | 0 | 0 | 0 | 0 | 0 | 0 | 0 | 0 | 0 | 0 | 0 | 0 | 0 | 0
F2_Commercial_College_New_Food Preparation_Natural Gas_Range_E9 | F2 | Commercial | College | New | Food Preparation | Natural Gas | Range | E9 | TRC BC Ratio | 0 | 0 | 0 | 0 | 0 | 0 | 0 | 0 | 0 | 0 | 0 | 0 | 0 | 0 | 0 | 0 | 0 | 0 | 0 | 0 | 0 | 0 | 0 | 0 | 0 | 0 | 0
F2_Commercial_College_New_Food Preparation_Natural Gas_Range_E10 | F2 | Commercial | College | New | Food Preparation | Natural Gas | Range | E10 | TRC BC Ratio | 0 | 0 | 0 | 0 | 0 | 0 | 0 | 0 | 0 | 0 | 0 | 0 | 0 | 0 | 0 | 0 | 0 | 0 | 0 | 0 | 0 | 0 | 0 | 0 | 0 | 0 | 0
F3_Commercial_College_New_Food Preparation_Natural Gas_Range_E1 | F3 | Commercial | College | New | Food Preparation | Natural Gas | Range | E1 | PACT BC Ratio | bar: 2021 to 2047
F3_Commercial_College_New_Food Preparation_Natural Gas_Range_E2 | F3 | Commercial | College | New | Food Preparation | Natural Gas | Range | E2 | PACT BC Ratio | 135901.2813 | 133939.8874 | 132027.2315 | 130173.0913 | 130190.6391 | 131425.1589 | 133426.7446 | 135851.5819 | 138469.2203 | 141146.2137 | 143794.5137 | 146137.9634 | 147927.0059 | 148687.2861 | 148335.7906 | 146881.9302 | 144435.8843 | 141234.2382 | 137422.3367 | 132903.9406 | 127617.8857 | 121534.4516 | 116133.2892 | 112637.4916 | 111127.2395 | 111671.9809 | 112219.3925
F3_Commercial_College_New_Food Preparation_Natural Gas_Range_E3 | F3 | Commercial | College | New | Food Preparation | Natural Gas | Range | E3 | PACT BC Ratio | 0 | 0 | 0 | 0 | 0 | 0 | 0 | 0 | 0 | 0 | 0 | 0 | 0 | 0 | 0 | 0 | 0 | 0 | 0 | 0 | 0 | 0 | 0 | 0 | 0 | 0 | 0
F3_Commercial_College_New_Food Preparation_Natural Gas_Range_E4 | F3 | Commercial | College | New | Food Preparation | Natural Gas | Range | E4 | PACT BC Ratio | 0 | 0 | 0 | 0 | 0 | 0 | 0 | 0 | 0 | 0 | 0 | 0 | 0 | 0 | 0 | 0 | 0 | 0 | 0 | 0 | 0 | 0 | 0 | 0 | 0 | 0 | 0
F3_Commercial_College_New_Food Preparation_Natural Gas_Range_E5 | F3 | Commercial | College | New | Food Preparation | Natural Gas | Range | E5 | PACT BC Ratio | 0 | 0 | 0 | 0 | 0 | 0 | 0 | 0 | 0 | 0 | 0 | 0 | 0 | 0 | 0 | 0 | 0 | 0 | 0 | 0 | 0 | 0 | 0 | 0 | 0 | 0 | 0
F3_Commercial_College_New_Food Preparation_Natural Gas_Range_E6 | F3 | Commercial | College | New | Food Preparation | Natural Gas | Range | E6 | PACT BC Ratio | 0 | 0 | 0 | 0 | 0 | 0 | 0 | 0 | 0 | 0 | 0 | 0 | 0 | 0 | 0 | 0 | 0 | 0 | 0 | 0 | 0 | 0 | 0 | 0 | 0 | 0 | 0
F3_Commercial_College_New_Food Preparation_Natural Gas_Range_E7 | F3 | Commercial | College | New | Food Preparation | Natural Gas | Range | E7 | PACT BC Ratio | 0 | 0 | 0 | 0 | 0 | 0 | 0 | 0 | 0 | 0 | 0 | 0 | 0 | 0 | 0 | 0 | 0 | 0 | 0 | 0 | 0 | 0 | 0 | 0 | 0 | 0 | 0
F3_Commercial_College_New_Food Preparation_Natural Gas_Range_E8 | F3 | Commercial | College | New | Food Preparation | Natural Gas | Range | E8 | PACT BC Ratio | 0 | 0 | 0 | 0 | 0 | 0 | 0 | 0 | 0 | 0 | 0 | 0 | 0 | 0 | 0 | 0 | 0 | 0 | 0 | 0 | 0 | 0 | 0 | 0 | 0 | 0 | 0
F3_Commercial_College_New_Food Preparation_Natural Gas_Range_E9 | F3 | Commercial | College | New | Food Preparation | Natural Gas | Range | E9 | PACT BC Ratio | 0 | 0 | 0 | 0 | 0 | 0 | 0 | 0 | 0 | 0 | 0 | 0 | 0 | 0 | 0 | 0 | 0 | 0 | 0 | 0 | 0 | 0 | 0 | 0 | 0 | 0 | 0
F3_Commercial_College_New_Food Preparation_Natural Gas_Range_E10 | F3 | Commercial | College | New | Food Preparation | Natural Gas | Range | E10 | PACT BC Ratio | 0 | 0 | 0 | 0 | 0 | 0 | 0 | 0 | 0 | 0 | 0 | 0 | 0 | 0 | 0 | 0 | 0 | 0 | 0 | 0 | 0 | 0 | 0 | 0 | 0 | 0 | 0
F4_Commercial_College_New_Food Preparation_Natural Gas_Range_E1 | F4 | Commercial | College | New | Food Preparation | Natural Gas | Range | E1 | RVT BC Ratio | bar: 2021 to 2047
F4_Commercial_College_New_Food Preparation_Natural Gas_Range_E2 | F4 | Commercial | College | New | Food Preparation | Natural Gas | Range | E2 | RVT BC Ratio | 0.7 | 0.7 | 0.7 | 0.7 | 0.7 | 0.7 | 0.7 | 0.7 | 0.7 | 0.7 | 0.7 | 0.7 | 0.7 | 0.7 | 0.7 | 0.7 | 0.7 | 0.7 | 0.7 | 0.7 | 0.7 | 0.7 | 0.7 | 0.7 | 0.7 | 0.7 | 0.7
F4_Commercial_College_New_Food Preparation_Natural Gas_Range_E3 | F4 | Commercial | College | New | Food Preparation | Natural Gas | Range | E3 | RVT BC Ratio | 0 | 0 | 0 | 0 | 0 | 0 | 0 | 0 | 0 | 0 | 0 | 0 | 0 | 0 | 0 | 0 | 0 | 0 | 0 | 0 | 0 | 0 | 0 | 0 | 0 | 0 | 0
F4_Commercial_College_New_Food Preparation_Natural Gas_Range_E4 | F4 | Commercial | College | New | Food Preparation | Natural Gas | Range | E4 | RVT BC Ratio | 0 | 0 | 0 | 0 | 0 | 0 | 0 | 0 | 0 | 0 | 0 | 0 | 0 | 0 | 0 | 0 | 0 | 0 | 0 | 0 | 0 | 0 | 0 | 0 | 0 | 0 | 0
F4_Commercial_College_New_Food Preparation_Natural Gas_Range_E5 | F4 | Commercial | College | New | Food Preparation | Natural Gas | Range | E5 | RVT BC Ratio | 0 | 0 | 0 | 0 | 0 | 0 | 0 | 0 | 0 | 0 | 0 | 0 | 0 | 0 | 0 | 0 | 0 | 0 | 0 | 0 | 0 | 0 | 0 | 0 | 0 | 0 | 0
F4_Commercial_College_New_Food Preparation_Natural Gas_Range_E6 | F4 | Commercial | College | New | Food Preparation | Natural Gas | Range | E6 | RVT BC Ratio | 0 | 0 | 0 | 0 | 0 | 0 | 0 | 0 | 0 | 0 | 0 | 0 | 0 | 0 | 0 | 0 | 0 | 0 | 0 | 0 | 0 | 0 | 0 | 0 | 0 | 0 | 0
F4_Commercial_College_New_Food Preparation_Natural Gas_Range_E7 | F4 | Commercial | College | New | Food Preparation | Natural Gas | Range | E7 | RVT BC Ratio | 0 | 0 | 0 | 0 | 0 | 0 | 0 | 0 | 0 | 0 | 0 | 0 | 0 | 0 | 0 | 0 | 0 | 0 | 0 | 0 | 0 | 0 | 0 | 0 | 0 | 0 | 0
F4_Commercial_College_New_Food Preparation_Natural Gas_Range_E8 | F4 | Commercial | College | New | Food Preparation | Natural Gas | Range | E8 | RVT BC Ratio | 0 | 0 | 0 | 0 | 0 | 0 | 0 | 0 | 0 | 0 | 0 | 0 | 0 | 0 | 0 | 0 | 0 | 0 | 0 | 0 | 0 | 0 | 0 | 0 | 0 | 0 | 0
F4_Commercial_College_New_Food Preparation_Natural Gas_Range_E9 | F4 | Commercial | College | New | Food Preparation | Natural Gas | Range | E9 | RVT BC Ratio | 0 | 0 | 0 | 0 | 0 | 0 | 0 | 0 | 0 | 0 | 0 | 0 | 0 | 0 | 0 | 0 | 0 | 0 | 0 | 0 | 0 | 0 | 0 | 0 | 0 | 0 | 0
F4_Commercial_College_New_Food Preparation_Natural Gas_Range_E10 | F4 | Commercial | College | New | Food Preparation | Natural Gas | Range | E10 | RVT BC Ratio | 0 | 0 | 0 | 0 | 0 | 0 | 0 | 0 | 0 | 0 | 0 | 0 | 0 | 0 | 0 | 0 | 0 | 0 | 0 | 0 | 0 | 0 | 0 | 0 | 0 | 0 | 0
F5_Commercial_College_New_Food Preparation_Natural Gas_Range_E1 | F5 | Commercial | College | New | Food Preparation | Natural Gas | Range | E1 | RIM BC Ratio | bar: 2021 to 2047
F5_Commercial_College_New_Food Preparation_Natural Gas_Range_E2 | F5 | Commercial | College | New | Food Preparation | Natural Gas | Range | E2 | RIM BC Ratio | 135901.2813 | 133939.8874 | 132027.2315 | 130173.0913 | 130190.6391 | 131425.1589 | 133426.7446 | 135851.5819 | 138469.2203 | 141146.2137 | 143794.5137 | 146137.9634 | 147927.0059 | 148687.2861 | 148335.7906 | 146881.9302 | 144435.8843 | 141234.2382 | 137422.3367 | 132903.9406 | 127617.8857 | 121534.4516 | 116133.2892 | 112637.4916 | 111127.2395 | 111671.9809 | 112219.3925
F5_Commercial_College_New_Food Preparation_Natural Gas_Range_E3 | F5 | Commercial | College | New | Food Preparation | Natural Gas | Range | E3 | RIM BC Ratio | 0 | 0 | 0 | 0 | 0 | 0 | 0 | 0 | 0 | 0 | 0 | 0 | 0 | 0 | 0 | 0 | 0 | 0 | 0 | 0 | 0 | 0 | 0 | 0 | 0 | 0 | 0
F5_Commercial_College_New_Food Preparation_Natural Gas_Range_E4 | F5 | Commercial | College | New | Food Preparation | Natural Gas | Range | E4 | RIM BC Ratio | 0 | 0 | 0 | 0 | 0 | 0 | 0 | 0 | 0 | 0 | 0 | 0 | 0 | 0 | 0 | 0 | 0 | 0 | 0 | 0 | 0 | 0 | 0 | 0 | 0 | 0 | 0
F5_Commercial_College_New_Food Preparation_Natural Gas_Range_E5 | F5 | Commercial | College | New | Food Preparation | Natural Gas | Range | E5 | RIM BC Ratio | 0 | 0 | 0 | 0 | 0 | 0 | 0 | 0 | 0 | 0 | 0 | 0 | 0 | 0 | 0 | 0 | 0 | 0 | 0 | 0 | 0 | 0 | 0 | 0 | 0 | 0 | 0
F5_Commercial_College_New_Food Preparation_Natural Gas_Range_E6 | F5 | Commercial | College | New | Food Preparation | Natural Gas | Range | E6 | RIM BC Ratio | 0 | 0 | 0 | 0 | 0 | 0 | 0 | 0 | 0 | 0 | 0 | 0 | 0 | 0 | 0 | 0 | 0 | 0 | 0 | 0 | 0 | 0 | 0 | 0 | 0 | 0 | 0
F5_Commercial_College_New_Food Preparation_Natural Gas_Range_E7 | F5 | Commercial | College | New | Food Preparation | Natural Gas | Range | E7 | RIM BC Ratio | 0 | 0 | 0 | 0 | 0 | 0 | 0 | 0 | 0 | 0 | 0 | 0 | 0 | 0 | 0 | 0 | 0 | 0 | 0 | 0 | 0 | 0 | 0 | 0 | 0 | 0 | 0
F5_Commercial_College_New_Food Preparation_Natural Gas_Range_E8 | F5 | Commercial | College | New | Food Preparation | Natural Gas | Range | E8 | RIM BC Ratio | 0 | 0 | 0 | 0 | 0 | 0 | 0 | 0 | 0 | 0 | 0 | 0 | 0 | 0 | 0 | 0 | 0 | 0 | 0 | 0 | 0 | 0 | 0 | 0 | 0 | 0 | 0
F5_Commercial_College_New_Food Preparation_Natural Gas_Range_E9 | F5 | Commercial | College | New | Food Preparation | Natural Gas | Range | E9 | RIM BC Ratio | 0 | 0 | 0 | 0 | 0 | 0 | 0 | 0 | 0 | 0 | 0 | 0 | 0 | 0 | 0 | 0 | 0 | 0 | 0 | 0 | 0 | 0 | 0 | 0 | 0 | 0 | 0
F5_Commercial_College_New_Food Preparation_Natural Gas_Range_E10 | F5 | Commercial | College | New | Food Preparation | Natural Gas | Range | E10 | RIM BC Ratio | 0 | 0 | 0 | 0 | 0 | 0 | 0 | 0 | 0 | 0 | 0 | 0 | 0 | 0 | 0 | 0 | 0 | 0 | 0 | 0 | 0 | 0 | 0 | 0 | 0 | 0 | 0
F0_Commercial_College_New_Food Preparation_Natural Gas_Steamer_E0 | F0 | Commercial | College | New | Food Preparation | Natural Gas | Steamer | E0 | Economic Unit | ENERGY STAR | ENERGY STAR | ENERGY STAR | ENERGY STAR | ENERGY STAR | ENERGY STAR | ENERGY STAR | ENERGY STAR | ENERGY STAR | ENERGY STAR | ENERGY STAR | ENERGY STAR | ENERGY STAR | ENERGY STAR | ENERGY STAR | ENERGY STAR | ENERGY STAR | ENERGY STAR | ENERGY STAR | ENERGY STAR | ENERGY STAR | ENERGY STAR | ENERGY STAR | ENERGY STAR | ENERGY STAR | ENERGY STAR | ENERGY STAR
F1_Commercial_College_New_Food Preparation_Natural Gas_Steamer_E1 | F1 | Commercial | College | New | Food Preparation | Natural Gas | Steamer | E1 | CCE | 0 | 0 | 0 | 0 | 0 | 0 | 0 | 0 | 0 | 0 | 0 | 0 | 0 | 0 | 0 | 0 | 0 | 0 | 0 | 0 | 0 | 0 | 0 | 0 | 0 | 0 | 0
F1_Commercial_College_New_Food Preparation_Natural Gas_Steamer_E2 | F1 | Commercial | College | New | Food Preparation | Natural Gas | Steamer | E2 | CCE | -0.0080635 | 0 | 0 | 0 | 0 | 0 | 0 | 0 | 0 | 0 | 0 | 0 | 0 | 0 | 0 | 0 | 0 | 0 | 0 | 0 | 0 | 0 | 0 | 0 | 0 | 0 | 0
F1_Commercial_College_New_Food Preparation_Natural Gas_Steamer_E3 | F1 | Commercial | College | New | Food Preparation | Natural Gas | Steamer | E3 | CCE | 0 | 0 | 0 | 0 | 0 | 0 | 0 | 0 | 0 | 0 | 0 | 0 | 0 | 0 | 0 | 0 | 0 | 0 | 0 | 0 | 0 | 0 | 0 | 0 | 0 | 0 | 0
F1_Commercial_College_New_Food Preparation_Natural Gas_Steamer_E4 | F1 | Commercial | College | New | Food Preparation | Natural Gas | Steamer | E4 | CCE | 0 | 0 | 0 | 0 | 0 | 0 | 0 | 0 | 0 | 0 | 0 | 0 | 0 | 0 | 0 | 0 | 0 | 0 | 0 | 0 | 0 | 0 | 0 | 0 | 0 | 0 | 0
F1_Commercial_College_New_Food Preparation_Natural Gas_Steamer_E5 | F1 | Commercial | College | New | Food Preparation | Natural Gas | Steamer | E5 | CCE | 0 | 0 | 0 | 0 | 0 | 0 | 0 | 0 | 0 | 0 | 0 | 0 | 0 | 0 | 0 | 0 | 0 | 0 | 0 | 0 | 0 | 0 | 0 | 0 | 0 | 0 | 0
F1_Commercial_College_New_Food Preparation_Natural Gas_Steamer_E6 | F1 | Commercial | College | New | Food Preparation | Natural Gas | Steamer | E6 | CCE | 0 | 0 | 0 | 0 | 0 | 0 | 0 | 0 | 0 | 0 | 0 | 0 | 0 | 0 | 0 | 0 | 0 | 0 | 0 | 0 | 0 | 0 | 0 | 0 | 0 | 0 | 0
F1_Commercial_College_New_Food Preparation_Natural Gas_Steamer_E7 | F1 | Commercial | College | New | Food Preparation | Natural Gas | Steamer | E7 | CCE | 0 | 0 | 0 | 0 | 0 | 0 | 0 | 0 | 0 | 0 | 0 | 0 | 0 | 0 | 0 | 0 | 0 | 0 | 0 | 0 | 0 | 0 | 0 | 0 | 0 | 0 | 0
F1_Commercial_College_New_Food Preparation_Natural Gas_Steamer_E8 | F1 | Commercial | College | New | Food Preparation | Natural Gas | Steamer | E8 | CCE | 0 | 0 | 0 | 0 | 0 | 0 | 0 | 0 | 0 | 0 | 0 | 0 | 0 | 0 | 0 | 0 | 0 | 0 | 0 | 0 | 0 | 0 | 0 | 0 | 0 | 0 | 0
F1_Commercial_College_New_Food Preparation_Natural Gas_Steamer_E9 | F1 | Commercial | College | New | Food Preparation | Natural Gas | Steamer | E9 | CCE | 0 | 0 | 0 | 0 | 0 | 0 | 0 | 0 | 0 | 0 | 0 | 0 | 0 | 0 | 0 | 0 | 0 | 0 | 0 | 0 | 0 | 0 | 0 | 0 | 0 | 0 | 0
F1_Commercial_College_New_Food Preparation_Natural Gas_Steamer_E10 | F1 | Commercial | College | New | Food Preparation | Natural Gas | Steamer | E10 | CCE | 0 | 0 | 0 | 0 | 0 | 0 | 0 | 0 | 0 | 0 | 0 | 0 | 0 | 0 | 0 | 0 | 0 | 0 | 0 | 0 | 0 | 0 | 0 | 0 | 0 | 0 | 0
F2_Commercial_College_New_Food Preparation_Natural Gas_Steamer_E1 | F2 | Commercial | College | New | Food Preparation | Natural Gas | Steamer | E1 | TRC BC Ratio | 1 | 0 | 0 | 0 | 0 | 0 | 0 | 0 | 0 | 0 | 0 | 0 | 0 | 0 | 0 | 0 | 0 | 0 | 0 | 0 | 0 | 0 | 0 | 0 | 0 | 0 | 0
F2_Commercial_College_New_Food Preparation_Natural Gas_Steamer_E2 | F2 | Commercial | College | New | Food Preparation | Natural Gas | Steamer | E2 | TRC BC Ratio | bar: 2021 to 2047
F2_Commercial_College_New_Food Preparation_Natural Gas_Steamer_E3 | F2 | Commercial | College | New | Food Preparation | Natural Gas | Steamer | E3 | TRC BC Ratio | 0 | 0 | 0 | 0 | 0 | 0 | 0 | 0 | 0 | 0 | 0 | 0 | 0 | 0 | 0 | 0 | 0 | 0 | 0 | 0 | 0 | 0 | 0 | 0 | 0 | 0 | 0
F2_Commercial_College_New_Food Preparation_Natural Gas_Steamer_E4 | F2 | Commercial | College | New | Food Preparation | Natural Gas | Steamer | E4 | TRC BC Ratio | 0 | 0 | 0 | 0 | 0 | 0 | 0 | 0 | 0 | 0 | 0 | 0 | 0 | 0 | 0 | 0 | 0 | 0 | 0 | 0 | 0 | 0 | 0 | 0 | 0 | 0 | 0
F2_Commercial_College_New_Food Preparation_Natural Gas_Steamer_E5 | F2 | Commercial | College | New | Food Preparation | Natural Gas | Steamer | E5 | TRC BC Ratio | 0 | 0 | 0 | 0 | 0 | 0 | 0 | 0 | 0 | 0 | 0 | 0 | 0 | 0 | 0 | 0 | 0 | 0 | 0 | 0 | 0 | 0 | 0 | 0 | 0 | 0 | 0
F2_Commercial_College_New_Food Preparation_Natural Gas_Steamer_E6 | F2 | Commercial | College | New | Food Preparation | Natural Gas | Steamer | E6 | TRC BC Ratio | 0 | 0 | 0 | 0 | 0 | 0 | 0 | 0 | 0 | 0 | 0 | 0 | 0 | 0 | 0 | 0 | 0 | 0 | 0 | 0 | 0 | 0 | 0 | 0 | 0 | 0 | 0
F2_Commercial_College_New_Food Preparation_Natural Gas_Steamer_E7 | F2 | Commercial | College | New | Food Preparation | Natural Gas | Steamer | E7 | TRC BC Ratio | 0 | 0 | 0 | 0 | 0 | 0 | 0 | 0 | 0 | 0 | 0 | 0 | 0 | 0 | 0 | 0 | 0 | 0 | 0 | 0 | 0 | 0 | 0 | 0 | 0 | 0 | 0
F2_Commercial_College_New_Food Preparation_Natural Gas_Steamer_E8 | F2 | Commercial | College | New | Food Preparation | Natural Gas | Steamer | E8 | TRC BC Ratio | 0 | 0 | 0 | 0 | 0 | 0 | 0 | 0 | 0 | 0 | 0 | 0 | 0 | 0 | 0 | 0 | 0 | 0 | 0 | 0 | 0 | 0 | 0 | 0 | 0 | 0 | 0
F2_Commercial_College_New_Food Preparation_Natural Gas_Steamer_E9 | F2 | Commercial | College | New | Food Preparation | Natural Gas | Steamer | E9 | TRC BC Ratio | 0 | 0 | 0 | 0 | 0 | 0 | 0 | 0 | 0 | 0 | 0 | 0 | 0 | 0 | 0 | 0 | 0 | 0 | 0 | 0 | 0 | 0 | 0 | 0 | 0 | 0 | 0
F2_Commercial_College_New_Food Preparation_Natural Gas_Steamer_E10 | F2 | Commercial | College | New | Food Preparation | Natural Gas | Steamer | E10 | TRC BC Ratio | 0 | 0 | 0 | 0 | 0 | 0 | 0 | 0 | 0 | 0 | 0 | 0 | 0 | 0 | 0 | 0 | 0 | 0 | 0 | 0 | 0 | 0 | 0 | 0 | 0 | 0 | 0
F3_Commercial_College_New_Food Preparation_Natural Gas_Steamer_E1 | F3 | Commercial | College | New | Food Preparation | Natural Gas | Steamer | E1 | PACT BC Ratio | 1 | 0 | 0 | 0 | 0 | 0 | 0 | 0 | 0 | 0 | 0 | 0 | 0 | 0 | 0 | 0 | 0 | 0 | 0 | 0 | 0 | 0 | 0 | 0 | 0 | 0 | 0
F3_Commercial_College_New_Food Preparation_Natural Gas_Steamer_E2 | F3 | Commercial | College | New | Food Preparation | Natural Gas | Steamer | E2 | PACT BC Ratio | bar: 2021 to 2047
F3_Commercial_College_New_Food Preparation_Natural Gas_Steamer_E3 | F3 | Commercial | College | New | Food Preparation | Natural Gas | Steamer | E3 | PACT BC Ratio | 0 | 0 | 0 | 0 | 0 | 0 | 0 | 0 | 0 | 0 | 0 | 0 | 0 | 0 | 0 | 0 | 0 | 0 | 0 | 0 | 0 | 0 | 0 | 0 | 0 | 0 | 0
F3_Commercial_College_New_Food Preparation_Natural Gas_Steamer_E4 | F3 | Commercial | College | New | Food Preparation | Natural Gas | Steamer | E4 | PACT BC Ratio | 0 | 0 | 0 | 0 | 0 | 0 | 0 | 0 | 0 | 0 | 0 | 0 | 0 | 0 | 0 | 0 | 0 | 0 | 0 | 0 | 0 | 0 | 0 | 0 | 0 | 0 | 0
F3_Commercial_College_New_Food Preparation_Natural Gas_Steamer_E5 | F3 | Commercial | College | New | Food Preparation | Natural Gas | Steamer | E5 | PACT BC Ratio | 0 | 0 | 0 | 0 | 0 | 0 | 0 | 0 | 0 | 0 | 0 | 0 | 0 | 0 | 0 | 0 | 0 | 0 | 0 | 0 | 0 | 0 | 0 | 0 | 0 | 0 | 0
F3_Commercial_College_New_Food Preparation_Natural Gas_Steamer_E6 | F3 | Commercial | College | New | Food Preparation | Natural Gas | Steamer | E6 | PACT BC Ratio | 0 | 0 | 0 | 0 | 0 | 0 | 0 | 0 | 0 | 0 | 0 | 0 | 0 | 0 | 0 | 0 | 0 | 0 | 0 | 0 | 0 | 0 | 0 | 0 | 0 | 0 | 0
F3_Commercial_College_New_Food Preparation_Natural Gas_Steamer_E7 | F3 | Commercial | College | New | Food Preparation | Natural Gas | Steamer | E7 | PACT BC Ratio | 0 | 0 | 0 | 0 | 0 | 0 | 0 | 0 | 0 | 0 | 0 | 0 | 0 | 0 | 0 | 0 | 0 | 0 | 0 | 0 | 0 | 0 | 0 | 0 | 0 | 0 | 0
F3_Commercial_College_New_Food Preparation_Natural Gas_Steamer_E8 | F3 | Commercial | College | New | Food Preparation | Natural Gas | Steamer | E8 | PACT BC Ratio | 0 | 0 | 0 | 0 | 0 | 0 | 0 | 0 | 0 | 0 | 0 | 0 | 0 | 0 | 0 | 0 | 0 | 0 | 0 | 0 | 0 | 0 | 0 | 0 | 0 | 0 | 0
F3_Commercial_College_New_Food Preparation_Natural Gas_Steamer_E9 | F3 | Commercial | College | New | Food Preparation | Natural Gas | Steamer | E9 | PACT BC Ratio | 0 | 0 | 0 | 0 | 0 | 0 | 0 | 0 | 0 | 0 | 0 | 0 | 0 | 0 | 0 | 0 | 0 | 0 | 0 | 0 | 0 | 0 | 0 | 0 | 0 | 0 | 0
F3_Commercial_College_New_Food Preparation_Natural Gas_Steamer_E10 | F3 | Commercial | College | New | Food Preparation | Natural Gas | Steamer | E10 | PACT BC Ratio | 0 | 0 | 0 | 0 | 0 | 0 | 0 | 0 | 0 | 0 | 0 | 0 | 0 | 0 | 0 | 0 | 0 | 0 | 0 | 0 | 0 | 0 | 0 | 0 | 0 | 0 | 0
F4_Commercial_College_New_Food Preparation_Natural Gas_Steamer_E1 | F4 | Commercial | College | New | Food Preparation | Natural Gas | Steamer | E1 | RVT BC Ratio | 1 | 0 | 0 | 0 | 0 | 0 | 0 | 0 | 0 | 0 | 0 | 0 | 0 | 0 | 0 | 0 | 0 | 0 | 0 | 0 | 0 | 0 | 0 | 0 | 0 | 0 | 0
F4_Commercial_College_New_Food Preparation_Natural Gas_Steamer_E2 | F4 | Commercial | College | New | Food Preparation | Natural Gas | Steamer | E2 | RVT BC Ratio | bar: 2021 to 2047
F4_Commercial_College_New_Food Preparation_Natural Gas_Steamer_E3 | F4 | Commercial | College | New | Food Preparation | Natural Gas | Steamer | E3 | RVT BC Ratio | 0 | 0 | 0 | 0 | 0 | 0 | 0 | 0 | 0 | 0 | 0 | 0 | 0 | 0 | 0 | 0 | 0 | 0 | 0 | 0 | 0 | 0 | 0 | 0 | 0 | 0 | 0
F4_Commercial_College_New_Food Preparation_Natural Gas_Steamer_E4 | F4 | Commercial | College | New | Food Preparation | Natural Gas | Steamer | E4 | RVT BC Ratio | 0 | 0 | 0 | 0 | 0 | 0 | 0 | 0 | 0 | 0 | 0 | 0 | 0 | 0 | 0 | 0 | 0 | 0 | 0 | 0 | 0 | 0 | 0 | 0 | 0 | 0 | 0
F4_Commercial_College_New_Food Preparation_Natural Gas_Steamer_E5 | F4 | Commercial | College | New | Food Preparation | Natural Gas | Steamer | E5 | RVT BC Ratio | 0 | 0 | 0 | 0 | 0 | 0 | 0 | 0 | 0 | 0 | 0 | 0 | 0 | 0 | 0 | 0 | 0 | 0 | 0 | 0 | 0 | 0 | 0 | 0 | 0 | 0 | 0
F4_Commercial_College_New_Food Preparation_Natural Gas_Steamer_E6 | F4 | Commercial | College | New | Food Preparation | Natural Gas | Steamer | E6 | RVT BC Ratio | 0 | 0 | 0 | 0 | 0 | 0 | 0 | 0 | 0 | 0 | 0 | 0 | 0 | 0 | 0 | 0 | 0 | 0 | 0 | 0 | 0 | 0 | 0 | 0 | 0 | 0 | 0
F4_Commercial_College_New_Food Preparation_Natural Gas_Steamer_E7 | F4 | Commercial | College | New | Food Preparation | Natural Gas | Steamer | E7 | RVT BC Ratio | 0 | 0 | 0 | 0 | 0 | 0 | 0 | 0 | 0 | 0 | 0 | 0 | 0 | 0 | 0 | 0 | 0 | 0 | 0 | 0 | 0 | 0 | 0 | 0 | 0 | 0 | 0
F4_Commercial_College_New_Food Preparation_Natural Gas_Steamer_E8 | F4 | Commercial | College | New | Food Preparation | Natural Gas | Steamer | E8 | RVT BC Ratio | 0 | 0 | 0 | 0 | 0 | 0 | 0 | 0 | 0 | 0 | 0 | 0 | 0 | 0 | 0 | 0 | 0 | 0 | 0 | 0 | 0 | 0 | 0 | 0 | 0 | 0 | 0
F4_Commercial_College_New_Food Preparation_Natural Gas_Steamer_E9 | F4 | Commercial | College | New | Food Preparation | Natural Gas | Steamer | E9 | RVT BC Ratio | 0 | 0 | 0 | 0 | 0 | 0 | 0 | 0 | 0 | 0 | 0 | 0 | 0 | 0 | 0 | 0 | 0 | 0 | 0 | 0 | 0 | 0 | 0 | 0 | 0 | 0 | 0
F4_Commercial_College_New_Food Preparation_Natural Gas_Steamer_E10 | F4 | Commercial | College | New | Food Preparation | Natural Gas | Steamer | E10 | RVT BC Ratio | 0 | 0 | 0 | 0 | 0 | 0 | 0 | 0 | 0 | 0 | 0 | 0 | 0 | 0 | 0 | 0 | 0 | 0 | 0 | 0 | 0 | 0 | 0 | 0 | 0 | 0 | 0
F5_Commercial_College_New_Food Preparation_Natural Gas_Steamer_E1 | F5 | Commercial | College | New | Food Preparation | Natural Gas | Steamer | E1 | RIM BC Ratio | 1 | 0 | 0 | 0 | 0 | 0 | 0 | 0 | 0 | 0 | 0 | 0 | 0 | 0 | 0 | 0 | 0 | 0 | 0 | 0 | 0 | 0 | 0 | 0 | 0 | 0 | 0
F5_Commercial_College_New_Food Preparation_Natural Gas_Steamer_E2 | F5 | Commercial | College | New | Food Preparation | Natural Gas | Steamer | E2 | RIM BC Ratio | bar: 2021 to 2047
F5_Commercial_College_New_Food Preparation_Natural Gas_Steamer_E3 | F5 | Commercial | College | New | Food Preparation | Natural Gas | Steamer | E3 | RIM BC Ratio | 0 | 0 | 0 | 0 | 0 | 0 | 0 | 0 | 0 | 0 | 0 | 0 | 0 | 0 | 0 | 0 | 0 | 0 | 0 | 0 | 0 | 0 | 0 | 0 | 0 | 0 | 0
F5_Commercial_College_New_Food Preparation_Natural Gas_Steamer_E4 | F5 | Commercial | College | New | Food Preparation | Natural Gas | Steamer | E4 | RIM BC Ratio | 0 | 0 | 0 | 0 | 0 | 0 | 0 | 0 | 0 | 0 | 0 | 0 | 0 | 0 | 0 | 0 | 0 | 0 | 0 | 0 | 0 | 0 | 0 | 0 | 0 | 0 | 0
F5_Commercial_College_New_Food Preparation_Natural Gas_Steamer_E5 | F5 | Commercial | College | New | Food Preparation | Natural Gas | Steamer | E5 | RIM BC Ratio | 0 | 0 | 0 | 0 | 0 | 0 | 0 | 0 | 0 | 0 | 0 | 0 | 0 | 0 | 0 | 0 | 0 | 0 | 0 | 0 | 0 | 0 | 0 | 0 | 0 | 0 | 0
F5_Commercial_College_New_Food Preparation_Natural Gas_Steamer_E6 | F5 | Commercial | College | New | Food Preparation | Natural Gas | Steamer | E6 | RIM BC Ratio | 0 | 0 | 0 | 0 | 0 | 0 | 0 | 0 | 0 | 0 | 0 | 0 | 0 | 0 | 0 | 0 | 0 | 0 | 0 | 0 | 0 | 0 | 0 | 0 | 0 | 0 | 0
F5_Commercial_College_New_Food Preparation_Natural Gas_Steamer_E7 | F5 | Commercial | College | New | Food Preparation | Natural Gas | Steamer | E7 | RIM BC Ratio | 0 | 0 | 0 | 0 | 0 | 0 | 0 | 0 | 0 | 0 | 0 | 0 | 0 | 0 | 0 | 0 | 0 | 0 | 0 | 0 | 0 | 0 | 0 | 0 | 0 | 0 | 0
F5_Commercial_College_New_Food Preparation_Natural Gas_Steamer_E8 | F5 | Commercial | College | New | Food Preparation | Natural Gas | Steamer | E8 | RIM BC Ratio | 0 | 0 | 0 | 0 | 0 | 0 | 0 | 0 | 0 | 0 | 0 | 0 | 0 | 0 | 0 | 0 | 0 | 0 | 0 | 0 | 0 | 0 | 0 | 0 | 0 | 0 | 0
F5_Commercial_College_New_Food Preparation_Natural Gas_Steamer_E9 | F5 | Commercial | College | New | Food Preparation | Natural Gas | Steamer | E9 | RIM BC Ratio | 0 | 0 | 0 | 0 | 0 | 0 | 0 | 0 | 0 | 0 | 0 | 0 | 0 | 0 | 0 | 0 | 0 | 0 | 0 | 0 | 0 | 0 | 0 | 0 | 0 | 0 | 0
F5_Commercial_College_New_Food Preparation_Natural Gas_Steamer_E10 | F5 | Commercial | College | New | Food Preparation | Natural Gas | Steamer | E10 | RIM BC Ratio | 0 | 0 | 0 | 0 | 0 | 0 | 0 | 0 | 0 | 0 | 0 | 0 | 0 | 0 | 0 | 0 | 0 | 0 | 0 | 0 | 0 | 0 | 0 | 0 | 0 | 0 | 0
F0_Commercial_College_New_Food Preparation_Natural Gas_Commercial Food Prep Other_E0 | F0 | Commercial | College | New | Food Preparation | Natural Gas | Commercial Food Prep Other | E0 | Economic Unit | ENERGY STAR | ENERGY STAR | ENERGY STAR | ENERGY STAR | ENERGY STAR | ENERGY STAR | ENERGY STAR | ENERGY STAR | ENERGY STAR | ENERGY STAR | ENERGY STAR | ENERGY STAR | ENERGY STAR | ENERGY STAR | ENERGY STAR | ENERGY STAR | ENERGY STAR | ENERGY STAR | ENERGY STAR | ENERGY STAR | ENERGY STAR | ENERGY STAR | ENERGY STAR | ENERGY STAR | ENERGY STAR | ENERGY STAR | ENERGY STAR
F1_Commercial_College_New_Food Preparation_Natural Gas_Commercial Food Prep Other_E1 | F1 | Commercial | College | New | Food Preparation | Natural Gas | Commercial Food Prep Other | E1 | CCE | 0 | 0 | 0 | 0 | 0 | 0 | 0 | 0 | 0 | 0 | 0 | 0 | 0 | 0 | 0 | 0 | 0 | 0 | 0 | 0 | 0 | 0 | 0 | 0 | 0 | 0 | 0
F1_Commercial_College_New_Food Preparation_Natural Gas_Commercial Food Prep Other_E2 | F1 | Commercial | College | New | Food Preparation | Natural Gas | Commercial Food Prep Other | E2 | CCE | 0.0014297 | 0.0014297 | 0.0014297 | 0.0014297 | 0.0014297 | 0.0014297 | 0.0014297 | 0.0014297 | 0.0014297 | 0.0014297 | 0.0014297 | 0.0014297 | 0.0014297 | 0.0014297 | 0.0014297 | 0.0014297 | 0.0014297 | 0.0014297 | 0.0014297 | 0.0014297 | 0.0014297 | 0.0014297 | 0.0014297 | 0.0014297 | 0.0014297 | 0.0014297 | 0.0014297
F1_Commercial_College_New_Food Preparation_Natural Gas_Commercial Food Prep Other_E3 | F1 | Commercial | College | New | Food Preparation | Natural Gas | Commercial Food Prep Other | E3 | CCE | 0 | 0 | 0 | 0 | 0 | 0 | 0 | 0 | 0 | 0 | 0 | 0 | 0 | 0 | 0 | 0 | 0 | 0 | 0 | 0 | 0 | 0 | 0 | 0 | 0 | 0 | 0
F1_Commercial_College_New_Food Preparation_Natural Gas_Commercial Food Prep Other_E4 | F1 | Commercial | College | New | Food Preparation | Natural Gas | Commercial Food Prep Other | E4 | CCE | 0 | 0 | 0 | 0 | 0 | 0 | 0 | 0 | 0 | 0 | 0 | 0 | 0 | 0 | 0 | 0 | 0 | 0 | 0 | 0 | 0 | 0 | 0 | 0 | 0 | 0 | 0
F1_Commercial_College_New_Food Preparation_Natural Gas_Commercial Food Prep Other_E5 | F1 | Commercial | College | New | Food Preparation | Natural Gas | Commercial Food Prep Other | E5 | CCE | 0 | 0 | 0 | 0 | 0 | 0 | 0 | 0 | 0 | 0 | 0 | 0 | 0 | 0 | 0 | 0 | 0 | 0 | 0 | 0 | 0 | 0 | 0 | 0 | 0 | 0 | 0
F1_Commercial_College_New_Food Preparation_Natural Gas_Commercial Food Prep Other_E6 | F1 | Commercial | College | New | Food Preparation | Natural Gas | Commercial Food Prep Other | E6 | CCE | 0 | 0 | 0 | 0 | 0 | 0 | 0 | 0 | 0 | 0 | 0 | 0 | 0 | 0 | 0 | 0 | 0 | 0 | 0 | 0 | 0 | 0 | 0 | 0 | 0 | 0 | 0
F1_Commercial_College_New_Food Preparation_Natural Gas_Commercial Food Prep Other_E7 | F1 | Commercial | College | New | Food Preparation | Natural Gas | Commercial Food Prep Other | E7 | CCE | 0 | 0 | 0 | 0 | 0 | 0 | 0 | 0 | 0 | 0 | 0 | 0 | 0 | 0 | 0 | 0 | 0 | 0 | 0 | 0 | 0 | 0 | 0 | 0 | 0 | 0 | 0
F1_Commercial_College_New_Food Preparation_Natural Gas_Commercial Food Prep Other_E8 | F1 | Commercial | College | New | Food Preparation | Natural Gas | Commercial Food Prep Other | E8 | CCE | 0 | 0 | 0 | 0 | 0 | 0 | 0 | 0 | 0 | 0 | 0 | 0 | 0 | 0 | 0 | 0 | 0 | 0 | 0 | 0 | 0 | 0 | 0 | 0 | 0 | 0 | 0
F1_Commercial_College_New_Food Preparation_Natural Gas_Commercial Food Prep Other_E9 | F1 | Commercial | College | New | Food Preparation | Natural Gas | Commercial Food Prep Other | E9 | CCE | 0 | 0 | 0 | 0 | 0 | 0 | 0 | 0 | 0 | 0 | 0 | 0 | 0 | 0 | 0 | 0 | 0 | 0 | 0 | 0 | 0 | 0 | 0 | 0 | 0 | 0 | 0
F1_Commercial_College_New_Food Preparation_Natural Gas_Commercial Food Prep Other_E10 | F1 | Commercial | College | New | Food Preparation | Natural Gas | Commercial Food Prep Other | E10 | CCE | 0 | 0 | 0 | 0 | 0 | 0 | 0 | 0 | 0 | 0 | 0 | 0 | 0 | 0 | 0 | 0 | 0 | 0 | 0 | 0 | 0 | 0 | 0 | 0 | 0 | 0 | 0
F2_Commercial_College_New_Food Preparation_Natural Gas_Commercial Food Prep Other_E1 | F2 | Commercial | College | New | Food Preparation | Natural Gas | Commercial Food Prep Other | E1 | TRC BC Ratio | bar: 2021 to 2047
F2_Commercial_College_New_Food Preparation_Natural Gas_Commercial Food Prep Other_E2 | F2 | Commercial | College | New | Food Preparation | Natural Gas | Commercial Food Prep Other | E2 | TRC BC Ratio | 9.6116 | 9.4729 | 9.3376 | 9.2065 | 9.2077 | 9.295 | 9.4366 | 9.6081 | 9.7932 | 9.9825 | 10.1698 | 10.3356 | 10.4621 | 10.5159 | 10.491 | 10.3882 | 10.2152 | 9.9888 | 9.7192 | 9.3996 | 9.0257 | 8.5955 | 8.2135 | 7.9663 | 7.8594 | 7.898 | 7.9367
F2_Commercial_College_New_Food Preparation_Natural Gas_Commercial Food Prep Other_E3 | F2 | Commercial | College | New | Food Preparation | Natural Gas | Commercial Food Prep Other | E3 | TRC BC Ratio | 0 | 0 | 0 | 0 | 0 | 0 | 0 | 0 | 0 | 0 | 0 | 0 | 0 | 0 | 0 | 0 | 0 | 0 | 0 | 0 | 0 | 0 | 0 | 0 | 0 | 0 | 0
F2_Commercial_College_New_Food Preparation_Natural Gas_Commercial Food Prep Other_E4 | F2 | Commercial | College | New | Food Preparation | Natural Gas | Commercial Food Prep Other | E4 | TRC BC Ratio | 0 | 0 | 0 | 0 | 0 | 0 | 0 | 0 | 0 | 0 | 0 | 0 | 0 | 0 | 0 | 0 | 0 | 0 | 0 | 0 | 0 | 0 | 0 | 0 | 0 | 0 | 0
F2_Commercial_College_New_Food Preparation_Natural Gas_Commercial Food Prep Other_E5 | F2 | Commercial | College | New | Food Preparation | Natural Gas | Commercial Food Prep Other | E5 | TRC BC Ratio | 0 | 0 | 0 | 0 | 0 | 0 | 0 | 0 | 0 | 0 | 0 | 0 | 0 | 0 | 0 | 0 | 0 | 0 | 0 | 0 | 0 | 0 | 0 | 0 | 0 | 0 | 0
F2_Commercial_College_New_Food Preparation_Natural Gas_Commercial Food Prep Other_E6 | F2 | Commercial | College | New | Food Preparation | Natural Gas | Commercial Food Prep Other | E6 | TRC BC Ratio | 0 | 0 | 0 | 0 | 0 | 0 | 0 | 0 | 0 | 0 | 0 | 0 | 0 | 0 | 0 | 0 | 0 | 0 | 0 | 0 | 0 | 0 | 0 | 0 | 0 | 0 | 0
F2_Commercial_College_New_Food Preparation_Natural Gas_Commercial Food Prep Other_E7 | F2 | Commercial | College | New | Food Preparation | Natural Gas | Commercial Food Prep Other | E7 | TRC BC Ratio | 0 | 0 | 0 | 0 | 0 | 0 | 0 | 0 | 0 | 0 | 0 | 0 | 0 | 0 | 0 | 0 | 0 | 0 | 0 | 0 | 0 | 0 | 0 | 0 | 0 | 0 | 0
F2_Commercial_College_New_Food Preparation_Natural Gas_Commercial Food Prep Other_E8 | F2 | Commercial | College | New | Food Preparation | Natural Gas | Commercial Food Prep Other | E8 | TRC BC Ratio | 0 | 0 | 0 | 0 | 0 | 0 | 0 | 0 | 0 | 0 | 0 | 0 | 0 | 0 | 0 | 0 | 0 | 0 | 0 | 0 | 0 | 0 | 0 | 0 | 0 | 0 | 0
F2_Commercial_College_New_Food Preparation_Natural Gas_Commercial Food Prep Other_E9 | F2 | Commercial | College | New | Food Preparation | Natural Gas | Commercial Food Prep Other | E9 | TRC BC Ratio | 0 | 0 | 0 | 0 | 0 | 0 | 0 | 0 | 0 | 0 | 0 | 0 | 0 | 0 | 0 | 0 | 0 | 0 | 0 | 0 | 0 | 0 | 0 | 0 | 0 | 0 | 0
F2_Commercial_College_New_Food Preparation_Natural Gas_Commercial Food Prep Other_E10 | F2 | Commercial | College | New | Food Preparation | Natural Gas | Commercial Food Prep Other | E10 | TRC BC Ratio | 0 | 0 | 0 | 0 | 0 | 0 | 0 | 0 | 0 | 0 | 0 | 0 | 0 | 0 | 0 | 0 | 0 | 0 | 0 | 0 | 0 | 0 | 0 | 0 | 0 | 0 | 0
F3_Commercial_College_New_Food Preparation_Natural Gas_Commercial Food Prep Other_E1 | F3 | Commercial | College | New | Food Preparation | Natural Gas | Commercial Food Prep Other | E1 | PACT BC Ratio | bar: 2021 to 2047
F3_Commercial_College_New_Food Preparation_Natural Gas_Commercial Food Prep Other_E2 | F3 | Commercial | College | New | Food Preparation | Natural Gas | Commercial Food Prep Other | E2 | PACT BC Ratio | 12.119 | 11.9441 | 11.7735 | 11.6081 | 11.6097 | 11.7198 | 11.8983 | 12.1145 | 12.348 | 12.5867 | 12.8228 | 13.0318 | 13.1913 | 13.2591 | 13.2278 | 13.0982 | 12.88 | 12.5945 | 12.2546 | 11.8517 | 11.3803 | 10.8378 | 10.3562 | 10.0444 | 9.9097 | 9.9583 | 10.0071
F3_Commercial_College_New_Food Preparation_Natural Gas_Commercial Food Prep Other_E3 | F3 | Commercial | College | New | Food Preparation | Natural Gas | Commercial Food Prep Other | E3 | PACT BC Ratio | 0 | 0 | 0 | 0 | 0 | 0 | 0 | 0 | 0 | 0 | 0 | 0 | 0 | 0 | 0 | 0 | 0 | 0 | 0 | 0 | 0 | 0 | 0 | 0 | 0 | 0 | 0
F3_Commercial_College_New_Food Preparation_Natural Gas_Commercial Food Prep Other_E4 | F3 | Commercial | College | New | Food Preparation | Natural Gas | Commercial Food Prep Other | E4 | PACT BC Ratio | 0 | 0 | 0 | 0 | 0 | 0 | 0 | 0 | 0 | 0 | 0 | 0 | 0 | 0 | 0 | 0 | 0 | 0 | 0 | 0 | 0 | 0 | 0 | 0 | 0 | 0 | 0
F3_Commercial_College_New_Food Preparation_Natural Gas_Commercial Food Prep Other_E5 | F3 | Commercial | College | New | Food Preparation | Natural Gas | Commercial Food Prep Other | E5 | PACT BC Ratio | 0 | 0 | 0 | 0 | 0 | 0 | 0 | 0 | 0 | 0 | 0 | 0 | 0 | 0 | 0 | 0 | 0 | 0 | 0 | 0 | 0 | 0 | 0 | 0 | 0 | 0 | 0
F3_Commercial_College_New_Food Preparation_Natural Gas_Commercial Food Prep Other_E6 | F3 | Commercial | College | New | Food Preparation | Natural Gas | Commercial Food Prep Other | E6 | PACT BC Ratio | 0 | 0 | 0 | 0 | 0 | 0 | 0 | 0 | 0 | 0 | 0 | 0 | 0 | 0 | 0 | 0 | 0 | 0 | 0 | 0 | 0 | 0 | 0 | 0 | 0 | 0 | 0
F3_Commercial_College_New_Food Preparation_Natural Gas_Commercial Food Prep Other_E7 | F3 | Commercial | College | New | Food Preparation | Natural Gas | Commercial Food Prep Other | E7 | PACT BC Ratio | 0 | 0 | 0 | 0 | 0 | 0 | 0 | 0 | 0 | 0 | 0 | 0 | 0 | 0 | 0 | 0 | 0 | 0 | 0 | 0 | 0 | 0 | 0 | 0 | 0 | 0 | 0
F3_Commercial_College_New_Food Preparation_Natural Gas_Commercial Food Prep Other_E8 | F3 | Commercial | College | New | Food Preparation | Natural Gas | Commercial Food Prep Other | E8 | PACT BC Ratio | 0 | 0 | 0 | 0 | 0 | 0 | 0 | 0 | 0 | 0 | 0 | 0 | 0 | 0 | 0 | 0 | 0 | 0 | 0 | 0 | 0 | 0 | 0 | 0 | 0 | 0 | 0
F3_Commercial_College_New_Food Preparation_Natural Gas_Commercial Food Prep Other_E9 | F3 | Commercial | College | New | Food Preparation | Natural Gas | Commercial Food Prep Other | E9 | PACT BC Ratio | 0 | 0 | 0 | 0 | 0 | 0 | 0 | 0 | 0 | 0 | 0 | 0 | 0 | 0 | 0 | 0 | 0 | 0 | 0 | 0 | 0 | 0 | 0 | 0 | 0 | 0 | 0
F3_Commercial_College_New_Food Preparation_Natural Gas_Commercial Food Prep Other_E10 | F3 | Commercial | College | New | Food Preparation | Natural Gas | Commercial Food Prep Other | E10 | PACT BC Ratio | 0 | 0 | 0 | 0 | 0 | 0 | 0 | 0 | 0 | 0 | 0 | 0 | 0 | 0 | 0 | 0 | 0 | 0 | 0 | 0 | 0 | 0 | 0 | 0 | 0 | 0 | 0
F4_Commercial_College_New_Food Preparation_Natural Gas_Commercial Food Prep Other_E1 | F4 | Commercial | College | New | Food Preparation | Natural Gas | Commercial Food Prep Other | E1 | RVT BC Ratio | bar: 2021 to 2047
F4_Commercial_College_New_Food Preparation_Natural Gas_Commercial Food Prep Other_E2 | F4 | Commercial | College | New | Food Preparation | Natural Gas | Commercial Food Prep Other | E2 | RVT BC Ratio | 0.7 | 0.7 | 0.7 | 0.7 | 0.7 | 0.7 | 0.7 | 0.7 | 0.7 | 0.7 | 0.7 | 0.7 | 0.7 | 0.7 | 0.7 | 0.7 | 0.7 | 0.7 | 0.7 | 0.7 | 0.7 | 0.7 | 0.7 | 0.7 | 0.7 | 0.7 | 0.7
F4_Commercial_College_New_Food Preparation_Natural Gas_Commercial Food Prep Other_E3 | F4 | Commercial | College | New | Food Preparation | Natural Gas | Commercial Food Prep Other | E3 | RVT BC Ratio | 0 | 0 | 0 | 0 | 0 | 0 | 0 | 0 | 0 | 0 | 0 | 0 | 0 | 0 | 0 | 0 | 0 | 0 | 0 | 0 | 0 | 0 | 0 | 0 | 0 | 0 | 0
F4_Commercial_College_New_Food Preparation_Natural Gas_Commercial Food Prep Other_E4 | F4 | Commercial | College | New | Food Preparation | Natural Gas | Commercial Food Prep Other | E4 | RVT BC Ratio | 0 | 0 | 0 | 0 | 0 | 0 | 0 | 0 | 0 | 0 | 0 | 0 | 0 | 0 | 0 | 0 | 0 | 0 | 0 | 0 | 0 | 0 | 0 | 0 | 0 | 0 | 0
F4_Commercial_College_New_Food Preparation_Natural Gas_Commercial Food Prep Other_E5 | F4 | Commercial | College | New | Food Preparation | Natural Gas | Commercial Food Prep Other | E5 | RVT BC Ratio | 0 | 0 | 0 | 0 | 0 | 0 | 0 | 0 | 0 | 0 | 0 | 0 | 0 | 0 | 0 | 0 | 0 | 0 | 0 | 0 | 0 | 0 | 0 | 0 | 0 | 0 | 0
F4_Commercial_College_New_Food Preparation_Natural Gas_Commercial Food Prep Other_E6 | F4 | Commercial | College | New | Food Preparation | Natural Gas | Commercial Food Prep Other | E6 | RVT BC Ratio | 0 | 0 | 0 | 0 | 0 | 0 | 0 | 0 | 0 | 0 | 0 | 0 | 0 | 0 | 0 | 0 | 0 | 0 | 0 | 0 | 0 | 0 | 0 | 0 | 0 | 0 | 0
F4_Commercial_College_New_Food Preparation_Natural Gas_Commercial Food Prep Other_E7 | F4 | Commercial | College | New | Food Preparation | Natural Gas | Commercial Food Prep Other | E7 | RVT BC Ratio | 0 | 0 | 0 | 0 | 0 | 0 | 0 | 0 | 0 | 0 | 0 | 0 | 0 | 0 | 0 | 0 | 0 | 0 | 0 | 0 | 0 | 0 | 0 | 0 | 0 | 0 | 0
F4_Commercial_College_New_Food Preparation_Natural Gas_Commercial Food Prep Other_E8 | F4 | Commercial | College | New | Food Preparation | Natural Gas | Commercial Food Prep Other | E8 | RVT BC Ratio | 0 | 0 | 0 | 0 | 0 | 0 | 0 | 0 | 0 | 0 | 0 | 0 | 0 | 0 | 0 | 0 | 0 | 0 | 0 | 0 | 0 | 0 | 0 | 0 | 0 | 0 | 0
F4_Commercial_College_New_Food Preparation_Natural Gas_Commercial Food Prep Other_E9 | F4 | Commercial | College | New | Food Preparation | Natural Gas | Commercial Food Prep Other | E9 | RVT BC Ratio | 0 | 0 | 0 | 0 | 0 | 0 | 0 | 0 | 0 | 0 | 0 | 0 | 0 | 0 | 0 | 0 | 0 | 0 | 0 | 0 | 0 | 0 | 0 | 0 | 0 | 0 | 0
F4_Commercial_College_New_Food Preparation_Natural Gas_Commercial Food Prep Other_E10 | F4 | Commercial | College | New | Food Preparation | Natural Gas | Commercial Food Prep Other | E10 | RVT BC Ratio | 0 | 0 | 0 | 0 | 0 | 0 | 0 | 0 | 0 | 0 | 0 | 0 | 0 | 0 | 0 | 0 | 0 | 0 | 0 | 0 | 0 | 0 | 0 | 0 | 0 | 0 | 0
F5_Commercial_College_New_Food Preparation_Natural Gas_Commercial Food Prep Other_E1 | F5 | Commercial | College | New | Food Preparation | Natural Gas | Commercial Food Prep Other | E1 | RIM BC Ratio | bar: 2021 to 2047
F5_Commercial_College_New_Food Preparation_Natural Gas_Commercial Food Prep Other_E2 | F5 | Commercial | College | New | Food Preparation | Natural Gas | Commercial Food Prep Other | E2 | RIM BC Ratio | 12.119 | 11.9441 | 11.7735 | 11.6081 | 11.6097 | 11.7198 | 11.8983 | 12.1145 | 12.348 | 12.5867 | 12.8228 | 13.0318 | 13.1913 | 13.2591 | 13.2278 | 13.0982 | 12.88 | 12.5945 | 12.2546 | 11.8517 | 11.3803 | 10.8378 | 10.3562 | 10.0444 | 9.9097 | 9.9583 | 10.0071
F5_Commercial_College_New_Food Preparation_Natural Gas_Commercial Food Prep Other_E3 | F5 | Commercial | College | New | Food Preparation | Natural Gas | Commercial Food Prep Other | E3 | RIM BC Ratio | 0 | 0 | 0 | 0 | 0 | 0 | 0 | 0 | 0 | 0 | 0 | 0 | 0 | 0 | 0 | 0 | 0 | 0 | 0 | 0 | 0 | 0 | 0 | 0 | 0 | 0 | 0
F5_Commercial_College_New_Food Preparation_Natural Gas_Commercial Food Prep Other_E4 | F5 | Commercial | College | New | Food Preparation | Natural Gas | Commercial Food Prep Other | E4 | RIM BC Ratio | 0 | 0 | 0 | 0 | 0 | 0 | 0 | 0 | 0 | 0 | 0 | 0 | 0 | 0 | 0 | 0 | 0 | 0 | 0 | 0 | 0 | 0 | 0 | 0 | 0 | 0 | 0
F5_Commercial_College_New_Food Preparation_Natural Gas_Commercial Food Prep Other_E5 | F5 | Commercial | College | New | Food Preparation | Natural Gas | Commercial Food Prep Other | E5 | RIM BC Ratio | 0 | 0 | 0 | 0 | 0 | 0 | 0 | 0 | 0 | 0 | 0 | 0 | 0 | 0 | 0 | 0 | 0 | 0 | 0 | 0 | 0 | 0 | 0 | 0 | 0 | 0 | 0
F5_Commercial_College_New_Food Preparation_Natural Gas_Commercial Food Prep Other_E6 | F5 | Commercial | College | New | Food Preparation | Natural Gas | Commercial Food Prep Other | E6 | RIM BC Ratio | 0 | 0 | 0 | 0 | 0 | 0 | 0 | 0 | 0 | 0 | 0 | 0 | 0 | 0 | 0 | 0 | 0 | 0 | 0 | 0 | 0 | 0 | 0 | 0 | 0 | 0 | 0
F5_Commercial_College_New_Food Preparation_Natural Gas_Commercial Food Prep Other_E7 | F5 | Commercial | College | New | Food Preparation | Natural Gas | Commercial Food Prep Other | E7 | RIM BC Ratio | 0 | 0 | 0 | 0 | 0 | 0 | 0 | 0 | 0 | 0 | 0 | 0 | 0 | 0 | 0 | 0 | 0 | 0 | 0 | 0 | 0 | 0 | 0 | 0 | 0 | 0 | 0
F5_Commercial_College_New_Food Preparation_Natural Gas_Commercial Food Prep Other_E8 | F5 | Commercial | College | New | Food Preparation | Natural Gas | Commercial Food Prep Other | E8 | RIM BC Ratio | 0 | 0 | 0 | 0 | 0 | 0 | 0 | 0 | 0 | 0 | 0 | 0 | 0 | 0 | 0 | 0 | 0 | 0 | 0 | 0 | 0 | 0 | 0 | 0 | 0 | 0 | 0
F5_Commercial_College_New_Food Preparation_Natural Gas_Commercial Food Prep Other_E9 | F5 | Commercial | College | New | Food Preparation | Natural Gas | Commercial Food Prep Other | E9 | RIM BC Ratio | 0 | 0 | 0 | 0 | 0 | 0 | 0 | 0 | 0 | 0 | 0 | 0 | 0 | 0 | 0 | 0 | 0 | 0 | 0 | 0 | 0 | 0 | 0 | 0 | 0 | 0 | 0
F5_Commercial_College_New_Food Preparation_Natural Gas_Commercial Food Prep Other_E10 | F5 | Commercial | College | New | Food Preparation | Natural Gas | Commercial Food Prep Other | E10 | RIM BC Ratio | 0 | 0 | 0 | 0 | 0 | 0 | 0 | 0 | 0 | 0 | 0 | 0 | 0 | 0 | 0 | 0 | 0 | 0 | 0 | 0 | 0 | 0 | 0 | 0 | 0 | 0 | 0
F0_Commercial_College_New_Miscellaneous_Natural Gas_Pool Heater_E0 | F0 | Commercial | College | New | Miscellaneous | Natural Gas | Pool Heater | E0 | Economic Unit | Standard (EF .78) | Standard (EF .78) | Standard (EF .78) | Standard (EF .78) | Standard (EF .78) | Standard (EF .78) | Standard (EF .78) | Standard (EF .78) | Standard (EF .78) | Standard (EF .78) | Standard (EF .78) | Standard (EF .78) | Standard (EF .78) | Standard (EF .78) | Standard (EF .78) | Standard (EF .78) | Standard (EF .78) | Standard (EF .78) | Standard (EF .78) | Standard (EF .78) | Standard (EF .78) | Standard (EF .78) | Standard (EF .78) | Standard (EF .78) | Standard (EF .78) | Standard (EF .78) | Standard (EF .78)
F1_Commercial_College_New_Miscellaneous_Natural Gas_Pool Heater_E1 | F1 | Commercial | College | New | Miscellaneous | Natural Gas | Pool Heater | E1 | CCE | 0 | 0 | 0 | 0 | 0 | 0 | 0 | 0 | 0 | 0 | 0 | 0 | 0 | 0 | 0 | 0 | 0 | 0 | 0 | 0 | 0 | 0 | 0 | 0 | 0 | 0 | 0
F1_Commercial_College_New_Miscellaneous_Natural Gas_Pool Heater_E2 | F1 | Commercial | College | New | Miscellaneous | Natural Gas | Pool Heater | E2 | CCE | 0.01727 | 0.01727 | 0.01727 | 0.01727 | 0.01727 | 0.01727 | 0.01727 | 0.01727 | 0.01727 | 0.01727 | 0.01727 | 0.01727 | 0.01727 | 0.01727 | 0.01727 | 0.01727 | 0.01727 | 0.01727 | 0.01727 | 0.01727 | 0.01727 | 0.01727 | 0.01727 | 0.01727 | 0.01727 | 0.01727 | 0.01727
F1_Commercial_College_New_Miscellaneous_Natural Gas_Pool Heater_E3 | F1 | Commercial | College | New | Miscellaneous | Natural Gas | Pool Heater | E3 | CCE | 0 | 0 | 0 | 0 | 0 | 0 | 0 | 0 | 0 | 0 | 0 | 0 | 0 | 0 | 0 | 0 | 0 | 0 | 0 | 0 | 0 | 0 | 0 | 0 | 0 | 0 | 0
F1_Commercial_College_New_Miscellaneous_Natural Gas_Pool Heater_E4 | F1 | Commercial | College | New | Miscellaneous | Natural Gas | Pool Heater | E4 | CCE | 0 | 0 | 0 | 0 | 0 | 0 | 0 | 0 | 0 | 0 | 0 | 0 | 0 | 0 | 0 | 0 | 0 | 0 | 0 | 0 | 0 | 0 | 0 | 0 | 0 | 0 | 0
F1_Commercial_College_New_Miscellaneous_Natural Gas_Pool Heater_E5 | F1 | Commercial | College | New | Miscellaneous | Natural Gas | Pool Heater | E5 | CCE | 0 | 0 | 0 | 0 | 0 | 0 | 0 | 0 | 0 | 0 | 0 | 0 | 0 | 0 | 0 | 0 | 0 | 0 | 0 | 0 | 0 | 0 | 0 | 0 | 0 | 0 | 0
F1_Commercial_College_New_Miscellaneous_Natural Gas_Pool Heater_E6 | F1 | Commercial | College | New | Miscellaneous | Natural Gas | Pool Heater | E6 | CCE | 0 | 0 | 0 | 0 | 0 | 0 | 0 | 0 | 0 | 0 | 0 | 0 | 0 | 0 | 0 | 0 | 0 | 0 | 0 | 0 | 0 | 0 | 0 | 0 | 0 | 0 | 0
F1_Commercial_College_New_Miscellaneous_Natural Gas_Pool Heater_E7 | F1 | Commercial | College | New | Miscellaneous | Natural Gas | Pool Heater | E7 | CCE | 0 | 0 | 0 | 0 | 0 | 0 | 0 | 0 | 0 | 0 | 0 | 0 | 0 | 0 | 0 | 0 | 0 | 0 | 0 | 0 | 0 | 0 | 0 | 0 | 0 | 0 | 0
F1_Commercial_College_New_Miscellaneous_Natural Gas_Pool Heater_E8 | F1 | Commercial | College | New | Miscellaneous | Natural Gas | Pool Heater | E8 | CCE | 0 | 0 | 0 | 0 | 0 | 0 | 0 | 0 | 0 | 0 | 0 | 0 | 0 | 0 | 0 | 0 | 0 | 0 | 0 | 0 | 0 | 0 | 0 | 0 | 0 | 0 | 0
F1_Commercial_College_New_Miscellaneous_Natural Gas_Pool Heater_E9 | F1 | Commercial | College | New | Miscellaneous | Natural Gas | Pool Heater | E9 | CCE | 0 | 0 | 0 | 0 | 0 | 0 | 0 | 0 | 0 | 0 | 0 | 0 | 0 | 0 | 0 | 0 | 0 | 0 | 0 | 0 | 0 | 0 | 0 | 0 | 0 | 0 | 0
F1_Commercial_College_New_Miscellaneous_Natural Gas_Pool Heater_E10 | F1 | Commercial | College | New | Miscellaneous | Natural Gas | Pool Heater | E10 | CCE | 0 | 0 | 0 | 0 | 0 | 0 | 0 | 0 | 0 | 0 | 0 | 0 | 0 | 0 | 0 | 0 | 0 | 0 | 0 | 0 | 0 | 0 | 0 | 0 | 0 | 0 | 0
F2_Commercial_College_New_Miscellaneous_Natural Gas_Pool Heater_E1 | F2 | Commercial | College | New | Miscellaneous | Natural Gas | Pool Heater | E1 | TRC BC Ratio | bar: 2021 to 2047
F2_Commercial_College_New_Miscellaneous_Natural Gas_Pool Heater_E2 | F2 | Commercial | College | New | Miscellaneous | Natural Gas | Pool Heater | E2 | TRC BC Ratio | 0.81519 | 0.79395 | 0.77145 | 0.74865 | 0.74158 | 0.74479 | 0.75444 | 0.76754 | 0.78207 | 0.7969 | 0.8123 | 0.82818 | 0.84505 | 0.86169 | 0.87741 | 0.88939 | 0.89388 | 0.88772 | 0.8685 | 0.83583 | 0.79136 | 0.73728 | 0.68909 | 0.65735 | 0.64275 | 0.6459 | 0.64907
F2_Commercial_College_New_Miscellaneous_Natural Gas_Pool Heater_E3 | F2 | Commercial | College | New | Miscellaneous | Natural Gas | Pool Heater | E3 | TRC BC Ratio | 0 | 0 | 0 | 0 | 0 | 0 | 0 | 0 | 0 | 0 | 0 | 0 | 0 | 0 | 0 | 0 | 0 | 0 | 0 | 0 | 0 | 0 | 0 | 0 | 0 | 0 | 0
F2_Commercial_College_New_Miscellaneous_Natural Gas_Pool Heater_E4 | F2 | Commercial | College | New | Miscellaneous | Natural Gas | Pool Heater | E4 | TRC BC Ratio | 0 | 0 | 0 | 0 | 0 | 0 | 0 | 0 | 0 | 0 | 0 | 0 | 0 | 0 | 0 | 0 | 0 | 0 | 0 | 0 | 0 | 0 | 0 | 0 | 0 | 0 | 0
F2_Commercial_College_New_Miscellaneous_Natural Gas_Pool Heater_E5 | F2 | Commercial | College | New | Miscellaneous | Natural Gas | Pool Heater | E5 | TRC BC Ratio | 0 | 0 | 0 | 0 | 0 | 0 | 0 | 0 | 0 | 0 | 0 | 0 | 0 | 0 | 0 | 0 | 0 | 0 | 0 | 0 | 0 | 0 | 0 | 0 | 0 | 0 | 0
F2_Commercial_College_New_Miscellaneous_Natural Gas_Pool Heater_E6 | F2 | Commercial | College | New | Miscellaneous | Natural Gas | Pool Heater | E6 | TRC BC Ratio | 0 | 0 | 0 | 0 | 0 | 0 | 0 | 0 | 0 | 0 | 0 | 0 | 0 | 0 | 0 | 0 | 0 | 0 | 0 | 0 | 0 | 0 | 0 | 0 | 0 | 0 | 0
F2_Commercial_College_New_Miscellaneous_Natural Gas_Pool Heater_E7 | F2 | Commercial | College | New | Miscellaneous | Natural Gas | Pool Heater | E7 | TRC BC Ratio | 0 | 0 | 0 | 0 | 0 | 0 | 0 | 0 | 0 | 0 | 0 | 0 | 0 | 0 | 0 | 0 | 0 | 0 | 0 | 0 | 0 | 0 | 0 | 0 | 0 | 0 | 0
F2_Commercial_College_New_Miscellaneous_Natural Gas_Pool Heater_E8 | F2 | Commercial | College | New | Miscellaneous | Natural Gas | Pool Heater | E8 | TRC BC Ratio | 0 | 0 | 0 | 0 | 0 | 0 | 0 | 0 | 0 | 0 | 0 | 0 | 0 | 0 | 0 | 0 | 0 | 0 | 0 | 0 | 0 | 0 | 0 | 0 | 0 | 0 | 0
F2_Commercial_College_New_Miscellaneous_Natural Gas_Pool Heater_E9 | F2 | Commercial | College | New | Miscellaneous | Natural Gas | Pool Heater | E9 | TRC BC Ratio | 0 | 0 | 0 | 0 | 0 | 0 | 0 | 0 | 0 | 0 | 0 | 0 | 0 | 0 | 0 | 0 | 0 | 0 | 0 | 0 | 0 | 0 | 0 | 0 | 0 | 0 | 0
F2_Commercial_College_New_Miscellaneous_Natural Gas_Pool Heater_E10 | F2 | Commercial | College | New | Miscellaneous | Natural Gas | Pool Heater | E10 | TRC BC Ratio | 0 | 0 | 0 | 0 | 0 | 0 | 0 | 0 | 0 | 0 | 0 | 0 | 0 | 0 | 0 | 0 | 0 | 0 | 0 | 0 | 0 | 0 | 0 | 0 | 0 | 0 | 0
F3_Commercial_College_New_Miscellaneous_Natural Gas_Pool Heater_E1 | F3 | Commercial | College | New | Miscellaneous | Natural Gas | Pool Heater | E1 | PACT BC Ratio | bar: 2021 to 2047
F3_Commercial_College_New_Miscellaneous_Natural Gas_Pool Heater_E2 | F3 | Commercial | College | New | Miscellaneous | Natural Gas | Pool Heater | E2 | PACT BC Ratio | 1.0278 | 1.0011 | 0.9727 | 0.94395 | 0.93503 | 0.93908 | 0.95126 | 0.96777 | 0.98608 | 1.0048 | 1.0242 | 1.0442 | 1.0655 | 1.0865 | 1.1063 | 1.1214 | 1.1271 | 1.1193 | 1.0951 | 1.0539 | 0.99781 | 0.92962 | 0.86885 | 0.82883 | 0.81042 | 0.8144 | 0.81839
F3_Commercial_College_New_Miscellaneous_Natural Gas_Pool Heater_E3 | F3 | Commercial | College | New | Miscellaneous | Natural Gas | Pool Heater | E3 | PACT BC Ratio | 0 | 0 | 0 | 0 | 0 | 0 | 0 | 0 | 0 | 0 | 0 | 0 | 0 | 0 | 0 | 0 | 0 | 0 | 0 | 0 | 0 | 0 | 0 | 0 | 0 | 0 | 0
F3_Commercial_College_New_Miscellaneous_Natural Gas_Pool Heater_E4 | F3 | Commercial | College | New | Miscellaneous | Natural Gas | Pool Heater | E4 | PACT BC Ratio | 0 | 0 | 0 | 0 | 0 | 0 | 0 | 0 | 0 | 0 | 0 | 0 | 0 | 0 | 0 | 0 | 0 | 0 | 0 | 0 | 0 | 0 | 0 | 0 | 0 | 0 | 0
F3_Commercial_College_New_Miscellaneous_Natural Gas_Pool Heater_E5 | F3 | Commercial | College | New | Miscellaneous | Natural Gas | Pool Heater | E5 | PACT BC Ratio | 0 | 0 | 0 | 0 | 0 | 0 | 0 | 0 | 0 | 0 | 0 | 0 | 0 | 0 | 0 | 0 | 0 | 0 | 0 | 0 | 0 | 0 | 0 | 0 | 0 | 0 | 0
F3_Commercial_College_New_Miscellaneous_Natural Gas_Pool Heater_E6 | F3 | Commercial | College | New | Miscellaneous | Natural Gas | Pool Heater | E6 | PACT BC Ratio | 0 | 0 | 0 | 0 | 0 | 0 | 0 | 0 | 0 | 0 | 0 | 0 | 0 | 0 | 0 | 0 | 0 | 0 | 0 | 0 | 0 | 0 | 0 | 0 | 0 | 0 | 0
F3_Commercial_College_New_Miscellaneous_Natural Gas_Pool Heater_E7 | F3 | Commercial | College | New | Miscellaneous | Natural Gas | Pool Heater | E7 | PACT BC Ratio | 0 | 0 | 0 | 0 | 0 | 0 | 0 | 0 | 0 | 0 | 0 | 0 | 0 | 0 | 0 | 0 | 0 | 0 | 0 | 0 | 0 | 0 | 0 | 0 | 0 | 0 | 0
F3_Commercial_College_New_Miscellaneous_Natural Gas_Pool Heater_E8 | F3 | Commercial | College | New | Miscellaneous | Natural Gas | Pool Heater | E8 | PACT BC Ratio | 0 | 0 | 0 | 0 | 0 | 0 | 0 | 0 | 0 | 0 | 0 | 0 | 0 | 0 | 0 | 0 | 0 | 0 | 0 | 0 | 0 | 0 | 0 | 0 | 0 | 0 | 0
F3_Commercial_College_New_Miscellaneous_Natural Gas_Pool Heater_E9 | F3 | Commercial | College | New | Miscellaneous | Natural Gas | Pool Heater | E9 | PACT BC Ratio | 0 | 0 | 0 | 0 | 0 | 0 | 0 | 0 | 0 | 0 | 0 | 0 | 0 | 0 | 0 | 0 | 0 | 0 | 0 | 0 | 0 | 0 | 0 | 0 | 0 | 0 | 0
F3_Commercial_College_New_Miscellaneous_Natural Gas_Pool Heater_E10 | F3 | Commercial | College | New | Miscellaneous | Natural Gas | Pool Heater | E10 | PACT BC Ratio | 0 | 0 | 0 | 0 | 0 | 0 | 0 | 0 | 0 | 0 | 0 | 0 | 0 | 0 | 0 | 0 | 0 | 0 | 0 | 0 | 0 | 0 | 0 | 0 | 0 | 0 | 0
F4_Commercial_College_New_Miscellaneous_Natural Gas_Pool Heater_E1 | F4 | Commercial | College | New | Miscellaneous | Natural Gas | Pool Heater | E1 | RVT BC Ratio | bar: 2021 to 2047
F4_Commercial_College_New_Miscellaneous_Natural Gas_Pool Heater_E2 | F4 | Commercial | College | New | Miscellaneous | Natural Gas | Pool Heater | E2 | RVT BC Ratio | 0.7 | 0.7 | 0.7 | 0.7 | 0.7 | 0.7 | 0.7 | 0.7 | 0.7 | 0.7 | 0.7 | 0.7 | 0.7 | 0.7 | 0.7 | 0.7 | 0.7 | 0.7 | 0.7 | 0.7 | 0.7 | 0.7 | 0.7 | 0.7 | 0.7 | 0.7 | 0.7
F4_Commercial_College_New_Miscellaneous_Natural Gas_Pool Heater_E3 | F4 | Commercial | College | New | Miscellaneous | Natural Gas | Pool Heater | E3 | RVT BC Ratio | 0 | 0 | 0 | 0 | 0 | 0 | 0 | 0 | 0 | 0 | 0 | 0 | 0 | 0 | 0 | 0 | 0 | 0 | 0 | 0 | 0 | 0 | 0 | 0 | 0 | 0 | 0
F4_Commercial_College_New_Miscellaneous_Natural Gas_Pool Heater_E4 | F4 | Commercial | College | New | Miscellaneous | Natural Gas | Pool Heater | E4 | RVT BC Ratio | 0 | 0 | 0 | 0 | 0 | 0 | 0 | 0 | 0 | 0 | 0 | 0 | 0 | 0 | 0 | 0 | 0 | 0 | 0 | 0 | 0 | 0 | 0 | 0 | 0 | 0 | 0
F4_Commercial_College_New_Miscellaneous_Natural Gas_Pool Heater_E5 | F4 | Commercial | College | New | Miscellaneous | Natural Gas | Pool Heater | E5 | RVT BC Ratio | 0 | 0 | 0 | 0 | 0 | 0 | 0 | 0 | 0 | 0 | 0 | 0 | 0 | 0 | 0 | 0 | 0 | 0 | 0 | 0 | 0 | 0 | 0 | 0 | 0 | 0 | 0
F4_Commercial_College_New_Miscellaneous_Natural Gas_Pool Heater_E6 | F4 | Commercial | College | New | Miscellaneous | Natural Gas | Pool Heater | E6 | RVT BC Ratio | 0 | 0 | 0 | 0 | 0 | 0 | 0 | 0 | 0 | 0 | 0 | 0 | 0 | 0 | 0 | 0 | 0 | 0 | 0 | 0 | 0 | 0 | 0 | 0 | 0 | 0 | 0
F4_Commercial_College_New_Miscellaneous_Natural Gas_Pool Heater_E7 | F4 | Commercial | College | New | Miscellaneous | Natural Gas | Pool Heater | E7 | RVT BC Ratio | 0 | 0 | 0 | 0 | 0 | 0 | 0 | 0 | 0 | 0 | 0 | 0 | 0 | 0 | 0 | 0 | 0 | 0 | 0 | 0 | 0 | 0 | 0 | 0 | 0 | 0 | 0
F4_Commercial_College_New_Miscellaneous_Natural Gas_Pool Heater_E8 | F4 | Commercial | College | New | Miscellaneous | Natural Gas | Pool Heater | E8 | RVT BC Ratio | 0 | 0 | 0 | 0 | 0 | 0 | 0 | 0 | 0 | 0 | 0 | 0 | 0 | 0 | 0 | 0 | 0 | 0 | 0 | 0 | 0 | 0 | 0 | 0 | 0 | 0 | 0
F4_Commercial_College_New_Miscellaneous_Natural Gas_Pool Heater_E9 | F4 | Commercial | College | New | Miscellaneous | Natural Gas | Pool Heater | E9 | RVT BC Ratio | 0 | 0 | 0 | 0 | 0 | 0 | 0 | 0 | 0 | 0 | 0 | 0 | 0 | 0 | 0 | 0 | 0 | 0 | 0 | 0 | 0 | 0 | 0 | 0 | 0 | 0 | 0
F4_Commercial_College_New_Miscellaneous_Natural Gas_Pool Heater_E10 | F4 | Commercial | College | New | Miscellaneous | Natural Gas | Pool Heater | E10 | RVT BC Ratio | 0 | 0 | 0 | 0 | 0 | 0 | 0 | 0 | 0 | 0 | 0 | 0 | 0 | 0 | 0 | 0 | 0 | 0 | 0 | 0 | 0 | 0 | 0 | 0 | 0 | 0 | 0
F5_Commercial_College_New_Miscellaneous_Natural Gas_Pool Heater_E1 | F5 | Commercial | College | New | Miscellaneous | Natural Gas | Pool Heater | E1 | RIM BC Ratio | bar: 2021 to 2047
F5_Commercial_College_New_Miscellaneous_Natural Gas_Pool Heater_E2 | F5 | Commercial | College | New | Miscellaneous | Natural Gas | Pool Heater | E2 | RIM BC Ratio | 1.0278 | 1.0011 | 0.9727 | 0.94395 | 0.93503 | 0.93908 | 0.95126 | 0.96777 | 0.98608 | 1.0048 | 1.0242 | 1.0442 | 1.0655 | 1.0865 | 1.1063 | 1.1214 | 1.1271 | 1.1193 | 1.0951 | 1.0539 | 0.99781 | 0.92962 | 0.86885 | 0.82883 | 0.81042 | 0.8144 | 0.81839
F5_Commercial_College_New_Miscellaneous_Natural Gas_Pool Heater_E3 | F5 | Commercial | College | New | Miscellaneous | Natural Gas | Pool Heater | E3 | RIM BC Ratio | 0 | 0 | 0 | 0 | 0 | 0 | 0 | 0 | 0 | 0 | 0 | 0 | 0 | 0 | 0 | 0 | 0 | 0 | 0 | 0 | 0 | 0 | 0 | 0 | 0 | 0 | 0
F5_Commercial_College_New_Miscellaneous_Natural Gas_Pool Heater_E4 | F5 | Commercial | College | New | Miscellaneous | Natural Gas | Pool Heater | E4 | RIM BC Ratio | 0 | 0 | 0 | 0 | 0 | 0 | 0 | 0 | 0 | 0 | 0 | 0 | 0 | 0 | 0 | 0 | 0 | 0 | 0 | 0 | 0 | 0 | 0 | 0 | 0 | 0 | 0
F5_Commercial_College_New_Miscellaneous_Natural Gas_Pool Heater_E5 | F5 | Commercial | College | New | Miscellaneous | Natural Gas | Pool Heater | E5 | RIM BC Ratio | 0 | 0 | 0 | 0 | 0 | 0 | 0 | 0 | 0 | 0 | 0 | 0 | 0 | 0 | 0 | 0 | 0 | 0 | 0 | 0 | 0 | 0 | 0 | 0 | 0 | 0 | 0
F5_Commercial_College_New_Miscellaneous_Natural Gas_Pool Heater_E6 | F5 | Commercial | College | New | Miscellaneous | Natural Gas | Pool Heater | E6 | RIM BC Ratio | 0 | 0 | 0 | 0 | 0 | 0 | 0 | 0 | 0 | 0 | 0 | 0 | 0 | 0 | 0 | 0 | 0 | 0 | 0 | 0 | 0 | 0 | 0 | 0 | 0 | 0 | 0
F5_Commercial_College_New_Miscellaneous_Natural Gas_Pool Heater_E7 | F5 | Commercial | College | New | Miscellaneous | Natural Gas | Pool Heater | E7 | RIM BC Ratio | 0 | 0 | 0 | 0 | 0 | 0 | 0 | 0 | 0 | 0 | 0 | 0 | 0 | 0 | 0 | 0 | 0 | 0 | 0 | 0 | 0 | 0 | 0 | 0 | 0 | 0 | 0
F5_Commercial_College_New_Miscellaneous_Natural Gas_Pool Heater_E8 | F5 | Commercial | College | New | Miscellaneous | Natural Gas | Pool Heater | E8 | RIM BC Ratio | 0 | 0 | 0 | 0 | 0 | 0 | 0 | 0 | 0 | 0 | 0 | 0 | 0 | 0 | 0 | 0 | 0 | 0 | 0 | 0 | 0 | 0 | 0 | 0 | 0 | 0 | 0
F5_Commercial_College_New_Miscellaneous_Natural Gas_Pool Heater_E9 | F5 | Commercial | College | New | Miscellaneous | Natural Gas | Pool Heater | E9 | RIM BC Ratio | 0 | 0 | 0 | 0 | 0 | 0 | 0 | 0 | 0 | 0 | 0 | 0 | 0 | 0 | 0 | 0 | 0 | 0 | 0 | 0 | 0 | 0 | 0 | 0 | 0 | 0 | 0
F5_Commercial_College_New_Miscellaneous_Natural Gas_Pool Heater_E10 | F5 | Commercial | College | New | Miscellaneous | Natural Gas | Pool Heater | E10 | RIM BC Ratio | 0 | 0 | 0 | 0 | 0 | 0 | 0 | 0 | 0 | 0 | 0 | 0 | 0 | 0 | 0 | 0 | 0 | 0 | 0 | 0 | 0 | 0 | 0 | 0 | 0 | 0 | 0
F0_Commercial_College_New_Miscellaneous_Natural Gas_Miscellaneous_E0 | F0 | Commercial | College | New | Miscellaneous | Natural Gas | Miscellaneous | E0 | Economic Unit | Miscellaneous | Miscellaneous | Miscellaneous | Miscellaneous | Miscellaneous | Miscellaneous | Miscellaneous | Miscellaneous | Miscellaneous | Miscellaneous | Miscellaneous | Miscellaneous | Miscellaneous | Miscellaneous | Miscellaneous | Miscellaneous | Miscellaneous | Miscellaneous | Miscellaneous | Miscellaneous | Miscellaneous | Miscellaneous | Miscellaneous | Miscellaneous | Miscellaneous | Miscellaneous | Miscellaneous
F1_Commercial_College_New_Miscellaneous_Natural Gas_Miscellaneous_E1 | F1 | Commercial | College | New | Miscellaneous | Natural Gas | Miscellaneous | E1 | CCE | 0 | 0 | 0 | 0 | 0 | 0 | 0 | 0 | 0 | 0 | 0 | 0 | 0 | 0 | 0 | 0 | 0 | 0 | 0 | 0 | 0 | 0 | 0 | 0 | 0 | 0 | 0
F1_Commercial_College_New_Miscellaneous_Natural Gas_Miscellaneous_E2 | F1 | Commercial | College | New | Miscellaneous | Natural Gas | Miscellaneous | E2 | CCE | 0 | 0 | 0 | 0 | 0 | 0 | 0 | 0 | 0 | 0 | 0 | 0 | 0 | 0 | 0 | 0 | 0 | 0 | 0 | 0 | 0 | 0 | 0 | 0 | 0 | 0 | 0
F1_Commercial_College_New_Miscellaneous_Natural Gas_Miscellaneous_E3 | F1 | Commercial | College | New | Miscellaneous | Natural Gas | Miscellaneous | E3 | CCE | 0 | 0 | 0 | 0 | 0 | 0 | 0 | 0 | 0 | 0 | 0 | 0 | 0 | 0 | 0 | 0 | 0 | 0 | 0 | 0 | 0 | 0 | 0 | 0 | 0 | 0 | 0
F1_Commercial_College_New_Miscellaneous_Natural Gas_Miscellaneous_E4 | F1 | Commercial | College | New | Miscellaneous | Natural Gas | Miscellaneous | E4 | CCE | 0 | 0 | 0 | 0 | 0 | 0 | 0 | 0 | 0 | 0 | 0 | 0 | 0 | 0 | 0 | 0 | 0 | 0 | 0 | 0 | 0 | 0 | 0 | 0 | 0 | 0 | 0
F1_Commercial_College_New_Miscellaneous_Natural Gas_Miscellaneous_E5 | F1 | Commercial | College | New | Miscellaneous | Natural Gas | Miscellaneous | E5 | CCE | 0 | 0 | 0 | 0 | 0 | 0 | 0 | 0 | 0 | 0 | 0 | 0 | 0 | 0 | 0 | 0 | 0 | 0 | 0 | 0 | 0 | 0 | 0 | 0 | 0 | 0 | 0
F1_Commercial_College_New_Miscellaneous_Natural Gas_Miscellaneous_E6 | F1 | Commercial | College | New | Miscellaneous | Natural Gas | Miscellaneous | E6 | CCE | 0 | 0 | 0 | 0 | 0 | 0 | 0 | 0 | 0 | 0 | 0 | 0 | 0 | 0 | 0 | 0 | 0 | 0 | 0 | 0 | 0 | 0 | 0 | 0 | 0 | 0 | 0
F1_Commercial_College_New_Miscellaneous_Natural Gas_Miscellaneous_E7 | F1 | Commercial | College | New | Miscellaneous | Natural Gas | Miscellaneous | E7 | CCE | 0 | 0 | 0 | 0 | 0 | 0 | 0 | 0 | 0 | 0 | 0 | 0 | 0 | 0 | 0 | 0 | 0 | 0 | 0 | 0 | 0 | 0 | 0 | 0 | 0 | 0 | 0
F1_Commercial_College_New_Miscellaneous_Natural Gas_Miscellaneous_E8 | F1 | Commercial | College | New | Miscellaneous | Natural Gas | Miscellaneous | E8 | CCE | 0 | 0 | 0 | 0 | 0 | 0 | 0 | 0 | 0 | 0 | 0 | 0 | 0 | 0 | 0 | 0 | 0 | 0 | 0 | 0 | 0 | 0 | 0 | 0 | 0 | 0 | 0
F1_Commercial_College_New_Miscellaneous_Natural Gas_Miscellaneous_E9 | F1 | Commercial | College | New | Miscellaneous | Natural Gas | Miscellaneous | E9 | CCE | 0 | 0 | 0 | 0 | 0 | 0 | 0 | 0 | 0 | 0 | 0 | 0 | 0 | 0 | 0 | 0 | 0 | 0 | 0 | 0 | 0 | 0 | 0 | 0 | 0 | 0 | 0
F1_Commercial_College_New_Miscellaneous_Natural Gas_Miscellaneous_E10 | F1 | Commercial | College | New | Miscellaneous | Natural Gas | Miscellaneous | E10 | CCE | 0 | 0 | 0 | 0 | 0 | 0 | 0 | 0 | 0 | 0 | 0 | 0 | 0 | 0 | 0 | 0 | 0 | 0 | 0 | 0 | 0 | 0 | 0 | 0 | 0 | 0 | 0
F2_Commercial_College_New_Miscellaneous_Natural Gas_Miscellaneous_E1 | F2 | Commercial | College | New | Miscellaneous | Natural Gas | Miscellaneous | E1 | TRC BC Ratio | bar: 2021 to 2047
F2_Commercial_College_New_Miscellaneous_Natural Gas_Miscellaneous_E2 | F2 | Commercial | College | New | Miscellaneous | Natural Gas | Miscellaneous | E2 | TRC BC Ratio | 0 | 0 | 0 | 0 | 0 | 0 | 0 | 0 | 0 | 0 | 0 | 0 | 0 | 0 | 0 | 0 | 0 | 0 | 0 | 0 | 0 | 0 | 0 | 0 | 0 | 0 | 0
F2_Commercial_College_New_Miscellaneous_Natural Gas_Miscellaneous_E3 | F2 | Commercial | College | New | Miscellaneous | Natural Gas | Miscellaneous | E3 | TRC BC Ratio | 0 | 0 | 0 | 0 | 0 | 0 | 0 | 0 | 0 | 0 | 0 | 0 | 0 | 0 | 0 | 0 | 0 | 0 | 0 | 0 | 0 | 0 | 0 | 0 | 0 | 0 | 0
F2_Commercial_College_New_Miscellaneous_Natural Gas_Miscellaneous_E4 | F2 | Commercial | College | New | Miscellaneous | Natural Gas | Miscellaneous | E4 | TRC BC Ratio | 0 | 0 | 0 | 0 | 0 | 0 | 0 | 0 | 0 | 0 | 0 | 0 | 0 | 0 | 0 | 0 | 0 | 0 | 0 | 0 | 0 | 0 | 0 | 0 | 0 | 0 | 0
F2_Commercial_College_New_Miscellaneous_Natural Gas_Miscellaneous_E5 | F2 | Commercial | College | New | Miscellaneous | Natural Gas | Miscellaneous | E5 | TRC BC Ratio | 0 | 0 | 0 | 0 | 0 | 0 | 0 | 0 | 0 | 0 | 0 | 0 | 0 | 0 | 0 | 0 | 0 | 0 | 0 | 0 | 0 | 0 | 0 | 0 | 0 | 0 | 0
F2_Commercial_College_New_Miscellaneous_Natural Gas_Miscellaneous_E6 | F2 | Commercial | College | New | Miscellaneous | Natural Gas | Miscellaneous | E6 | TRC BC Ratio | 0 | 0 | 0 | 0 | 0 | 0 | 0 | 0 | 0 | 0 | 0 | 0 | 0 | 0 | 0 | 0 | 0 | 0 | 0 | 0 | 0 | 0 | 0 | 0 | 0 | 0 | 0
F2_Commercial_College_New_Miscellaneous_Natural Gas_Miscellaneous_E7 | F2 | Commercial | College | New | Miscellaneous | Natural Gas | Miscellaneous | E7 | TRC BC Ratio | 0 | 0 | 0 | 0 | 0 | 0 | 0 | 0 | 0 | 0 | 0 | 0 | 0 | 0 | 0 | 0 | 0 | 0 | 0 | 0 | 0 | 0 | 0 | 0 | 0 | 0 | 0
F2_Commercial_College_New_Miscellaneous_Natural Gas_Miscellaneous_E8 | F2 | Commercial | College | New | Miscellaneous | Natural Gas | Miscellaneous | E8 | TRC BC Ratio | 0 | 0 | 0 | 0 | 0 | 0 | 0 | 0 | 0 | 0 | 0 | 0 | 0 | 0 | 0 | 0 | 0 | 0 | 0 | 0 | 0 | 0 | 0 | 0 | 0 | 0 | 0
F2_Commercial_College_New_Miscellaneous_Natural Gas_Miscellaneous_E9 | F2 | Commercial | College | New | Miscellaneous | Natural Gas | Miscellaneous | E9 | TRC BC Ratio | 0 | 0 | 0 | 0 | 0 | 0 | 0 | 0 | 0 | 0 | 0 | 0 | 0 | 0 | 0 | 0 | 0 | 0 | 0 | 0 | 0 | 0 | 0 | 0 | 0 | 0 | 0
F2_Commercial_College_New_Miscellaneous_Natural Gas_Miscellaneous_E10 | F2 | Commercial | College | New | Miscellaneous | Natural Gas | Miscellaneous | E10 | TRC BC Ratio | 0 | 0 | 0 | 0 | 0 | 0 | 0 | 0 | 0 | 0 | 0 | 0 | 0 | 0 | 0 | 0 | 0 | 0 | 0 | 0 | 0 | 0 | 0 | 0 | 0 | 0 | 0
F3_Commercial_College_New_Miscellaneous_Natural Gas_Miscellaneous_E1 | F3 | Commercial | College | New | Miscellaneous | Natural Gas | Miscellaneous | E1 | PACT BC Ratio | bar: 2021 to 2047
F3_Commercial_College_New_Miscellaneous_Natural Gas_Miscellaneous_E2 | F3 | Commercial | College | New | Miscellaneous | Natural Gas | Miscellaneous | E2 | PACT BC Ratio | 0 | 0 | 0 | 0 | 0 | 0 | 0 | 0 | 0 | 0 | 0 | 0 | 0 | 0 | 0 | 0 | 0 | 0 | 0 | 0 | 0 | 0 | 0 | 0 | 0 | 0 | 0
F3_Commercial_College_New_Miscellaneous_Natural Gas_Miscellaneous_E3 | F3 | Commercial | College | New | Miscellaneous | Natural Gas | Miscellaneous | E3 | PACT BC Ratio | 0 | 0 | 0 | 0 | 0 | 0 | 0 | 0 | 0 | 0 | 0 | 0 | 0 | 0 | 0 | 0 | 0 | 0 | 0 | 0 | 0 | 0 | 0 | 0 | 0 | 0 | 0
F3_Commercial_College_New_Miscellaneous_Natural Gas_Miscellaneous_E4 | F3 | Commercial | College | New | Miscellaneous | Natural Gas | Miscellaneous | E4 | PACT BC Ratio | 0 | 0 | 0 | 0 | 0 | 0 | 0 | 0 | 0 | 0 | 0 | 0 | 0 | 0 | 0 | 0 | 0 | 0 | 0 | 0 | 0 | 0 | 0 | 0 | 0 | 0 | 0
F3_Commercial_College_New_Miscellaneous_Natural Gas_Miscellaneous_E5 | F3 | Commercial | College | New | Miscellaneous | Natural Gas | Miscellaneous | E5 | PACT BC Ratio | 0 | 0 | 0 | 0 | 0 | 0 | 0 | 0 | 0 | 0 | 0 | 0 | 0 | 0 | 0 | 0 | 0 | 0 | 0 | 0 | 0 | 0 | 0 | 0 | 0 | 0 | 0
F3_Commercial_College_New_Miscellaneous_Natural Gas_Miscellaneous_E6 | F3 | Commercial | College | New | Miscellaneous | Natural Gas | Miscellaneous | E6 | PACT BC Ratio | 0 | 0 | 0 | 0 | 0 | 0 | 0 | 0 | 0 | 0 | 0 | 0 | 0 | 0 | 0 | 0 | 0 | 0 | 0 | 0 | 0 | 0 | 0 | 0 | 0 | 0 | 0
F3_Commercial_College_New_Miscellaneous_Natural Gas_Miscellaneous_E7 | F3 | Commercial | College | New | Miscellaneous | Natural Gas | Miscellaneous | E7 | PACT BC Ratio | 0 | 0 | 0 | 0 | 0 | 0 | 0 | 0 | 0 | 0 | 0 | 0 | 0 | 0 | 0 | 0 | 0 | 0 | 0 | 0 | 0 | 0 | 0 | 0 | 0 | 0 | 0
F3_Commercial_College_New_Miscellaneous_Natural Gas_Miscellaneous_E8 | F3 | Commercial | College | New | Miscellaneous | Natural Gas | Miscellaneous | E8 | PACT BC Ratio | 0 | 0 | 0 | 0 | 0 | 0 | 0 | 0 | 0 | 0 | 0 | 0 | 0 | 0 | 0 | 0 | 0 | 0 | 0 | 0 | 0 | 0 | 0 | 0 | 0 | 0 | 0
F3_Commercial_College_New_Miscellaneous_Natural Gas_Miscellaneous_E9 | F3 | Commercial | College | New | Miscellaneous | Natural Gas | Miscellaneous | E9 | PACT BC Ratio | 0 | 0 | 0 | 0 | 0 | 0 | 0 | 0 | 0 | 0 | 0 | 0 | 0 | 0 | 0 | 0 | 0 | 0 | 0 | 0 | 0 | 0 | 0 | 0 | 0 | 0 | 0
F3_Commercial_College_New_Miscellaneous_Natural Gas_Miscellaneous_E10 | F3 | Commercial | College | New | Miscellaneous | Natural Gas | Miscellaneous | E10 | PACT BC Ratio | 0 | 0 | 0 | 0 | 0 | 0 | 0 | 0 | 0 | 0 | 0 | 0 | 0 | 0 | 0 | 0 | 0 | 0 | 0 | 0 | 0 | 0 | 0 | 0 | 0 | 0 | 0
F4_Commercial_College_New_Miscellaneous_Natural Gas_Miscellaneous_E1 | F4 | Commercial | College | New | Miscellaneous | Natural Gas | Miscellaneous | E1 | RVT BC Ratio | bar: 2021 to 2047
F4_Commercial_College_New_Miscellaneous_Natural Gas_Miscellaneous_E2 | F4 | Commercial | College | New | Miscellaneous | Natural Gas | Miscellaneous | E2 | RVT BC Ratio | 0 | 0 | 0 | 0 | 0 | 0 | 0 | 0 | 0 | 0 | 0 | 0 | 0 | 0 | 0 | 0 | 0 | 0 | 0 | 0 | 0 | 0 | 0 | 0 | 0 | 0 | 0
F4_Commercial_College_New_Miscellaneous_Natural Gas_Miscellaneous_E3 | F4 | Commercial | College | New | Miscellaneous | Natural Gas | Miscellaneous | E3 | RVT BC Ratio | 0 | 0 | 0 | 0 | 0 | 0 | 0 | 0 | 0 | 0 | 0 | 0 | 0 | 0 | 0 | 0 | 0 | 0 | 0 | 0 | 0 | 0 | 0 | 0 | 0 | 0 | 0
F4_Commercial_College_New_Miscellaneous_Natural Gas_Miscellaneous_E4 | F4 | Commercial | College | New | Miscellaneous | Natural Gas | Miscellaneous | E4 | RVT BC Ratio | 0 | 0 | 0 | 0 | 0 | 0 | 0 | 0 | 0 | 0 | 0 | 0 | 0 | 0 | 0 | 0 | 0 | 0 | 0 | 0 | 0 | 0 | 0 | 0 | 0 | 0 | 0
F4_Commercial_College_New_Miscellaneous_Natural Gas_Miscellaneous_E5 | F4 | Commercial | College | New | Miscellaneous | Natural Gas | Miscellaneous | E5 | RVT BC Ratio | 0 | 0 | 0 | 0 | 0 | 0 | 0 | 0 | 0 | 0 | 0 | 0 | 0 | 0 | 0 | 0 | 0 | 0 | 0 | 0 | 0 | 0 | 0 | 0 | 0 | 0 | 0
F4_Commercial_College_New_Miscellaneous_Natural Gas_Miscellaneous_E6 | F4 | Commercial | College | New | Miscellaneous | Natural Gas | Miscellaneous | E6 | RVT BC Ratio | 0 | 0 | 0 | 0 | 0 | 0 | 0 | 0 | 0 | 0 | 0 | 0 | 0 | 0 | 0 | 0 | 0 | 0 | 0 | 0 | 0 | 0 | 0 | 0 | 0 | 0 | 0
F4_Commercial_College_New_Miscellaneous_Natural Gas_Miscellaneous_E7 | F4 | Commercial | College | New | Miscellaneous | Natural Gas | Miscellaneous | E7 | RVT BC Ratio | 0 | 0 | 0 | 0 | 0 | 0 | 0 | 0 | 0 | 0 | 0 | 0 | 0 | 0 | 0 | 0 | 0 | 0 | 0 | 0 | 0 | 0 | 0 | 0 | 0 | 0 | 0
F4_Commercial_College_New_Miscellaneous_Natural Gas_Miscellaneous_E8 | F4 | Commercial | College | New | Miscellaneous | Natural Gas | Miscellaneous | E8 | RVT BC Ratio | 0 | 0 | 0 | 0 | 0 | 0 | 0 | 0 | 0 | 0 | 0 | 0 | 0 | 0 | 0 | 0 | 0 | 0 | 0 | 0 | 0 | 0 | 0 | 0 | 0 | 0 | 0
F4_Commercial_College_New_Miscellaneous_Natural Gas_Miscellaneous_E9 | F4 | Commercial | College | New | Miscellaneous | Natural Gas | Miscellaneous | E9 | RVT BC Ratio | 0 | 0 | 0 | 0 | 0 | 0 | 0 | 0 | 0 | 0 | 0 | 0 | 0 | 0 | 0 | 0 | 0 | 0 | 0 | 0 | 0 | 0 | 0 | 0 | 0 | 0 | 0
F4_Commercial_College_New_Miscellaneous_Natural Gas_Miscellaneous_E10 | F4 | Commercial | College | New | Miscellaneous | Natural Gas | Miscellaneous | E10 | RVT BC Ratio | 0 | 0 | 0 | 0 | 0 | 0 | 0 | 0 | 0 | 0 | 0 | 0 | 0 | 0 | 0 | 0 | 0 | 0 | 0 | 0 | 0 | 0 | 0 | 0 | 0 | 0 | 0
F5_Commercial_College_New_Miscellaneous_Natural Gas_Miscellaneous_E1 | F5 | Commercial | College | New | Miscellaneous | Natural Gas | Miscellaneous | E1 | RIM BC Ratio | bar: 2021 to 2047
F5_Commercial_College_New_Miscellaneous_Natural Gas_Miscellaneous_E2 | F5 | Commercial | College | New | Miscellaneous | Natural Gas | Miscellaneous | E2 | RIM BC Ratio | 0 | 0 | 0 | 0 | 0 | 0 | 0 | 0 | 0 | 0 | 0 | 0 | 0 | 0 | 0 | 0 | 0 | 0 | 0 | 0 | 0 | 0 | 0 | 0 | 0 | 0 | 0
F5_Commercial_College_New_Miscellaneous_Natural Gas_Miscellaneous_E3 | F5 | Commercial | College | New | Miscellaneous | Natural Gas | Miscellaneous | E3 | RIM BC Ratio | 0 | 0 | 0 | 0 | 0 | 0 | 0 | 0 | 0 | 0 | 0 | 0 | 0 | 0 | 0 | 0 | 0 | 0 | 0 | 0 | 0 | 0 | 0 | 0 | 0 | 0 | 0
F5_Commercial_College_New_Miscellaneous_Natural Gas_Miscellaneous_E4 | F5 | Commercial | College | New | Miscellaneous | Natural Gas | Miscellaneous | E4 | RIM BC Ratio | 0 | 0 | 0 | 0 | 0 | 0 | 0 | 0 | 0 | 0 | 0 | 0 | 0 | 0 | 0 | 0 | 0 | 0 | 0 | 0 | 0 | 0 | 0 | 0 | 0 | 0 | 0
F5_Commercial_College_New_Miscellaneous_Natural Gas_Miscellaneous_E5 | F5 | Commercial | College | New | Miscellaneous | Natural Gas | Miscellaneous | E5 | RIM BC Ratio | 0 | 0 | 0 | 0 | 0 | 0 | 0 | 0 | 0 | 0 | 0 | 0 | 0 | 0 | 0 | 0 | 0 | 0 | 0 | 0 | 0 | 0 | 0 | 0 | 0 | 0 | 0
F5_Commercial_College_New_Miscellaneous_Natural Gas_Miscellaneous_E6 | F5 | Commercial | College | New | Miscellaneous | Natural Gas | Miscellaneous | E6 | RIM BC Ratio | 0 | 0 | 0 | 0 | 0 | 0 | 0 | 0 | 0 | 0 | 0 | 0 | 0 | 0 | 0 | 0 | 0 | 0 | 0 | 0 | 0 | 0 | 0 | 0 | 0 | 0 | 0
F5_Commercial_College_New_Miscellaneous_Natural Gas_Miscellaneous_E7 | F5 | Commercial | College | New | Miscellaneous | Natural Gas | Miscellaneous | E7 | RIM BC Ratio | 0 | 0 | 0 | 0 | 0 | 0 | 0 | 0 | 0 | 0 | 0 | 0 | 0 | 0 | 0 | 0 | 0 | 0 | 0 | 0 | 0 | 0 | 0 | 0 | 0 | 0 | 0
F5_Commercial_College_New_Miscellaneous_Natural Gas_Miscellaneous_E8 | F5 | Commercial | College | New | Miscellaneous | Natural Gas | Miscellaneous | E8 | RIM BC Ratio | 0 | 0 | 0 | 0 | 0 | 0 | 0 | 0 | 0 | 0 | 0 | 0 | 0 | 0 | 0 | 0 | 0 | 0 | 0 | 0 | 0 | 0 | 0 | 0 | 0 | 0 | 0
F5_Commercial_College_New_Miscellaneous_Natural Gas_Miscellaneous_E9 | F5 | Commercial | College | New | Miscellaneous | Natural Gas | Miscellaneous | E9 | RIM BC Ratio | 0 | 0 | 0 | 0 | 0 | 0 | 0 | 0 | 0 | 0 | 0 | 0 | 0 | 0 | 0 | 0 | 0 | 0 | 0 | 0 | 0 | 0 | 0 | 0 | 0 | 0 | 0
F5_Commercial_College_New_Miscellaneous_Natural Gas_Miscellaneous_E10 | F5 | Commercial | College | New | Miscellaneous | Natural Gas | Miscellaneous | E10 | RIM BC Ratio | 0 | 0 | 0 | 0 | 0 | 0 | 0 | 0 | 0 | 0 | 0 | 0 | 0 | 0 | 0 | 0 | 0 | 0 | 0 | 0 | 0 | 0 | 0 | 0 | 0 | 0 | 0
F0_Commercial_Health_Existing_Space Heating_Natural Gas_Furnace_E0 | F0 | Commercial | Health | Existing | Space Heating | Natural Gas | Furnace | E0 | Economic Unit | AFUE 96% | AFUE 96% | AFUE 96% | AFUE 90% | AFUE 90% | AFUE 90% | AFUE 90% | AFUE 90% | AFUE 90% | AFUE 90% | AFUE 90% | AFUE 90% | AFUE 90% | AFUE 90% | AFUE 90% | AFUE 90% | AFUE 90% | AFUE 90% | AFUE 90% | AFUE 90% | AFUE 90% | AFUE 90% | AFUE 90% | AFUE 90% | AFUE 90% | AFUE 90% | AFUE 90%
F1_Commercial_Health_Existing_Space Heating_Natural Gas_Furnace_E1 | F1 | Commercial | Health | Existing | Space Heating | Natural Gas | Furnace | E1 | CCE | 0 | 0 | 0 | 0 | 0 | 0 | 0 | 0 | 0 | 0 | 0 | 0 | 0 | 0 | 0 | 0 | 0 | 0 | 0 | 0 | 0 | 0 | 0 | 0 | 0 | 0 | 0
F1_Commercial_Health_Existing_Space Heating_Natural Gas_Furnace_E2 | F1 | Commercial | Health | Existing | Space Heating | Natural Gas | Furnace | E2 | CCE | 0.0079783 | 0.0074161 | 0.007445 | 0 | 0 | 0 | 0 | 0 | 0 | 0 | 0 | 0 | 0 | 0 | 0 | 0 | 0 | 0 | 0 | 0 | 0 | 0 | 0 | 0 | 0 | 0 | 0
F1_Commercial_Health_Existing_Space Heating_Natural Gas_Furnace_E3 | F1 | Commercial | Health | Existing | Space Heating | Natural Gas | Furnace | E3 | CCE | 0.010638 | 0.0098882 | 0.0099266 | 0.01489 | 0.01489 | 0.01489 | 0.01489 | 0.01489 | 0.01489 | 0.01489 | 0.01489 | 0.01489 | 0.01489 | 0.01489 | 0.01489 | 0.01489 | 0.01489 | 0.01489 | 0.01489 | 0.01489 | 0.01489 | 0.01489 | 0.01489 | 0.01489 | 0.01489 | 0.01489 | 0.01489
F1_Commercial_Health_Existing_Space Heating_Natural Gas_Furnace_E4 | F1 | Commercial | Health | Existing | Space Heating | Natural Gas | Furnace | E4 | CCE | 0 | 0 | 0 | 0 | 0 | 0 | 0 | 0 | 0 | 0 | 0 | 0 | 0 | 0 | 0 | 0 | 0 | 0 | 0 | 0 | 0 | 0 | 0 | 0 | 0 | 0 | 0
F1_Commercial_Health_Existing_Space Heating_Natural Gas_Furnace_E5 | F1 | Commercial | Health | Existing | Space Heating | Natural Gas | Furnace | E5 | CCE | 0 | 0 | 0 | 0 | 0 | 0 | 0 | 0 | 0 | 0 | 0 | 0 | 0 | 0 | 0 | 0 | 0 | 0 | 0 | 0 | 0 | 0 | 0 | 0 | 0 | 0 | 0
F1_Commercial_Health_Existing_Space Heating_Natural Gas_Furnace_E6 | F1 | Commercial | Health | Existing | Space Heating | Natural Gas | Furnace | E6 | CCE | 0 | 0 | 0 | 0 | 0 | 0 | 0 | 0 | 0 | 0 | 0 | 0 | 0 | 0 | 0 | 0 | 0 | 0 | 0 | 0 | 0 | 0 | 0 | 0 | 0 | 0 | 0
F1_Commercial_Health_Existing_Space Heating_Natural Gas_Furnace_E7 | F1 | Commercial | Health | Existing | Space Heating | Natural Gas | Furnace | E7 | CCE | 0 | 0 | 0 | 0 | 0 | 0 | 0 | 0 | 0 | 0 | 0 | 0 | 0 | 0 | 0 | 0 | 0 | 0 | 0 | 0 | 0 | 0 | 0 | 0 | 0 | 0 | 0
F1_Commercial_Health_Existing_Space Heating_Natural Gas_Furnace_E8 | F1 | Commercial | Health | Existing | Space Heating | Natural Gas | Furnace | E8 | CCE | 0 | 0 | 0 | 0 | 0 | 0 | 0 | 0 | 0 | 0 | 0 | 0 | 0 | 0 | 0 | 0 | 0 | 0 | 0 | 0 | 0 | 0 | 0 | 0 | 0 | 0 | 0
F1_Commercial_Health_Existing_Space Heating_Natural Gas_Furnace_E9 | F1 | Commercial | Health | Existing | Space Heating | Natural Gas | Furnace | E9 | CCE | 0 | 0 | 0 | 0 | 0 | 0 | 0 | 0 | 0 | 0 | 0 | 0 | 0 | 0 | 0 | 0 | 0 | 0 | 0 | 0 | 0 | 0 | 0 | 0 | 0 | 0 | 0
F1_Commercial_Health_Existing_Space Heating_Natural Gas_Furnace_E10 | F1 | Commercial | Health | Existing | Space Heating | Natural Gas | Furnace | E10 | CCE | 0 | 0 | 0 | 0 | 0 | 0 | 0 | 0 | 0 | 0 | 0 | 0 | 0 | 0 | 0 | 0 | 0 | 0 | 0 | 0 | 0 | 0 | 0 | 0 | 0 | 0 | 0
F2_Commercial_Health_Existing_Space Heating_Natural Gas_Furnace_E1 | F2 | Commercial | Health | Existing | Space Heating | Natural Gas | Furnace | E1 | TRC BC Ratio | 1 | 1 | 1 | 0 | 0 | 0 | 0 | 0 | 0 | 0 | 0 | 0 | 0 | 0 | 0 | 0 | 0 | 0 | 0 | 0 | 0 | 0 | 0 | 0 | 0 | 0 | 0
F2_Commercial_Health_Existing_Space Heating_Natural Gas_Furnace_E2 | F2 | Commercial | Health | Existing | Space Heating | Natural Gas | Furnace | E2 | TRC BC Ratio | 1.9466 | 1.9352 | 1.9082 | 1 | 1 | 1 | 1 | 1 | 1 | 1 | 1 | 1 | 1 | 1 | 1 | 1 | 1 | 1 | 1 | 1 | 1 | 1 | 1 | 1 | 1 | 1 | 1
F2_Commercial_Health_Existing_Space Heating_Natural Gas_Furnace_E3 | F2 | Commercial | Health | Existing | Space Heating | Natural Gas | Furnace | E3 | TRC BC Ratio | 1.46 | 1.4514 | 1.4311 | 0.93952 | 0.93548 | 0.9349 | 0.93674 | 0.93925 | 0.94119 | 0.94215 | 0.94206 | 0.94082 | 0.93809 | 0.93316 | 0.92604 | 0.91714 | 0.90565 | 0.89209 | 0.87594 | 0.85666 | 0.83371 | 0.80764 | 0.78611 | 0.77259 | 0.76749 | 0.77125 | 0.77504
F2_Commercial_Health_Existing_Space Heating_Natural Gas_Furnace_E4 | F2 | Commercial | Health | Existing | Space Heating | Natural Gas | Furnace | E4 | TRC BC Ratio | 0 | 0 | 0 | 0 | 0 | 0 | 0 | 0 | 0 | 0 | 0 | 0 | 0 | 0 | 0 | 0 | 0 | 0 | 0 | 0 | 0 | 0 | 0 | 0 | 0 | 0 | 0
F2_Commercial_Health_Existing_Space Heating_Natural Gas_Furnace_E5 | F2 | Commercial | Health | Existing | Space Heating | Natural Gas | Furnace | E5 | TRC BC Ratio | 0 | 0 | 0 | 0 | 0 | 0 | 0 | 0 | 0 | 0 | 0 | 0 | 0 | 0 | 0 | 0 | 0 | 0 | 0 | 0 | 0 | 0 | 0 | 0 | 0 | 0 | 0
F2_Commercial_Health_Existing_Space Heating_Natural Gas_Furnace_E6 | F2 | Commercial | Health | Existing | Space Heating | Natural Gas | Furnace | E6 | TRC BC Ratio | 0 | 0 | 0 | 0 | 0 | 0 | 0 | 0 | 0 | 0 | 0 | 0 | 0 | 0 | 0 | 0 | 0 | 0 | 0 | 0 | 0 | 0 | 0 | 0 | 0 | 0 | 0
F2_Commercial_Health_Existing_Space Heating_Natural Gas_Furnace_E7 | F2 | Commercial | Health | Existing | Space Heating | Natural Gas | Furnace | E7 | TRC BC Ratio | 0 | 0 | 0 | 0 | 0 | 0 | 0 | 0 | 0 | 0 | 0 | 0 | 0 | 0 | 0 | 0 | 0 | 0 | 0 | 0 | 0 | 0 | 0 | 0 | 0 | 0 | 0
F2_Commercial_Health_Existing_Space Heating_Natural Gas_Furnace_E8 | F2 | Commercial | Health | Existing | Space Heating | Natural Gas | Furnace | E8 | TRC BC Ratio | 0 | 0 | 0 | 0 | 0 | 0 | 0 | 0 | 0 | 0 | 0 | 0 | 0 | 0 | 0 | 0 | 0 | 0 | 0 | 0 | 0 | 0 | 0 | 0 | 0 | 0 | 0
F2_Commercial_Health_Existing_Space Heating_Natural Gas_Furnace_E9 | F2 | Commercial | Health | Existing | Space Heating | Natural Gas | Furnace | E9 | TRC BC Ratio | 0 | 0 | 0 | 0 | 0 | 0 | 0 | 0 | 0 | 0 | 0 | 0 | 0 | 0 | 0 | 0 | 0 | 0 | 0 | 0 | 0 | 0 | 0 | 0 | 0 | 0 | 0
F2_Commercial_Health_Existing_Space Heating_Natural Gas_Furnace_E10 | F2 | Commercial | Health | Existing | Space Heating | Natural Gas | Furnace | E10 | TRC BC Ratio | 0 | 0 | 0 | 0 | 0 | 0 | 0 | 0 | 0 | 0 | 0 | 0 | 0 | 0 | 0 | 0 | 0 | 0 | 0 | 0 | 0 | 0 | 0 | 0 | 0 | 0 | 0
F3_Commercial_Health_Existing_Space Heating_Natural Gas_Furnace_E1 | F3 | Commercial | Health | Existing | Space Heating | Natural Gas | Furnace | E1 | PACT BC Ratio | 1 | 1 | 1 | 0 | 0 | 0 | 0 | 0 | 0 | 0 | 0 | 0 | 0 | 0 | 0 | 0 | 0 | 0 | 0 | 0 | 0 | 0 | 0 | 0 | 0 | 0 | 0
F3_Commercial_Health_Existing_Space Heating_Natural Gas_Furnace_E2 | F3 | Commercial | Health | Existing | Space Heating | Natural Gas | Furnace | E2 | PACT BC Ratio | 2.5613 | 2.5463 | 2.5108 | 1 | 1 | 1 | 1 | 1 | 1 | 1 | 1 | 1 | 1 | 1 | 1 | 1 | 1 | 1 | 1 | 1 | 1 | 1 | 1 | 1 | 1 | 1 | 1
F3_Commercial_Health_Existing_Space Heating_Natural Gas_Furnace_E3 | F3 | Commercial | Health | Existing | Space Heating | Natural Gas | Furnace | E3 | PACT BC Ratio | 1.921 | 1.9097 | 1.8831 | 1.2362 | 1.2309 | 1.2301 | 1.2326 | 1.2359 | 1.2384 | 1.2397 | 1.2396 | 1.2379 | 1.2343 | 1.2278 | 1.2185 | 1.2068 | 1.1916 | 1.1738 | 1.1526 | 1.1272 | 1.097 | 1.0627 | 1.0344 | 1.0166 | 1.0099 | 1.0148 | 1.0198
F3_Commercial_Health_Existing_Space Heating_Natural Gas_Furnace_E4 | F3 | Commercial | Health | Existing | Space Heating | Natural Gas | Furnace | E4 | PACT BC Ratio | 0 | 0 | 0 | 0 | 0 | 0 | 0 | 0 | 0 | 0 | 0 | 0 | 0 | 0 | 0 | 0 | 0 | 0 | 0 | 0 | 0 | 0 | 0 | 0 | 0 | 0 | 0
F3_Commercial_Health_Existing_Space Heating_Natural Gas_Furnace_E5 | F3 | Commercial | Health | Existing | Space Heating | Natural Gas | Furnace | E5 | PACT BC Ratio | 0 | 0 | 0 | 0 | 0 | 0 | 0 | 0 | 0 | 0 | 0 | 0 | 0 | 0 | 0 | 0 | 0 | 0 | 0 | 0 | 0 | 0 | 0 | 0 | 0 | 0 | 0
F3_Commercial_Health_Existing_Space Heating_Natural Gas_Furnace_E6 | F3 | Commercial | Health | Existing | Space Heating | Natural Gas | Furnace | E6 | PACT BC Ratio | 0 | 0 | 0 | 0 | 0 | 0 | 0 | 0 | 0 | 0 | 0 | 0 | 0 | 0 | 0 | 0 | 0 | 0 | 0 | 0 | 0 | 0 | 0 | 0 | 0 | 0 | 0
F3_Commercial_Health_Existing_Space Heating_Natural Gas_Furnace_E7 | F3 | Commercial | Health | Existing | Space Heating | Natural Gas | Furnace | E7 | PACT BC Ratio | 0 | 0 | 0 | 0 | 0 | 0 | 0 | 0 | 0 | 0 | 0 | 0 | 0 | 0 | 0 | 0 | 0 | 0 | 0 | 0 | 0 | 0 | 0 | 0 | 0 | 0 | 0
F3_Commercial_Health_Existing_Space Heating_Natural Gas_Furnace_E8 | F3 | Commercial | Health | Existing | Space Heating | Natural Gas | Furnace | E8 | PACT BC Ratio | 0 | 0 | 0 | 0 | 0 | 0 | 0 | 0 | 0 | 0 | 0 | 0 | 0 | 0 | 0 | 0 | 0 | 0 | 0 | 0 | 0 | 0 | 0 | 0 | 0 | 0 | 0
F3_Commercial_Health_Existing_Space Heating_Natural Gas_Furnace_E9 | F3 | Commercial | Health | Existing | Space Heating | Natural Gas | Furnace | E9 | PACT BC Ratio | 0 | 0 | 0 | 0 | 0 | 0 | 0 | 0 | 0 | 0 | 0 | 0 | 0 | 0 | 0 | 0 | 0 | 0 | 0 | 0 | 0 | 0 | 0 | 0 | 0 | 0 | 0
F3_Commercial_Health_Existing_Space Heating_Natural Gas_Furnace_E10 | F3 | Commercial | Health | Existing | Space Heating | Natural Gas | Furnace | E10 | PACT BC Ratio | 0 | 0 | 0 | 0 | 0 | 0 | 0 | 0 | 0 | 0 | 0 | 0 | 0 | 0 | 0 | 0 | 0 | 0 | 0 | 0 | 0 | 0 | 0 | 0 | 0 | 0 | 0
F4_Commercial_Health_Existing_Space Heating_Natural Gas_Furnace_E1 | F4 | Commercial | Health | Existing | Space Heating | Natural Gas | Furnace | E1 | RVT BC Ratio | 1 | 1 | 1 | 0 | 0 | 0 | 0 | 0 | 0 | 0 | 0 | 0 | 0 | 0 | 0 | 0 | 0 | 0 | 0 | 0 | 0 | 0 | 0 | 0 | 0 | 0 | 0
F4_Commercial_Health_Existing_Space Heating_Natural Gas_Furnace_E2 | F4 | Commercial | Health | Existing | Space Heating | Natural Gas | Furnace | E2 | RVT BC Ratio | 0.7 | 0.7 | 0.7 | 1 | 1 | 1 | 1 | 1 | 1 | 1 | 1 | 1 | 1 | 1 | 1 | 1 | 1 | 1 | 1 | 1 | 1 | 1 | 1 | 1 | 1 | 1 | 1
F4_Commercial_Health_Existing_Space Heating_Natural Gas_Furnace_E3 | F4 | Commercial | Health | Existing | Space Heating | Natural Gas | Furnace | E3 | RVT BC Ratio | 0.7 | 0.7 | 0.7 | 0.7 | 0.7 | 0.7 | 0.7 | 0.7 | 0.7 | 0.7 | 0.7 | 0.7 | 0.7 | 0.7 | 0.7 | 0.7 | 0.7 | 0.7 | 0.7 | 0.7 | 0.7 | 0.7 | 0.7 | 0.7 | 0.7 | 0.7 | 0.7
F4_Commercial_Health_Existing_Space Heating_Natural Gas_Furnace_E4 | F4 | Commercial | Health | Existing | Space Heating | Natural Gas | Furnace | E4 | RVT BC Ratio | 0 | 0 | 0 | 0 | 0 | 0 | 0 | 0 | 0 | 0 | 0 | 0 | 0 | 0 | 0 | 0 | 0 | 0 | 0 | 0 | 0 | 0 | 0 | 0 | 0 | 0 | 0
F4_Commercial_Health_Existing_Space Heating_Natural Gas_Furnace_E5 | F4 | Commercial | Health | Existing | Space Heating | Natural Gas | Furnace | E5 | RVT BC Ratio | 0 | 0 | 0 | 0 | 0 | 0 | 0 | 0 | 0 | 0 | 0 | 0 | 0 | 0 | 0 | 0 | 0 | 0 | 0 | 0 | 0 | 0 | 0 | 0 | 0 | 0 | 0
F4_Commercial_Health_Existing_Space Heating_Natural Gas_Furnace_E6 | F4 | Commercial | Health | Existing | Space Heating | Natural Gas | Furnace | E6 | RVT BC Ratio | 0 | 0 | 0 | 0 | 0 | 0 | 0 | 0 | 0 | 0 | 0 | 0 | 0 | 0 | 0 | 0 | 0 | 0 | 0 | 0 | 0 | 0 | 0 | 0 | 0 | 0 | 0
F4_Commercial_Health_Existing_Space Heating_Natural Gas_Furnace_E7 | F4 | Commercial | Health | Existing | Space Heating | Natural Gas | Furnace | E7 | RVT BC Ratio | 0 | 0 | 0 | 0 | 0 | 0 | 0 | 0 | 0 | 0 | 0 | 0 | 0 | 0 | 0 | 0 | 0 | 0 | 0 | 0 | 0 | 0 | 0 | 0 | 0 | 0 | 0
F4_Commercial_Health_Existing_Space Heating_Natural Gas_Furnace_E8 | F4 | Commercial | Health | Existing | Space Heating | Natural Gas | Furnace | E8 | RVT BC Ratio | 0 | 0 | 0 | 0 | 0 | 0 | 0 | 0 | 0 | 0 | 0 | 0 | 0 | 0 | 0 | 0 | 0 | 0 | 0 | 0 | 0 | 0 | 0 | 0 | 0 | 0 | 0
F4_Commercial_Health_Existing_Space Heating_Natural Gas_Furnace_E9 | F4 | Commercial | Health | Existing | Space Heating | Natural Gas | Furnace | E9 | RVT BC Ratio | 0 | 0 | 0 | 0 | 0 | 0 | 0 | 0 | 0 | 0 | 0 | 0 | 0 | 0 | 0 | 0 | 0 | 0 | 0 | 0 | 0 | 0 | 0 | 0 | 0 | 0 | 0
F4_Commercial_Health_Existing_Space Heating_Natural Gas_Furnace_E10 | F4 | Commercial | Health | Existing | Space Heating | Natural Gas | Furnace | E10 | RVT BC Ratio | 0 | 0 | 0 | 0 | 0 | 0 | 0 | 0 | 0 | 0 | 0 | 0 | 0 | 0 | 0 | 0 | 0 | 0 | 0 | 0 | 0 | 0 | 0 | 0 | 0 | 0 | 0
F5_Commercial_Health_Existing_Space Heating_Natural Gas_Furnace_E1 | F5 | Commercial | Health | Existing | Space Heating | Natural Gas | Furnace | E1 | RIM BC Ratio | 1 | 1 | 1 | 0 | 0 | 0 | 0 | 0 | 0 | 0 | 0 | 0 | 0 | 0 | 0 | 0 | 0 | 0 | 0 | 0 | 0 | 0 | 0 | 0 | 0 | 0 | 0
F5_Commercial_Health_Existing_Space Heating_Natural Gas_Furnace_E2 | F5 | Commercial | Health | Existing | Space Heating | Natural Gas | Furnace | E2 | RIM BC Ratio | 2.5613 | 2.5463 | 2.5108 | 1 | 1 | 1 | 1 | 1 | 1 | 1 | 1 | 1 | 1 | 1 | 1 | 1 | 1 | 1 | 1 | 1 | 1 | 1 | 1 | 1 | 1 | 1 | 1
F5_Commercial_Health_Existing_Space Heating_Natural Gas_Furnace_E3 | F5 | Commercial | Health | Existing | Space Heating | Natural Gas | Furnace | E3 | RIM BC Ratio | 1.921 | 1.9097 | 1.8831 | 1.2362 | 1.2309 | 1.2301 | 1.2326 | 1.2359 | 1.2384 | 1.2397 | 1.2396 | 1.2379 | 1.2343 | 1.2278 | 1.2185 | 1.2068 | 1.1916 | 1.1738 | 1.1526 | 1.1272 | 1.097 | 1.0627 | 1.0344 | 1.0166 | 1.0099 | 1.0148 | 1.0198
F5_Commercial_Health_Existing_Space Heating_Natural Gas_Furnace_E4 | F5 | Commercial | Health | Existing | Space Heating | Natural Gas | Furnace | E4 | RIM BC Ratio | 0 | 0 | 0 | 0 | 0 | 0 | 0 | 0 | 0 | 0 | 0 | 0 | 0 | 0 | 0 | 0 | 0 | 0 | 0 | 0 | 0 | 0 | 0 | 0 | 0 | 0 | 0
F5_Commercial_Health_Existing_Space Heating_Natural Gas_Furnace_E5 | F5 | Commercial | Health | Existing | Space Heating | Natural Gas | Furnace | E5 | RIM BC Ratio | 0 | 0 | 0 | 0 | 0 | 0 | 0 | 0 | 0 | 0 | 0 | 0 | 0 | 0 | 0 | 0 | 0 | 0 | 0 | 0 | 0 | 0 | 0 | 0 | 0 | 0 | 0
F5_Commercial_Health_Existing_Space Heating_Natural Gas_Furnace_E6 | F5 | Commercial | Health | Existing | Space Heating | Natural Gas | Furnace | E6 | RIM BC Ratio | 0 | 0 | 0 | 0 | 0 | 0 | 0 | 0 | 0 | 0 | 0 | 0 | 0 | 0 | 0 | 0 | 0 | 0 | 0 | 0 | 0 | 0 | 0 | 0 | 0 | 0 | 0
F5_Commercial_Health_Existing_Space Heating_Natural Gas_Furnace_E7 | F5 | Commercial | Health | Existing | Space Heating | Natural Gas | Furnace | E7 | RIM BC Ratio | 0 | 0 | 0 | 0 | 0 | 0 | 0 | 0 | 0 | 0 | 0 | 0 | 0 | 0 | 0 | 0 | 0 | 0 | 0 | 0 | 0 | 0 | 0 | 0 | 0 | 0 | 0
F5_Commercial_Health_Existing_Space Heating_Natural Gas_Furnace_E8 | F5 | Commercial | Health | Existing | Space Heating | Natural Gas | Furnace | E8 | RIM BC Ratio | 0 | 0 | 0 | 0 | 0 | 0 | 0 | 0 | 0 | 0 | 0 | 0 | 0 | 0 | 0 | 0 | 0 | 0 | 0 | 0 | 0 | 0 | 0 | 0 | 0 | 0 | 0
F5_Commercial_Health_Existing_Space Heating_Natural Gas_Furnace_E9 | F5 | Commercial | Health | Existing | Space Heating | Natural Gas | Furnace | E9 | RIM BC Ratio | 0 | 0 | 0 | 0 | 0 | 0 | 0 | 0 | 0 | 0 | 0 | 0 | 0 | 0 | 0 | 0 | 0 | 0 | 0 | 0 | 0 | 0 | 0 | 0 | 0 | 0 | 0
F5_Commercial_Health_Existing_Space Heating_Natural Gas_Furnace_E10 | F5 | Commercial | Health | Existing | Space Heating | Natural Gas | Furnace | E10 | RIM BC Ratio | 0 | 0 | 0 | 0 | 0 | 0 | 0 | 0 | 0 | 0 | 0 | 0 | 0 | 0 | 0 | 0 | 0 | 0 | 0 | 0 | 0 | 0 | 0 | 0 | 0 | 0 | 0
F0_Commercial_Health_Existing_Space Heating_Natural Gas_Boiler_E0 | F0 | Commercial | Health | Existing | Space Heating | Natural Gas | Boiler | E0 | Economic Unit | AFUE 80% (Standard) | AFUE 80% (Standard) | AFUE 80% (Standard) | AFUE 80% (Standard) | AFUE 80% (Standard) | AFUE 80% (Standard) | AFUE 80% (Standard) | AFUE 80% (Standard) | AFUE 80% (Standard) | AFUE 80% (Standard) | AFUE 80% (Standard) | AFUE 80% (Standard) | AFUE 80% (Standard) | AFUE 80% (Standard) | AFUE 80% (Standard) | AFUE 80% (Standard) | AFUE 80% (Standard) | AFUE 80% (Standard) | AFUE 80% (Standard) | AFUE 80% (Standard) | AFUE 80% (Standard) | AFUE 80% (Standard) | AFUE 80% (Standard) | AFUE 80% (Standard) | AFUE 80% (Standard) | AFUE 80% (Standard) | AFUE 80% (Standard)
F1_Commercial_Health_Existing_Space Heating_Natural Gas_Boiler_E1 | F1 | Commercial | Health | Existing | Space Heating | Natural Gas | Boiler | E1 | CCE | 0 | 0 | 0 | 0 | 0 | 0 | 0 | 0 | 0 | 0 | 0 | 0 | 0 | 0 | 0 | 0 | 0 | 0 | 0 | 0 | 0 | 0 | 0 | 0 | 0 | 0 | 0
F1_Commercial_Health_Existing_Space Heating_Natural Gas_Boiler_E2 | F1 | Commercial | Health | Existing | Space Heating | Natural Gas | Boiler | E2 | CCE | 0.020389 | 0.018952 | 0.019026 | 0.019026 | 0.019026 | 0.019026 | 0.019026 | 0.019026 | 0.019026 | 0.019026 | 0.019026 | 0.019026 | 0.019026 | 0.019026 | 0.019026 | 0.019026 | 0.019026 | 0.019026 | 0.019026 | 0.019026 | 0.019026 | 0.019026 | 0.019026 | 0.019026 | 0.019026 | 0.019026 | 0.019026
F1_Commercial_Health_Existing_Space Heating_Natural Gas_Boiler_E3 | F1 | Commercial | Health | Existing | Space Heating | Natural Gas | Boiler | E3 | CCE | 0.020587 | 0.019136 | 0.019211 | 0.019211 | 0.019211 | 0.019211 | 0.019211 | 0.019211 | 0.019211 | 0.019211 | 0.019211 | 0.019211 | 0.019211 | 0.019211 | 0.019211 | 0.019211 | 0.019211 | 0.019211 | 0.019211 | 0.019211 | 0.019211 | 0.019211 | 0.019211 | 0.019211 | 0.019211 | 0.019211 | 0.019211
F1_Commercial_Health_Existing_Space Heating_Natural Gas_Boiler_E4 | F1 | Commercial | Health | Existing | Space Heating | Natural Gas | Boiler | E4 | CCE | 0.086869 | 0.080748 | 0.081062 | 0.081062 | 0.081062 | 0.081062 | 0.081062 | 0.081062 | 0.081062 | 0.081062 | 0.081062 | 0.081062 | 0.081062 | 0.081062 | 0.081062 | 0.081062 | 0.081062 | 0.081062 | 0.081062 | 0.081062 | 0.081062 | 0.081062 | 0.081062 | 0.081062 | 0.081062 | 0.081062 | 0.081062
F1_Commercial_Health_Existing_Space Heating_Natural Gas_Boiler_E5 | F1 | Commercial | Health | Existing | Space Heating | Natural Gas | Boiler | E5 | CCE | 0 | 0 | 0 | 0 | 0 | 0 | 0 | 0 | 0 | 0 | 0 | 0 | 0 | 0 | 0 | 0 | 0 | 0 | 0 | 0 | 0 | 0 | 0 | 0 | 0 | 0 | 0
F1_Commercial_Health_Existing_Space Heating_Natural Gas_Boiler_E6 | F1 | Commercial | Health | Existing | Space Heating | Natural Gas | Boiler | E6 | CCE | 0 | 0 | 0 | 0 | 0 | 0 | 0 | 0 | 0 | 0 | 0 | 0 | 0 | 0 | 0 | 0 | 0 | 0 | 0 | 0 | 0 | 0 | 0 | 0 | 0 | 0 | 0
F1_Commercial_Health_Existing_Space Heating_Natural Gas_Boiler_E7 | F1 | Commercial | Health | Existing | Space Heating | Natural Gas | Boiler | E7 | CCE | 0 | 0 | 0 | 0 | 0 | 0 | 0 | 0 | 0 | 0 | 0 | 0 | 0 | 0 | 0 | 0 | 0 | 0 | 0 | 0 | 0 | 0 | 0 | 0 | 0 | 0 | 0
F1_Commercial_Health_Existing_Space Heating_Natural Gas_Boiler_E8 | F1 | Commercial | Health | Existing | Space Heating | Natural Gas | Boiler | E8 | CCE | 0 | 0 | 0 | 0 | 0 | 0 | 0 | 0 | 0 | 0 | 0 | 0 | 0 | 0 | 0 | 0 | 0 | 0 | 0 | 0 | 0 | 0 | 0 | 0 | 0 | 0 | 0
F1_Commercial_Health_Existing_Space Heating_Natural Gas_Boiler_E9 | F1 | Commercial | Health | Existing | Space Heating | Natural Gas | Boiler | E9 | CCE | 0 | 0 | 0 | 0 | 0 | 0 | 0 | 0 | 0 | 0 | 0 | 0 | 0 | 0 | 0 | 0 | 0 | 0 | 0 | 0 | 0 | 0 | 0 | 0 | 0 | 0 | 0
F1_Commercial_Health_Existing_Space Heating_Natural Gas_Boiler_E10 | F1 | Commercial | Health | Existing | Space Heating | Natural Gas | Boiler | E10 | CCE | 0 | 0 | 0 | 0 | 0 | 0 | 0 | 0 | 0 | 0 | 0 | 0 | 0 | 0 | 0 | 0 | 0 | 0 | 0 | 0 | 0 | 0 | 0 | 0 | 0 | 0 | 0
F2_Commercial_Health_Existing_Space Heating_Natural Gas_Boiler_E1 | F2 | Commercial | Health | Existing | Space Heating | Natural Gas | Boiler | E1 | TRC BC Ratio | bar: 2021 to 2047
F2_Commercial_Health_Existing_Space Heating_Natural Gas_Boiler_E2 | F2 | Commercial | Health | Existing | Space Heating | Natural Gas | Boiler | E2 | TRC BC Ratio | 0.76379 | 0.75857 | 0.74721 | 0.73493 | 0.73073 | 0.72947 | 0.73049 | 0.73233 | 0.73391 | 0.73473 | 0.73477 | 0.73394 | 0.73199 | 0.72836 | 0.72309 | 0.71646 | 0.70788 | 0.69773 | 0.68562 | 0.67114 | 0.65389 | 0.63428 | 0.6181 | 0.60798 | 0.60424 | 0.6072 | 0.61018
F2_Commercial_Health_Existing_Space Heating_Natural Gas_Boiler_E3 | F2 | Commercial | Health | Existing | Space Heating | Natural Gas | Boiler | E3 | TRC BC Ratio | 0.75643 | 0.75126 | 0.74002 | 0.72785 | 0.72369 | 0.72244 | 0.72346 | 0.72527 | 0.72684 | 0.72766 | 0.7277 | 0.72687 | 0.72494 | 0.72135 | 0.71613 | 0.70956 | 0.70106 | 0.69101 | 0.67901 | 0.66468 | 0.64759 | 0.62817 | 0.61214 | 0.60212 | 0.59842 | 0.60135 | 0.6043
F2_Commercial_Health_Existing_Space Heating_Natural Gas_Boiler_E4 | F2 | Commercial | Health | Existing | Space Heating | Natural Gas | Boiler | E4 | TRC BC Ratio | 0.18228 | 0.1807 | 0.17781 | 0.17445 | 0.17208 | 0.1701 | 0.1685 | 0.16711 | 0.16581 | 0.16458 | 0.16347 | 0.16254 | 0.16182 | 0.1612 | 0.16057 | 0.15987 | 0.15888 | 0.15767 | 0.15617 | 0.15433 | 0.15208 | 0.14949 | 0.1474 | 0.1462 | 0.14593 | 0.14665 | 0.14736
F2_Commercial_Health_Existing_Space Heating_Natural Gas_Boiler_E5 | F2 | Commercial | Health | Existing | Space Heating | Natural Gas | Boiler | E5 | TRC BC Ratio | 0 | 0 | 0 | 0 | 0 | 0 | 0 | 0 | 0 | 0 | 0 | 0 | 0 | 0 | 0 | 0 | 0 | 0 | 0 | 0 | 0 | 0 | 0 | 0 | 0 | 0 | 0
F2_Commercial_Health_Existing_Space Heating_Natural Gas_Boiler_E6 | F2 | Commercial | Health | Existing | Space Heating | Natural Gas | Boiler | E6 | TRC BC Ratio | 0 | 0 | 0 | 0 | 0 | 0 | 0 | 0 | 0 | 0 | 0 | 0 | 0 | 0 | 0 | 0 | 0 | 0 | 0 | 0 | 0 | 0 | 0 | 0 | 0 | 0 | 0
F2_Commercial_Health_Existing_Space Heating_Natural Gas_Boiler_E7 | F2 | Commercial | Health | Existing | Space Heating | Natural Gas | Boiler | E7 | TRC BC Ratio | 0 | 0 | 0 | 0 | 0 | 0 | 0 | 0 | 0 | 0 | 0 | 0 | 0 | 0 | 0 | 0 | 0 | 0 | 0 | 0 | 0 | 0 | 0 | 0 | 0 | 0 | 0
F2_Commercial_Health_Existing_Space Heating_Natural Gas_Boiler_E8 | F2 | Commercial | Health | Existing | Space Heating | Natural Gas | Boiler | E8 | TRC BC Ratio | 0 | 0 | 0 | 0 | 0 | 0 | 0 | 0 | 0 | 0 | 0 | 0 | 0 | 0 | 0 | 0 | 0 | 0 | 0 | 0 | 0 | 0 | 0 | 0 | 0 | 0 | 0
F2_Commercial_Health_Existing_Space Heating_Natural Gas_Boiler_E9 | F2 | Commercial | Health | Existing | Space Heating | Natural Gas | Boiler | E9 | TRC BC Ratio | 0 | 0 | 0 | 0 | 0 | 0 | 0 | 0 | 0 | 0 | 0 | 0 | 0 | 0 | 0 | 0 | 0 | 0 | 0 | 0 | 0 | 0 | 0 | 0 | 0 | 0 | 0
F2_Commercial_Health_Existing_Space Heating_Natural Gas_Boiler_E10 | F2 | Commercial | Health | Existing | Space Heating | Natural Gas | Boiler | E10 | TRC BC Ratio | 0 | 0 | 0 | 0 | 0 | 0 | 0 | 0 | 0 | 0 | 0 | 0 | 0 | 0 | 0 | 0 | 0 | 0 | 0 | 0 | 0 | 0 | 0 | 0 | 0 | 0 | 0
F3_Commercial_Health_Existing_Space Heating_Natural Gas_Boiler_E1 | F3 | Commercial | Health | Existing | Space Heating | Natural Gas | Boiler | E1 | PACT BC Ratio | bar: 2021 to 2047
F3_Commercial_Health_Existing_Space Heating_Natural Gas_Boiler_E2 | F3 | Commercial | Health | Existing | Space Heating | Natural Gas | Boiler | E2 | PACT BC Ratio | 1.005 | 0.99811 | 0.98318 | 0.96701 | 0.96148 | 0.95982 | 0.96117 | 0.96359 | 0.96567 | 0.96675 | 0.96681 | 0.96571 | 0.96315 | 0.95837 | 0.95143 | 0.94271 | 0.93142 | 0.91806 | 0.90213 | 0.88308 | 0.86038 | 0.83457 | 0.81328 | 0.79997 | 0.79505 | 0.79895 | 0.80286
F3_Commercial_Health_Existing_Space Heating_Natural Gas_Boiler_E3 | F3 | Commercial | Health | Existing | Space Heating | Natural Gas | Boiler | E3 | PACT BC Ratio | 0.99531 | 0.9885 | 0.97371 | 0.9577 | 0.95222 | 0.95058 | 0.95192 | 0.95431 | 0.95637 | 0.95744 | 0.9575 | 0.95641 | 0.95387 | 0.94914 | 0.94227 | 0.93363 | 0.92245 | 0.90922 | 0.89344 | 0.87458 | 0.8521 | 0.82654 | 0.80545 | 0.79227 | 0.78739 | 0.79125 | 0.79513
F3_Commercial_Health_Existing_Space Heating_Natural Gas_Boiler_E4 | F3 | Commercial | Health | Existing | Space Heating | Natural Gas | Boiler | E4 | PACT BC Ratio | 0.23985 | 0.23777 | 0.23396 | 0.22954 | 0.22643 | 0.22382 | 0.22171 | 0.21988 | 0.21817 | 0.21655 | 0.21509 | 0.21387 | 0.21292 | 0.2121 | 0.21127 | 0.21035 | 0.20905 | 0.20746 | 0.20549 | 0.20306 | 0.2001 | 0.19669 | 0.19394 | 0.19236 | 0.19201 | 0.19295 | 0.1939
F3_Commercial_Health_Existing_Space Heating_Natural Gas_Boiler_E5 | F3 | Commercial | Health | Existing | Space Heating | Natural Gas | Boiler | E5 | PACT BC Ratio | 0 | 0 | 0 | 0 | 0 | 0 | 0 | 0 | 0 | 0 | 0 | 0 | 0 | 0 | 0 | 0 | 0 | 0 | 0 | 0 | 0 | 0 | 0 | 0 | 0 | 0 | 0
F3_Commercial_Health_Existing_Space Heating_Natural Gas_Boiler_E6 | F3 | Commercial | Health | Existing | Space Heating | Natural Gas | Boiler | E6 | PACT BC Ratio | 0 | 0 | 0 | 0 | 0 | 0 | 0 | 0 | 0 | 0 | 0 | 0 | 0 | 0 | 0 | 0 | 0 | 0 | 0 | 0 | 0 | 0 | 0 | 0 | 0 | 0 | 0
F3_Commercial_Health_Existing_Space Heating_Natural Gas_Boiler_E7 | F3 | Commercial | Health | Existing | Space Heating | Natural Gas | Boiler | E7 | PACT BC Ratio | 0 | 0 | 0 | 0 | 0 | 0 | 0 | 0 | 0 | 0 | 0 | 0 | 0 | 0 | 0 | 0 | 0 | 0 | 0 | 0 | 0 | 0 | 0 | 0 | 0 | 0 | 0