F4_Commercial_Restaurant_Existing_Food Preparation_Natural Gas_Conveyor Oven_E9 | F4 | Commercial | Restaurant | Existing | Food Preparation | Natural Gas | Conveyor Oven | E9 | Utility - Cost of Equipment | 0 | 0 | 0 | 0 | 0 | 0 | 0 | 0 | 0 | 0 | 0 | 0 | 0 | 0 | 0 | 0 | 0 | 0 | 0 | 0 | 0 | 0 | 0 | 0 | 0 | 0 | 0
F4_Commercial_Restaurant_Existing_Food Preparation_Natural Gas_Conveyor Oven_E10 | F4 | Commercial | Restaurant | Existing | Food Preparation | Natural Gas | Conveyor Oven | E10 | Utility - Cost of Equipment | 0 | 0 | 0 | 0 | 0 | 0 | 0 | 0 | 0 | 0 | 0 | 0 | 0 | 0 | 0 | 0 | 0 | 0 | 0 | 0 | 0 | 0 | 0 | 0 | 0 | 0 | 0
F5_Commercial_Restaurant_Existing_Food Preparation_Natural Gas_Conveyor Oven_E1 | F5 | Commercial | Restaurant | Existing | Food Preparation | Natural Gas | Conveyor Oven | E1 | Utility - Cost of Operation | 0.79651 | 0.79287 | 0.78959 | 0.78635 | 0.79 | 0.79704 | 0.80476 | 0.81126 | 0.81553 | 0.81742 | 0.81756 | 0.81637 | 0.81393 | 0.8095 | 0.80331 | 0.79525 | 0.78497 | 0.77255 | 0.75759 | 0.7397 | 0.71862 | 0.69422 | 0.67267 | 0.65905 | 0.6537 | 0.6569 | 0.66012
F5_Commercial_Restaurant_Existing_Food Preparation_Natural Gas_Conveyor Oven_E2 | F5 | Commercial | Restaurant | Existing | Food Preparation | Natural Gas | Conveyor Oven | E2 | Utility - Cost of Operation | 0.60547 | 0.60271 | 0.60021 | 0.59775 | 0.60053 | 0.60588 | 0.61174 | 0.61668 | 0.61993 | 0.62137 | 0.62147 | 0.62057 | 0.61871 | 0.61535 | 0.61064 | 0.60452 | 0.5967 | 0.58726 | 0.57589 | 0.56229 | 0.54626 | 0.52772 | 0.51133 | 0.50098 | 0.49691 | 0.49935 | 0.5018
F5_Commercial_Restaurant_Existing_Food Preparation_Natural Gas_Conveyor Oven_E3 | F5 | Commercial | Restaurant | Existing | Food Preparation | Natural Gas | Conveyor Oven | E3 | Utility - Cost of Operation | 0 | 0 | 0 | 0 | 0 | 0 | 0 | 0 | 0 | 0 | 0 | 0 | 0 | 0 | 0 | 0 | 0 | 0 | 0 | 0 | 0 | 0 | 0 | 0 | 0 | 0 | 0
F5_Commercial_Restaurant_Existing_Food Preparation_Natural Gas_Conveyor Oven_E4 | F5 | Commercial | Restaurant | Existing | Food Preparation | Natural Gas | Conveyor Oven | E4 | Utility - Cost of Operation | 0 | 0 | 0 | 0 | 0 | 0 | 0 | 0 | 0 | 0 | 0 | 0 | 0 | 0 | 0 | 0 | 0 | 0 | 0 | 0 | 0 | 0 | 0 | 0 | 0 | 0 | 0
F5_Commercial_Restaurant_Existing_Food Preparation_Natural Gas_Conveyor Oven_E5 | F5 | Commercial | Restaurant | Existing | Food Preparation | Natural Gas | Conveyor Oven | E5 | Utility - Cost of Operation | 0 | 0 | 0 | 0 | 0 | 0 | 0 | 0 | 0 | 0 | 0 | 0 | 0 | 0 | 0 | 0 | 0 | 0 | 0 | 0 | 0 | 0 | 0 | 0 | 0 | 0 | 0
F5_Commercial_Restaurant_Existing_Food Preparation_Natural Gas_Conveyor Oven_E6 | F5 | Commercial | Restaurant | Existing | Food Preparation | Natural Gas | Conveyor Oven | E6 | Utility - Cost of Operation | 0 | 0 | 0 | 0 | 0 | 0 | 0 | 0 | 0 | 0 | 0 | 0 | 0 | 0 | 0 | 0 | 0 | 0 | 0 | 0 | 0 | 0 | 0 | 0 | 0 | 0 | 0
F5_Commercial_Restaurant_Existing_Food Preparation_Natural Gas_Conveyor Oven_E7 | F5 | Commercial | Restaurant | Existing | Food Preparation | Natural Gas | Conveyor Oven | E7 | Utility - Cost of Operation | 0 | 0 | 0 | 0 | 0 | 0 | 0 | 0 | 0 | 0 | 0 | 0 | 0 | 0 | 0 | 0 | 0 | 0 | 0 | 0 | 0 | 0 | 0 | 0 | 0 | 0 | 0
F5_Commercial_Restaurant_Existing_Food Preparation_Natural Gas_Conveyor Oven_E8 | F5 | Commercial | Restaurant | Existing | Food Preparation | Natural Gas | Conveyor Oven | E8 | Utility - Cost of Operation | 0 | 0 | 0 | 0 | 0 | 0 | 0 | 0 | 0 | 0 | 0 | 0 | 0 | 0 | 0 | 0 | 0 | 0 | 0 | 0 | 0 | 0 | 0 | 0 | 0 | 0 | 0
F5_Commercial_Restaurant_Existing_Food Preparation_Natural Gas_Conveyor Oven_E9 | F5 | Commercial | Restaurant | Existing | Food Preparation | Natural Gas | Conveyor Oven | E9 | Utility - Cost of Operation | 0 | 0 | 0 | 0 | 0 | 0 | 0 | 0 | 0 | 0 | 0 | 0 | 0 | 0 | 0 | 0 | 0 | 0 | 0 | 0 | 0 | 0 | 0 | 0 | 0 | 0 | 0
F5_Commercial_Restaurant_Existing_Food Preparation_Natural Gas_Conveyor Oven_E10 | F5 | Commercial | Restaurant | Existing | Food Preparation | Natural Gas | Conveyor Oven | E10 | Utility - Cost of Operation | 0 | 0 | 0 | 0 | 0 | 0 | 0 | 0 | 0 | 0 | 0 | 0 | 0 | 0 | 0 | 0 | 0 | 0 | 0 | 0 | 0 | 0 | 0 | 0 | 0 | 0 | 0
F6_Commercial_Restaurant_Existing_Food Preparation_Natural Gas_Conveyor Oven_E1 | F6 | Commercial | Restaurant | Existing | Food Preparation | Natural Gas | Conveyor Oven | E1 | Utility - Value of Sales | 0 | 0 | 0 | 0 | 0 | 0 | 0 | 0 | 0 | 0 | 0 | 0 | 0 | 0 | 0 | 0 | 0 | 0 | 0 | 0 | 0 | 0 | 0 | 0 | 0 | 0 | 0
F6_Commercial_Restaurant_Existing_Food Preparation_Natural Gas_Conveyor Oven_E2 | F6 | Commercial | Restaurant | Existing | Food Preparation | Natural Gas | Conveyor Oven | E2 | Utility - Value of Sales | 0 | 0 | 0 | 0 | 0 | 0 | 0 | 0 | 0 | 0 | 0 | 0 | 0 | 0 | 0 | 0 | 0 | 0 | 0 | 0 | 0 | 0 | 0 | 0 | 0 | 0 | 0
F6_Commercial_Restaurant_Existing_Food Preparation_Natural Gas_Conveyor Oven_E3 | F6 | Commercial | Restaurant | Existing | Food Preparation | Natural Gas | Conveyor Oven | E3 | Utility - Value of Sales | 0 | 0 | 0 | 0 | 0 | 0 | 0 | 0 | 0 | 0 | 0 | 0 | 0 | 0 | 0 | 0 | 0 | 0 | 0 | 0 | 0 | 0 | 0 | 0 | 0 | 0 | 0
F6_Commercial_Restaurant_Existing_Food Preparation_Natural Gas_Conveyor Oven_E4 | F6 | Commercial | Restaurant | Existing | Food Preparation | Natural Gas | Conveyor Oven | E4 | Utility - Value of Sales | 0 | 0 | 0 | 0 | 0 | 0 | 0 | 0 | 0 | 0 | 0 | 0 | 0 | 0 | 0 | 0 | 0 | 0 | 0 | 0 | 0 | 0 | 0 | 0 | 0 | 0 | 0
F6_Commercial_Restaurant_Existing_Food Preparation_Natural Gas_Conveyor Oven_E5 | F6 | Commercial | Restaurant | Existing | Food Preparation | Natural Gas | Conveyor Oven | E5 | Utility - Value of Sales | 0 | 0 | 0 | 0 | 0 | 0 | 0 | 0 | 0 | 0 | 0 | 0 | 0 | 0 | 0 | 0 | 0 | 0 | 0 | 0 | 0 | 0 | 0 | 0 | 0 | 0 | 0
F6_Commercial_Restaurant_Existing_Food Preparation_Natural Gas_Conveyor Oven_E6 | F6 | Commercial | Restaurant | Existing | Food Preparation | Natural Gas | Conveyor Oven | E6 | Utility - Value of Sales | 0 | 0 | 0 | 0 | 0 | 0 | 0 | 0 | 0 | 0 | 0 | 0 | 0 | 0 | 0 | 0 | 0 | 0 | 0 | 0 | 0 | 0 | 0 | 0 | 0 | 0 | 0
F6_Commercial_Restaurant_Existing_Food Preparation_Natural Gas_Conveyor Oven_E7 | F6 | Commercial | Restaurant | Existing | Food Preparation | Natural Gas | Conveyor Oven | E7 | Utility - Value of Sales | 0 | 0 | 0 | 0 | 0 | 0 | 0 | 0 | 0 | 0 | 0 | 0 | 0 | 0 | 0 | 0 | 0 | 0 | 0 | 0 | 0 | 0 | 0 | 0 | 0 | 0 | 0
F6_Commercial_Restaurant_Existing_Food Preparation_Natural Gas_Conveyor Oven_E8 | F6 | Commercial | Restaurant | Existing | Food Preparation | Natural Gas | Conveyor Oven | E8 | Utility - Value of Sales | 0 | 0 | 0 | 0 | 0 | 0 | 0 | 0 | 0 | 0 | 0 | 0 | 0 | 0 | 0 | 0 | 0 | 0 | 0 | 0 | 0 | 0 | 0 | 0 | 0 | 0 | 0
F6_Commercial_Restaurant_Existing_Food Preparation_Natural Gas_Conveyor Oven_E9 | F6 | Commercial | Restaurant | Existing | Food Preparation | Natural Gas | Conveyor Oven | E9 | Utility - Value of Sales | 0 | 0 | 0 | 0 | 0 | 0 | 0 | 0 | 0 | 0 | 0 | 0 | 0 | 0 | 0 | 0 | 0 | 0 | 0 | 0 | 0 | 0 | 0 | 0 | 0 | 0 | 0
F6_Commercial_Restaurant_Existing_Food Preparation_Natural Gas_Conveyor Oven_E10 | F6 | Commercial | Restaurant | Existing | Food Preparation | Natural Gas | Conveyor Oven | E10 | Utility - Value of Sales | 0 | 0 | 0 | 0 | 0 | 0 | 0 | 0 | 0 | 0 | 0 | 0 | 0 | 0 | 0 | 0 | 0 | 0 | 0 | 0 | 0 | 0 | 0 | 0 | 0 | 0 | 0
F1_Commercial_Restaurant_Existing_Food Preparation_Natural Gas_Double Rack Oven_E1 | F1 | Commercial | Restaurant | Existing | Food Preparation | Natural Gas | Double Rack Oven | E1 | RVT - Cost of Equipment | 0.43648 | 0.43648 | 0.43648 | 0.43648 | 0.43648 | 0.43648 | 0.43648 | 0.43648 | 0.43648 | 0.43648 | 0.43648 | 0.43648 | 0.43648 | 0.43648 | 0.43648 | 0.43648 | 0.43648 | 0.43648 | 0.43648 | 0.43648 | 0.43648 | 0.43648 | 0.43648 | 0.43648 | 0.43648 | 0.43648 | 0.43648
F1_Commercial_Restaurant_Existing_Food Preparation_Natural Gas_Double Rack Oven_E2 | F1 | Commercial | Restaurant | Existing | Food Preparation | Natural Gas | Double Rack Oven | E2 | RVT - Cost of Equipment | 0.60218 | 0.60218 | 0.60218 | 0.60218 | 0.60218 | 0.60218 | 0.60218 | 0.60218 | 0.60218 | 0.60218 | 0.60218 | 0.60218 | 0.60218 | 0.60218 | 0.60218 | 0.60218 | 0.60218 | 0.60218 | 0.60218 | 0.60218 | 0.60218 | 0.60218 | 0.60218 | 0.60218 | 0.60218 | 0.60218 | 0.60218
F1_Commercial_Restaurant_Existing_Food Preparation_Natural Gas_Double Rack Oven_E3 | F1 | Commercial | Restaurant | Existing | Food Preparation | Natural Gas | Double Rack Oven | E3 | RVT - Cost of Equipment | 0 | 0 | 0 | 0 | 0 | 0 | 0 | 0 | 0 | 0 | 0 | 0 | 0 | 0 | 0 | 0 | 0 | 0 | 0 | 0 | 0 | 0 | 0 | 0 | 0 | 0 | 0
F1_Commercial_Restaurant_Existing_Food Preparation_Natural Gas_Double Rack Oven_E4 | F1 | Commercial | Restaurant | Existing | Food Preparation | Natural Gas | Double Rack Oven | E4 | RVT - Cost of Equipment | 0 | 0 | 0 | 0 | 0 | 0 | 0 | 0 | 0 | 0 | 0 | 0 | 0 | 0 | 0 | 0 | 0 | 0 | 0 | 0 | 0 | 0 | 0 | 0 | 0 | 0 | 0
F1_Commercial_Restaurant_Existing_Food Preparation_Natural Gas_Double Rack Oven_E5 | F1 | Commercial | Restaurant | Existing | Food Preparation | Natural Gas | Double Rack Oven | E5 | RVT - Cost of Equipment | 0 | 0 | 0 | 0 | 0 | 0 | 0 | 0 | 0 | 0 | 0 | 0 | 0 | 0 | 0 | 0 | 0 | 0 | 0 | 0 | 0 | 0 | 0 | 0 | 0 | 0 | 0
F1_Commercial_Restaurant_Existing_Food Preparation_Natural Gas_Double Rack Oven_E6 | F1 | Commercial | Restaurant | Existing | Food Preparation | Natural Gas | Double Rack Oven | E6 | RVT - Cost of Equipment | 0 | 0 | 0 | 0 | 0 | 0 | 0 | 0 | 0 | 0 | 0 | 0 | 0 | 0 | 0 | 0 | 0 | 0 | 0 | 0 | 0 | 0 | 0 | 0 | 0 | 0 | 0
F1_Commercial_Restaurant_Existing_Food Preparation_Natural Gas_Double Rack Oven_E7 | F1 | Commercial | Restaurant | Existing | Food Preparation | Natural Gas | Double Rack Oven | E7 | RVT - Cost of Equipment | 0 | 0 | 0 | 0 | 0 | 0 | 0 | 0 | 0 | 0 | 0 | 0 | 0 | 0 | 0 | 0 | 0 | 0 | 0 | 0 | 0 | 0 | 0 | 0 | 0 | 0 | 0
F1_Commercial_Restaurant_Existing_Food Preparation_Natural Gas_Double Rack Oven_E8 | F1 | Commercial | Restaurant | Existing | Food Preparation | Natural Gas | Double Rack Oven | E8 | RVT - Cost of Equipment | 0 | 0 | 0 | 0 | 0 | 0 | 0 | 0 | 0 | 0 | 0 | 0 | 0 | 0 | 0 | 0 | 0 | 0 | 0 | 0 | 0 | 0 | 0 | 0 | 0 | 0 | 0
F1_Commercial_Restaurant_Existing_Food Preparation_Natural Gas_Double Rack Oven_E9 | F1 | Commercial | Restaurant | Existing | Food Preparation | Natural Gas | Double Rack Oven | E9 | RVT - Cost of Equipment | 0 | 0 | 0 | 0 | 0 | 0 | 0 | 0 | 0 | 0 | 0 | 0 | 0 | 0 | 0 | 0 | 0 | 0 | 0 | 0 | 0 | 0 | 0 | 0 | 0 | 0 | 0
F1_Commercial_Restaurant_Existing_Food Preparation_Natural Gas_Double Rack Oven_E10 | F1 | Commercial | Restaurant | Existing | Food Preparation | Natural Gas | Double Rack Oven | E10 | RVT - Cost of Equipment | 0 | 0 | 0 | 0 | 0 | 0 | 0 | 0 | 0 | 0 | 0 | 0 | 0 | 0 | 0 | 0 | 0 | 0 | 0 | 0 | 0 | 0 | 0 | 0 | 0 | 0 | 0
F2_Commercial_Restaurant_Existing_Food Preparation_Natural Gas_Double Rack Oven_E1 | F2 | Commercial | Restaurant | Existing | Food Preparation | Natural Gas | Double Rack Oven | E1 | RVT - Cost of Operation | 0 | 0 | 0 | 0 | 0 | 0 | 0 | 0 | 0 | 0 | 0 | 0 | 0 | 0 | 0 | 0 | 0 | 0 | 0 | 0 | 0 | 0 | 0 | 0 | 0 | 0 | 0
F2_Commercial_Restaurant_Existing_Food Preparation_Natural Gas_Double Rack Oven_E2 | F2 | Commercial | Restaurant | Existing | Food Preparation | Natural Gas | Double Rack Oven | E2 | RVT - Cost of Operation | 0 | 0 | 0 | 0 | 0 | 0 | 0 | 0 | 0 | 0 | 0 | 0 | 0 | 0 | 0 | 0 | 0 | 0 | 0 | 0 | 0 | 0 | 0 | 0 | 0 | 0 | 0
F2_Commercial_Restaurant_Existing_Food Preparation_Natural Gas_Double Rack Oven_E3 | F2 | Commercial | Restaurant | Existing | Food Preparation | Natural Gas | Double Rack Oven | E3 | RVT - Cost of Operation | 0 | 0 | 0 | 0 | 0 | 0 | 0 | 0 | 0 | 0 | 0 | 0 | 0 | 0 | 0 | 0 | 0 | 0 | 0 | 0 | 0 | 0 | 0 | 0 | 0 | 0 | 0
F2_Commercial_Restaurant_Existing_Food Preparation_Natural Gas_Double Rack Oven_E4 | F2 | Commercial | Restaurant | Existing | Food Preparation | Natural Gas | Double Rack Oven | E4 | RVT - Cost of Operation | 0 | 0 | 0 | 0 | 0 | 0 | 0 | 0 | 0 | 0 | 0 | 0 | 0 | 0 | 0 | 0 | 0 | 0 | 0 | 0 | 0 | 0 | 0 | 0 | 0 | 0 | 0
F2_Commercial_Restaurant_Existing_Food Preparation_Natural Gas_Double Rack Oven_E5 | F2 | Commercial | Restaurant | Existing | Food Preparation | Natural Gas | Double Rack Oven | E5 | RVT - Cost of Operation | 0 | 0 | 0 | 0 | 0 | 0 | 0 | 0 | 0 | 0 | 0 | 0 | 0 | 0 | 0 | 0 | 0 | 0 | 0 | 0 | 0 | 0 | 0 | 0 | 0 | 0 | 0
F2_Commercial_Restaurant_Existing_Food Preparation_Natural Gas_Double Rack Oven_E6 | F2 | Commercial | Restaurant | Existing | Food Preparation | Natural Gas | Double Rack Oven | E6 | RVT - Cost of Operation | 0 | 0 | 0 | 0 | 0 | 0 | 0 | 0 | 0 | 0 | 0 | 0 | 0 | 0 | 0 | 0 | 0 | 0 | 0 | 0 | 0 | 0 | 0 | 0 | 0 | 0 | 0
F2_Commercial_Restaurant_Existing_Food Preparation_Natural Gas_Double Rack Oven_E7 | F2 | Commercial | Restaurant | Existing | Food Preparation | Natural Gas | Double Rack Oven | E7 | RVT - Cost of Operation | 0 | 0 | 0 | 0 | 0 | 0 | 0 | 0 | 0 | 0 | 0 | 0 | 0 | 0 | 0 | 0 | 0 | 0 | 0 | 0 | 0 | 0 | 0 | 0 | 0 | 0 | 0
F2_Commercial_Restaurant_Existing_Food Preparation_Natural Gas_Double Rack Oven_E8 | F2 | Commercial | Restaurant | Existing | Food Preparation | Natural Gas | Double Rack Oven | E8 | RVT - Cost of Operation | 0 | 0 | 0 | 0 | 0 | 0 | 0 | 0 | 0 | 0 | 0 | 0 | 0 | 0 | 0 | 0 | 0 | 0 | 0 | 0 | 0 | 0 | 0 | 0 | 0 | 0 | 0
F2_Commercial_Restaurant_Existing_Food Preparation_Natural Gas_Double Rack Oven_E9 | F2 | Commercial | Restaurant | Existing | Food Preparation | Natural Gas | Double Rack Oven | E9 | RVT - Cost of Operation | 0 | 0 | 0 | 0 | 0 | 0 | 0 | 0 | 0 | 0 | 0 | 0 | 0 | 0 | 0 | 0 | 0 | 0 | 0 | 0 | 0 | 0 | 0 | 0 | 0 | 0 | 0
F2_Commercial_Restaurant_Existing_Food Preparation_Natural Gas_Double Rack Oven_E10 | F2 | Commercial | Restaurant | Existing | Food Preparation | Natural Gas | Double Rack Oven | E10 | RVT - Cost of Operation | 0 | 0 | 0 | 0 | 0 | 0 | 0 | 0 | 0 | 0 | 0 | 0 | 0 | 0 | 0 | 0 | 0 | 0 | 0 | 0 | 0 | 0 | 0 | 0 | 0 | 0 | 0
F3_Commercial_Restaurant_Existing_Food Preparation_Natural Gas_Double Rack Oven_E1 | F3 | Commercial | Restaurant | Existing | Food Preparation | Natural Gas | Double Rack Oven | E1 | System - kBTUs of Consumption | 97.4844 | 97.4844 | 97.4844 | 97.4844 | 97.4844 | 97.4844 | 97.4844 | 97.4844 | 97.4844 | 97.4844 | 97.4844 | 97.4844 | 97.4844 | 97.4844 | 97.4844 | 97.4844 | 97.4844 | 97.4844 | 97.4844 | 97.4844 | 97.4844 | 97.4844 | 97.4844 | 97.4844 | 97.4844 | 97.4844 | 97.4844
F3_Commercial_Restaurant_Existing_Food Preparation_Natural Gas_Double Rack Oven_E2 | F3 | Commercial | Restaurant | Existing | Food Preparation | Natural Gas | Double Rack Oven | E2 | System - kBTUs of Consumption | 57.3438 | 57.3438 | 57.3438 | 57.3438 | 57.3438 | 57.3438 | 57.3438 | 57.3438 | 57.3438 | 57.3438 | 57.3438 | 57.3438 | 57.3438 | 57.3438 | 57.3438 | 57.3438 | 57.3438 | 57.3438 | 57.3438 | 57.3438 | 57.3438 | 57.3438 | 57.3438 | 57.3438 | 57.3438 | 57.3438 | 57.3438
F3_Commercial_Restaurant_Existing_Food Preparation_Natural Gas_Double Rack Oven_E3 | F3 | Commercial | Restaurant | Existing | Food Preparation | Natural Gas | Double Rack Oven | E3 | System - kBTUs of Consumption | 0 | 0 | 0 | 0 | 0 | 0 | 0 | 0 | 0 | 0 | 0 | 0 | 0 | 0 | 0 | 0 | 0 | 0 | 0 | 0 | 0 | 0 | 0 | 0 | 0 | 0 | 0
F3_Commercial_Restaurant_Existing_Food Preparation_Natural Gas_Double Rack Oven_E4 | F3 | Commercial | Restaurant | Existing | Food Preparation | Natural Gas | Double Rack Oven | E4 | System - kBTUs of Consumption | 0 | 0 | 0 | 0 | 0 | 0 | 0 | 0 | 0 | 0 | 0 | 0 | 0 | 0 | 0 | 0 | 0 | 0 | 0 | 0 | 0 | 0 | 0 | 0 | 0 | 0 | 0
F3_Commercial_Restaurant_Existing_Food Preparation_Natural Gas_Double Rack Oven_E5 | F3 | Commercial | Restaurant | Existing | Food Preparation | Natural Gas | Double Rack Oven | E5 | System - kBTUs of Consumption | 0 | 0 | 0 | 0 | 0 | 0 | 0 | 0 | 0 | 0 | 0 | 0 | 0 | 0 | 0 | 0 | 0 | 0 | 0 | 0 | 0 | 0 | 0 | 0 | 0 | 0 | 0
F3_Commercial_Restaurant_Existing_Food Preparation_Natural Gas_Double Rack Oven_E6 | F3 | Commercial | Restaurant | Existing | Food Preparation | Natural Gas | Double Rack Oven | E6 | System - kBTUs of Consumption | 0 | 0 | 0 | 0 | 0 | 0 | 0 | 0 | 0 | 0 | 0 | 0 | 0 | 0 | 0 | 0 | 0 | 0 | 0 | 0 | 0 | 0 | 0 | 0 | 0 | 0 | 0
F3_Commercial_Restaurant_Existing_Food Preparation_Natural Gas_Double Rack Oven_E7 | F3 | Commercial | Restaurant | Existing | Food Preparation | Natural Gas | Double Rack Oven | E7 | System - kBTUs of Consumption | 0 | 0 | 0 | 0 | 0 | 0 | 0 | 0 | 0 | 0 | 0 | 0 | 0 | 0 | 0 | 0 | 0 | 0 | 0 | 0 | 0 | 0 | 0 | 0 | 0 | 0 | 0
F3_Commercial_Restaurant_Existing_Food Preparation_Natural Gas_Double Rack Oven_E8 | F3 | Commercial | Restaurant | Existing | Food Preparation | Natural Gas | Double Rack Oven | E8 | System - kBTUs of Consumption | 0 | 0 | 0 | 0 | 0 | 0 | 0 | 0 | 0 | 0 | 0 | 0 | 0 | 0 | 0 | 0 | 0 | 0 | 0 | 0 | 0 | 0 | 0 | 0 | 0 | 0 | 0
F3_Commercial_Restaurant_Existing_Food Preparation_Natural Gas_Double Rack Oven_E9 | F3 | Commercial | Restaurant | Existing | Food Preparation | Natural Gas | Double Rack Oven | E9 | System - kBTUs of Consumption | 0 | 0 | 0 | 0 | 0 | 0 | 0 | 0 | 0 | 0 | 0 | 0 | 0 | 0 | 0 | 0 | 0 | 0 | 0 | 0 | 0 | 0 | 0 | 0 | 0 | 0 | 0
F3_Commercial_Restaurant_Existing_Food Preparation_Natural Gas_Double Rack Oven_E10 | F3 | Commercial | Restaurant | Existing | Food Preparation | Natural Gas | Double Rack Oven | E10 | System - kBTUs of Consumption | 0 | 0 | 0 | 0 | 0 | 0 | 0 | 0 | 0 | 0 | 0 | 0 | 0 | 0 | 0 | 0 | 0 | 0 | 0 | 0 | 0 | 0 | 0 | 0 | 0 | 0 | 0
F4_Commercial_Restaurant_Existing_Food Preparation_Natural Gas_Double Rack Oven_E1 | F4 | Commercial | Restaurant | Existing | Food Preparation | Natural Gas | Double Rack Oven | E1 | Utility - Cost of Equipment | 0.43648 | 0.43648 | 0.43648 | 0.43648 | 0.43648 | 0.43648 | 0.43648 | 0.43648 | 0.43648 | 0.43648 | 0.43648 | 0.43648 | 0.43648 | 0.43648 | 0.43648 | 0.43648 | 0.43648 | 0.43648 | 0.43648 | 0.43648 | 0.43648 | 0.43648 | 0.43648 | 0.43648 | 0.43648 | 0.43648 | 0.43648
F4_Commercial_Restaurant_Existing_Food Preparation_Natural Gas_Double Rack Oven_E2 | F4 | Commercial | Restaurant | Existing | Food Preparation | Natural Gas | Double Rack Oven | E2 | Utility - Cost of Equipment | 0.60218 | 0.60218 | 0.60218 | 0.60218 | 0.60218 | 0.60218 | 0.60218 | 0.60218 | 0.60218 | 0.60218 | 0.60218 | 0.60218 | 0.60218 | 0.60218 | 0.60218 | 0.60218 | 0.60218 | 0.60218 | 0.60218 | 0.60218 | 0.60218 | 0.60218 | 0.60218 | 0.60218 | 0.60218 | 0.60218 | 0.60218
F4_Commercial_Restaurant_Existing_Food Preparation_Natural Gas_Double Rack Oven_E3 | F4 | Commercial | Restaurant | Existing | Food Preparation | Natural Gas | Double Rack Oven | E3 | Utility - Cost of Equipment | 0 | 0 | 0 | 0 | 0 | 0 | 0 | 0 | 0 | 0 | 0 | 0 | 0 | 0 | 0 | 0 | 0 | 0 | 0 | 0 | 0 | 0 | 0 | 0 | 0 | 0 | 0
F4_Commercial_Restaurant_Existing_Food Preparation_Natural Gas_Double Rack Oven_E4 | F4 | Commercial | Restaurant | Existing | Food Preparation | Natural Gas | Double Rack Oven | E4 | Utility - Cost of Equipment | 0 | 0 | 0 | 0 | 0 | 0 | 0 | 0 | 0 | 0 | 0 | 0 | 0 | 0 | 0 | 0 | 0 | 0 | 0 | 0 | 0 | 0 | 0 | 0 | 0 | 0 | 0
F4_Commercial_Restaurant_Existing_Food Preparation_Natural Gas_Double Rack Oven_E5 | F4 | Commercial | Restaurant | Existing | Food Preparation | Natural Gas | Double Rack Oven | E5 | Utility - Cost of Equipment | 0 | 0 | 0 | 0 | 0 | 0 | 0 | 0 | 0 | 0 | 0 | 0 | 0 | 0 | 0 | 0 | 0 | 0 | 0 | 0 | 0 | 0 | 0 | 0 | 0 | 0 | 0
F4_Commercial_Restaurant_Existing_Food Preparation_Natural Gas_Double Rack Oven_E6 | F4 | Commercial | Restaurant | Existing | Food Preparation | Natural Gas | Double Rack Oven | E6 | Utility - Cost of Equipment | 0 | 0 | 0 | 0 | 0 | 0 | 0 | 0 | 0 | 0 | 0 | 0 | 0 | 0 | 0 | 0 | 0 | 0 | 0 | 0 | 0 | 0 | 0 | 0 | 0 | 0 | 0
F4_Commercial_Restaurant_Existing_Food Preparation_Natural Gas_Double Rack Oven_E7 | F4 | Commercial | Restaurant | Existing | Food Preparation | Natural Gas | Double Rack Oven | E7 | Utility - Cost of Equipment | 0 | 0 | 0 | 0 | 0 | 0 | 0 | 0 | 0 | 0 | 0 | 0 | 0 | 0 | 0 | 0 | 0 | 0 | 0 | 0 | 0 | 0 | 0 | 0 | 0 | 0 | 0
F4_Commercial_Restaurant_Existing_Food Preparation_Natural Gas_Double Rack Oven_E8 | F4 | Commercial | Restaurant | Existing | Food Preparation | Natural Gas | Double Rack Oven | E8 | Utility - Cost of Equipment | 0 | 0 | 0 | 0 | 0 | 0 | 0 | 0 | 0 | 0 | 0 | 0 | 0 | 0 | 0 | 0 | 0 | 0 | 0 | 0 | 0 | 0 | 0 | 0 | 0 | 0 | 0
F4_Commercial_Restaurant_Existing_Food Preparation_Natural Gas_Double Rack Oven_E9 | F4 | Commercial | Restaurant | Existing | Food Preparation | Natural Gas | Double Rack Oven | E9 | Utility - Cost of Equipment | 0 | 0 | 0 | 0 | 0 | 0 | 0 | 0 | 0 | 0 | 0 | 0 | 0 | 0 | 0 | 0 | 0 | 0 | 0 | 0 | 0 | 0 | 0 | 0 | 0 | 0 | 0
F4_Commercial_Restaurant_Existing_Food Preparation_Natural Gas_Double Rack Oven_E10 | F4 | Commercial | Restaurant | Existing | Food Preparation | Natural Gas | Double Rack Oven | E10 | Utility - Cost of Equipment | 0 | 0 | 0 | 0 | 0 | 0 | 0 | 0 | 0 | 0 | 0 | 0 | 0 | 0 | 0 | 0 | 0 | 0 | 0 | 0 | 0 | 0 | 0 | 0 | 0 | 0 | 0
F5_Commercial_Restaurant_Existing_Food Preparation_Natural Gas_Double Rack Oven_E1 | F5 | Commercial | Restaurant | Existing | Food Preparation | Natural Gas | Double Rack Oven | E1 | Utility - Cost of Operation | 1.3306 | 1.3163 | 1.3026 | 1.2894 | 1.2927 | 1.3066 | 1.3269 | 1.3495 | 1.3713 | 1.3898 | 1.4049 | 1.4157 | 1.4219 | 1.4212 | 1.4135 | 1.3987 | 1.377 | 1.3497 | 1.3171 | 1.2783 | 1.2329 | 1.1805 | 1.134 | 1.1042 | 1.0916 | 1.097 | 1.1023
F5_Commercial_Restaurant_Existing_Food Preparation_Natural Gas_Double Rack Oven_E2 | F5 | Commercial | Restaurant | Existing | Food Preparation | Natural Gas | Double Rack Oven | E2 | Utility - Cost of Operation | 0.78268 | 0.77431 | 0.76622 | 0.75849 | 0.7604 | 0.76861 | 0.78053 | 0.79382 | 0.80662 | 0.81754 | 0.82643 | 0.83279 | 0.8364 | 0.83599 | 0.83146 | 0.82276 | 0.81002 | 0.79396 | 0.77477 | 0.75196 | 0.72522 | 0.6944 | 0.66707 | 0.64951 | 0.64213 | 0.64528 | 0.64844
F5_Commercial_Restaurant_Existing_Food Preparation_Natural Gas_Double Rack Oven_E3 | F5 | Commercial | Restaurant | Existing | Food Preparation | Natural Gas | Double Rack Oven | E3 | Utility - Cost of Operation | 0 | 0 | 0 | 0 | 0 | 0 | 0 | 0 | 0 | 0 | 0 | 0 | 0 | 0 | 0 | 0 | 0 | 0 | 0 | 0 | 0 | 0 | 0 | 0 | 0 | 0 | 0
F5_Commercial_Restaurant_Existing_Food Preparation_Natural Gas_Double Rack Oven_E4 | F5 | Commercial | Restaurant | Existing | Food Preparation | Natural Gas | Double Rack Oven | E4 | Utility - Cost of Operation | 0 | 0 | 0 | 0 | 0 | 0 | 0 | 0 | 0 | 0 | 0 | 0 | 0 | 0 | 0 | 0 | 0 | 0 | 0 | 0 | 0 | 0 | 0 | 0 | 0 | 0 | 0
F5_Commercial_Restaurant_Existing_Food Preparation_Natural Gas_Double Rack Oven_E5 | F5 | Commercial | Restaurant | Existing | Food Preparation | Natural Gas | Double Rack Oven | E5 | Utility - Cost of Operation | 0 | 0 | 0 | 0 | 0 | 0 | 0 | 0 | 0 | 0 | 0 | 0 | 0 | 0 | 0 | 0 | 0 | 0 | 0 | 0 | 0 | 0 | 0 | 0 | 0 | 0 | 0
F5_Commercial_Restaurant_Existing_Food Preparation_Natural Gas_Double Rack Oven_E6 | F5 | Commercial | Restaurant | Existing | Food Preparation | Natural Gas | Double Rack Oven | E6 | Utility - Cost of Operation | 0 | 0 | 0 | 0 | 0 | 0 | 0 | 0 | 0 | 0 | 0 | 0 | 0 | 0 | 0 | 0 | 0 | 0 | 0 | 0 | 0 | 0 | 0 | 0 | 0 | 0 | 0
F5_Commercial_Restaurant_Existing_Food Preparation_Natural Gas_Double Rack Oven_E7 | F5 | Commercial | Restaurant | Existing | Food Preparation | Natural Gas | Double Rack Oven | E7 | Utility - Cost of Operation | 0 | 0 | 0 | 0 | 0 | 0 | 0 | 0 | 0 | 0 | 0 | 0 | 0 | 0 | 0 | 0 | 0 | 0 | 0 | 0 | 0 | 0 | 0 | 0 | 0 | 0 | 0
F5_Commercial_Restaurant_Existing_Food Preparation_Natural Gas_Double Rack Oven_E8 | F5 | Commercial | Restaurant | Existing | Food Preparation | Natural Gas | Double Rack Oven | E8 | Utility - Cost of Operation | 0 | 0 | 0 | 0 | 0 | 0 | 0 | 0 | 0 | 0 | 0 | 0 | 0 | 0 | 0 | 0 | 0 | 0 | 0 | 0 | 0 | 0 | 0 | 0 | 0 | 0 | 0
F5_Commercial_Restaurant_Existing_Food Preparation_Natural Gas_Double Rack Oven_E9 | F5 | Commercial | Restaurant | Existing | Food Preparation | Natural Gas | Double Rack Oven | E9 | Utility - Cost of Operation | 0 | 0 | 0 | 0 | 0 | 0 | 0 | 0 | 0 | 0 | 0 | 0 | 0 | 0 | 0 | 0 | 0 | 0 | 0 | 0 | 0 | 0 | 0 | 0 | 0 | 0 | 0
F5_Commercial_Restaurant_Existing_Food Preparation_Natural Gas_Double Rack Oven_E10 | F5 | Commercial | Restaurant | Existing | Food Preparation | Natural Gas | Double Rack Oven | E10 | Utility - Cost of Operation | 0 | 0 | 0 | 0 | 0 | 0 | 0 | 0 | 0 | 0 | 0 | 0 | 0 | 0 | 0 | 0 | 0 | 0 | 0 | 0 | 0 | 0 | 0 | 0 | 0 | 0 | 0
F6_Commercial_Restaurant_Existing_Food Preparation_Natural Gas_Double Rack Oven_E1 | F6 | Commercial | Restaurant | Existing | Food Preparation | Natural Gas | Double Rack Oven | E1 | Utility - Value of Sales | 0 | 0 | 0 | 0 | 0 | 0 | 0 | 0 | 0 | 0 | 0 | 0 | 0 | 0 | 0 | 0 | 0 | 0 | 0 | 0 | 0 | 0 | 0 | 0 | 0 | 0 | 0
F6_Commercial_Restaurant_Existing_Food Preparation_Natural Gas_Double Rack Oven_E2 | F6 | Commercial | Restaurant | Existing | Food Preparation | Natural Gas | Double Rack Oven | E2 | Utility - Value of Sales | 0 | 0 | 0 | 0 | 0 | 0 | 0 | 0 | 0 | 0 | 0 | 0 | 0 | 0 | 0 | 0 | 0 | 0 | 0 | 0 | 0 | 0 | 0 | 0 | 0 | 0 | 0
F6_Commercial_Restaurant_Existing_Food Preparation_Natural Gas_Double Rack Oven_E3 | F6 | Commercial | Restaurant | Existing | Food Preparation | Natural Gas | Double Rack Oven | E3 | Utility - Value of Sales | 0 | 0 | 0 | 0 | 0 | 0 | 0 | 0 | 0 | 0 | 0 | 0 | 0 | 0 | 0 | 0 | 0 | 0 | 0 | 0 | 0 | 0 | 0 | 0 | 0 | 0 | 0
F6_Commercial_Restaurant_Existing_Food Preparation_Natural Gas_Double Rack Oven_E4 | F6 | Commercial | Restaurant | Existing | Food Preparation | Natural Gas | Double Rack Oven | E4 | Utility - Value of Sales | 0 | 0 | 0 | 0 | 0 | 0 | 0 | 0 | 0 | 0 | 0 | 0 | 0 | 0 | 0 | 0 | 0 | 0 | 0 | 0 | 0 | 0 | 0 | 0 | 0 | 0 | 0
F6_Commercial_Restaurant_Existing_Food Preparation_Natural Gas_Double Rack Oven_E5 | F6 | Commercial | Restaurant | Existing | Food Preparation | Natural Gas | Double Rack Oven | E5 | Utility - Value of Sales | 0 | 0 | 0 | 0 | 0 | 0 | 0 | 0 | 0 | 0 | 0 | 0 | 0 | 0 | 0 | 0 | 0 | 0 | 0 | 0 | 0 | 0 | 0 | 0 | 0 | 0 | 0
F6_Commercial_Restaurant_Existing_Food Preparation_Natural Gas_Double Rack Oven_E6 | F6 | Commercial | Restaurant | Existing | Food Preparation | Natural Gas | Double Rack Oven | E6 | Utility - Value of Sales | 0 | 0 | 0 | 0 | 0 | 0 | 0 | 0 | 0 | 0 | 0 | 0 | 0 | 0 | 0 | 0 | 0 | 0 | 0 | 0 | 0 | 0 | 0 | 0 | 0 | 0 | 0
F6_Commercial_Restaurant_Existing_Food Preparation_Natural Gas_Double Rack Oven_E7 | F6 | Commercial | Restaurant | Existing | Food Preparation | Natural Gas | Double Rack Oven | E7 | Utility - Value of Sales | 0 | 0 | 0 | 0 | 0 | 0 | 0 | 0 | 0 | 0 | 0 | 0 | 0 | 0 | 0 | 0 | 0 | 0 | 0 | 0 | 0 | 0 | 0 | 0 | 0 | 0 | 0
F6_Commercial_Restaurant_Existing_Food Preparation_Natural Gas_Double Rack Oven_E8 | F6 | Commercial | Restaurant | Existing | Food Preparation | Natural Gas | Double Rack Oven | E8 | Utility - Value of Sales | 0 | 0 | 0 | 0 | 0 | 0 | 0 | 0 | 0 | 0 | 0 | 0 | 0 | 0 | 0 | 0 | 0 | 0 | 0 | 0 | 0 | 0 | 0 | 0 | 0 | 0 | 0
F6_Commercial_Restaurant_Existing_Food Preparation_Natural Gas_Double Rack Oven_E9 | F6 | Commercial | Restaurant | Existing | Food Preparation | Natural Gas | Double Rack Oven | E9 | Utility - Value of Sales | 0 | 0 | 0 | 0 | 0 | 0 | 0 | 0 | 0 | 0 | 0 | 0 | 0 | 0 | 0 | 0 | 0 | 0 | 0 | 0 | 0 | 0 | 0 | 0 | 0 | 0 | 0
F6_Commercial_Restaurant_Existing_Food Preparation_Natural Gas_Double Rack Oven_E10 | F6 | Commercial | Restaurant | Existing | Food Preparation | Natural Gas | Double Rack Oven | E10 | Utility - Value of Sales | 0 | 0 | 0 | 0 | 0 | 0 | 0 | 0 | 0 | 0 | 0 | 0 | 0 | 0 | 0 | 0 | 0 | 0 | 0 | 0 | 0 | 0 | 0 | 0 | 0 | 0 | 0
F1_Commercial_Restaurant_Existing_Food Preparation_Natural Gas_Fryer_E1 | F1 | Commercial | Restaurant | Existing | Food Preparation | Natural Gas | Fryer | E1 | RVT - Cost of Equipment | 0.26793 | 0 | 0 | 0 | 0 | 0 | 0 | 0 | 0 | 0 | 0 | 0 | 0 | 0 | 0 | 0 | 0 | 0 | 0 | 0 | 0 | 0 | 0 | 0 | 0 | 0 | 0
F1_Commercial_Restaurant_Existing_Food Preparation_Natural Gas_Fryer_E2 | F1 | Commercial | Restaurant | Existing | Food Preparation | Natural Gas | Fryer | E2 | RVT - Cost of Equipment | 0.33679 | 0.33679 | 0.33679 | 0.33679 | 0.33679 | 0.33679 | 0.33679 | 0.33679 | 0.33679 | 0.33679 | 0.33679 | 0.33679 | 0.33679 | 0.33679 | 0.33679 | 0.33679 | 0.33679 | 0.33679 | 0.33679 | 0.33679 | 0.33679 | 0.33679 | 0.33679 | 0.33679 | 0.33679 | 0.33679 | 0.33679
F1_Commercial_Restaurant_Existing_Food Preparation_Natural Gas_Fryer_E3 | F1 | Commercial | Restaurant | Existing | Food Preparation | Natural Gas | Fryer | E3 | RVT - Cost of Equipment | 0 | 0 | 0 | 0 | 0 | 0 | 0 | 0 | 0 | 0 | 0 | 0 | 0 | 0 | 0 | 0 | 0 | 0 | 0 | 0 | 0 | 0 | 0 | 0 | 0 | 0 | 0
F1_Commercial_Restaurant_Existing_Food Preparation_Natural Gas_Fryer_E4 | F1 | Commercial | Restaurant | Existing | Food Preparation | Natural Gas | Fryer | E4 | RVT - Cost of Equipment | 0 | 0 | 0 | 0 | 0 | 0 | 0 | 0 | 0 | 0 | 0 | 0 | 0 | 0 | 0 | 0 | 0 | 0 | 0 | 0 | 0 | 0 | 0 | 0 | 0 | 0 | 0
F1_Commercial_Restaurant_Existing_Food Preparation_Natural Gas_Fryer_E5 | F1 | Commercial | Restaurant | Existing | Food Preparation | Natural Gas | Fryer | E5 | RVT - Cost of Equipment | 0 | 0 | 0 | 0 | 0 | 0 | 0 | 0 | 0 | 0 | 0 | 0 | 0 | 0 | 0 | 0 | 0 | 0 | 0 | 0 | 0 | 0 | 0 | 0 | 0 | 0 | 0
F1_Commercial_Restaurant_Existing_Food Preparation_Natural Gas_Fryer_E6 | F1 | Commercial | Restaurant | Existing | Food Preparation | Natural Gas | Fryer | E6 | RVT - Cost of Equipment | 0 | 0 | 0 | 0 | 0 | 0 | 0 | 0 | 0 | 0 | 0 | 0 | 0 | 0 | 0 | 0 | 0 | 0 | 0 | 0 | 0 | 0 | 0 | 0 | 0 | 0 | 0
F1_Commercial_Restaurant_Existing_Food Preparation_Natural Gas_Fryer_E7 | F1 | Commercial | Restaurant | Existing | Food Preparation | Natural Gas | Fryer | E7 | RVT - Cost of Equipment | 0 | 0 | 0 | 0 | 0 | 0 | 0 | 0 | 0 | 0 | 0 | 0 | 0 | 0 | 0 | 0 | 0 | 0 | 0 | 0 | 0 | 0 | 0 | 0 | 0 | 0 | 0
F1_Commercial_Restaurant_Existing_Food Preparation_Natural Gas_Fryer_E8 | F1 | Commercial | Restaurant | Existing | Food Preparation | Natural Gas | Fryer | E8 | RVT - Cost of Equipment | 0 | 0 | 0 | 0 | 0 | 0 | 0 | 0 | 0 | 0 | 0 | 0 | 0 | 0 | 0 | 0 | 0 | 0 | 0 | 0 | 0 | 0 | 0 | 0 | 0 | 0 | 0
F1_Commercial_Restaurant_Existing_Food Preparation_Natural Gas_Fryer_E9 | F1 | Commercial | Restaurant | Existing | Food Preparation | Natural Gas | Fryer | E9 | RVT - Cost of Equipment | 0 | 0 | 0 | 0 | 0 | 0 | 0 | 0 | 0 | 0 | 0 | 0 | 0 | 0 | 0 | 0 | 0 | 0 | 0 | 0 | 0 | 0 | 0 | 0 | 0 | 0 | 0
F1_Commercial_Restaurant_Existing_Food Preparation_Natural Gas_Fryer_E10 | F1 | Commercial | Restaurant | Existing | Food Preparation | Natural Gas | Fryer | E10 | RVT - Cost of Equipment | 0 | 0 | 0 | 0 | 0 | 0 | 0 | 0 | 0 | 0 | 0 | 0 | 0 | 0 | 0 | 0 | 0 | 0 | 0 | 0 | 0 | 0 | 0 | 0 | 0 | 0 | 0
F2_Commercial_Restaurant_Existing_Food Preparation_Natural Gas_Fryer_E1 | F2 | Commercial | Restaurant | Existing | Food Preparation | Natural Gas | Fryer | E1 | RVT - Cost of Operation | 0 | 0 | 0 | 0 | 0 | 0 | 0 | 0 | 0 | 0 | 0 | 0 | 0 | 0 | 0 | 0 | 0 | 0 | 0 | 0 | 0 | 0 | 0 | 0 | 0 | 0 | 0
F2_Commercial_Restaurant_Existing_Food Preparation_Natural Gas_Fryer_E2 | F2 | Commercial | Restaurant | Existing | Food Preparation | Natural Gas | Fryer | E2 | RVT - Cost of Operation | 0 | 0 | 0 | 0 | 0 | 0 | 0 | 0 | 0 | 0 | 0 | 0 | 0 | 0 | 0 | 0 | 0 | 0 | 0 | 0 | 0 | 0 | 0 | 0 | 0 | 0 | 0
F2_Commercial_Restaurant_Existing_Food Preparation_Natural Gas_Fryer_E3 | F2 | Commercial | Restaurant | Existing | Food Preparation | Natural Gas | Fryer | E3 | RVT - Cost of Operation | 0 | 0 | 0 | 0 | 0 | 0 | 0 | 0 | 0 | 0 | 0 | 0 | 0 | 0 | 0 | 0 | 0 | 0 | 0 | 0 | 0 | 0 | 0 | 0 | 0 | 0 | 0
F2_Commercial_Restaurant_Existing_Food Preparation_Natural Gas_Fryer_E4 | F2 | Commercial | Restaurant | Existing | Food Preparation | Natural Gas | Fryer | E4 | RVT - Cost of Operation | 0 | 0 | 0 | 0 | 0 | 0 | 0 | 0 | 0 | 0 | 0 | 0 | 0 | 0 | 0 | 0 | 0 | 0 | 0 | 0 | 0 | 0 | 0 | 0 | 0 | 0 | 0
F2_Commercial_Restaurant_Existing_Food Preparation_Natural Gas_Fryer_E5 | F2 | Commercial | Restaurant | Existing | Food Preparation | Natural Gas | Fryer | E5 | RVT - Cost of Operation | 0 | 0 | 0 | 0 | 0 | 0 | 0 | 0 | 0 | 0 | 0 | 0 | 0 | 0 | 0 | 0 | 0 | 0 | 0 | 0 | 0 | 0 | 0 | 0 | 0 | 0 | 0
F2_Commercial_Restaurant_Existing_Food Preparation_Natural Gas_Fryer_E6 | F2 | Commercial | Restaurant | Existing | Food Preparation | Natural Gas | Fryer | E6 | RVT - Cost of Operation | 0 | 0 | 0 | 0 | 0 | 0 | 0 | 0 | 0 | 0 | 0 | 0 | 0 | 0 | 0 | 0 | 0 | 0 | 0 | 0 | 0 | 0 | 0 | 0 | 0 | 0 | 0
F2_Commercial_Restaurant_Existing_Food Preparation_Natural Gas_Fryer_E7 | F2 | Commercial | Restaurant | Existing | Food Preparation | Natural Gas | Fryer | E7 | RVT - Cost of Operation | 0 | 0 | 0 | 0 | 0 | 0 | 0 | 0 | 0 | 0 | 0 | 0 | 0 | 0 | 0 | 0 | 0 | 0 | 0 | 0 | 0 | 0 | 0 | 0 | 0 | 0 | 0
F2_Commercial_Restaurant_Existing_Food Preparation_Natural Gas_Fryer_E8 | F2 | Commercial | Restaurant | Existing | Food Preparation | Natural Gas | Fryer | E8 | RVT - Cost of Operation | 0 | 0 | 0 | 0 | 0 | 0 | 0 | 0 | 0 | 0 | 0 | 0 | 0 | 0 | 0 | 0 | 0 | 0 | 0 | 0 | 0 | 0 | 0 | 0 | 0 | 0 | 0
F2_Commercial_Restaurant_Existing_Food Preparation_Natural Gas_Fryer_E9 | F2 | Commercial | Restaurant | Existing | Food Preparation | Natural Gas | Fryer | E9 | RVT - Cost of Operation | 0 | 0 | 0 | 0 | 0 | 0 | 0 | 0 | 0 | 0 | 0 | 0 | 0 | 0 | 0 | 0 | 0 | 0 | 0 | 0 | 0 | 0 | 0 | 0 | 0 | 0 | 0
F2_Commercial_Restaurant_Existing_Food Preparation_Natural Gas_Fryer_E10 | F2 | Commercial | Restaurant | Existing | Food Preparation | Natural Gas | Fryer | E10 | RVT - Cost of Operation | 0 | 0 | 0 | 0 | 0 | 0 | 0 | 0 | 0 | 0 | 0 | 0 | 0 | 0 | 0 | 0 | 0 | 0 | 0 | 0 | 0 | 0 | 0 | 0 | 0 | 0 | 0
F3_Commercial_Restaurant_Existing_Food Preparation_Natural Gas_Fryer_E1 | F3 | Commercial | Restaurant | Existing | Food Preparation | Natural Gas | Fryer | E1 | System - kBTUs of Consumption | 49.9524 | 0 | 0 | 0 | 0 | 0 | 0 | 0 | 0 | 0 | 0 | 0 | 0 | 0 | 0 | 0 | 0 | 0 | 0 | 0 | 0 | 0 | 0 | 0 | 0 | 0 | 0
F3_Commercial_Restaurant_Existing_Food Preparation_Natural Gas_Fryer_E2 | F3 | Commercial | Restaurant | Existing | Food Preparation | Natural Gas | Fryer | E2 | System - kBTUs of Consumption | 30.8754 | 30.8754 | 30.8754 | 30.8754 | 30.8754 | 30.8754 | 30.8754 | 30.8754 | 30.8754 | 30.8754 | 30.8754 | 30.8754 | 30.8754 | 30.8754 | 30.8754 | 30.8754 | 30.8754 | 30.8754 | 30.8754 | 30.8754 | 30.8754 | 30.8754 | 30.8754 | 30.8754 | 30.8754 | 30.8754 | 30.8754
F3_Commercial_Restaurant_Existing_Food Preparation_Natural Gas_Fryer_E3 | F3 | Commercial | Restaurant | Existing | Food Preparation | Natural Gas | Fryer | E3 | System - kBTUs of Consumption | 0 | 0 | 0 | 0 | 0 | 0 | 0 | 0 | 0 | 0 | 0 | 0 | 0 | 0 | 0 | 0 | 0 | 0 | 0 | 0 | 0 | 0 | 0 | 0 | 0 | 0 | 0
F3_Commercial_Restaurant_Existing_Food Preparation_Natural Gas_Fryer_E4 | F3 | Commercial | Restaurant | Existing | Food Preparation | Natural Gas | Fryer | E4 | System - kBTUs of Consumption | 0 | 0 | 0 | 0 | 0 | 0 | 0 | 0 | 0 | 0 | 0 | 0 | 0 | 0 | 0 | 0 | 0 | 0 | 0 | 0 | 0 | 0 | 0 | 0 | 0 | 0 | 0
F3_Commercial_Restaurant_Existing_Food Preparation_Natural Gas_Fryer_E5 | F3 | Commercial | Restaurant | Existing | Food Preparation | Natural Gas | Fryer | E5 | System - kBTUs of Consumption | 0 | 0 | 0 | 0 | 0 | 0 | 0 | 0 | 0 | 0 | 0 | 0 | 0 | 0 | 0 | 0 | 0 | 0 | 0 | 0 | 0 | 0 | 0 | 0 | 0 | 0 | 0
F3_Commercial_Restaurant_Existing_Food Preparation_Natural Gas_Fryer_E6 | F3 | Commercial | Restaurant | Existing | Food Preparation | Natural Gas | Fryer | E6 | System - kBTUs of Consumption | 0 | 0 | 0 | 0 | 0 | 0 | 0 | 0 | 0 | 0 | 0 | 0 | 0 | 0 | 0 | 0 | 0 | 0 | 0 | 0 | 0 | 0 | 0 | 0 | 0 | 0 | 0
F3_Commercial_Restaurant_Existing_Food Preparation_Natural Gas_Fryer_E7 | F3 | Commercial | Restaurant | Existing | Food Preparation | Natural Gas | Fryer | E7 | System - kBTUs of Consumption | 0 | 0 | 0 | 0 | 0 | 0 | 0 | 0 | 0 | 0 | 0 | 0 | 0 | 0 | 0 | 0 | 0 | 0 | 0 | 0 | 0 | 0 | 0 | 0 | 0 | 0 | 0
F3_Commercial_Restaurant_Existing_Food Preparation_Natural Gas_Fryer_E8 | F3 | Commercial | Restaurant | Existing | Food Preparation | Natural Gas | Fryer | E8 | System - kBTUs of Consumption | 0 | 0 | 0 | 0 | 0 | 0 | 0 | 0 | 0 | 0 | 0 | 0 | 0 | 0 | 0 | 0 | 0 | 0 | 0 | 0 | 0 | 0 | 0 | 0 | 0 | 0 | 0
F3_Commercial_Restaurant_Existing_Food Preparation_Natural Gas_Fryer_E9 | F3 | Commercial | Restaurant | Existing | Food Preparation | Natural Gas | Fryer | E9 | System - kBTUs of Consumption | 0 | 0 | 0 | 0 | 0 | 0 | 0 | 0 | 0 | 0 | 0 | 0 | 0 | 0 | 0 | 0 | 0 | 0 | 0 | 0 | 0 | 0 | 0 | 0 | 0 | 0 | 0
F3_Commercial_Restaurant_Existing_Food Preparation_Natural Gas_Fryer_E10 | F3 | Commercial | Restaurant | Existing | Food Preparation | Natural Gas | Fryer | E10 | System - kBTUs of Consumption | 0 | 0 | 0 | 0 | 0 | 0 | 0 | 0 | 0 | 0 | 0 | 0 | 0 | 0 | 0 | 0 | 0 | 0 | 0 | 0 | 0 | 0 | 0 | 0 | 0 | 0 | 0
F4_Commercial_Restaurant_Existing_Food Preparation_Natural Gas_Fryer_E1 | F4 | Commercial | Restaurant | Existing | Food Preparation | Natural Gas | Fryer | E1 | Utility - Cost of Equipment | 0.26793 | 0 | 0 | 0 | 0 | 0 | 0 | 0 | 0 | 0 | 0 | 0 | 0 | 0 | 0 | 0 | 0 | 0 | 0 | 0 | 0 | 0 | 0 | 0 | 0 | 0 | 0
F4_Commercial_Restaurant_Existing_Food Preparation_Natural Gas_Fryer_E2 | F4 | Commercial | Restaurant | Existing | Food Preparation | Natural Gas | Fryer | E2 | Utility - Cost of Equipment | 0.33679 | 0.33679 | 0.33679 | 0.33679 | 0.33679 | 0.33679 | 0.33679 | 0.33679 | 0.33679 | 0.33679 | 0.33679 | 0.33679 | 0.33679 | 0.33679 | 0.33679 | 0.33679 | 0.33679 | 0.33679 | 0.33679 | 0.33679 | 0.33679 | 0.33679 | 0.33679 | 0.33679 | 0.33679 | 0.33679 | 0.33679
F4_Commercial_Restaurant_Existing_Food Preparation_Natural Gas_Fryer_E3 | F4 | Commercial | Restaurant | Existing | Food Preparation | Natural Gas | Fryer | E3 | Utility - Cost of Equipment | 0 | 0 | 0 | 0 | 0 | 0 | 0 | 0 | 0 | 0 | 0 | 0 | 0 | 0 | 0 | 0 | 0 | 0 | 0 | 0 | 0 | 0 | 0 | 0 | 0 | 0 | 0
F4_Commercial_Restaurant_Existing_Food Preparation_Natural Gas_Fryer_E4 | F4 | Commercial | Restaurant | Existing | Food Preparation | Natural Gas | Fryer | E4 | Utility - Cost of Equipment | 0 | 0 | 0 | 0 | 0 | 0 | 0 | 0 | 0 | 0 | 0 | 0 | 0 | 0 | 0 | 0 | 0 | 0 | 0 | 0 | 0 | 0 | 0 | 0 | 0 | 0 | 0
F4_Commercial_Restaurant_Existing_Food Preparation_Natural Gas_Fryer_E5 | F4 | Commercial | Restaurant | Existing | Food Preparation | Natural Gas | Fryer | E5 | Utility - Cost of Equipment | 0 | 0 | 0 | 0 | 0 | 0 | 0 | 0 | 0 | 0 | 0 | 0 | 0 | 0 | 0 | 0 | 0 | 0 | 0 | 0 | 0 | 0 | 0 | 0 | 0 | 0 | 0
F4_Commercial_Restaurant_Existing_Food Preparation_Natural Gas_Fryer_E6 | F4 | Commercial | Restaurant | Existing | Food Preparation | Natural Gas | Fryer | E6 | Utility - Cost of Equipment | 0 | 0 | 0 | 0 | 0 | 0 | 0 | 0 | 0 | 0 | 0 | 0 | 0 | 0 | 0 | 0 | 0 | 0 | 0 | 0 | 0 | 0 | 0 | 0 | 0 | 0 | 0
F4_Commercial_Restaurant_Existing_Food Preparation_Natural Gas_Fryer_E7 | F4 | Commercial | Restaurant | Existing | Food Preparation | Natural Gas | Fryer | E7 | Utility - Cost of Equipment | 0 | 0 | 0 | 0 | 0 | 0 | 0 | 0 | 0 | 0 | 0 | 0 | 0 | 0 | 0 | 0 | 0 | 0 | 0 | 0 | 0 | 0 | 0 | 0 | 0 | 0 | 0
F4_Commercial_Restaurant_Existing_Food Preparation_Natural Gas_Fryer_E8 | F4 | Commercial | Restaurant | Existing | Food Preparation | Natural Gas | Fryer | E8 | Utility - Cost of Equipment | 0 | 0 | 0 | 0 | 0 | 0 | 0 | 0 | 0 | 0 | 0 | 0 | 0 | 0 | 0 | 0 | 0 | 0 | 0 | 0 | 0 | 0 | 0 | 0 | 0 | 0 | 0
F4_Commercial_Restaurant_Existing_Food Preparation_Natural Gas_Fryer_E9 | F4 | Commercial | Restaurant | Existing | Food Preparation | Natural Gas | Fryer | E9 | Utility - Cost of Equipment | 0 | 0 | 0 | 0 | 0 | 0 | 0 | 0 | 0 | 0 | 0 | 0 | 0 | 0 | 0 | 0 | 0 | 0 | 0 | 0 | 0 | 0 | 0 | 0 | 0 | 0 | 0
F4_Commercial_Restaurant_Existing_Food Preparation_Natural Gas_Fryer_E10 | F4 | Commercial | Restaurant | Existing | Food Preparation | Natural Gas | Fryer | E10 | Utility - Cost of Equipment | 0 | 0 | 0 | 0 | 0 | 0 | 0 | 0 | 0 | 0 | 0 | 0 | 0 | 0 | 0 | 0 | 0 | 0 | 0 | 0 | 0 | 0 | 0 | 0 | 0 | 0 | 0
F5_Commercial_Restaurant_Existing_Food Preparation_Natural Gas_Fryer_E1 | F5 | Commercial | Restaurant | Existing | Food Preparation | Natural Gas | Fryer | E1 | Utility - Cost of Operation | 0.68821 | 0 | 0 | 0 | 0 | 0 | 0 | 0 | 0 | 0 | 0 | 0 | 0 | 0 | 0 | 0 | 0 | 0 | 0 | 0 | 0 | 0 | 0 | 0 | 0 | 0 | 0
F5_Commercial_Restaurant_Existing_Food Preparation_Natural Gas_Fryer_E2 | F5 | Commercial | Restaurant | Existing | Food Preparation | Natural Gas | Fryer | E2 | Utility - Cost of Operation | 0.42538 | 0.41816 | 0.4111 | 0.40422 | 0.40361 | 0.40707 | 0.41312 | 0.42057 | 0.42863 | 0.43687 | 0.44543 | 0.45381 | 0.46121 | 0.46609 | 0.46757 | 0.46505 | 0.45838 | 0.44834 | 0.43537 | 0.42003 | 0.40209 | 0.38148 | 0.36316 | 0.35125 | 0.34603 | 0.34773 | 0.34943
F5_Commercial_Restaurant_Existing_Food Preparation_Natural Gas_Fryer_E3 | F5 | Commercial | Restaurant | Existing | Food Preparation | Natural Gas | Fryer | E3 | Utility - Cost of Operation | 0 | 0 | 0 | 0 | 0 | 0 | 0 | 0 | 0 | 0 | 0 | 0 | 0 | 0 | 0 | 0 | 0 | 0 | 0 | 0 | 0 | 0 | 0 | 0 | 0 | 0 | 0
F5_Commercial_Restaurant_Existing_Food Preparation_Natural Gas_Fryer_E4 | F5 | Commercial | Restaurant | Existing | Food Preparation | Natural Gas | Fryer | E4 | Utility - Cost of Operation | 0 | 0 | 0 | 0 | 0 | 0 | 0 | 0 | 0 | 0 | 0 | 0 | 0 | 0 | 0 | 0 | 0 | 0 | 0 | 0 | 0 | 0 | 0 | 0 | 0 | 0 | 0
F5_Commercial_Restaurant_Existing_Food Preparation_Natural Gas_Fryer_E5 | F5 | Commercial | Restaurant | Existing | Food Preparation | Natural Gas | Fryer | E5 | Utility - Cost of Operation | 0 | 0 | 0 | 0 | 0 | 0 | 0 | 0 | 0 | 0 | 0 | 0 | 0 | 0 | 0 | 0 | 0 | 0 | 0 | 0 | 0 | 0 | 0 | 0 | 0 | 0 | 0
F5_Commercial_Restaurant_Existing_Food Preparation_Natural Gas_Fryer_E6 | F5 | Commercial | Restaurant | Existing | Food Preparation | Natural Gas | Fryer | E6 | Utility - Cost of Operation | 0 | 0 | 0 | 0 | 0 | 0 | 0 | 0 | 0 | 0 | 0 | 0 | 0 | 0 | 0 | 0 | 0 | 0 | 0 | 0 | 0 | 0 | 0 | 0 | 0 | 0 | 0
F5_Commercial_Restaurant_Existing_Food Preparation_Natural Gas_Fryer_E7 | F5 | Commercial | Restaurant | Existing | Food Preparation | Natural Gas | Fryer | E7 | Utility - Cost of Operation | 0 | 0 | 0 | 0 | 0 | 0 | 0 | 0 | 0 | 0 | 0 | 0 | 0 | 0 | 0 | 0 | 0 | 0 | 0 | 0 | 0 | 0 | 0 | 0 | 0 | 0 | 0
F5_Commercial_Restaurant_Existing_Food Preparation_Natural Gas_Fryer_E8 | F5 | Commercial | Restaurant | Existing | Food Preparation | Natural Gas | Fryer | E8 | Utility - Cost of Operation | 0 | 0 | 0 | 0 | 0 | 0 | 0 | 0 | 0 | 0 | 0 | 0 | 0 | 0 | 0 | 0 | 0 | 0 | 0 | 0 | 0 | 0 | 0 | 0 | 0 | 0 | 0
F5_Commercial_Restaurant_Existing_Food Preparation_Natural Gas_Fryer_E9 | F5 | Commercial | Restaurant | Existing | Food Preparation | Natural Gas | Fryer | E9 | Utility - Cost of Operation | 0 | 0 | 0 | 0 | 0 | 0 | 0 | 0 | 0 | 0 | 0 | 0 | 0 | 0 | 0 | 0 | 0 | 0 | 0 | 0 | 0 | 0 | 0 | 0 | 0 | 0 | 0
F5_Commercial_Restaurant_Existing_Food Preparation_Natural Gas_Fryer_E10 | F5 | Commercial | Restaurant | Existing | Food Preparation | Natural Gas | Fryer | E10 | Utility - Cost of Operation | 0 | 0 | 0 | 0 | 0 | 0 | 0 | 0 | 0 | 0 | 0 | 0 | 0 | 0 | 0 | 0 | 0 | 0 | 0 | 0 | 0 | 0 | 0 | 0 | 0 | 0 | 0
F6_Commercial_Restaurant_Existing_Food Preparation_Natural Gas_Fryer_E1 | F6 | Commercial | Restaurant | Existing | Food Preparation | Natural Gas | Fryer | E1 | Utility - Value of Sales | 0 | 0 | 0 | 0 | 0 | 0 | 0 | 0 | 0 | 0 | 0 | 0 | 0 | 0 | 0 | 0 | 0 | 0 | 0 | 0 | 0 | 0 | 0 | 0 | 0 | 0 | 0
F6_Commercial_Restaurant_Existing_Food Preparation_Natural Gas_Fryer_E2 | F6 | Commercial | Restaurant | Existing | Food Preparation | Natural Gas | Fryer | E2 | Utility - Value of Sales | 0 | 0 | 0 | 0 | 0 | 0 | 0 | 0 | 0 | 0 | 0 | 0 | 0 | 0 | 0 | 0 | 0 | 0 | 0 | 0 | 0 | 0 | 0 | 0 | 0 | 0 | 0
F6_Commercial_Restaurant_Existing_Food Preparation_Natural Gas_Fryer_E3 | F6 | Commercial | Restaurant | Existing | Food Preparation | Natural Gas | Fryer | E3 | Utility - Value of Sales | 0 | 0 | 0 | 0 | 0 | 0 | 0 | 0 | 0 | 0 | 0 | 0 | 0 | 0 | 0 | 0 | 0 | 0 | 0 | 0 | 0 | 0 | 0 | 0 | 0 | 0 | 0
F6_Commercial_Restaurant_Existing_Food Preparation_Natural Gas_Fryer_E4 | F6 | Commercial | Restaurant | Existing | Food Preparation | Natural Gas | Fryer | E4 | Utility - Value of Sales | 0 | 0 | 0 | 0 | 0 | 0 | 0 | 0 | 0 | 0 | 0 | 0 | 0 | 0 | 0 | 0 | 0 | 0 | 0 | 0 | 0 | 0 | 0 | 0 | 0 | 0 | 0
F6_Commercial_Restaurant_Existing_Food Preparation_Natural Gas_Fryer_E5 | F6 | Commercial | Restaurant | Existing | Food Preparation | Natural Gas | Fryer | E5 | Utility - Value of Sales | 0 | 0 | 0 | 0 | 0 | 0 | 0 | 0 | 0 | 0 | 0 | 0 | 0 | 0 | 0 | 0 | 0 | 0 | 0 | 0 | 0 | 0 | 0 | 0 | 0 | 0 | 0
F6_Commercial_Restaurant_Existing_Food Preparation_Natural Gas_Fryer_E6 | F6 | Commercial | Restaurant | Existing | Food Preparation | Natural Gas | Fryer | E6 | Utility - Value of Sales | 0 | 0 | 0 | 0 | 0 | 0 | 0 | 0 | 0 | 0 | 0 | 0 | 0 | 0 | 0 | 0 | 0 | 0 | 0 | 0 | 0 | 0 | 0 | 0 | 0 | 0 | 0
F6_Commercial_Restaurant_Existing_Food Preparation_Natural Gas_Fryer_E7 | F6 | Commercial | Restaurant | Existing | Food Preparation | Natural Gas | Fryer | E7 | Utility - Value of Sales | 0 | 0 | 0 | 0 | 0 | 0 | 0 | 0 | 0 | 0 | 0 | 0 | 0 | 0 | 0 | 0 | 0 | 0 | 0 | 0 | 0 | 0 | 0 | 0 | 0 | 0 | 0
F6_Commercial_Restaurant_Existing_Food Preparation_Natural Gas_Fryer_E8 | F6 | Commercial | Restaurant | Existing | Food Preparation | Natural Gas | Fryer | E8 | Utility - Value of Sales | 0 | 0 | 0 | 0 | 0 | 0 | 0 | 0 | 0 | 0 | 0 | 0 | 0 | 0 | 0 | 0 | 0 | 0 | 0 | 0 | 0 | 0 | 0 | 0 | 0 | 0 | 0
F6_Commercial_Restaurant_Existing_Food Preparation_Natural Gas_Fryer_E9 | F6 | Commercial | Restaurant | Existing | Food Preparation | Natural Gas | Fryer | E9 | Utility - Value of Sales | 0 | 0 | 0 | 0 | 0 | 0 | 0 | 0 | 0 | 0 | 0 | 0 | 0 | 0 | 0 | 0 | 0 | 0 | 0 | 0 | 0 | 0 | 0 | 0 | 0 | 0 | 0
F6_Commercial_Restaurant_Existing_Food Preparation_Natural Gas_Fryer_E10 | F6 | Commercial | Restaurant | Existing | Food Preparation | Natural Gas | Fryer | E10 | Utility - Value of Sales | 0 | 0 | 0 | 0 | 0 | 0 | 0 | 0 | 0 | 0 | 0 | 0 | 0 | 0 | 0 | 0 | 0 | 0 | 0 | 0 | 0 | 0 | 0 | 0 | 0 | 0 | 0
F1_Commercial_Restaurant_Existing_Food Preparation_Natural Gas_Broiler_E1 | F1 | Commercial | Restaurant | Existing | Food Preparation | Natural Gas | Broiler | E1 | RVT - Cost of Equipment | 0.26234 | 0.26234 | 0.26234 | 0.26234 | 0.26234 | 0.26234 | 0.26234 | 0.26234 | 0.26234 | 0.26234 | 0.26234 | 0.26234 | 0.26234 | 0.26234 | 0.26234 | 0.26234 | 0.26234 | 0.26234 | 0.26234 | 0.26234 | 0.26234 | 0.26234 | 0.26234 | 0.26234 | 0.26234 | 0.26234 | 0.26234
F1_Commercial_Restaurant_Existing_Food Preparation_Natural Gas_Broiler_E2 | F1 | Commercial | Restaurant | Existing | Food Preparation | Natural Gas | Broiler | E2 | RVT - Cost of Equipment | 0.36727 | 0.36727 | 0.36727 | 0.36727 | 0.36727 | 0.36727 | 0.36727 | 0.36727 | 0.36727 | 0.36727 | 0.36727 | 0.36727 | 0.36727 | 0.36727 | 0.36727 | 0.36727 | 0.36727 | 0.36727 | 0.36727 | 0.36727 | 0.36727 | 0.36727 | 0.36727 | 0.36727 | 0.36727 | 0.36727 | 0.36727
F1_Commercial_Restaurant_Existing_Food Preparation_Natural Gas_Broiler_E3 | F1 | Commercial | Restaurant | Existing | Food Preparation | Natural Gas | Broiler | E3 | RVT - Cost of Equipment | 0 | 0 | 0 | 0 | 0 | 0 | 0 | 0 | 0 | 0 | 0 | 0 | 0 | 0 | 0 | 0 | 0 | 0 | 0 | 0 | 0 | 0 | 0 | 0 | 0 | 0 | 0
F1_Commercial_Restaurant_Existing_Food Preparation_Natural Gas_Broiler_E4 | F1 | Commercial | Restaurant | Existing | Food Preparation | Natural Gas | Broiler | E4 | RVT - Cost of Equipment | 0 | 0 | 0 | 0 | 0 | 0 | 0 | 0 | 0 | 0 | 0 | 0 | 0 | 0 | 0 | 0 | 0 | 0 | 0 | 0 | 0 | 0 | 0 | 0 | 0 | 0 | 0
F1_Commercial_Restaurant_Existing_Food Preparation_Natural Gas_Broiler_E5 | F1 | Commercial | Restaurant | Existing | Food Preparation | Natural Gas | Broiler | E5 | RVT - Cost of Equipment | 0 | 0 | 0 | 0 | 0 | 0 | 0 | 0 | 0 | 0 | 0 | 0 | 0 | 0 | 0 | 0 | 0 | 0 | 0 | 0 | 0 | 0 | 0 | 0 | 0 | 0 | 0
F1_Commercial_Restaurant_Existing_Food Preparation_Natural Gas_Broiler_E6 | F1 | Commercial | Restaurant | Existing | Food Preparation | Natural Gas | Broiler | E6 | RVT - Cost of Equipment | 0 | 0 | 0 | 0 | 0 | 0 | 0 | 0 | 0 | 0 | 0 | 0 | 0 | 0 | 0 | 0 | 0 | 0 | 0 | 0 | 0 | 0 | 0 | 0 | 0 | 0 | 0
F1_Commercial_Restaurant_Existing_Food Preparation_Natural Gas_Broiler_E7 | F1 | Commercial | Restaurant | Existing | Food Preparation | Natural Gas | Broiler | E7 | RVT - Cost of Equipment | 0 | 0 | 0 | 0 | 0 | 0 | 0 | 0 | 0 | 0 | 0 | 0 | 0 | 0 | 0 | 0 | 0 | 0 | 0 | 0 | 0 | 0 | 0 | 0 | 0 | 0 | 0
F1_Commercial_Restaurant_Existing_Food Preparation_Natural Gas_Broiler_E8 | F1 | Commercial | Restaurant | Existing | Food Preparation | Natural Gas | Broiler | E8 | RVT - Cost of Equipment | 0 | 0 | 0 | 0 | 0 | 0 | 0 | 0 | 0 | 0 | 0 | 0 | 0 | 0 | 0 | 0 | 0 | 0 | 0 | 0 | 0 | 0 | 0 | 0 | 0 | 0 | 0
F1_Commercial_Restaurant_Existing_Food Preparation_Natural Gas_Broiler_E9 | F1 | Commercial | Restaurant | Existing | Food Preparation | Natural Gas | Broiler | E9 | RVT - Cost of Equipment | 0 | 0 | 0 | 0 | 0 | 0 | 0 | 0 | 0 | 0 | 0 | 0 | 0 | 0 | 0 | 0 | 0 | 0 | 0 | 0 | 0 | 0 | 0 | 0 | 0 | 0 | 0
F1_Commercial_Restaurant_Existing_Food Preparation_Natural Gas_Broiler_E10 | F1 | Commercial | Restaurant | Existing | Food Preparation | Natural Gas | Broiler | E10 | RVT - Cost of Equipment | 0 | 0 | 0 | 0 | 0 | 0 | 0 | 0 | 0 | 0 | 0 | 0 | 0 | 0 | 0 | 0 | 0 | 0 | 0 | 0 | 0 | 0 | 0 | 0 | 0 | 0 | 0
F2_Commercial_Restaurant_Existing_Food Preparation_Natural Gas_Broiler_E1 | F2 | Commercial | Restaurant | Existing | Food Preparation | Natural Gas | Broiler | E1 | RVT - Cost of Operation | 0 | 0 | 0 | 0 | 0 | 0 | 0 | 0 | 0 | 0 | 0 | 0 | 0 | 0 | 0 | 0 | 0 | 0 | 0 | 0 | 0 | 0 | 0 | 0 | 0 | 0 | 0
F2_Commercial_Restaurant_Existing_Food Preparation_Natural Gas_Broiler_E2 | F2 | Commercial | Restaurant | Existing | Food Preparation | Natural Gas | Broiler | E2 | RVT - Cost of Operation | 0 | 0 | 0 | 0 | 0 | 0 | 0 | 0 | 0 | 0 | 0 | 0 | 0 | 0 | 0 | 0 | 0 | 0 | 0 | 0 | 0 | 0 | 0 | 0 | 0 | 0 | 0
F2_Commercial_Restaurant_Existing_Food Preparation_Natural Gas_Broiler_E3 | F2 | Commercial | Restaurant | Existing | Food Preparation | Natural Gas | Broiler | E3 | RVT - Cost of Operation | 0 | 0 | 0 | 0 | 0 | 0 | 0 | 0 | 0 | 0 | 0 | 0 | 0 | 0 | 0 | 0 | 0 | 0 | 0 | 0 | 0 | 0 | 0 | 0 | 0 | 0 | 0
F2_Commercial_Restaurant_Existing_Food Preparation_Natural Gas_Broiler_E4 | F2 | Commercial | Restaurant | Existing | Food Preparation | Natural Gas | Broiler | E4 | RVT - Cost of Operation | 0 | 0 | 0 | 0 | 0 | 0 | 0 | 0 | 0 | 0 | 0 | 0 | 0 | 0 | 0 | 0 | 0 | 0 | 0 | 0 | 0 | 0 | 0 | 0 | 0 | 0 | 0
F2_Commercial_Restaurant_Existing_Food Preparation_Natural Gas_Broiler_E5 | F2 | Commercial | Restaurant | Existing | Food Preparation | Natural Gas | Broiler | E5 | RVT - Cost of Operation | 0 | 0 | 0 | 0 | 0 | 0 | 0 | 0 | 0 | 0 | 0 | 0 | 0 | 0 | 0 | 0 | 0 | 0 | 0 | 0 | 0 | 0 | 0 | 0 | 0 | 0 | 0
F2_Commercial_Restaurant_Existing_Food Preparation_Natural Gas_Broiler_E6 | F2 | Commercial | Restaurant | Existing | Food Preparation | Natural Gas | Broiler | E6 | RVT - Cost of Operation | 0 | 0 | 0 | 0 | 0 | 0 | 0 | 0 | 0 | 0 | 0 | 0 | 0 | 0 | 0 | 0 | 0 | 0 | 0 | 0 | 0 | 0 | 0 | 0 | 0 | 0 | 0
F2_Commercial_Restaurant_Existing_Food Preparation_Natural Gas_Broiler_E7 | F2 | Commercial | Restaurant | Existing | Food Preparation | Natural Gas | Broiler | E7 | RVT - Cost of Operation | 0 | 0 | 0 | 0 | 0 | 0 | 0 | 0 | 0 | 0 | 0 | 0 | 0 | 0 | 0 | 0 | 0 | 0 | 0 | 0 | 0 | 0 | 0 | 0 | 0 | 0 | 0
F2_Commercial_Restaurant_Existing_Food Preparation_Natural Gas_Broiler_E8 | F2 | Commercial | Restaurant | Existing | Food Preparation | Natural Gas | Broiler | E8 | RVT - Cost of Operation | 0 | 0 | 0 | 0 | 0 | 0 | 0 | 0 | 0 | 0 | 0 | 0 | 0 | 0 | 0 | 0 | 0 | 0 | 0 | 0 | 0 | 0 | 0 | 0 | 0 | 0 | 0
F2_Commercial_Restaurant_Existing_Food Preparation_Natural Gas_Broiler_E9 | F2 | Commercial | Restaurant | Existing | Food Preparation | Natural Gas | Broiler | E9 | RVT - Cost of Operation | 0 | 0 | 0 | 0 | 0 | 0 | 0 | 0 | 0 | 0 | 0 | 0 | 0 | 0 | 0 | 0 | 0 | 0 | 0 | 0 | 0 | 0 | 0 | 0 | 0 | 0 | 0
F2_Commercial_Restaurant_Existing_Food Preparation_Natural Gas_Broiler_E10 | F2 | Commercial | Restaurant | Existing | Food Preparation | Natural Gas | Broiler | E10 | RVT - Cost of Operation | 0 | 0 | 0 | 0 | 0 | 0 | 0 | 0 | 0 | 0 | 0 | 0 | 0 | 0 | 0 | 0 | 0 | 0 | 0 | 0 | 0 | 0 | 0 | 0 | 0 | 0 | 0
F3_Commercial_Restaurant_Existing_Food Preparation_Natural Gas_Broiler_E1 | F3 | Commercial | Restaurant | Existing | Food Preparation | Natural Gas | Broiler | E1 | System - kBTUs of Consumption | 48.2847 | 48.2847 | 48.2847 | 48.2847 | 48.2847 | 48.2847 | 48.2847 | 48.2847 | 48.2847 | 48.2847 | 48.2847 | 48.2847 | 48.2847 | 48.2847 | 48.2847 | 48.2847 | 48.2847 | 48.2847 | 48.2847 | 48.2847 | 48.2847 | 48.2847 | 48.2847 | 48.2847 | 48.2847 | 48.2847 | 48.2847
F3_Commercial_Restaurant_Existing_Food Preparation_Natural Gas_Broiler_E2 | F3 | Commercial | Restaurant | Existing | Food Preparation | Natural Gas | Broiler | E2 | System - kBTUs of Consumption | 31.0402 | 31.0402 | 31.0402 | 31.0402 | 31.0402 | 31.0402 | 31.0402 | 31.0402 | 31.0402 | 31.0402 | 31.0402 | 31.0402 | 31.0402 | 31.0402 | 31.0402 | 31.0402 | 31.0402 | 31.0402 | 31.0402 | 31.0402 | 31.0402 | 31.0402 | 31.0402 | 31.0402 | 31.0402 | 31.0402 | 31.0402
F3_Commercial_Restaurant_Existing_Food Preparation_Natural Gas_Broiler_E3 | F3 | Commercial | Restaurant | Existing | Food Preparation | Natural Gas | Broiler | E3 | System - kBTUs of Consumption | 0 | 0 | 0 | 0 | 0 | 0 | 0 | 0 | 0 | 0 | 0 | 0 | 0 | 0 | 0 | 0 | 0 | 0 | 0 | 0 | 0 | 0 | 0 | 0 | 0 | 0 | 0
F3_Commercial_Restaurant_Existing_Food Preparation_Natural Gas_Broiler_E4 | F3 | Commercial | Restaurant | Existing | Food Preparation | Natural Gas | Broiler | E4 | System - kBTUs of Consumption | 0 | 0 | 0 | 0 | 0 | 0 | 0 | 0 | 0 | 0 | 0 | 0 | 0 | 0 | 0 | 0 | 0 | 0 | 0 | 0 | 0 | 0 | 0 | 0 | 0 | 0 | 0
F3_Commercial_Restaurant_Existing_Food Preparation_Natural Gas_Broiler_E5 | F3 | Commercial | Restaurant | Existing | Food Preparation | Natural Gas | Broiler | E5 | System - kBTUs of Consumption | 0 | 0 | 0 | 0 | 0 | 0 | 0 | 0 | 0 | 0 | 0 | 0 | 0 | 0 | 0 | 0 | 0 | 0 | 0 | 0 | 0 | 0 | 0 | 0 | 0 | 0 | 0
F3_Commercial_Restaurant_Existing_Food Preparation_Natural Gas_Broiler_E6 | F3 | Commercial | Restaurant | Existing | Food Preparation | Natural Gas | Broiler | E6 | System - kBTUs of Consumption | 0 | 0 | 0 | 0 | 0 | 0 | 0 | 0 | 0 | 0 | 0 | 0 | 0 | 0 | 0 | 0 | 0 | 0 | 0 | 0 | 0 | 0 | 0 | 0 | 0 | 0 | 0
F3_Commercial_Restaurant_Existing_Food Preparation_Natural Gas_Broiler_E7 | F3 | Commercial | Restaurant | Existing | Food Preparation | Natural Gas | Broiler | E7 | System - kBTUs of Consumption | 0 | 0 | 0 | 0 | 0 | 0 | 0 | 0 | 0 | 0 | 0 | 0 | 0 | 0 | 0 | 0 | 0 | 0 | 0 | 0 | 0 | 0 | 0 | 0 | 0 | 0 | 0
F3_Commercial_Restaurant_Existing_Food Preparation_Natural Gas_Broiler_E8 | F3 | Commercial | Restaurant | Existing | Food Preparation | Natural Gas | Broiler | E8 | System - kBTUs of Consumption | 0 | 0 | 0 | 0 | 0 | 0 | 0 | 0 | 0 | 0 | 0 | 0 | 0 | 0 | 0 | 0 | 0 | 0 | 0 | 0 | 0 | 0 | 0 | 0 | 0 | 0 | 0
F3_Commercial_Restaurant_Existing_Food Preparation_Natural Gas_Broiler_E9 | F3 | Commercial | Restaurant | Existing | Food Preparation | Natural Gas | Broiler | E9 | System - kBTUs of Consumption | 0 | 0 | 0 | 0 | 0 | 0 | 0 | 0 | 0 | 0 | 0 | 0 | 0 | 0 | 0 | 0 | 0 | 0 | 0 | 0 | 0 | 0 | 0 | 0 | 0 | 0 | 0
F3_Commercial_Restaurant_Existing_Food Preparation_Natural Gas_Broiler_E10 | F3 | Commercial | Restaurant | Existing | Food Preparation | Natural Gas | Broiler | E10 | System - kBTUs of Consumption | 0 | 0 | 0 | 0 | 0 | 0 | 0 | 0 | 0 | 0 | 0 | 0 | 0 | 0 | 0 | 0 | 0 | 0 | 0 | 0 | 0 | 0 | 0 | 0 | 0 | 0 | 0
F4_Commercial_Restaurant_Existing_Food Preparation_Natural Gas_Broiler_E1 | F4 | Commercial | Restaurant | Existing | Food Preparation | Natural Gas | Broiler | E1 | Utility - Cost of Equipment | 0.26234 | 0.26234 | 0.26234 | 0.26234 | 0.26234 | 0.26234 | 0.26234 | 0.26234 | 0.26234 | 0.26234 | 0.26234 | 0.26234 | 0.26234 | 0.26234 | 0.26234 | 0.26234 | 0.26234 | 0.26234 | 0.26234 | 0.26234 | 0.26234 | 0.26234 | 0.26234 | 0.26234 | 0.26234 | 0.26234 | 0.26234
F4_Commercial_Restaurant_Existing_Food Preparation_Natural Gas_Broiler_E2 | F4 | Commercial | Restaurant | Existing | Food Preparation | Natural Gas | Broiler | E2 | Utility - Cost of Equipment | 0.36727 | 0.36727 | 0.36727 | 0.36727 | 0.36727 | 0.36727 | 0.36727 | 0.36727 | 0.36727 | 0.36727 | 0.36727 | 0.36727 | 0.36727 | 0.36727 | 0.36727 | 0.36727 | 0.36727 | 0.36727 | 0.36727 | 0.36727 | 0.36727 | 0.36727 | 0.36727 | 0.36727 | 0.36727 | 0.36727 | 0.36727
F4_Commercial_Restaurant_Existing_Food Preparation_Natural Gas_Broiler_E3 | F4 | Commercial | Restaurant | Existing | Food Preparation | Natural Gas | Broiler | E3 | Utility - Cost of Equipment | 0 | 0 | 0 | 0 | 0 | 0 | 0 | 0 | 0 | 0 | 0 | 0 | 0 | 0 | 0 | 0 | 0 | 0 | 0 | 0 | 0 | 0 | 0 | 0 | 0 | 0 | 0
F4_Commercial_Restaurant_Existing_Food Preparation_Natural Gas_Broiler_E4 | F4 | Commercial | Restaurant | Existing | Food Preparation | Natural Gas | Broiler | E4 | Utility - Cost of Equipment | 0 | 0 | 0 | 0 | 0 | 0 | 0 | 0 | 0 | 0 | 0 | 0 | 0 | 0 | 0 | 0 | 0 | 0 | 0 | 0 | 0 | 0 | 0 | 0 | 0 | 0 | 0
F4_Commercial_Restaurant_Existing_Food Preparation_Natural Gas_Broiler_E5 | F4 | Commercial | Restaurant | Existing | Food Preparation | Natural Gas | Broiler | E5 | Utility - Cost of Equipment | 0 | 0 | 0 | 0 | 0 | 0 | 0 | 0 | 0 | 0 | 0 | 0 | 0 | 0 | 0 | 0 | 0 | 0 | 0 | 0 | 0 | 0 | 0 | 0 | 0 | 0 | 0
F4_Commercial_Restaurant_Existing_Food Preparation_Natural Gas_Broiler_E6 | F4 | Commercial | Restaurant | Existing | Food Preparation | Natural Gas | Broiler | E6 | Utility - Cost of Equipment | 0 | 0 | 0 | 0 | 0 | 0 | 0 | 0 | 0 | 0 | 0 | 0 | 0 | 0 | 0 | 0 | 0 | 0 | 0 | 0 | 0 | 0 | 0 | 0 | 0 | 0 | 0
F4_Commercial_Restaurant_Existing_Food Preparation_Natural Gas_Broiler_E7 | F4 | Commercial | Restaurant | Existing | Food Preparation | Natural Gas | Broiler | E7 | Utility - Cost of Equipment | 0 | 0 | 0 | 0 | 0 | 0 | 0 | 0 | 0 | 0 | 0 | 0 | 0 | 0 | 0 | 0 | 0 | 0 | 0 | 0 | 0 | 0 | 0 | 0 | 0 | 0 | 0
F4_Commercial_Restaurant_Existing_Food Preparation_Natural Gas_Broiler_E8 | F4 | Commercial | Restaurant | Existing | Food Preparation | Natural Gas | Broiler | E8 | Utility - Cost of Equipment | 0 | 0 | 0 | 0 | 0 | 0 | 0 | 0 | 0 | 0 | 0 | 0 | 0 | 0 | 0 | 0 | 0 | 0 | 0 | 0 | 0 | 0 | 0 | 0 | 0 | 0 | 0
F4_Commercial_Restaurant_Existing_Food Preparation_Natural Gas_Broiler_E9 | F4 | Commercial | Restaurant | Existing | Food Preparation | Natural Gas | Broiler | E9 | Utility - Cost of Equipment | 0 | 0 | 0 | 0 | 0 | 0 | 0 | 0 | 0 | 0 | 0 | 0 | 0 | 0 | 0 | 0 | 0 | 0 | 0 | 0 | 0 | 0 | 0 | 0 | 0 | 0 | 0
F4_Commercial_Restaurant_Existing_Food Preparation_Natural Gas_Broiler_E10 | F4 | Commercial | Restaurant | Existing | Food Preparation | Natural Gas | Broiler | E10 | Utility - Cost of Equipment | 0 | 0 | 0 | 0 | 0 | 0 | 0 | 0 | 0 | 0 | 0 | 0 | 0 | 0 | 0 | 0 | 0 | 0 | 0 | 0 | 0 | 0 | 0 | 0 | 0 | 0 | 0
F5_Commercial_Restaurant_Existing_Food Preparation_Natural Gas_Broiler_E1 | F5 | Commercial | Restaurant | Existing | Food Preparation | Natural Gas | Broiler | E1 | Utility - Cost of Operation | 0.65903 | 0.65198 | 0.64518 | 0.63867 | 0.64027 | 0.64718 | 0.65722 | 0.66841 | 0.67919 | 0.68838 | 0.69587 | 0.70123 | 0.70427 | 0.70393 | 0.70011 | 0.69278 | 0.68205 | 0.66853 | 0.65237 | 0.63317 | 0.61065 | 0.5847 | 0.56169 | 0.5469 | 0.54069 | 0.54334 | 0.546
F5_Commercial_Restaurant_Existing_Food Preparation_Natural Gas_Broiler_E2 | F5 | Commercial | Restaurant | Existing | Food Preparation | Natural Gas | Broiler | E2 | Utility - Cost of Operation | 0.42366 | 0.41913 | 0.41476 | 0.41057 | 0.4116 | 0.41605 | 0.4225 | 0.42969 | 0.43662 | 0.44253 | 0.44734 | 0.45079 | 0.45274 | 0.45252 | 0.45007 | 0.44536 | 0.43846 | 0.42977 | 0.41938 | 0.40704 | 0.39256 | 0.37588 | 0.36109 | 0.35158 | 0.34758 | 0.34929 | 0.351
F5_Commercial_Restaurant_Existing_Food Preparation_Natural Gas_Broiler_E3 | F5 | Commercial | Restaurant | Existing | Food Preparation | Natural Gas | Broiler | E3 | Utility - Cost of Operation | 0 | 0 | 0 | 0 | 0 | 0 | 0 | 0 | 0 | 0 | 0 | 0 | 0 | 0 | 0 | 0 | 0 | 0 | 0 | 0 | 0 | 0 | 0 | 0 | 0 | 0 | 0
F5_Commercial_Restaurant_Existing_Food Preparation_Natural Gas_Broiler_E4 | F5 | Commercial | Restaurant | Existing | Food Preparation | Natural Gas | Broiler | E4 | Utility - Cost of Operation | 0 | 0 | 0 | 0 | 0 | 0 | 0 | 0 | 0 | 0 | 0 | 0 | 0 | 0 | 0 | 0 | 0 | 0 | 0 | 0 | 0 | 0 | 0 | 0 | 0 | 0 | 0
F5_Commercial_Restaurant_Existing_Food Preparation_Natural Gas_Broiler_E5 | F5 | Commercial | Restaurant | Existing | Food Preparation | Natural Gas | Broiler | E5 | Utility - Cost of Operation | 0 | 0 | 0 | 0 | 0 | 0 | 0 | 0 | 0 | 0 | 0 | 0 | 0 | 0 | 0 | 0 | 0 | 0 | 0 | 0 | 0 | 0 | 0 | 0 | 0 | 0 | 0
F5_Commercial_Restaurant_Existing_Food Preparation_Natural Gas_Broiler_E6 | F5 | Commercial | Restaurant | Existing | Food Preparation | Natural Gas | Broiler | E6 | Utility - Cost of Operation | 0 | 0 | 0 | 0 | 0 | 0 | 0 | 0 | 0 | 0 | 0 | 0 | 0 | 0 | 0 | 0 | 0 | 0 | 0 | 0 | 0 | 0 | 0 | 0 | 0 | 0 | 0
F5_Commercial_Restaurant_Existing_Food Preparation_Natural Gas_Broiler_E7 | F5 | Commercial | Restaurant | Existing | Food Preparation | Natural Gas | Broiler | E7 | Utility - Cost of Operation | 0 | 0 | 0 | 0 | 0 | 0 | 0 | 0 | 0 | 0 | 0 | 0 | 0 | 0 | 0 | 0 | 0 | 0 | 0 | 0 | 0 | 0 | 0 | 0 | 0 | 0 | 0
F5_Commercial_Restaurant_Existing_Food Preparation_Natural Gas_Broiler_E8 | F5 | Commercial | Restaurant | Existing | Food Preparation | Natural Gas | Broiler | E8 | Utility - Cost of Operation | 0 | 0 | 0 | 0 | 0 | 0 | 0 | 0 | 0 | 0 | 0 | 0 | 0 | 0 | 0 | 0 | 0 | 0 | 0 | 0 | 0 | 0 | 0 | 0 | 0 | 0 | 0
F5_Commercial_Restaurant_Existing_Food Preparation_Natural Gas_Broiler_E9 | F5 | Commercial | Restaurant | Existing | Food Preparation | Natural Gas | Broiler | E9 | Utility - Cost of Operation | 0 | 0 | 0 | 0 | 0 | 0 | 0 | 0 | 0 | 0 | 0 | 0 | 0 | 0 | 0 | 0 | 0 | 0 | 0 | 0 | 0 | 0 | 0 | 0 | 0 | 0 | 0
F5_Commercial_Restaurant_Existing_Food Preparation_Natural Gas_Broiler_E10 | F5 | Commercial | Restaurant | Existing | Food Preparation | Natural Gas | Broiler | E10 | Utility - Cost of Operation | 0 | 0 | 0 | 0 | 0 | 0 | 0 | 0 | 0 | 0 | 0 | 0 | 0 | 0 | 0 | 0 | 0 | 0 | 0 | 0 | 0 | 0 | 0 | 0 | 0 | 0 | 0
F6_Commercial_Restaurant_Existing_Food Preparation_Natural Gas_Broiler_E1 | F6 | Commercial | Restaurant | Existing | Food Preparation | Natural Gas | Broiler | E1 | Utility - Value of Sales | 0 | 0 | 0 | 0 | 0 | 0 | 0 | 0 | 0 | 0 | 0 | 0 | 0 | 0 | 0 | 0 | 0 | 0 | 0 | 0 | 0 | 0 | 0 | 0 | 0 | 0 | 0
F6_Commercial_Restaurant_Existing_Food Preparation_Natural Gas_Broiler_E2 | F6 | Commercial | Restaurant | Existing | Food Preparation | Natural Gas | Broiler | E2 | Utility - Value of Sales | 0 | 0 | 0 | 0 | 0 | 0 | 0 | 0 | 0 | 0 | 0 | 0 | 0 | 0 | 0 | 0 | 0 | 0 | 0 | 0 | 0 | 0 | 0 | 0 | 0 | 0 | 0
F6_Commercial_Restaurant_Existing_Food Preparation_Natural Gas_Broiler_E3 | F6 | Commercial | Restaurant | Existing | Food Preparation | Natural Gas | Broiler | E3 | Utility - Value of Sales | 0 | 0 | 0 | 0 | 0 | 0 | 0 | 0 | 0 | 0 | 0 | 0 | 0 | 0 | 0 | 0 | 0 | 0 | 0 | 0 | 0 | 0 | 0 | 0 | 0 | 0 | 0
F6_Commercial_Restaurant_Existing_Food Preparation_Natural Gas_Broiler_E4 | F6 | Commercial | Restaurant | Existing | Food Preparation | Natural Gas | Broiler | E4 | Utility - Value of Sales | 0 | 0 | 0 | 0 | 0 | 0 | 0 | 0 | 0 | 0 | 0 | 0 | 0 | 0 | 0 | 0 | 0 | 0 | 0 | 0 | 0 | 0 | 0 | 0 | 0 | 0 | 0
F6_Commercial_Restaurant_Existing_Food Preparation_Natural Gas_Broiler_E5 | F6 | Commercial | Restaurant | Existing | Food Preparation | Natural Gas | Broiler | E5 | Utility - Value of Sales | 0 | 0 | 0 | 0 | 0 | 0 | 0 | 0 | 0 | 0 | 0 | 0 | 0 | 0 | 0 | 0 | 0 | 0 | 0 | 0 | 0 | 0 | 0 | 0 | 0 | 0 | 0
F6_Commercial_Restaurant_Existing_Food Preparation_Natural Gas_Broiler_E6 | F6 | Commercial | Restaurant | Existing | Food Preparation | Natural Gas | Broiler | E6 | Utility - Value of Sales | 0 | 0 | 0 | 0 | 0 | 0 | 0 | 0 | 0 | 0 | 0 | 0 | 0 | 0 | 0 | 0 | 0 | 0 | 0 | 0 | 0 | 0 | 0 | 0 | 0 | 0 | 0
F6_Commercial_Restaurant_Existing_Food Preparation_Natural Gas_Broiler_E7 | F6 | Commercial | Restaurant | Existing | Food Preparation | Natural Gas | Broiler | E7 | Utility - Value of Sales | 0 | 0 | 0 | 0 | 0 | 0 | 0 | 0 | 0 | 0 | 0 | 0 | 0 | 0 | 0 | 0 | 0 | 0 | 0 | 0 | 0 | 0 | 0 | 0 | 0 | 0 | 0
F6_Commercial_Restaurant_Existing_Food Preparation_Natural Gas_Broiler_E8 | F6 | Commercial | Restaurant | Existing | Food Preparation | Natural Gas | Broiler | E8 | Utility - Value of Sales | 0 | 0 | 0 | 0 | 0 | 0 | 0 | 0 | 0 | 0 | 0 | 0 | 0 | 0 | 0 | 0 | 0 | 0 | 0 | 0 | 0 | 0 | 0 | 0 | 0 | 0 | 0
F6_Commercial_Restaurant_Existing_Food Preparation_Natural Gas_Broiler_E9 | F6 | Commercial | Restaurant | Existing | Food Preparation | Natural Gas | Broiler | E9 | Utility - Value of Sales | 0 | 0 | 0 | 0 | 0 | 0 | 0 | 0 | 0 | 0 | 0 | 0 | 0 | 0 | 0 | 0 | 0 | 0 | 0 | 0 | 0 | 0 | 0 | 0 | 0 | 0 | 0
F6_Commercial_Restaurant_Existing_Food Preparation_Natural Gas_Broiler_E10 | F6 | Commercial | Restaurant | Existing | Food Preparation | Natural Gas | Broiler | E10 | Utility - Value of Sales | 0 | 0 | 0 | 0 | 0 | 0 | 0 | 0 | 0 | 0 | 0 | 0 | 0 | 0 | 0 | 0 | 0 | 0 | 0 | 0 | 0 | 0 | 0 | 0 | 0 | 0 | 0
F1_Commercial_Restaurant_Existing_Food Preparation_Natural Gas_Griddle_E1 | F1 | Commercial | Restaurant | Existing | Food Preparation | Natural Gas | Griddle | E1 | RVT - Cost of Equipment | 0.20324 | 0.20324 | 0.20324 | 0.20324 | 0.20324 | 0.20324 | 0.20324 | 0.20324 | 0.20324 | 0.20324 | 0.20324 | 0.20324 | 0.20324 | 0.20324 | 0.20324 | 0.20324 | 0.20324 | 0.20324 | 0.20324 | 0.20324 | 0.20324 | 0.20324 | 0.20324 | 0.20324 | 0.20324 | 0.20324 | 0.20324
F1_Commercial_Restaurant_Existing_Food Preparation_Natural Gas_Griddle_E2 | F1 | Commercial | Restaurant | Existing | Food Preparation | Natural Gas | Griddle | E2 | RVT - Cost of Equipment | 0.25258 | 0.25258 | 0.25258 | 0.25258 | 0.25258 | 0.25258 | 0.25258 | 0.25258 | 0.25258 | 0.25258 | 0.25258 | 0.25258 | 0.25258 | 0.25258 | 0.25258 | 0.25258 | 0.25258 | 0.25258 | 0.25258 | 0.25258 | 0.25258 | 0.25258 | 0.25258 | 0.25258 | 0.25258 | 0.25258 | 0.25258
F1_Commercial_Restaurant_Existing_Food Preparation_Natural Gas_Griddle_E3 | F1 | Commercial | Restaurant | Existing | Food Preparation | Natural Gas | Griddle | E3 | RVT - Cost of Equipment | 0 | 0 | 0 | 0 | 0 | 0 | 0 | 0 | 0 | 0 | 0 | 0 | 0 | 0 | 0 | 0 | 0 | 0 | 0 | 0 | 0 | 0 | 0 | 0 | 0 | 0 | 0
F1_Commercial_Restaurant_Existing_Food Preparation_Natural Gas_Griddle_E4 | F1 | Commercial | Restaurant | Existing | Food Preparation | Natural Gas | Griddle | E4 | RVT - Cost of Equipment | 0 | 0 | 0 | 0 | 0 | 0 | 0 | 0 | 0 | 0 | 0 | 0 | 0 | 0 | 0 | 0 | 0 | 0 | 0 | 0 | 0 | 0 | 0 | 0 | 0 | 0 | 0
F1_Commercial_Restaurant_Existing_Food Preparation_Natural Gas_Griddle_E5 | F1 | Commercial | Restaurant | Existing | Food Preparation | Natural Gas | Griddle | E5 | RVT - Cost of Equipment | 0 | 0 | 0 | 0 | 0 | 0 | 0 | 0 | 0 | 0 | 0 | 0 | 0 | 0 | 0 | 0 | 0 | 0 | 0 | 0 | 0 | 0 | 0 | 0 | 0 | 0 | 0
F1_Commercial_Restaurant_Existing_Food Preparation_Natural Gas_Griddle_E6 | F1 | Commercial | Restaurant | Existing | Food Preparation | Natural Gas | Griddle | E6 | RVT - Cost of Equipment | 0 | 0 | 0 | 0 | 0 | 0 | 0 | 0 | 0 | 0 | 0 | 0 | 0 | 0 | 0 | 0 | 0 | 0 | 0 | 0 | 0 | 0 | 0 | 0 | 0 | 0 | 0
F1_Commercial_Restaurant_Existing_Food Preparation_Natural Gas_Griddle_E7 | F1 | Commercial | Restaurant | Existing | Food Preparation | Natural Gas | Griddle | E7 | RVT - Cost of Equipment | 0 | 0 | 0 | 0 | 0 | 0 | 0 | 0 | 0 | 0 | 0 | 0 | 0 | 0 | 0 | 0 | 0 | 0 | 0 | 0 | 0 | 0 | 0 | 0 | 0 | 0 | 0
F1_Commercial_Restaurant_Existing_Food Preparation_Natural Gas_Griddle_E8 | F1 | Commercial | Restaurant | Existing | Food Preparation | Natural Gas | Griddle | E8 | RVT - Cost of Equipment | 0 | 0 | 0 | 0 | 0 | 0 | 0 | 0 | 0 | 0 | 0 | 0 | 0 | 0 | 0 | 0 | 0 | 0 | 0 | 0 | 0 | 0 | 0 | 0 | 0 | 0 | 0
F1_Commercial_Restaurant_Existing_Food Preparation_Natural Gas_Griddle_E9 | F1 | Commercial | Restaurant | Existing | Food Preparation | Natural Gas | Griddle | E9 | RVT - Cost of Equipment | 0 | 0 | 0 | 0 | 0 | 0 | 0 | 0 | 0 | 0 | 0 | 0 | 0 | 0 | 0 | 0 | 0 | 0 | 0 | 0 | 0 | 0 | 0 | 0 | 0 | 0 | 0
F1_Commercial_Restaurant_Existing_Food Preparation_Natural Gas_Griddle_E10 | F1 | Commercial | Restaurant | Existing | Food Preparation | Natural Gas | Griddle | E10 | RVT - Cost of Equipment | 0 | 0 | 0 | 0 | 0 | 0 | 0 | 0 | 0 | 0 | 0 | 0 | 0 | 0 | 0 | 0 | 0 | 0 | 0 | 0 | 0 | 0 | 0 | 0 | 0 | 0 | 0
F2_Commercial_Restaurant_Existing_Food Preparation_Natural Gas_Griddle_E1 | F2 | Commercial | Restaurant | Existing | Food Preparation | Natural Gas | Griddle | E1 | RVT - Cost of Operation | 0 | 0 | 0 | 0 | 0 | 0 | 0 | 0 | 0 | 0 | 0 | 0 | 0 | 0 | 0 | 0 | 0 | 0 | 0 | 0 | 0 | 0 | 0 | 0 | 0 | 0 | 0
F2_Commercial_Restaurant_Existing_Food Preparation_Natural Gas_Griddle_E2 | F2 | Commercial | Restaurant | Existing | Food Preparation | Natural Gas | Griddle | E2 | RVT - Cost of Operation | 0 | 0 | 0 | 0 | 0 | 0 | 0 | 0 | 0 | 0 | 0 | 0 | 0 | 0 | 0 | 0 | 0 | 0 | 0 | 0 | 0 | 0 | 0 | 0 | 0 | 0 | 0
F2_Commercial_Restaurant_Existing_Food Preparation_Natural Gas_Griddle_E3 | F2 | Commercial | Restaurant | Existing | Food Preparation | Natural Gas | Griddle | E3 | RVT - Cost of Operation | 0 | 0 | 0 | 0 | 0 | 0 | 0 | 0 | 0 | 0 | 0 | 0 | 0 | 0 | 0 | 0 | 0 | 0 | 0 | 0 | 0 | 0 | 0 | 0 | 0 | 0 | 0
F2_Commercial_Restaurant_Existing_Food Preparation_Natural Gas_Griddle_E4 | F2 | Commercial | Restaurant | Existing | Food Preparation | Natural Gas | Griddle | E4 | RVT - Cost of Operation | 0 | 0 | 0 | 0 | 0 | 0 | 0 | 0 | 0 | 0 | 0 | 0 | 0 | 0 | 0 | 0 | 0 | 0 | 0 | 0 | 0 | 0 | 0 | 0 | 0 | 0 | 0
F2_Commercial_Restaurant_Existing_Food Preparation_Natural Gas_Griddle_E5 | F2 | Commercial | Restaurant | Existing | Food Preparation | Natural Gas | Griddle | E5 | RVT - Cost of Operation | 0 | 0 | 0 | 0 | 0 | 0 | 0 | 0 | 0 | 0 | 0 | 0 | 0 | 0 | 0 | 0 | 0 | 0 | 0 | 0 | 0 | 0 | 0 | 0 | 0 | 0 | 0
F2_Commercial_Restaurant_Existing_Food Preparation_Natural Gas_Griddle_E6 | F2 | Commercial | Restaurant | Existing | Food Preparation | Natural Gas | Griddle | E6 | RVT - Cost of Operation | 0 | 0 | 0 | 0 | 0 | 0 | 0 | 0 | 0 | 0 | 0 | 0 | 0 | 0 | 0 | 0 | 0 | 0 | 0 | 0 | 0 | 0 | 0 | 0 | 0 | 0 | 0
F2_Commercial_Restaurant_Existing_Food Preparation_Natural Gas_Griddle_E7 | F2 | Commercial | Restaurant | Existing | Food Preparation | Natural Gas | Griddle | E7 | RVT - Cost of Operation | 0 | 0 | 0 | 0 | 0 | 0 | 0 | 0 | 0 | 0 | 0 | 0 | 0 | 0 | 0 | 0 | 0 | 0 | 0 | 0 | 0 | 0 | 0 | 0 | 0 | 0 | 0
F2_Commercial_Restaurant_Existing_Food Preparation_Natural Gas_Griddle_E8 | F2 | Commercial | Restaurant | Existing | Food Preparation | Natural Gas | Griddle | E8 | RVT - Cost of Operation | 0 | 0 | 0 | 0 | 0 | 0 | 0 | 0 | 0 | 0 | 0 | 0 | 0 | 0 | 0 | 0 | 0 | 0 | 0 | 0 | 0 | 0 | 0 | 0 | 0 | 0 | 0
F2_Commercial_Restaurant_Existing_Food Preparation_Natural Gas_Griddle_E9 | F2 | Commercial | Restaurant | Existing | Food Preparation | Natural Gas | Griddle | E9 | RVT - Cost of Operation | 0 | 0 | 0 | 0 | 0 | 0 | 0 | 0 | 0 | 0 | 0 | 0 | 0 | 0 | 0 | 0 | 0 | 0 | 0 | 0 | 0 | 0 | 0 | 0 | 0 | 0 | 0
F2_Commercial_Restaurant_Existing_Food Preparation_Natural Gas_Griddle_E10 | F2 | Commercial | Restaurant | Existing | Food Preparation | Natural Gas | Griddle | E10 | RVT - Cost of Operation | 0 | 0 | 0 | 0 | 0 | 0 | 0 | 0 | 0 | 0 | 0 | 0 | 0 | 0 | 0 | 0 | 0 | 0 | 0 | 0 | 0 | 0 | 0 | 0 | 0 | 0 | 0
F3_Commercial_Restaurant_Existing_Food Preparation_Natural Gas_Griddle_E1 | F3 | Commercial | Restaurant | Existing | Food Preparation | Natural Gas | Griddle | E1 | System - kBTUs of Consumption | 34.4996 | 34.4996 | 34.4996 | 34.4996 | 34.4996 | 34.4996 | 34.4996 | 34.4996 | 34.4996 | 34.4996 | 34.4996 | 34.4996 | 34.4996 | 34.4996 | 34.4996 | 34.4996 | 34.4996 | 34.4996 | 34.4996 | 34.4996 | 34.4996 | 34.4996 | 34.4996 | 34.4996 | 34.4996 | 34.4996 | 34.4996
F3_Commercial_Restaurant_Existing_Food Preparation_Natural Gas_Griddle_E2 | F3 | Commercial | Restaurant | Existing | Food Preparation | Natural Gas | Griddle | E2 | System - kBTUs of Consumption | 29.7962 | 29.7962 | 29.7962 | 29.7962 | 29.7962 | 29.7962 | 29.7962 | 29.7962 | 29.7962 | 29.7962 | 29.7962 | 29.7962 | 29.7962 | 29.7962 | 29.7962 | 29.7962 | 29.7962 | 29.7962 | 29.7962 | 29.7962 | 29.7962 | 29.7962 | 29.7962 | 29.7962 | 29.7962 | 29.7962 | 29.7962
F3_Commercial_Restaurant_Existing_Food Preparation_Natural Gas_Griddle_E3 | F3 | Commercial | Restaurant | Existing | Food Preparation | Natural Gas | Griddle | E3 | System - kBTUs of Consumption | 0 | 0 | 0 | 0 | 0 | 0 | 0 | 0 | 0 | 0 | 0 | 0 | 0 | 0 | 0 | 0 | 0 | 0 | 0 | 0 | 0 | 0 | 0 | 0 | 0 | 0 | 0
F3_Commercial_Restaurant_Existing_Food Preparation_Natural Gas_Griddle_E4 | F3 | Commercial | Restaurant | Existing | Food Preparation | Natural Gas | Griddle | E4 | System - kBTUs of Consumption | 0 | 0 | 0 | 0 | 0 | 0 | 0 | 0 | 0 | 0 | 0 | 0 | 0 | 0 | 0 | 0 | 0 | 0 | 0 | 0 | 0 | 0 | 0 | 0 | 0 | 0 | 0
F3_Commercial_Restaurant_Existing_Food Preparation_Natural Gas_Griddle_E5 | F3 | Commercial | Restaurant | Existing | Food Preparation | Natural Gas | Griddle | E5 | System - kBTUs of Consumption | 0 | 0 | 0 | 0 | 0 | 0 | 0 | 0 | 0 | 0 | 0 | 0 | 0 | 0 | 0 | 0 | 0 | 0 | 0 | 0 | 0 | 0 | 0 | 0 | 0 | 0 | 0
F3_Commercial_Restaurant_Existing_Food Preparation_Natural Gas_Griddle_E6 | F3 | Commercial | Restaurant | Existing | Food Preparation | Natural Gas | Griddle | E6 | System - kBTUs of Consumption | 0 | 0 | 0 | 0 | 0 | 0 | 0 | 0 | 0 | 0 | 0 | 0 | 0 | 0 | 0 | 0 | 0 | 0 | 0 | 0 | 0 | 0 | 0 | 0 | 0 | 0 | 0
F3_Commercial_Restaurant_Existing_Food Preparation_Natural Gas_Griddle_E7 | F3 | Commercial | Restaurant | Existing | Food Preparation | Natural Gas | Griddle | E7 | System - kBTUs of Consumption | 0 | 0 | 0 | 0 | 0 | 0 | 0 | 0 | 0 | 0 | 0 | 0 | 0 | 0 | 0 | 0 | 0 | 0 | 0 | 0 | 0 | 0 | 0 | 0 | 0 | 0 | 0
F3_Commercial_Restaurant_Existing_Food Preparation_Natural Gas_Griddle_E8 | F3 | Commercial | Restaurant | Existing | Food Preparation | Natural Gas | Griddle | E8 | System - kBTUs of Consumption | 0 | 0 | 0 | 0 | 0 | 0 | 0 | 0 | 0 | 0 | 0 | 0 | 0 | 0 | 0 | 0 | 0 | 0 | 0 | 0 | 0 | 0 | 0 | 0 | 0 | 0 | 0
F3_Commercial_Restaurant_Existing_Food Preparation_Natural Gas_Griddle_E9 | F3 | Commercial | Restaurant | Existing | Food Preparation | Natural Gas | Griddle | E9 | System - kBTUs of Consumption | 0 | 0 | 0 | 0 | 0 | 0 | 0 | 0 | 0 | 0 | 0 | 0 | 0 | 0 | 0 | 0 | 0 | 0 | 0 | 0 | 0 | 0 | 0 | 0 | 0 | 0 | 0
F3_Commercial_Restaurant_Existing_Food Preparation_Natural Gas_Griddle_E10 | F3 | Commercial | Restaurant | Existing | Food Preparation | Natural Gas | Griddle | E10 | System - kBTUs of Consumption | 0 | 0 | 0 | 0 | 0 | 0 | 0 | 0 | 0 | 0 | 0 | 0 | 0 | 0 | 0 | 0 | 0 | 0 | 0 | 0 | 0 | 0 | 0 | 0 | 0 | 0 | 0
F4_Commercial_Restaurant_Existing_Food Preparation_Natural Gas_Griddle_E1 | F4 | Commercial | Restaurant | Existing | Food Preparation | Natural Gas | Griddle | E1 | Utility - Cost of Equipment | 0.20324 | 0.20324 | 0.20324 | 0.20324 | 0.20324 | 0.20324 | 0.20324 | 0.20324 | 0.20324 | 0.20324 | 0.20324 | 0.20324 | 0.20324 | 0.20324 | 0.20324 | 0.20324 | 0.20324 | 0.20324 | 0.20324 | 0.20324 | 0.20324 | 0.20324 | 0.20324 | 0.20324 | 0.20324 | 0.20324 | 0.20324
F4_Commercial_Restaurant_Existing_Food Preparation_Natural Gas_Griddle_E2 | F4 | Commercial | Restaurant | Existing | Food Preparation | Natural Gas | Griddle | E2 | Utility - Cost of Equipment | 0.25258 | 0.25258 | 0.25258 | 0.25258 | 0.25258 | 0.25258 | 0.25258 | 0.25258 | 0.25258 | 0.25258 | 0.25258 | 0.25258 | 0.25258 | 0.25258 | 0.25258 | 0.25258 | 0.25258 | 0.25258 | 0.25258 | 0.25258 | 0.25258 | 0.25258 | 0.25258 | 0.25258 | 0.25258 | 0.25258 | 0.25258
F4_Commercial_Restaurant_Existing_Food Preparation_Natural Gas_Griddle_E3 | F4 | Commercial | Restaurant | Existing | Food Preparation | Natural Gas | Griddle | E3 | Utility - Cost of Equipment | 0 | 0 | 0 | 0 | 0 | 0 | 0 | 0 | 0 | 0 | 0 | 0 | 0 | 0 | 0 | 0 | 0 | 0 | 0 | 0 | 0 | 0 | 0 | 0 | 0 | 0 | 0
F4_Commercial_Restaurant_Existing_Food Preparation_Natural Gas_Griddle_E4 | F4 | Commercial | Restaurant | Existing | Food Preparation | Natural Gas | Griddle | E4 | Utility - Cost of Equipment | 0 | 0 | 0 | 0 | 0 | 0 | 0 | 0 | 0 | 0 | 0 | 0 | 0 | 0 | 0 | 0 | 0 | 0 | 0 | 0 | 0 | 0 | 0 | 0 | 0 | 0 | 0
F4_Commercial_Restaurant_Existing_Food Preparation_Natural Gas_Griddle_E5 | F4 | Commercial | Restaurant | Existing | Food Preparation | Natural Gas | Griddle | E5 | Utility - Cost of Equipment | 0 | 0 | 0 | 0 | 0 | 0 | 0 | 0 | 0 | 0 | 0 | 0 | 0 | 0 | 0 | 0 | 0 | 0 | 0 | 0 | 0 | 0 | 0 | 0 | 0 | 0 | 0
F4_Commercial_Restaurant_Existing_Food Preparation_Natural Gas_Griddle_E6 | F4 | Commercial | Restaurant | Existing | Food Preparation | Natural Gas | Griddle | E6 | Utility - Cost of Equipment | 0 | 0 | 0 | 0 | 0 | 0 | 0 | 0 | 0 | 0 | 0 | 0 | 0 | 0 | 0 | 0 | 0 | 0 | 0 | 0 | 0 | 0 | 0 | 0 | 0 | 0 | 0
F4_Commercial_Restaurant_Existing_Food Preparation_Natural Gas_Griddle_E7 | F4 | Commercial | Restaurant | Existing | Food Preparation | Natural Gas | Griddle | E7 | Utility - Cost of Equipment | 0 | 0 | 0 | 0 | 0 | 0 | 0 | 0 | 0 | 0 | 0 | 0 | 0 | 0 | 0 | 0 | 0 | 0 | 0 | 0 | 0 | 0 | 0 | 0 | 0 | 0 | 0
F4_Commercial_Restaurant_Existing_Food Preparation_Natural Gas_Griddle_E8 | F4 | Commercial | Restaurant | Existing | Food Preparation | Natural Gas | Griddle | E8 | Utility - Cost of Equipment | 0 | 0 | 0 | 0 | 0 | 0 | 0 | 0 | 0 | 0 | 0 | 0 | 0 | 0 | 0 | 0 | 0 | 0 | 0 | 0 | 0 | 0 | 0 | 0 | 0 | 0 | 0
F4_Commercial_Restaurant_Existing_Food Preparation_Natural Gas_Griddle_E9 | F4 | Commercial | Restaurant | Existing | Food Preparation | Natural Gas | Griddle | E9 | Utility - Cost of Equipment | 0 | 0 | 0 | 0 | 0 | 0 | 0 | 0 | 0 | 0 | 0 | 0 | 0 | 0 | 0 | 0 | 0 | 0 | 0 | 0 | 0 | 0 | 0 | 0 | 0 | 0 | 0
F4_Commercial_Restaurant_Existing_Food Preparation_Natural Gas_Griddle_E10 | F4 | Commercial | Restaurant | Existing | Food Preparation | Natural Gas | Griddle | E10 | Utility - Cost of Equipment | 0 | 0 | 0 | 0 | 0 | 0 | 0 | 0 | 0 | 0 | 0 | 0 | 0 | 0 | 0 | 0 | 0 | 0 | 0 | 0 | 0 | 0 | 0 | 0 | 0 | 0 | 0
F5_Commercial_Restaurant_Existing_Food Preparation_Natural Gas_Griddle_E1 | F5 | Commercial | Restaurant | Existing | Food Preparation | Natural Gas | Griddle | E1 | Utility - Cost of Operation | 0.47088 | 0.46584 | 0.46098 | 0.45633 | 0.45748 | 0.46242 | 0.46959 | 0.47758 | 0.48529 | 0.49185 | 0.4972 | 0.50103 | 0.5032 | 0.50296 | 0.50023 | 0.495 | 0.48733 | 0.47767 | 0.46612 | 0.4524 | 0.43631 | 0.41777 | 0.40133 | 0.39077 | 0.38632 | 0.38822 | 0.39012
F5_Commercial_Restaurant_Existing_Food Preparation_Natural Gas_Griddle_E2 | F5 | Commercial | Restaurant | Existing | Food Preparation | Natural Gas | Griddle | E2 | Utility - Cost of Operation | 0.40669 | 0.40233 | 0.39813 | 0.39412 | 0.39511 | 0.39937 | 0.40557 | 0.41247 | 0.41913 | 0.4248 | 0.42942 | 0.43272 | 0.4346 | 0.43439 | 0.43203 | 0.42751 | 0.42089 | 0.41255 | 0.40257 | 0.39072 | 0.37683 | 0.36081 | 0.34662 | 0.33749 | 0.33366 | 0.33529 | 0.33693
F5_Commercial_Restaurant_Existing_Food Preparation_Natural Gas_Griddle_E3 | F5 | Commercial | Restaurant | Existing | Food Preparation | Natural Gas | Griddle | E3 | Utility - Cost of Operation | 0 | 0 | 0 | 0 | 0 | 0 | 0 | 0 | 0 | 0 | 0 | 0 | 0 | 0 | 0 | 0 | 0 | 0 | 0 | 0 | 0 | 0 | 0 | 0 | 0 | 0 | 0
F5_Commercial_Restaurant_Existing_Food Preparation_Natural Gas_Griddle_E4 | F5 | Commercial | Restaurant | Existing | Food Preparation | Natural Gas | Griddle | E4 | Utility - Cost of Operation | 0 | 0 | 0 | 0 | 0 | 0 | 0 | 0 | 0 | 0 | 0 | 0 | 0 | 0 | 0 | 0 | 0 | 0 | 0 | 0 | 0 | 0 | 0 | 0 | 0 | 0 | 0
F5_Commercial_Restaurant_Existing_Food Preparation_Natural Gas_Griddle_E5 | F5 | Commercial | Restaurant | Existing | Food Preparation | Natural Gas | Griddle | E5 | Utility - Cost of Operation | 0 | 0 | 0 | 0 | 0 | 0 | 0 | 0 | 0 | 0 | 0 | 0 | 0 | 0 | 0 | 0 | 0 | 0 | 0 | 0 | 0 | 0 | 0 | 0 | 0 | 0 | 0
F5_Commercial_Restaurant_Existing_Food Preparation_Natural Gas_Griddle_E6 | F5 | Commercial | Restaurant | Existing | Food Preparation | Natural Gas | Griddle | E6 | Utility - Cost of Operation | 0 | 0 | 0 | 0 | 0 | 0 | 0 | 0 | 0 | 0 | 0 | 0 | 0 | 0 | 0 | 0 | 0 | 0 | 0 | 0 | 0 | 0 | 0 | 0 | 0 | 0 | 0
F5_Commercial_Restaurant_Existing_Food Preparation_Natural Gas_Griddle_E7 | F5 | Commercial | Restaurant | Existing | Food Preparation | Natural Gas | Griddle | E7 | Utility - Cost of Operation | 0 | 0 | 0 | 0 | 0 | 0 | 0 | 0 | 0 | 0 | 0 | 0 | 0 | 0 | 0 | 0 | 0 | 0 | 0 | 0 | 0 | 0 | 0 | 0 | 0 | 0 | 0
F5_Commercial_Restaurant_Existing_Food Preparation_Natural Gas_Griddle_E8 | F5 | Commercial | Restaurant | Existing | Food Preparation | Natural Gas | Griddle | E8 | Utility - Cost of Operation | 0 | 0 | 0 | 0 | 0 | 0 | 0 | 0 | 0 | 0 | 0 | 0 | 0 | 0 | 0 | 0 | 0 | 0 | 0 | 0 | 0 | 0 | 0 | 0 | 0 | 0 | 0
F5_Commercial_Restaurant_Existing_Food Preparation_Natural Gas_Griddle_E9 | F5 | Commercial | Restaurant | Existing | Food Preparation | Natural Gas | Griddle | E9 | Utility - Cost of Operation | 0 | 0 | 0 | 0 | 0 | 0 | 0 | 0 | 0 | 0 | 0 | 0 | 0 | 0 | 0 | 0 | 0 | 0 | 0 | 0 | 0 | 0 | 0 | 0 | 0 | 0 | 0
F5_Commercial_Restaurant_Existing_Food Preparation_Natural Gas_Griddle_E10 | F5 | Commercial | Restaurant | Existing | Food Preparation | Natural Gas | Griddle | E10 | Utility - Cost of Operation | 0 | 0 | 0 | 0 | 0 | 0 | 0 | 0 | 0 | 0 | 0 | 0 | 0 | 0 | 0 | 0 | 0 | 0 | 0 | 0 | 0 | 0 | 0 | 0 | 0 | 0 | 0
F6_Commercial_Restaurant_Existing_Food Preparation_Natural Gas_Griddle_E1 | F6 | Commercial | Restaurant | Existing | Food Preparation | Natural Gas | Griddle | E1 | Utility - Value of Sales | 0 | 0 | 0 | 0 | 0 | 0 | 0 | 0 | 0 | 0 | 0 | 0 | 0 | 0 | 0 | 0 | 0 | 0 | 0 | 0 | 0 | 0 | 0 | 0 | 0 | 0 | 0
F6_Commercial_Restaurant_Existing_Food Preparation_Natural Gas_Griddle_E2 | F6 | Commercial | Restaurant | Existing | Food Preparation | Natural Gas | Griddle | E2 | Utility - Value of Sales | 0 | 0 | 0 | 0 | 0 | 0 | 0 | 0 | 0 | 0 | 0 | 0 | 0 | 0 | 0 | 0 | 0 | 0 | 0 | 0 | 0 | 0 | 0 | 0 | 0 | 0 | 0
F6_Commercial_Restaurant_Existing_Food Preparation_Natural Gas_Griddle_E3 | F6 | Commercial | Restaurant | Existing | Food Preparation | Natural Gas | Griddle | E3 | Utility - Value of Sales | 0 | 0 | 0 | 0 | 0 | 0 | 0 | 0 | 0 | 0 | 0 | 0 | 0 | 0 | 0 | 0 | 0 | 0 | 0 | 0 | 0 | 0 | 0 | 0 | 0 | 0 | 0
F6_Commercial_Restaurant_Existing_Food Preparation_Natural Gas_Griddle_E4 | F6 | Commercial | Restaurant | Existing | Food Preparation | Natural Gas | Griddle | E4 | Utility - Value of Sales | 0 | 0 | 0 | 0 | 0 | 0 | 0 | 0 | 0 | 0 | 0 | 0 | 0 | 0 | 0 | 0 | 0 | 0 | 0 | 0 | 0 | 0 | 0 | 0 | 0 | 0 | 0
F6_Commercial_Restaurant_Existing_Food Preparation_Natural Gas_Griddle_E5 | F6 | Commercial | Restaurant | Existing | Food Preparation | Natural Gas | Griddle | E5 | Utility - Value of Sales | 0 | 0 | 0 | 0 | 0 | 0 | 0 | 0 | 0 | 0 | 0 | 0 | 0 | 0 | 0 | 0 | 0 | 0 | 0 | 0 | 0 | 0 | 0 | 0 | 0 | 0 | 0
F6_Commercial_Restaurant_Existing_Food Preparation_Natural Gas_Griddle_E6 | F6 | Commercial | Restaurant | Existing | Food Preparation | Natural Gas | Griddle | E6 | Utility - Value of Sales | 0 | 0 | 0 | 0 | 0 | 0 | 0 | 0 | 0 | 0 | 0 | 0 | 0 | 0 | 0 | 0 | 0 | 0 | 0 | 0 | 0 | 0 | 0 | 0 | 0 | 0 | 0
F6_Commercial_Restaurant_Existing_Food Preparation_Natural Gas_Griddle_E7 | F6 | Commercial | Restaurant | Existing | Food Preparation | Natural Gas | Griddle | E7 | Utility - Value of Sales | 0 | 0 | 0 | 0 | 0 | 0 | 0 | 0 | 0 | 0 | 0 | 0 | 0 | 0 | 0 | 0 | 0 | 0 | 0 | 0 | 0 | 0 | 0 | 0 | 0 | 0 | 0
F6_Commercial_Restaurant_Existing_Food Preparation_Natural Gas_Griddle_E8 | F6 | Commercial | Restaurant | Existing | Food Preparation | Natural Gas | Griddle | E8 | Utility - Value of Sales | 0 | 0 | 0 | 0 | 0 | 0 | 0 | 0 | 0 | 0 | 0 | 0 | 0 | 0 | 0 | 0 | 0 | 0 | 0 | 0 | 0 | 0 | 0 | 0 | 0 | 0 | 0
F6_Commercial_Restaurant_Existing_Food Preparation_Natural Gas_Griddle_E9 | F6 | Commercial | Restaurant | Existing | Food Preparation | Natural Gas | Griddle | E9 | Utility - Value of Sales | 0 | 0 | 0 | 0 | 0 | 0 | 0 | 0 | 0 | 0 | 0 | 0 | 0 | 0 | 0 | 0 | 0 | 0 | 0 | 0 | 0 | 0 | 0 | 0 | 0 | 0 | 0
F6_Commercial_Restaurant_Existing_Food Preparation_Natural Gas_Griddle_E10 | F6 | Commercial | Restaurant | Existing | Food Preparation | Natural Gas | Griddle | E10 | Utility - Value of Sales | 0 | 0 | 0 | 0 | 0 | 0 | 0 | 0 | 0 | 0 | 0 | 0 | 0 | 0 | 0 | 0 | 0 | 0 | 0 | 0 | 0 | 0 | 0 | 0 | 0 | 0 | 0
F1_Commercial_Restaurant_Existing_Food Preparation_Natural Gas_Range_E1 | F1 | Commercial | Restaurant | Existing | Food Preparation | Natural Gas | Range | E1 | RVT - Cost of Equipment | 0.31112 | 0.31112 | 0.31112 | 0.31112 | 0.31112 | 0.31112 | 0.31112 | 0.31112 | 0.31112 | 0.31112 | 0.31112 | 0.31112 | 0.31112 | 0.31112 | 0.31112 | 0.31112 | 0.31112 | 0.31112 | 0.31112 | 0.31112 | 0.31112 | 0.31112 | 0.31112 | 0.31112 | 0.31112 | 0.31112 | 0.31112
F1_Commercial_Restaurant_Existing_Food Preparation_Natural Gas_Range_E2 | F1 | Commercial | Restaurant | Existing | Food Preparation | Natural Gas | Range | E2 | RVT - Cost of Equipment | 0.31112 | 0.31112 | 0.31112 | 0.31112 | 0.31112 | 0.31112 | 0.31112 | 0.31112 | 0.31112 | 0.31112 | 0.31112 | 0.31112 | 0.31112 | 0.31112 | 0.31112 | 0.31112 | 0.31112 | 0.31112 | 0.31112 | 0.31112 | 0.31112 | 0.31112 | 0.31112 | 0.31112 | 0.31112 | 0.31112 | 0.31112
F1_Commercial_Restaurant_Existing_Food Preparation_Natural Gas_Range_E3 | F1 | Commercial | Restaurant | Existing | Food Preparation | Natural Gas | Range | E3 | RVT - Cost of Equipment | 0 | 0 | 0 | 0 | 0 | 0 | 0 | 0 | 0 | 0 | 0 | 0 | 0 | 0 | 0 | 0 | 0 | 0 | 0 | 0 | 0 | 0 | 0 | 0 | 0 | 0 | 0
F1_Commercial_Restaurant_Existing_Food Preparation_Natural Gas_Range_E4 | F1 | Commercial | Restaurant | Existing | Food Preparation | Natural Gas | Range | E4 | RVT - Cost of Equipment | 0 | 0 | 0 | 0 | 0 | 0 | 0 | 0 | 0 | 0 | 0 | 0 | 0 | 0 | 0 | 0 | 0 | 0 | 0 | 0 | 0 | 0 | 0 | 0 | 0 | 0 | 0
F1_Commercial_Restaurant_Existing_Food Preparation_Natural Gas_Range_E5 | F1 | Commercial | Restaurant | Existing | Food Preparation | Natural Gas | Range | E5 | RVT - Cost of Equipment | 0 | 0 | 0 | 0 | 0 | 0 | 0 | 0 | 0 | 0 | 0 | 0 | 0 | 0 | 0 | 0 | 0 | 0 | 0 | 0 | 0 | 0 | 0 | 0 | 0 | 0 | 0
F1_Commercial_Restaurant_Existing_Food Preparation_Natural Gas_Range_E6 | F1 | Commercial | Restaurant | Existing | Food Preparation | Natural Gas | Range | E6 | RVT - Cost of Equipment | 0 | 0 | 0 | 0 | 0 | 0 | 0 | 0 | 0 | 0 | 0 | 0 | 0 | 0 | 0 | 0 | 0 | 0 | 0 | 0 | 0 | 0 | 0 | 0 | 0 | 0 | 0
F1_Commercial_Restaurant_Existing_Food Preparation_Natural Gas_Range_E7 | F1 | Commercial | Restaurant | Existing | Food Preparation | Natural Gas | Range | E7 | RVT - Cost of Equipment | 0 | 0 | 0 | 0 | 0 | 0 | 0 | 0 | 0 | 0 | 0 | 0 | 0 | 0 | 0 | 0 | 0 | 0 | 0 | 0 | 0 | 0 | 0 | 0 | 0 | 0 | 0
F1_Commercial_Restaurant_Existing_Food Preparation_Natural Gas_Range_E8 | F1 | Commercial | Restaurant | Existing | Food Preparation | Natural Gas | Range | E8 | RVT - Cost of Equipment | 0 | 0 | 0 | 0 | 0 | 0 | 0 | 0 | 0 | 0 | 0 | 0 | 0 | 0 | 0 | 0 | 0 | 0 | 0 | 0 | 0 | 0 | 0 | 0 | 0 | 0 | 0
F1_Commercial_Restaurant_Existing_Food Preparation_Natural Gas_Range_E9 | F1 | Commercial | Restaurant | Existing | Food Preparation | Natural Gas | Range | E9 | RVT - Cost of Equipment | 0 | 0 | 0 | 0 | 0 | 0 | 0 | 0 | 0 | 0 | 0 | 0 | 0 | 0 | 0 | 0 | 0 | 0 | 0 | 0 | 0 | 0 | 0 | 0 | 0 | 0 | 0
F1_Commercial_Restaurant_Existing_Food Preparation_Natural Gas_Range_E10 | F1 | Commercial | Restaurant | Existing | Food Preparation | Natural Gas | Range | E10 | RVT - Cost of Equipment | 0 | 0 | 0 | 0 | 0 | 0 | 0 | 0 | 0 | 0 | 0 | 0 | 0 | 0 | 0 | 0 | 0 | 0 | 0 | 0 | 0 | 0 | 0 | 0 | 0 | 0 | 0
F2_Commercial_Restaurant_Existing_Food Preparation_Natural Gas_Range_E1 | F2 | Commercial | Restaurant | Existing | Food Preparation | Natural Gas | Range | E1 | RVT - Cost of Operation | 0 | 0 | 0 | 0 | 0 | 0 | 0 | 0 | 0 | 0 | 0 | 0 | 0 | 0 | 0 | 0 | 0 | 0 | 0 | 0 | 0 | 0 | 0 | 0 | 0 | 0 | 0
F2_Commercial_Restaurant_Existing_Food Preparation_Natural Gas_Range_E2 | F2 | Commercial | Restaurant | Existing | Food Preparation | Natural Gas | Range | E2 | RVT - Cost of Operation | 0 | 0 | 0 | 0 | 0 | 0 | 0 | 0 | 0 | 0 | 0 | 0 | 0 | 0 | 0 | 0 | 0 | 0 | 0 | 0 | 0 | 0 | 0 | 0 | 0 | 0 | 0
F2_Commercial_Restaurant_Existing_Food Preparation_Natural Gas_Range_E3 | F2 | Commercial | Restaurant | Existing | Food Preparation | Natural Gas | Range | E3 | RVT - Cost of Operation | 0 | 0 | 0 | 0 | 0 | 0 | 0 | 0 | 0 | 0 | 0 | 0 | 0 | 0 | 0 | 0 | 0 | 0 | 0 | 0 | 0 | 0 | 0 | 0 | 0 | 0 | 0
F2_Commercial_Restaurant_Existing_Food Preparation_Natural Gas_Range_E4 | F2 | Commercial | Restaurant | Existing | Food Preparation | Natural Gas | Range | E4 | RVT - Cost of Operation | 0 | 0 | 0 | 0 | 0 | 0 | 0 | 0 | 0 | 0 | 0 | 0 | 0 | 0 | 0 | 0 | 0 | 0 | 0 | 0 | 0 | 0 | 0 | 0 | 0 | 0 | 0
F2_Commercial_Restaurant_Existing_Food Preparation_Natural Gas_Range_E5 | F2 | Commercial | Restaurant | Existing | Food Preparation | Natural Gas | Range | E5 | RVT - Cost of Operation | 0 | 0 | 0 | 0 | 0 | 0 | 0 | 0 | 0 | 0 | 0 | 0 | 0 | 0 | 0 | 0 | 0 | 0 | 0 | 0 | 0 | 0 | 0 | 0 | 0 | 0 | 0
F2_Commercial_Restaurant_Existing_Food Preparation_Natural Gas_Range_E6 | F2 | Commercial | Restaurant | Existing | Food Preparation | Natural Gas | Range | E6 | RVT - Cost of Operation | 0 | 0 | 0 | 0 | 0 | 0 | 0 | 0 | 0 | 0 | 0 | 0 | 0 | 0 | 0 | 0 | 0 | 0 | 0 | 0 | 0 | 0 | 0 | 0 | 0 | 0 | 0
F2_Commercial_Restaurant_Existing_Food Preparation_Natural Gas_Range_E7 | F2 | Commercial | Restaurant | Existing | Food Preparation | Natural Gas | Range | E7 | RVT - Cost of Operation | 0 | 0 | 0 | 0 | 0 | 0 | 0 | 0 | 0 | 0 | 0 | 0 | 0 | 0 | 0 | 0 | 0 | 0 | 0 | 0 | 0 | 0 | 0 | 0 | 0 | 0 | 0
F2_Commercial_Restaurant_Existing_Food Preparation_Natural Gas_Range_E8 | F2 | Commercial | Restaurant | Existing | Food Preparation | Natural Gas | Range | E8 | RVT - Cost of Operation | 0 | 0 | 0 | 0 | 0 | 0 | 0 | 0 | 0 | 0 | 0 | 0 | 0 | 0 | 0 | 0 | 0 | 0 | 0 | 0 | 0 | 0 | 0 | 0 | 0 | 0 | 0
F2_Commercial_Restaurant_Existing_Food Preparation_Natural Gas_Range_E9 | F2 | Commercial | Restaurant | Existing | Food Preparation | Natural Gas | Range | E9 | RVT - Cost of Operation | 0 | 0 | 0 | 0 | 0 | 0 | 0 | 0 | 0 | 0 | 0 | 0 | 0 | 0 | 0 | 0 | 0 | 0 | 0 | 0 | 0 | 0 | 0 | 0 | 0 | 0 | 0
F2_Commercial_Restaurant_Existing_Food Preparation_Natural Gas_Range_E10 | F2 | Commercial | Restaurant | Existing | Food Preparation | Natural Gas | Range | E10 | RVT - Cost of Operation | 0 | 0 | 0 | 0 | 0 | 0 | 0 | 0 | 0 | 0 | 0 | 0 | 0 | 0 | 0 | 0 | 0 | 0 | 0 | 0 | 0 | 0 | 0 | 0 | 0 | 0 | 0
F3_Commercial_Restaurant_Existing_Food Preparation_Natural Gas_Range_E1 | F3 | Commercial | Restaurant | Existing | Food Preparation | Natural Gas | Range | E1 | System - kBTUs of Consumption | 33.2465 | 33.2465 | 33.2465 | 33.2465 | 33.2465 | 33.2465 | 33.2465 | 33.2465 | 33.2465 | 33.2465 | 33.2465 | 33.2465 | 33.2465 | 33.2465 | 33.2465 | 33.2465 | 33.2465 | 33.2465 | 33.2465 | 33.2465 | 33.2465 | 33.2465 | 33.2465 | 33.2465 | 33.2465 | 33.2465 | 33.2465
F3_Commercial_Restaurant_Existing_Food Preparation_Natural Gas_Range_E2 | F3 | Commercial | Restaurant | Existing | Food Preparation | Natural Gas | Range | E2 | System - kBTUs of Consumption | 28.497 | 28.497 | 28.497 | 28.497 | 28.497 | 28.497 | 28.497 | 28.497 | 28.497 | 28.497 | 28.497 | 28.497 | 28.497 | 28.497 | 28.497 | 28.497 | 28.497 | 28.497 | 28.497 | 28.497 | 28.497 | 28.497 | 28.497 | 28.497 | 28.497 | 28.497 | 28.497
F3_Commercial_Restaurant_Existing_Food Preparation_Natural Gas_Range_E3 | F3 | Commercial | Restaurant | Existing | Food Preparation | Natural Gas | Range | E3 | System - kBTUs of Consumption | 0 | 0 | 0 | 0 | 0 | 0 | 0 | 0 | 0 | 0 | 0 | 0 | 0 | 0 | 0 | 0 | 0 | 0 | 0 | 0 | 0 | 0 | 0 | 0 | 0 | 0 | 0
F3_Commercial_Restaurant_Existing_Food Preparation_Natural Gas_Range_E4 | F3 | Commercial | Restaurant | Existing | Food Preparation | Natural Gas | Range | E4 | System - kBTUs of Consumption | 0 | 0 | 0 | 0 | 0 | 0 | 0 | 0 | 0 | 0 | 0 | 0 | 0 | 0 | 0 | 0 | 0 | 0 | 0 | 0 | 0 | 0 | 0 | 0 | 0 | 0 | 0
F3_Commercial_Restaurant_Existing_Food Preparation_Natural Gas_Range_E5 | F3 | Commercial | Restaurant | Existing | Food Preparation | Natural Gas | Range | E5 | System - kBTUs of Consumption | 0 | 0 | 0 | 0 | 0 | 0 | 0 | 0 | 0 | 0 | 0 | 0 | 0 | 0 | 0 | 0 | 0 | 0 | 0 | 0 | 0 | 0 | 0 | 0 | 0 | 0 | 0
F3_Commercial_Restaurant_Existing_Food Preparation_Natural Gas_Range_E6 | F3 | Commercial | Restaurant | Existing | Food Preparation | Natural Gas | Range | E6 | System - kBTUs of Consumption | 0 | 0 | 0 | 0 | 0 | 0 | 0 | 0 | 0 | 0 | 0 | 0 | 0 | 0 | 0 | 0 | 0 | 0 | 0 | 0 | 0 | 0 | 0 | 0 | 0 | 0 | 0
F3_Commercial_Restaurant_Existing_Food Preparation_Natural Gas_Range_E7 | F3 | Commercial | Restaurant | Existing | Food Preparation | Natural Gas | Range | E7 | System - kBTUs of Consumption | 0 | 0 | 0 | 0 | 0 | 0 | 0 | 0 | 0 | 0 | 0 | 0 | 0 | 0 | 0 | 0 | 0 | 0 | 0 | 0 | 0 | 0 | 0 | 0 | 0 | 0 | 0
F3_Commercial_Restaurant_Existing_Food Preparation_Natural Gas_Range_E8 | F3 | Commercial | Restaurant | Existing | Food Preparation | Natural Gas | Range | E8 | System - kBTUs of Consumption | 0 | 0 | 0 | 0 | 0 | 0 | 0 | 0 | 0 | 0 | 0 | 0 | 0 | 0 | 0 | 0 | 0 | 0 | 0 | 0 | 0 | 0 | 0 | 0 | 0 | 0 | 0
F3_Commercial_Restaurant_Existing_Food Preparation_Natural Gas_Range_E9 | F3 | Commercial | Restaurant | Existing | Food Preparation | Natural Gas | Range | E9 | System - kBTUs of Consumption | 0 | 0 | 0 | 0 | 0 | 0 | 0 | 0 | 0 | 0 | 0 | 0 | 0 | 0 | 0 | 0 | 0 | 0 | 0 | 0 | 0 | 0 | 0 | 0 | 0 | 0 | 0
F3_Commercial_Restaurant_Existing_Food Preparation_Natural Gas_Range_E10 | F3 | Commercial | Restaurant | Existing | Food Preparation | Natural Gas | Range | E10 | System - kBTUs of Consumption | 0 | 0 | 0 | 0 | 0 | 0 | 0 | 0 | 0 | 0 | 0 | 0 | 0 | 0 | 0 | 0 | 0 | 0 | 0 | 0 | 0 | 0 | 0 | 0 | 0 | 0 | 0
F4_Commercial_Restaurant_Existing_Food Preparation_Natural Gas_Range_E1 | F4 | Commercial | Restaurant | Existing | Food Preparation | Natural Gas | Range | E1 | Utility - Cost of Equipment | 0.31112 | 0.31112 | 0.31112 | 0.31112 | 0.31112 | 0.31112 | 0.31112 | 0.31112 | 0.31112 | 0.31112 | 0.31112 | 0.31112 | 0.31112 | 0.31112 | 0.31112 | 0.31112 | 0.31112 | 0.31112 | 0.31112 | 0.31112 | 0.31112 | 0.31112 | 0.31112 | 0.31112 | 0.31112 | 0.31112 | 0.31112
F4_Commercial_Restaurant_Existing_Food Preparation_Natural Gas_Range_E2 | F4 | Commercial | Restaurant | Existing | Food Preparation | Natural Gas | Range | E2 | Utility - Cost of Equipment | 0.31112 | 0.31112 | 0.31112 | 0.31112 | 0.31112 | 0.31112 | 0.31112 | 0.31112 | 0.31112 | 0.31112 | 0.31112 | 0.31112 | 0.31112 | 0.31112 | 0.31112 | 0.31112 | 0.31112 | 0.31112 | 0.31112 | 0.31112 | 0.31112 | 0.31112 | 0.31112 | 0.31112 | 0.31112 | 0.31112 | 0.31112
F4_Commercial_Restaurant_Existing_Food Preparation_Natural Gas_Range_E3 | F4 | Commercial | Restaurant | Existing | Food Preparation | Natural Gas | Range | E3 | Utility - Cost of Equipment | 0 | 0 | 0 | 0 | 0 | 0 | 0 | 0 | 0 | 0 | 0 | 0 | 0 | 0 | 0 | 0 | 0 | 0 | 0 | 0 | 0 | 0 | 0 | 0 | 0 | 0 | 0
F4_Commercial_Restaurant_Existing_Food Preparation_Natural Gas_Range_E4 | F4 | Commercial | Restaurant | Existing | Food Preparation | Natural Gas | Range | E4 | Utility - Cost of Equipment | 0 | 0 | 0 | 0 | 0 | 0 | 0 | 0 | 0 | 0 | 0 | 0 | 0 | 0 | 0 | 0 | 0 | 0 | 0 | 0 | 0 | 0 | 0 | 0 | 0 | 0 | 0
F4_Commercial_Restaurant_Existing_Food Preparation_Natural Gas_Range_E5 | F4 | Commercial | Restaurant | Existing | Food Preparation | Natural Gas | Range | E5 | Utility - Cost of Equipment | 0 | 0 | 0 | 0 | 0 | 0 | 0 | 0 | 0 | 0 | 0 | 0 | 0 | 0 | 0 | 0 | 0 | 0 | 0 | 0 | 0 | 0 | 0 | 0 | 0 | 0 | 0
F4_Commercial_Restaurant_Existing_Food Preparation_Natural Gas_Range_E6 | F4 | Commercial | Restaurant | Existing | Food Preparation | Natural Gas | Range | E6 | Utility - Cost of Equipment | 0 | 0 | 0 | 0 | 0 | 0 | 0 | 0 | 0 | 0 | 0 | 0 | 0 | 0 | 0 | 0 | 0 | 0 | 0 | 0 | 0 | 0 | 0 | 0 | 0 | 0 | 0
F4_Commercial_Restaurant_Existing_Food Preparation_Natural Gas_Range_E7 | F4 | Commercial | Restaurant | Existing | Food Preparation | Natural Gas | Range | E7 | Utility - Cost of Equipment | 0 | 0 | 0 | 0 | 0 | 0 | 0 | 0 | 0 | 0 | 0 | 0 | 0 | 0 | 0 | 0 | 0 | 0 | 0 | 0 | 0 | 0 | 0 | 0 | 0 | 0 | 0
F4_Commercial_Restaurant_Existing_Food Preparation_Natural Gas_Range_E8 | F4 | Commercial | Restaurant | Existing | Food Preparation | Natural Gas | Range | E8 | Utility - Cost of Equipment | 0 | 0 | 0 | 0 | 0 | 0 | 0 | 0 | 0 | 0 | 0 | 0 | 0 | 0 | 0 | 0 | 0 | 0 | 0 | 0 | 0 | 0 | 0 | 0 | 0 | 0 | 0
F4_Commercial_Restaurant_Existing_Food Preparation_Natural Gas_Range_E9 | F4 | Commercial | Restaurant | Existing | Food Preparation | Natural Gas | Range | E9 | Utility - Cost of Equipment | 0 | 0 | 0 | 0 | 0 | 0 | 0 | 0 | 0 | 0 | 0 | 0 | 0 | 0 | 0 | 0 | 0 | 0 | 0 | 0 | 0 | 0 | 0 | 0 | 0 | 0 | 0
F4_Commercial_Restaurant_Existing_Food Preparation_Natural Gas_Range_E10 | F4 | Commercial | Restaurant | Existing | Food Preparation | Natural Gas | Range | E10 | Utility - Cost of Equipment | 0 | 0 | 0 | 0 | 0 | 0 | 0 | 0 | 0 | 0 | 0 | 0 | 0 | 0 | 0 | 0 | 0 | 0 | 0 | 0 | 0 | 0 | 0 | 0 | 0 | 0 | 0
F5_Commercial_Restaurant_Existing_Food Preparation_Natural Gas_Range_E1 | F5 | Commercial | Restaurant | Existing | Food Preparation | Natural Gas | Range | E1 | Utility - Cost of Operation | 0.45687 | 0.45027 | 0.44384 | 0.43761 | 0.43767 | 0.44182 | 0.44855 | 0.4567 | 0.4655 | 0.4745 | 0.4834 | 0.49128 | 0.4973 | 0.49985 | 0.49867 | 0.49378 | 0.48556 | 0.4748 | 0.46198 | 0.44679 | 0.42902 | 0.40857 | 0.39041 | 0.37866 | 0.37358 | 0.37541 | 0.37725
F5_Commercial_Restaurant_Existing_Food Preparation_Natural Gas_Range_E2 | F5 | Commercial | Restaurant | Existing | Food Preparation | Natural Gas | Range | E2 | Utility - Cost of Operation | 0.3916 | 0.38595 | 0.38044 | 0.3751 | 0.37515 | 0.3787 | 0.38447 | 0.39146 | 0.399 | 0.40671 | 0.41435 | 0.4211 | 0.42625 | 0.42844 | 0.42743 | 0.42324 | 0.41619 | 0.40697 | 0.39598 | 0.38296 | 0.36773 | 0.3502 | 0.33464 | 0.32457 | 0.32021 | 0.32178 | 0.32336
F5_Commercial_Restaurant_Existing_Food Preparation_Natural Gas_Range_E3 | F5 | Commercial | Restaurant | Existing | Food Preparation | Natural Gas | Range | E3 | Utility - Cost of Operation | 0 | 0 | 0 | 0 | 0 | 0 | 0 | 0 | 0 | 0 | 0 | 0 | 0 | 0 | 0 | 0 | 0 | 0 | 0 | 0 | 0 | 0 | 0 | 0 | 0 | 0 | 0
F5_Commercial_Restaurant_Existing_Food Preparation_Natural Gas_Range_E4 | F5 | Commercial | Restaurant | Existing | Food Preparation | Natural Gas | Range | E4 | Utility - Cost of Operation | 0 | 0 | 0 | 0 | 0 | 0 | 0 | 0 | 0 | 0 | 0 | 0 | 0 | 0 | 0 | 0 | 0 | 0 | 0 | 0 | 0 | 0 | 0 | 0 | 0 | 0 | 0
F5_Commercial_Restaurant_Existing_Food Preparation_Natural Gas_Range_E5 | F5 | Commercial | Restaurant | Existing | Food Preparation | Natural Gas | Range | E5 | Utility - Cost of Operation | 0 | 0 | 0 | 0 | 0 | 0 | 0 | 0 | 0 | 0 | 0 | 0 | 0 | 0 | 0 | 0 | 0 | 0 | 0 | 0 | 0 | 0 | 0 | 0 | 0 | 0 | 0
F5_Commercial_Restaurant_Existing_Food Preparation_Natural Gas_Range_E6 | F5 | Commercial | Restaurant | Existing | Food Preparation | Natural Gas | Range | E6 | Utility - Cost of Operation | 0 | 0 | 0 | 0 | 0 | 0 | 0 | 0 | 0 | 0 | 0 | 0 | 0 | 0 | 0 | 0 | 0 | 0 | 0 | 0 | 0 | 0 | 0 | 0 | 0 | 0 | 0
F5_Commercial_Restaurant_Existing_Food Preparation_Natural Gas_Range_E7 | F5 | Commercial | Restaurant | Existing | Food Preparation | Natural Gas | Range | E7 | Utility - Cost of Operation | 0 | 0 | 0 | 0 | 0 | 0 | 0 | 0 | 0 | 0 | 0 | 0 | 0 | 0 | 0 | 0 | 0 | 0 | 0 | 0 | 0 | 0 | 0 | 0 | 0 | 0 | 0
F5_Commercial_Restaurant_Existing_Food Preparation_Natural Gas_Range_E8 | F5 | Commercial | Restaurant | Existing | Food Preparation | Natural Gas | Range | E8 | Utility - Cost of Operation | 0 | 0 | 0 | 0 | 0 | 0 | 0 | 0 | 0 | 0 | 0 | 0 | 0 | 0 | 0 | 0 | 0 | 0 | 0 | 0 | 0 | 0 | 0 | 0 | 0 | 0 | 0
F5_Commercial_Restaurant_Existing_Food Preparation_Natural Gas_Range_E9 | F5 | Commercial | Restaurant | Existing | Food Preparation | Natural Gas | Range | E9 | Utility - Cost of Operation | 0 | 0 | 0 | 0 | 0 | 0 | 0 | 0 | 0 | 0 | 0 | 0 | 0 | 0 | 0 | 0 | 0 | 0 | 0 | 0 | 0 | 0 | 0 | 0 | 0 | 0 | 0
F5_Commercial_Restaurant_Existing_Food Preparation_Natural Gas_Range_E10 | F5 | Commercial | Restaurant | Existing | Food Preparation | Natural Gas | Range | E10 | Utility - Cost of Operation | 0 | 0 | 0 | 0 | 0 | 0 | 0 | 0 | 0 | 0 | 0 | 0 | 0 | 0 | 0 | 0 | 0 | 0 | 0 | 0 | 0 | 0 | 0 | 0 | 0 | 0 | 0
F6_Commercial_Restaurant_Existing_Food Preparation_Natural Gas_Range_E1 | F6 | Commercial | Restaurant | Existing | Food Preparation | Natural Gas | Range | E1 | Utility - Value of Sales | 0 | 0 | 0 | 0 | 0 | 0 | 0 | 0 | 0 | 0 | 0 | 0 | 0 | 0 | 0 | 0 | 0 | 0 | 0 | 0 | 0 | 0 | 0 | 0 | 0 | 0 | 0
F6_Commercial_Restaurant_Existing_Food Preparation_Natural Gas_Range_E2 | F6 | Commercial | Restaurant | Existing | Food Preparation | Natural Gas | Range | E2 | Utility - Value of Sales | 0 | 0 | 0 | 0 | 0 | 0 | 0 | 0 | 0 | 0 | 0 | 0 | 0 | 0 | 0 | 0 | 0 | 0 | 0 | 0 | 0 | 0 | 0 | 0 | 0 | 0 | 0
F6_Commercial_Restaurant_Existing_Food Preparation_Natural Gas_Range_E3 | F6 | Commercial | Restaurant | Existing | Food Preparation | Natural Gas | Range | E3 | Utility - Value of Sales | 0 | 0 | 0 | 0 | 0 | 0 | 0 | 0 | 0 | 0 | 0 | 0 | 0 | 0 | 0 | 0 | 0 | 0 | 0 | 0 | 0 | 0 | 0 | 0 | 0 | 0 | 0
F6_Commercial_Restaurant_Existing_Food Preparation_Natural Gas_Range_E4 | F6 | Commercial | Restaurant | Existing | Food Preparation | Natural Gas | Range | E4 | Utility - Value of Sales | 0 | 0 | 0 | 0 | 0 | 0 | 0 | 0 | 0 | 0 | 0 | 0 | 0 | 0 | 0 | 0 | 0 | 0 | 0 | 0 | 0 | 0 | 0 | 0 | 0 | 0 | 0
F6_Commercial_Restaurant_Existing_Food Preparation_Natural Gas_Range_E5 | F6 | Commercial | Restaurant | Existing | Food Preparation | Natural Gas | Range | E5 | Utility - Value of Sales | 0 | 0 | 0 | 0 | 0 | 0 | 0 | 0 | 0 | 0 | 0 | 0 | 0 | 0 | 0 | 0 | 0 | 0 | 0 | 0 | 0 | 0 | 0 | 0 | 0 | 0 | 0
F6_Commercial_Restaurant_Existing_Food Preparation_Natural Gas_Range_E6 | F6 | Commercial | Restaurant | Existing | Food Preparation | Natural Gas | Range | E6 | Utility - Value of Sales | 0 | 0 | 0 | 0 | 0 | 0 | 0 | 0 | 0 | 0 | 0 | 0 | 0 | 0 | 0 | 0 | 0 | 0 | 0 | 0 | 0 | 0 | 0 | 0 | 0 | 0 | 0
F6_Commercial_Restaurant_Existing_Food Preparation_Natural Gas_Range_E7 | F6 | Commercial | Restaurant | Existing | Food Preparation | Natural Gas | Range | E7 | Utility - Value of Sales | 0 | 0 | 0 | 0 | 0 | 0 | 0 | 0 | 0 | 0 | 0 | 0 | 0 | 0 | 0 | 0 | 0 | 0 | 0 | 0 | 0 | 0 | 0 | 0 | 0 | 0 | 0
F6_Commercial_Restaurant_Existing_Food Preparation_Natural Gas_Range_E8 | F6 | Commercial | Restaurant | Existing | Food Preparation | Natural Gas | Range | E8 | Utility - Value of Sales | 0 | 0 | 0 | 0 | 0 | 0 | 0 | 0 | 0 | 0 | 0 | 0 | 0 | 0 | 0 | 0 | 0 | 0 | 0 | 0 | 0 | 0 | 0 | 0 | 0 | 0 | 0
F6_Commercial_Restaurant_Existing_Food Preparation_Natural Gas_Range_E9 | F6 | Commercial | Restaurant | Existing | Food Preparation | Natural Gas | Range | E9 | Utility - Value of Sales | 0 | 0 | 0 | 0 | 0 | 0 | 0 | 0 | 0 | 0 | 0 | 0 | 0 | 0 | 0 | 0 | 0 | 0 | 0 | 0 | 0 | 0 | 0 | 0 | 0 | 0 | 0
F6_Commercial_Restaurant_Existing_Food Preparation_Natural Gas_Range_E10 | F6 | Commercial | Restaurant | Existing | Food Preparation | Natural Gas | Range | E10 | Utility - Value of Sales | 0 | 0 | 0 | 0 | 0 | 0 | 0 | 0 | 0 | 0 | 0 | 0 | 0 | 0 | 0 | 0 | 0 | 0 | 0 | 0 | 0 | 0 | 0 | 0 | 0 | 0 | 0
F1_Commercial_Restaurant_Existing_Food Preparation_Natural Gas_Steamer_E1 | F1 | Commercial | Restaurant | Existing | Food Preparation | Natural Gas | Steamer | E1 | RVT - Cost of Equipment | 0.78565 | 0 | 0 | 0 | 0 | 0 | 0 | 0 | 0 | 0 | 0 | 0 | 0 | 0 | 0 | 0 | 0 | 0 | 0 | 0 | 0 | 0 | 0 | 0 | 0 | 0 | 0
F1_Commercial_Restaurant_Existing_Food Preparation_Natural Gas_Steamer_E2 | F1 | Commercial | Restaurant | Existing | Food Preparation | Natural Gas | Steamer | E2 | RVT - Cost of Equipment | 0.45637 | 0.45637 | 0.45637 | 0.45637 | 0.45637 | 0.45637 | 0.45637 | 0.45637 | 0.45637 | 0.45637 | 0.45637 | 0.45637 | 0.45637 | 0.45637 | 0.45637 | 0.45637 | 0.45637 | 0.45637 | 0.45637 | 0.45637 | 0.45637 | 0.45637 | 0.45637 | 0.45637 | 0.45637 | 0.45637 | 0.45637
F1_Commercial_Restaurant_Existing_Food Preparation_Natural Gas_Steamer_E3 | F1 | Commercial | Restaurant | Existing | Food Preparation | Natural Gas | Steamer | E3 | RVT - Cost of Equipment | 0 | 0 | 0 | 0 | 0 | 0 | 0 | 0 | 0 | 0 | 0 | 0 | 0 | 0 | 0 | 0 | 0 | 0 | 0 | 0 | 0 | 0 | 0 | 0 | 0 | 0 | 0
F1_Commercial_Restaurant_Existing_Food Preparation_Natural Gas_Steamer_E4 | F1 | Commercial | Restaurant | Existing | Food Preparation | Natural Gas | Steamer | E4 | RVT - Cost of Equipment | 0 | 0 | 0 | 0 | 0 | 0 | 0 | 0 | 0 | 0 | 0 | 0 | 0 | 0 | 0 | 0 | 0 | 0 | 0 | 0 | 0 | 0 | 0 | 0 | 0 | 0 | 0
F1_Commercial_Restaurant_Existing_Food Preparation_Natural Gas_Steamer_E5 | F1 | Commercial | Restaurant | Existing | Food Preparation | Natural Gas | Steamer | E5 | RVT - Cost of Equipment | 0 | 0 | 0 | 0 | 0 | 0 | 0 | 0 | 0 | 0 | 0 | 0 | 0 | 0 | 0 | 0 | 0 | 0 | 0 | 0 | 0 | 0 | 0 | 0 | 0 | 0 | 0
F1_Commercial_Restaurant_Existing_Food Preparation_Natural Gas_Steamer_E6 | F1 | Commercial | Restaurant | Existing | Food Preparation | Natural Gas | Steamer | E6 | RVT - Cost of Equipment | 0 | 0 | 0 | 0 | 0 | 0 | 0 | 0 | 0 | 0 | 0 | 0 | 0 | 0 | 0 | 0 | 0 | 0 | 0 | 0 | 0 | 0 | 0 | 0 | 0 | 0 | 0
F1_Commercial_Restaurant_Existing_Food Preparation_Natural Gas_Steamer_E7 | F1 | Commercial | Restaurant | Existing | Food Preparation | Natural Gas | Steamer | E7 | RVT - Cost of Equipment | 0 | 0 | 0 | 0 | 0 | 0 | 0 | 0 | 0 | 0 | 0 | 0 | 0 | 0 | 0 | 0 | 0 | 0 | 0 | 0 | 0 | 0 | 0 | 0 | 0 | 0 | 0
F1_Commercial_Restaurant_Existing_Food Preparation_Natural Gas_Steamer_E8 | F1 | Commercial | Restaurant | Existing | Food Preparation | Natural Gas | Steamer | E8 | RVT - Cost of Equipment | 0 | 0 | 0 | 0 | 0 | 0 | 0 | 0 | 0 | 0 | 0 | 0 | 0 | 0 | 0 | 0 | 0 | 0 | 0 | 0 | 0 | 0 | 0 | 0 | 0 | 0 | 0
F1_Commercial_Restaurant_Existing_Food Preparation_Natural Gas_Steamer_E9 | F1 | Commercial | Restaurant | Existing | Food Preparation | Natural Gas | Steamer | E9 | RVT - Cost of Equipment | 0 | 0 | 0 | 0 | 0 | 0 | 0 | 0 | 0 | 0 | 0 | 0 | 0 | 0 | 0 | 0 | 0 | 0 | 0 | 0 | 0 | 0 | 0 | 0 | 0 | 0 | 0
F1_Commercial_Restaurant_Existing_Food Preparation_Natural Gas_Steamer_E10 | F1 | Commercial | Restaurant | Existing | Food Preparation | Natural Gas | Steamer | E10 | RVT - Cost of Equipment | 0 | 0 | 0 | 0 | 0 | 0 | 0 | 0 | 0 | 0 | 0 | 0 | 0 | 0 | 0 | 0 | 0 | 0 | 0 | 0 | 0 | 0 | 0 | 0 | 0 | 0 | 0
F2_Commercial_Restaurant_Existing_Food Preparation_Natural Gas_Steamer_E1 | F2 | Commercial | Restaurant | Existing | Food Preparation | Natural Gas | Steamer | E1 | RVT - Cost of Operation | 0 | 0 | 0 | 0 | 0 | 0 | 0 | 0 | 0 | 0 | 0 | 0 | 0 | 0 | 0 | 0 | 0 | 0 | 0 | 0 | 0 | 0 | 0 | 0 | 0 | 0 | 0
F2_Commercial_Restaurant_Existing_Food Preparation_Natural Gas_Steamer_E2 | F2 | Commercial | Restaurant | Existing | Food Preparation | Natural Gas | Steamer | E2 | RVT - Cost of Operation | 0 | 0 | 0 | 0 | 0 | 0 | 0 | 0 | 0 | 0 | 0 | 0 | 0 | 0 | 0 | 0 | 0 | 0 | 0 | 0 | 0 | 0 | 0 | 0 | 0 | 0 | 0
F2_Commercial_Restaurant_Existing_Food Preparation_Natural Gas_Steamer_E3 | F2 | Commercial | Restaurant | Existing | Food Preparation | Natural Gas | Steamer | E3 | RVT - Cost of Operation | 0 | 0 | 0 | 0 | 0 | 0 | 0 | 0 | 0 | 0 | 0 | 0 | 0 | 0 | 0 | 0 | 0 | 0 | 0 | 0 | 0 | 0 | 0 | 0 | 0 | 0 | 0
F2_Commercial_Restaurant_Existing_Food Preparation_Natural Gas_Steamer_E4 | F2 | Commercial | Restaurant | Existing | Food Preparation | Natural Gas | Steamer | E4 | RVT - Cost of Operation | 0 | 0 | 0 | 0 | 0 | 0 | 0 | 0 | 0 | 0 | 0 | 0 | 0 | 0 | 0 | 0 | 0 | 0 | 0 | 0 | 0 | 0 | 0 | 0 | 0 | 0 | 0
F2_Commercial_Restaurant_Existing_Food Preparation_Natural Gas_Steamer_E5 | F2 | Commercial | Restaurant | Existing | Food Preparation | Natural Gas | Steamer | E5 | RVT - Cost of Operation | 0 | 0 | 0 | 0 | 0 | 0 | 0 | 0 | 0 | 0 | 0 | 0 | 0 | 0 | 0 | 0 | 0 | 0 | 0 | 0 | 0 | 0 | 0 | 0 | 0 | 0 | 0
F2_Commercial_Restaurant_Existing_Food Preparation_Natural Gas_Steamer_E6 | F2 | Commercial | Restaurant | Existing | Food Preparation | Natural Gas | Steamer | E6 | RVT - Cost of Operation | 0 | 0 | 0 | 0 | 0 | 0 | 0 | 0 | 0 | 0 | 0 | 0 | 0 | 0 | 0 | 0 | 0 | 0 | 0 | 0 | 0 | 0 | 0 | 0 | 0 | 0 | 0
F2_Commercial_Restaurant_Existing_Food Preparation_Natural Gas_Steamer_E7 | F2 | Commercial | Restaurant | Existing | Food Preparation | Natural Gas | Steamer | E7 | RVT - Cost of Operation | 0 | 0 | 0 | 0 | 0 | 0 | 0 | 0 | 0 | 0 | 0 | 0 | 0 | 0 | 0 | 0 | 0 | 0 | 0 | 0 | 0 | 0 | 0 | 0 | 0 | 0 | 0
F2_Commercial_Restaurant_Existing_Food Preparation_Natural Gas_Steamer_E8 | F2 | Commercial | Restaurant | Existing | Food Preparation | Natural Gas | Steamer | E8 | RVT - Cost of Operation | 0 | 0 | 0 | 0 | 0 | 0 | 0 | 0 | 0 | 0 | 0 | 0 | 0 | 0 | 0 | 0 | 0 | 0 | 0 | 0 | 0 | 0 | 0 | 0 | 0 | 0 | 0
F2_Commercial_Restaurant_Existing_Food Preparation_Natural Gas_Steamer_E9 | F2 | Commercial | Restaurant | Existing | Food Preparation | Natural Gas | Steamer | E9 | RVT - Cost of Operation | 0 | 0 | 0 | 0 | 0 | 0 | 0 | 0 | 0 | 0 | 0 | 0 | 0 | 0 | 0 | 0 | 0 | 0 | 0 | 0 | 0 | 0 | 0 | 0 | 0 | 0 | 0
F2_Commercial_Restaurant_Existing_Food Preparation_Natural Gas_Steamer_E10 | F2 | Commercial | Restaurant | Existing | Food Preparation | Natural Gas | Steamer | E10 | RVT - Cost of Operation | 0 | 0 | 0 | 0 | 0 | 0 | 0 | 0 | 0 | 0 | 0 | 0 | 0 | 0 | 0 | 0 | 0 | 0 | 0 | 0 | 0 | 0 | 0 | 0 | 0 | 0 | 0
F3_Commercial_Restaurant_Existing_Food Preparation_Natural Gas_Steamer_E1 | F3 | Commercial | Restaurant | Existing | Food Preparation | Natural Gas | Steamer | E1 | System - kBTUs of Consumption | 61.9007 | 0 | 0 | 0 | 0 | 0 | 0 | 0 | 0 | 0 | 0 | 0 | 0 | 0 | 0 | 0 | 0 | 0 | 0 | 0 | 0 | 0 | 0 | 0 | 0 | 0 | 0
F3_Commercial_Restaurant_Existing_Food Preparation_Natural Gas_Steamer_E2 | F3 | Commercial | Restaurant | Existing | Food Preparation | Natural Gas | Steamer | E2 | System - kBTUs of Consumption | 10.8549 | 10.8549 | 10.8549 | 10.8549 | 10.8549 | 10.8549 | 10.8549 | 10.8549 | 10.8549 | 10.8549 | 10.8549 | 10.8549 | 10.8549 | 10.8549 | 10.8549 | 10.8549 | 10.8549 | 10.8549 | 10.8549 | 10.8549 | 10.8549 | 10.8549 | 10.8549 | 10.8549 | 10.8549 | 10.8549 | 10.8549
F3_Commercial_Restaurant_Existing_Food Preparation_Natural Gas_Steamer_E3 | F3 | Commercial | Restaurant | Existing | Food Preparation | Natural Gas | Steamer | E3 | System - kBTUs of Consumption | 0 | 0 | 0 | 0 | 0 | 0 | 0 | 0 | 0 | 0 | 0 | 0 | 0 | 0 | 0 | 0 | 0 | 0 | 0 | 0 | 0 | 0 | 0 | 0 | 0 | 0 | 0
F3_Commercial_Restaurant_Existing_Food Preparation_Natural Gas_Steamer_E4 | F3 | Commercial | Restaurant | Existing | Food Preparation | Natural Gas | Steamer | E4 | System - kBTUs of Consumption | 0 | 0 | 0 | 0 | 0 | 0 | 0 | 0 | 0 | 0 | 0 | 0 | 0 | 0 | 0 | 0 | 0 | 0 | 0 | 0 | 0 | 0 | 0 | 0 | 0 | 0 | 0
F3_Commercial_Restaurant_Existing_Food Preparation_Natural Gas_Steamer_E5 | F3 | Commercial | Restaurant | Existing | Food Preparation | Natural Gas | Steamer | E5 | System - kBTUs of Consumption | 0 | 0 | 0 | 0 | 0 | 0 | 0 | 0 | 0 | 0 | 0 | 0 | 0 | 0 | 0 | 0 | 0 | 0 | 0 | 0 | 0 | 0 | 0 | 0 | 0 | 0 | 0
F3_Commercial_Restaurant_Existing_Food Preparation_Natural Gas_Steamer_E6 | F3 | Commercial | Restaurant | Existing | Food Preparation | Natural Gas | Steamer | E6 | System - kBTUs of Consumption | 0 | 0 | 0 | 0 | 0 | 0 | 0 | 0 | 0 | 0 | 0 | 0 | 0 | 0 | 0 | 0 | 0 | 0 | 0 | 0 | 0 | 0 | 0 | 0 | 0 | 0 | 0
F3_Commercial_Restaurant_Existing_Food Preparation_Natural Gas_Steamer_E7 | F3 | Commercial | Restaurant | Existing | Food Preparation | Natural Gas | Steamer | E7 | System - kBTUs of Consumption | 0 | 0 | 0 | 0 | 0 | 0 | 0 | 0 | 0 | 0 | 0 | 0 | 0 | 0 | 0 | 0 | 0 | 0 | 0 | 0 | 0 | 0 | 0 | 0 | 0 | 0 | 0
F3_Commercial_Restaurant_Existing_Food Preparation_Natural Gas_Steamer_E8 | F3 | Commercial | Restaurant | Existing | Food Preparation | Natural Gas | Steamer | E8 | System - kBTUs of Consumption | 0 | 0 | 0 | 0 | 0 | 0 | 0 | 0 | 0 | 0 | 0 | 0 | 0 | 0 | 0 | 0 | 0 | 0 | 0 | 0 | 0 | 0 | 0 | 0 | 0 | 0 | 0
F3_Commercial_Restaurant_Existing_Food Preparation_Natural Gas_Steamer_E9 | F3 | Commercial | Restaurant | Existing | Food Preparation | Natural Gas | Steamer | E9 | System - kBTUs of Consumption | 0 | 0 | 0 | 0 | 0 | 0 | 0 | 0 | 0 | 0 | 0 | 0 | 0 | 0 | 0 | 0 | 0 | 0 | 0 | 0 | 0 | 0 | 0 | 0 | 0 | 0 | 0
F3_Commercial_Restaurant_Existing_Food Preparation_Natural Gas_Steamer_E10 | F3 | Commercial | Restaurant | Existing | Food Preparation | Natural Gas | Steamer | E10 | System - kBTUs of Consumption | 0 | 0 | 0 | 0 | 0 | 0 | 0 | 0 | 0 | 0 | 0 | 0 | 0 | 0 | 0 | 0 | 0 | 0 | 0 | 0 | 0 | 0 | 0 | 0 | 0 | 0 | 0
F4_Commercial_Restaurant_Existing_Food Preparation_Natural Gas_Steamer_E1 | F4 | Commercial | Restaurant | Existing | Food Preparation | Natural Gas | Steamer | E1 | Utility - Cost of Equipment | 0.78565 | 0 | 0 | 0 | 0 | 0 | 0 | 0 | 0 | 0 | 0 | 0 | 0 | 0 | 0 | 0 | 0 | 0 | 0 | 0 | 0 | 0 | 0 | 0 | 0 | 0 | 0
F4_Commercial_Restaurant_Existing_Food Preparation_Natural Gas_Steamer_E2 | F4 | Commercial | Restaurant | Existing | Food Preparation | Natural Gas | Steamer | E2 | Utility - Cost of Equipment | 0.45637 | 0.45637 | 0.45637 | 0.45637 | 0.45637 | 0.45637 | 0.45637 | 0.45637 | 0.45637 | 0.45637 | 0.45637 | 0.45637 | 0.45637 | 0.45637 | 0.45637 | 0.45637 | 0.45637 | 0.45637 | 0.45637 | 0.45637 | 0.45637 | 0.45637 | 0.45637 | 0.45637 | 0.45637 | 0.45637 | 0.45637
F4_Commercial_Restaurant_Existing_Food Preparation_Natural Gas_Steamer_E3 | F4 | Commercial | Restaurant | Existing | Food Preparation | Natural Gas | Steamer | E3 | Utility - Cost of Equipment | 0 | 0 | 0 | 0 | 0 | 0 | 0 | 0 | 0 | 0 | 0 | 0 | 0 | 0 | 0 | 0 | 0 | 0 | 0 | 0 | 0 | 0 | 0 | 0 | 0 | 0 | 0
F4_Commercial_Restaurant_Existing_Food Preparation_Natural Gas_Steamer_E4 | F4 | Commercial | Restaurant | Existing | Food Preparation | Natural Gas | Steamer | E4 | Utility - Cost of Equipment | 0 | 0 | 0 | 0 | 0 | 0 | 0 | 0 | 0 | 0 | 0 | 0 | 0 | 0 | 0 | 0 | 0 | 0 | 0 | 0 | 0 | 0 | 0 | 0 | 0 | 0 | 0
F4_Commercial_Restaurant_Existing_Food Preparation_Natural Gas_Steamer_E5 | F4 | Commercial | Restaurant | Existing | Food Preparation | Natural Gas | Steamer | E5 | Utility - Cost of Equipment | 0 | 0 | 0 | 0 | 0 | 0 | 0 | 0 | 0 | 0 | 0 | 0 | 0 | 0 | 0 | 0 | 0 | 0 | 0 | 0 | 0 | 0 | 0 | 0 | 0 | 0 | 0
F4_Commercial_Restaurant_Existing_Food Preparation_Natural Gas_Steamer_E6 | F4 | Commercial | Restaurant | Existing | Food Preparation | Natural Gas | Steamer | E6 | Utility - Cost of Equipment | 0 | 0 | 0 | 0 | 0 | 0 | 0 | 0 | 0 | 0 | 0 | 0 | 0 | 0 | 0 | 0 | 0 | 0 | 0 | 0 | 0 | 0 | 0 | 0 | 0 | 0 | 0
F4_Commercial_Restaurant_Existing_Food Preparation_Natural Gas_Steamer_E7 | F4 | Commercial | Restaurant | Existing | Food Preparation | Natural Gas | Steamer | E7 | Utility - Cost of Equipment | 0 | 0 | 0 | 0 | 0 | 0 | 0 | 0 | 0 | 0 | 0 | 0 | 0 | 0 | 0 | 0 | 0 | 0 | 0 | 0 | 0 | 0 | 0 | 0 | 0 | 0 | 0
F4_Commercial_Restaurant_Existing_Food Preparation_Natural Gas_Steamer_E8 | F4 | Commercial | Restaurant | Existing | Food Preparation | Natural Gas | Steamer | E8 | Utility - Cost of Equipment | 0 | 0 | 0 | 0 | 0 | 0 | 0 | 0 | 0 | 0 | 0 | 0 | 0 | 0 | 0 | 0 | 0 | 0 | 0 | 0 | 0 | 0 | 0 | 0 | 0 | 0 | 0
F4_Commercial_Restaurant_Existing_Food Preparation_Natural Gas_Steamer_E9 | F4 | Commercial | Restaurant | Existing | Food Preparation | Natural Gas | Steamer | E9 | Utility - Cost of Equipment | 0 | 0 | 0 | 0 | 0 | 0 | 0 | 0 | 0 | 0 | 0 | 0 | 0 | 0 | 0 | 0 | 0 | 0 | 0 | 0 | 0 | 0 | 0 | 0 | 0 | 0 | 0
F4_Commercial_Restaurant_Existing_Food Preparation_Natural Gas_Steamer_E10 | F4 | Commercial | Restaurant | Existing | Food Preparation | Natural Gas | Steamer | E10 | Utility - Cost of Equipment | 0 | 0 | 0 | 0 | 0 | 0 | 0 | 0 | 0 | 0 | 0 | 0 | 0 | 0 | 0 | 0 | 0 | 0 | 0 | 0 | 0 | 0 | 0 | 0 | 0 | 0 | 0
F5_Commercial_Restaurant_Existing_Food Preparation_Natural Gas_Steamer_E1 | F5 | Commercial | Restaurant | Existing | Food Preparation | Natural Gas | Steamer | E1 | Utility - Cost of Operation | 0.8568 | 0 | 0 | 0 | 0 | 0 | 0 | 0 | 0 | 0 | 0 | 0 | 0 | 0 | 0 | 0 | 0 | 0 | 0 | 0 | 0 | 0 | 0 | 0 | 0 | 0 | 0
F5_Commercial_Restaurant_Existing_Food Preparation_Natural Gas_Steamer_E2 | F5 | Commercial | Restaurant | Existing | Food Preparation | Natural Gas | Steamer | E2 | Utility - Cost of Operation | 0.15025 | 0.14727 | 0.1443 | 0.14141 | 0.14091 | 0.14196 | 0.144 | 0.14658 | 0.14938 | 0.15223 | 0.1552 | 0.15827 | 0.16131 | 0.16375 | 0.16527 | 0.16539 | 0.16381 | 0.1606 | 0.15592 | 0.14998 | 0.14304 | 0.13508 | 0.12799 | 0.12337 | 0.12131 | 0.1219 | 0.1225
F5_Commercial_Restaurant_Existing_Food Preparation_Natural Gas_Steamer_E3 | F5 | Commercial | Restaurant | Existing | Food Preparation | Natural Gas | Steamer | E3 | Utility - Cost of Operation | 0 | 0 | 0 | 0 | 0 | 0 | 0 | 0 | 0 | 0 | 0 | 0 | 0 | 0 | 0 | 0 | 0 | 0 | 0 | 0 | 0 | 0 | 0 | 0 | 0 | 0 | 0
F5_Commercial_Restaurant_Existing_Food Preparation_Natural Gas_Steamer_E4 | F5 | Commercial | Restaurant | Existing | Food Preparation | Natural Gas | Steamer | E4 | Utility - Cost of Operation | 0 | 0 | 0 | 0 | 0 | 0 | 0 | 0 | 0 | 0 | 0 | 0 | 0 | 0 | 0 | 0 | 0 | 0 | 0 | 0 | 0 | 0 | 0 | 0 | 0 | 0 | 0
F5_Commercial_Restaurant_Existing_Food Preparation_Natural Gas_Steamer_E5 | F5 | Commercial | Restaurant | Existing | Food Preparation | Natural Gas | Steamer | E5 | Utility - Cost of Operation | 0 | 0 | 0 | 0 | 0 | 0 | 0 | 0 | 0 | 0 | 0 | 0 | 0 | 0 | 0 | 0 | 0 | 0 | 0 | 0 | 0 | 0 | 0 | 0 | 0 | 0 | 0
F5_Commercial_Restaurant_Existing_Food Preparation_Natural Gas_Steamer_E6 | F5 | Commercial | Restaurant | Existing | Food Preparation | Natural Gas | Steamer | E6 | Utility - Cost of Operation | 0 | 0 | 0 | 0 | 0 | 0 | 0 | 0 | 0 | 0 | 0 | 0 | 0 | 0 | 0 | 0 | 0 | 0 | 0 | 0 | 0 | 0 | 0 | 0 | 0 | 0 | 0
F5_Commercial_Restaurant_Existing_Food Preparation_Natural Gas_Steamer_E7 | F5 | Commercial | Restaurant | Existing | Food Preparation | Natural Gas | Steamer | E7 | Utility - Cost of Operation | 0 | 0 | 0 | 0 | 0 | 0 | 0 | 0 | 0 | 0 | 0 | 0 | 0 | 0 | 0 | 0 | 0 | 0 | 0 | 0 | 0 | 0 | 0 | 0 | 0 | 0 | 0
F5_Commercial_Restaurant_Existing_Food Preparation_Natural Gas_Steamer_E8 | F5 | Commercial | Restaurant | Existing | Food Preparation | Natural Gas | Steamer | E8 | Utility - Cost of Operation | 0 | 0 | 0 | 0 | 0 | 0 | 0 | 0 | 0 | 0 | 0 | 0 | 0 | 0 | 0 | 0 | 0 | 0 | 0 | 0 | 0 | 0 | 0 | 0 | 0 | 0 | 0
F5_Commercial_Restaurant_Existing_Food Preparation_Natural Gas_Steamer_E9 | F5 | Commercial | Restaurant | Existing | Food Preparation | Natural Gas | Steamer | E9 | Utility - Cost of Operation | 0 | 0 | 0 | 0 | 0 | 0 | 0 | 0 | 0 | 0 | 0 | 0 | 0 | 0 | 0 | 0 | 0 | 0 | 0 | 0 | 0 | 0 | 0 | 0 | 0 | 0 | 0
F5_Commercial_Restaurant_Existing_Food Preparation_Natural Gas_Steamer_E10 | F5 | Commercial | Restaurant | Existing | Food Preparation | Natural Gas | Steamer | E10 | Utility - Cost of Operation | 0 | 0 | 0 | 0 | 0 | 0 | 0 | 0 | 0 | 0 | 0 | 0 | 0 | 0 | 0 | 0 | 0 | 0 | 0 | 0 | 0 | 0 | 0 | 0 | 0 | 0 | 0
F6_Commercial_Restaurant_Existing_Food Preparation_Natural Gas_Steamer_E1 | F6 | Commercial | Restaurant | Existing | Food Preparation | Natural Gas | Steamer | E1 | Utility - Value of Sales | 0 | 0 | 0 | 0 | 0 | 0 | 0 | 0 | 0 | 0 | 0 | 0 | 0 | 0 | 0 | 0 | 0 | 0 | 0 | 0 | 0 | 0 | 0 | 0 | 0 | 0 | 0
F6_Commercial_Restaurant_Existing_Food Preparation_Natural Gas_Steamer_E2 | F6 | Commercial | Restaurant | Existing | Food Preparation | Natural Gas | Steamer | E2 | Utility - Value of Sales | 0 | 0 | 0 | 0 | 0 | 0 | 0 | 0 | 0 | 0 | 0 | 0 | 0 | 0 | 0 | 0 | 0 | 0 | 0 | 0 | 0 | 0 | 0 | 0 | 0 | 0 | 0
F6_Commercial_Restaurant_Existing_Food Preparation_Natural Gas_Steamer_E3 | F6 | Commercial | Restaurant | Existing | Food Preparation | Natural Gas | Steamer | E3 | Utility - Value of Sales | 0 | 0 | 0 | 0 | 0 | 0 | 0 | 0 | 0 | 0 | 0 | 0 | 0 | 0 | 0 | 0 | 0 | 0 | 0 | 0 | 0 | 0 | 0 | 0 | 0 | 0 | 0
F6_Commercial_Restaurant_Existing_Food Preparation_Natural Gas_Steamer_E4 | F6 | Commercial | Restaurant | Existing | Food Preparation | Natural Gas | Steamer | E4 | Utility - Value of Sales | 0 | 0 | 0 | 0 | 0 | 0 | 0 | 0 | 0 | 0 | 0 | 0 | 0 | 0 | 0 | 0 | 0 | 0 | 0 | 0 | 0 | 0 | 0 | 0 | 0 | 0 | 0
F6_Commercial_Restaurant_Existing_Food Preparation_Natural Gas_Steamer_E5 | F6 | Commercial | Restaurant | Existing | Food Preparation | Natural Gas | Steamer | E5 | Utility - Value of Sales | 0 | 0 | 0 | 0 | 0 | 0 | 0 | 0 | 0 | 0 | 0 | 0 | 0 | 0 | 0 | 0 | 0 | 0 | 0 | 0 | 0 | 0 | 0 | 0 | 0 | 0 | 0
F6_Commercial_Restaurant_Existing_Food Preparation_Natural Gas_Steamer_E6 | F6 | Commercial | Restaurant | Existing | Food Preparation | Natural Gas | Steamer | E6 | Utility - Value of Sales | 0 | 0 | 0 | 0 | 0 | 0 | 0 | 0 | 0 | 0 | 0 | 0 | 0 | 0 | 0 | 0 | 0 | 0 | 0 | 0 | 0 | 0 | 0 | 0 | 0 | 0 | 0
F6_Commercial_Restaurant_Existing_Food Preparation_Natural Gas_Steamer_E7 | F6 | Commercial | Restaurant | Existing | Food Preparation | Natural Gas | Steamer | E7 | Utility - Value of Sales | 0 | 0 | 0 | 0 | 0 | 0 | 0 | 0 | 0 | 0 | 0 | 0 | 0 | 0 | 0 | 0 | 0 | 0 | 0 | 0 | 0 | 0 | 0 | 0 | 0 | 0 | 0
F6_Commercial_Restaurant_Existing_Food Preparation_Natural Gas_Steamer_E8 | F6 | Commercial | Restaurant | Existing | Food Preparation | Natural Gas | Steamer | E8 | Utility - Value of Sales | 0 | 0 | 0 | 0 | 0 | 0 | 0 | 0 | 0 | 0 | 0 | 0 | 0 | 0 | 0 | 0 | 0 | 0 | 0 | 0 | 0 | 0 | 0 | 0 | 0 | 0 | 0
F6_Commercial_Restaurant_Existing_Food Preparation_Natural Gas_Steamer_E9 | F6 | Commercial | Restaurant | Existing | Food Preparation | Natural Gas | Steamer | E9 | Utility - Value of Sales | 0 | 0 | 0 | 0 | 0 | 0 | 0 | 0 | 0 | 0 | 0 | 0 | 0 | 0 | 0 | 0 | 0 | 0 | 0 | 0 | 0 | 0 | 0 | 0 | 0 | 0 | 0
F6_Commercial_Restaurant_Existing_Food Preparation_Natural Gas_Steamer_E10 | F6 | Commercial | Restaurant | Existing | Food Preparation | Natural Gas | Steamer | E10 | Utility - Value of Sales | 0 | 0 | 0 | 0 | 0 | 0 | 0 | 0 | 0 | 0 | 0 | 0 | 0 | 0 | 0 | 0 | 0 | 0 | 0 | 0 | 0 | 0 | 0 | 0 | 0 | 0 | 0
F1_Commercial_Restaurant_Existing_Food Preparation_Natural Gas_Commercial Food Prep Other_E1 | F1 | Commercial | Restaurant | Existing | Food Preparation | Natural Gas | Commercial Food Prep Other | E1 | RVT - Cost of Equipment | 0.017517 | 0.017517 | 0.017517 | 0.017517 | 0.017517 | 0.017517 | 0.017517 | 0.017517 | 0.017517 | 0.017517 | 0.017517 | 0.017517 | 0.017517 | 0.017517 | 0.017517 | 0.017517 | 0.017517 | 0.017517 | 0.017517 | 0.017517 | 0.017517 | 0.017517 | 0.017517 | 0.017517 | 0.017517 | 0.017517 | 0.017517
F1_Commercial_Restaurant_Existing_Food Preparation_Natural Gas_Commercial Food Prep Other_E2 | F1 | Commercial | Restaurant | Existing | Food Preparation | Natural Gas | Commercial Food Prep Other | E2 | RVT - Cost of Equipment | 0.021278 | 0.021278 | 0.021278 | 0.021278 | 0.021278 | 0.021278 | 0.021278 | 0.021278 | 0.021278 | 0.021278 | 0.021278 | 0.021278 | 0.021278 | 0.021278 | 0.021278 | 0.021278 | 0.021278 | 0.021278 | 0.021278 | 0.021278 | 0.021278 | 0.021278 | 0.021278 | 0.021278 | 0.021278 | 0.021278 | 0.021278
F1_Commercial_Restaurant_Existing_Food Preparation_Natural Gas_Commercial Food Prep Other_E3 | F1 | Commercial | Restaurant | Existing | Food Preparation | Natural Gas | Commercial Food Prep Other | E3 | RVT - Cost of Equipment | 0 | 0 | 0 | 0 | 0 | 0 | 0 | 0 | 0 | 0 | 0 | 0 | 0 | 0 | 0 | 0 | 0 | 0 | 0 | 0 | 0 | 0 | 0 | 0 | 0 | 0 | 0
F1_Commercial_Restaurant_Existing_Food Preparation_Natural Gas_Commercial Food Prep Other_E4 | F1 | Commercial | Restaurant | Existing | Food Preparation | Natural Gas | Commercial Food Prep Other | E4 | RVT - Cost of Equipment | 0 | 0 | 0 | 0 | 0 | 0 | 0 | 0 | 0 | 0 | 0 | 0 | 0 | 0 | 0 | 0 | 0 | 0 | 0 | 0 | 0 | 0 | 0 | 0 | 0 | 0 | 0
F1_Commercial_Restaurant_Existing_Food Preparation_Natural Gas_Commercial Food Prep Other_E5 | F1 | Commercial | Restaurant | Existing | Food Preparation | Natural Gas | Commercial Food Prep Other | E5 | RVT - Cost of Equipment | 0 | 0 | 0 | 0 | 0 | 0 | 0 | 0 | 0 | 0 | 0 | 0 | 0 | 0 | 0 | 0 | 0 | 0 | 0 | 0 | 0 | 0 | 0 | 0 | 0 | 0 | 0
F1_Commercial_Restaurant_Existing_Food Preparation_Natural Gas_Commercial Food Prep Other_E6 | F1 | Commercial | Restaurant | Existing | Food Preparation | Natural Gas | Commercial Food Prep Other | E6 | RVT - Cost of Equipment | 0 | 0 | 0 | 0 | 0 | 0 | 0 | 0 | 0 | 0 | 0 | 0 | 0 | 0 | 0 | 0 | 0 | 0 | 0 | 0 | 0 | 0 | 0 | 0 | 0 | 0 | 0
F1_Commercial_Restaurant_Existing_Food Preparation_Natural Gas_Commercial Food Prep Other_E7 | F1 | Commercial | Restaurant | Existing | Food Preparation | Natural Gas | Commercial Food Prep Other | E7 | RVT - Cost of Equipment | 0 | 0 | 0 | 0 | 0 | 0 | 0 | 0 | 0 | 0 | 0 | 0 | 0 | 0 | 0 | 0 | 0 | 0 | 0 | 0 | 0 | 0 | 0 | 0 | 0 | 0 | 0
F1_Commercial_Restaurant_Existing_Food Preparation_Natural Gas_Commercial Food Prep Other_E8 | F1 | Commercial | Restaurant | Existing | Food Preparation | Natural Gas | Commercial Food Prep Other | E8 | RVT - Cost of Equipment | 0 | 0 | 0 | 0 | 0 | 0 | 0 | 0 | 0 | 0 | 0 | 0 | 0 | 0 | 0 | 0 | 0 | 0 | 0 | 0 | 0 | 0 | 0 | 0 | 0 | 0 | 0
F1_Commercial_Restaurant_Existing_Food Preparation_Natural Gas_Commercial Food Prep Other_E9 | F1 | Commercial | Restaurant | Existing | Food Preparation | Natural Gas | Commercial Food Prep Other | E9 | RVT - Cost of Equipment | 0 | 0 | 0 | 0 | 0 | 0 | 0 | 0 | 0 | 0 | 0 | 0 | 0 | 0 | 0 | 0 | 0 | 0 | 0 | 0 | 0 | 0 | 0 | 0 | 0 | 0 | 0
F1_Commercial_Restaurant_Existing_Food Preparation_Natural Gas_Commercial Food Prep Other_E10 | F1 | Commercial | Restaurant | Existing | Food Preparation | Natural Gas | Commercial Food Prep Other | E10 | RVT - Cost of Equipment | 0 | 0 | 0 | 0 | 0 | 0 | 0 | 0 | 0 | 0 | 0 | 0 | 0 | 0 | 0 | 0 | 0 | 0 | 0 | 0 | 0 | 0 | 0 | 0 | 0 | 0 | 0
F2_Commercial_Restaurant_Existing_Food Preparation_Natural Gas_Commercial Food Prep Other_E1 | F2 | Commercial | Restaurant | Existing | Food Preparation | Natural Gas | Commercial Food Prep Other | E1 | RVT - Cost of Operation | 0 | 0 | 0 | 0 | 0 | 0 | 0 | 0 | 0 | 0 | 0 | 0 | 0 | 0 | 0 | 0 | 0 | 0 | 0 | 0 | 0 | 0 | 0 | 0 | 0 | 0 | 0
F2_Commercial_Restaurant_Existing_Food Preparation_Natural Gas_Commercial Food Prep Other_E2 | F2 | Commercial | Restaurant | Existing | Food Preparation | Natural Gas | Commercial Food Prep Other | E2 | RVT - Cost of Operation | 0 | 0 | 0 | 0 | 0 | 0 | 0 | 0 | 0 | 0 | 0 | 0 | 0 | 0 | 0 | 0 | 0 | 0 | 0 | 0 | 0 | 0 | 0 | 0 | 0 | 0 | 0
F2_Commercial_Restaurant_Existing_Food Preparation_Natural Gas_Commercial Food Prep Other_E3 | F2 | Commercial | Restaurant | Existing | Food Preparation | Natural Gas | Commercial Food Prep Other | E3 | RVT - Cost of Operation | 0 | 0 | 0 | 0 | 0 | 0 | 0 | 0 | 0 | 0 | 0 | 0 | 0 | 0 | 0 | 0 | 0 | 0 | 0 | 0 | 0 | 0 | 0 | 0 | 0 | 0 | 0
F2_Commercial_Restaurant_Existing_Food Preparation_Natural Gas_Commercial Food Prep Other_E4 | F2 | Commercial | Restaurant | Existing | Food Preparation | Natural Gas | Commercial Food Prep Other | E4 | RVT - Cost of Operation | 0 | 0 | 0 | 0 | 0 | 0 | 0 | 0 | 0 | 0 | 0 | 0 | 0 | 0 | 0 | 0 | 0 | 0 | 0 | 0 | 0 | 0 | 0 | 0 | 0 | 0 | 0
F2_Commercial_Restaurant_Existing_Food Preparation_Natural Gas_Commercial Food Prep Other_E5 | F2 | Commercial | Restaurant | Existing | Food Preparation | Natural Gas | Commercial Food Prep Other | E5 | RVT - Cost of Operation | 0 | 0 | 0 | 0 | 0 | 0 | 0 | 0 | 0 | 0 | 0 | 0 | 0 | 0 | 0 | 0 | 0 | 0 | 0 | 0 | 0 | 0 | 0 | 0 | 0 | 0 | 0
F2_Commercial_Restaurant_Existing_Food Preparation_Natural Gas_Commercial Food Prep Other_E6 | F2 | Commercial | Restaurant | Existing | Food Preparation | Natural Gas | Commercial Food Prep Other | E6 | RVT - Cost of Operation | 0 | 0 | 0 | 0 | 0 | 0 | 0 | 0 | 0 | 0 | 0 | 0 | 0 | 0 | 0 | 0 | 0 | 0 | 0 | 0 | 0 | 0 | 0 | 0 | 0 | 0 | 0
F2_Commercial_Restaurant_Existing_Food Preparation_Natural Gas_Commercial Food Prep Other_E7 | F2 | Commercial | Restaurant | Existing | Food Preparation | Natural Gas | Commercial Food Prep Other | E7 | RVT - Cost of Operation | 0 | 0 | 0 | 0 | 0 | 0 | 0 | 0 | 0 | 0 | 0 | 0 | 0 | 0 | 0 | 0 | 0 | 0 | 0 | 0 | 0 | 0 | 0 | 0 | 0 | 0 | 0
F2_Commercial_Restaurant_Existing_Food Preparation_Natural Gas_Commercial Food Prep Other_E8 | F2 | Commercial | Restaurant | Existing | Food Preparation | Natural Gas | Commercial Food Prep Other | E8 | RVT - Cost of Operation | 0 | 0 | 0 | 0 | 0 | 0 | 0 | 0 | 0 | 0 | 0 | 0 | 0 | 0 | 0 | 0 | 0 | 0 | 0 | 0 | 0 | 0 | 0 | 0 | 0 | 0 | 0
F2_Commercial_Restaurant_Existing_Food Preparation_Natural Gas_Commercial Food Prep Other_E9 | F2 | Commercial | Restaurant | Existing | Food Preparation | Natural Gas | Commercial Food Prep Other | E9 | RVT - Cost of Operation | 0 | 0 | 0 | 0 | 0 | 0 | 0 | 0 | 0 | 0 | 0 | 0 | 0 | 0 | 0 | 0 | 0 | 0 | 0 | 0 | 0 | 0 | 0 | 0 | 0 | 0 | 0
F2_Commercial_Restaurant_Existing_Food Preparation_Natural Gas_Commercial Food Prep Other_E10 | F2 | Commercial | Restaurant | Existing | Food Preparation | Natural Gas | Commercial Food Prep Other | E10 | RVT - Cost of Operation | 0 | 0 | 0 | 0 | 0 | 0 | 0 | 0 | 0 | 0 | 0 | 0 | 0 | 0 | 0 | 0 | 0 | 0 | 0 | 0 | 0 | 0 | 0 | 0 | 0 | 0 | 0
F3_Commercial_Restaurant_Existing_Food Preparation_Natural Gas_Commercial Food Prep Other_E1 | F3 | Commercial | Restaurant | Existing | Food Preparation | Natural Gas | Commercial Food Prep Other | E1 | System - kBTUs of Consumption | 14.8287 | 14.8287 | 14.8287 | 14.8287 | 14.8287 | 14.8287 | 14.8287 | 14.8287 | 14.8287 | 14.8287 | 14.8287 | 14.8287 | 14.8287 | 14.8287 | 14.8287 | 14.8287 | 14.8287 | 14.8287 | 14.8287 | 14.8287 | 14.8287 | 14.8287 | 14.8287 | 14.8287 | 14.8287 | 14.8287 | 14.8287
F3_Commercial_Restaurant_Existing_Food Preparation_Natural Gas_Commercial Food Prep Other_E2 | F3 | Commercial | Restaurant | Existing | Food Preparation | Natural Gas | Commercial Food Prep Other | E2 | System - kBTUs of Consumption | 11.0135 | 11.0135 | 11.0135 | 11.0135 | 11.0135 | 11.0135 | 11.0135 | 11.0135 | 11.0135 | 11.0135 | 11.0135 | 11.0135 | 11.0135 | 11.0135 | 11.0135 | 11.0135 | 11.0135 | 11.0135 | 11.0135 | 11.0135 | 11.0135 | 11.0135 | 11.0135 | 11.0135 | 11.0135 | 11.0135 | 11.0135
F3_Commercial_Restaurant_Existing_Food Preparation_Natural Gas_Commercial Food Prep Other_E3 | F3 | Commercial | Restaurant | Existing | Food Preparation | Natural Gas | Commercial Food Prep Other | E3 | System - kBTUs of Consumption | 0 | 0 | 0 | 0 | 0 | 0 | 0 | 0 | 0 | 0 | 0 | 0 | 0 | 0 | 0 | 0 | 0 | 0 | 0 | 0 | 0 | 0 | 0 | 0 | 0 | 0 | 0
F3_Commercial_Restaurant_Existing_Food Preparation_Natural Gas_Commercial Food Prep Other_E4 | F3 | Commercial | Restaurant | Existing | Food Preparation | Natural Gas | Commercial Food Prep Other | E4 | System - kBTUs of Consumption | 0 | 0 | 0 | 0 | 0 | 0 | 0 | 0 | 0 | 0 | 0 | 0 | 0 | 0 | 0 | 0 | 0 | 0 | 0 | 0 | 0 | 0 | 0 | 0 | 0 | 0 | 0
F3_Commercial_Restaurant_Existing_Food Preparation_Natural Gas_Commercial Food Prep Other_E5 | F3 | Commercial | Restaurant | Existing | Food Preparation | Natural Gas | Commercial Food Prep Other | E5 | System - kBTUs of Consumption | 0 | 0 | 0 | 0 | 0 | 0 | 0 | 0 | 0 | 0 | 0 | 0 | 0 | 0 | 0 | 0 | 0 | 0 | 0 | 0 | 0 | 0 | 0 | 0 | 0 | 0 | 0
F3_Commercial_Restaurant_Existing_Food Preparation_Natural Gas_Commercial Food Prep Other_E6 | F3 | Commercial | Restaurant | Existing | Food Preparation | Natural Gas | Commercial Food Prep Other | E6 | System - kBTUs of Consumption | 0 | 0 | 0 | 0 | 0 | 0 | 0 | 0 | 0 | 0 | 0 | 0 | 0 | 0 | 0 | 0 | 0 | 0 | 0 | 0 | 0 | 0 | 0 | 0 | 0 | 0 | 0
F3_Commercial_Restaurant_Existing_Food Preparation_Natural Gas_Commercial Food Prep Other_E7 | F3 | Commercial | Restaurant | Existing | Food Preparation | Natural Gas | Commercial Food Prep Other | E7 | System - kBTUs of Consumption | 0 | 0 | 0 | 0 | 0 | 0 | 0 | 0 | 0 | 0 | 0 | 0 | 0 | 0 | 0 | 0 | 0 | 0 | 0 | 0 | 0 | 0 | 0 | 0 | 0 | 0 | 0
F3_Commercial_Restaurant_Existing_Food Preparation_Natural Gas_Commercial Food Prep Other_E8 | F3 | Commercial | Restaurant | Existing | Food Preparation | Natural Gas | Commercial Food Prep Other | E8 | System - kBTUs of Consumption | 0 | 0 | 0 | 0 | 0 | 0 | 0 | 0 | 0 | 0 | 0 | 0 | 0 | 0 | 0 | 0 | 0 | 0 | 0 | 0 | 0 | 0 | 0 | 0 | 0 | 0 | 0
F3_Commercial_Restaurant_Existing_Food Preparation_Natural Gas_Commercial Food Prep Other_E9 | F3 | Commercial | Restaurant | Existing | Food Preparation | Natural Gas | Commercial Food Prep Other | E9 | System - kBTUs of Consumption | 0 | 0 | 0 | 0 | 0 | 0 | 0 | 0 | 0 | 0 | 0 | 0 | 0 | 0 | 0 | 0 | 0 | 0 | 0 | 0 | 0 | 0 | 0 | 0 | 0 | 0 | 0
F3_Commercial_Restaurant_Existing_Food Preparation_Natural Gas_Commercial Food Prep Other_E10 | F3 | Commercial | Restaurant | Existing | Food Preparation | Natural Gas | Commercial Food Prep Other | E10 | System - kBTUs of Consumption | 0 | 0 | 0 | 0 | 0 | 0 | 0 | 0 | 0 | 0 | 0 | 0 | 0 | 0 | 0 | 0 | 0 | 0 | 0 | 0 | 0 | 0 | 0 | 0 | 0 | 0 | 0
F4_Commercial_Restaurant_Existing_Food Preparation_Natural Gas_Commercial Food Prep Other_E1 | F4 | Commercial | Restaurant | Existing | Food Preparation | Natural Gas | Commercial Food Prep Other | E1 | Utility - Cost of Equipment | 0.017517 | 0.017517 | 0.017517 | 0.017517 | 0.017517 | 0.017517 | 0.017517 | 0.017517 | 0.017517 | 0.017517 | 0.017517 | 0.017517 | 0.017517 | 0.017517 | 0.017517 | 0.017517 | 0.017517 | 0.017517 | 0.017517 | 0.017517 | 0.017517 | 0.017517 | 0.017517 | 0.017517 | 0.017517 | 0.017517 | 0.017517
F4_Commercial_Restaurant_Existing_Food Preparation_Natural Gas_Commercial Food Prep Other_E2 | F4 | Commercial | Restaurant | Existing | Food Preparation | Natural Gas | Commercial Food Prep Other | E2 | Utility - Cost of Equipment | 0.021278 | 0.021278 | 0.021278 | 0.021278 | 0.021278 | 0.021278 | 0.021278 | 0.021278 | 0.021278 | 0.021278 | 0.021278 | 0.021278 | 0.021278 | 0.021278 | 0.021278 | 0.021278 | 0.021278 | 0.021278 | 0.021278 | 0.021278 | 0.021278 | 0.021278 | 0.021278 | 0.021278 | 0.021278 | 0.021278 | 0.021278
F4_Commercial_Restaurant_Existing_Food Preparation_Natural Gas_Commercial Food Prep Other_E3 | F4 | Commercial | Restaurant | Existing | Food Preparation | Natural Gas | Commercial Food Prep Other | E3 | Utility - Cost of Equipment | 0 | 0 | 0 | 0 | 0 | 0 | 0 | 0 | 0 | 0 | 0 | 0 | 0 | 0 | 0 | 0 | 0 | 0 | 0 | 0 | 0 | 0 | 0 | 0 | 0 | 0 | 0
F4_Commercial_Restaurant_Existing_Food Preparation_Natural Gas_Commercial Food Prep Other_E4 | F4 | Commercial | Restaurant | Existing | Food Preparation | Natural Gas | Commercial Food Prep Other | E4 | Utility - Cost of Equipment | 0 | 0 | 0 | 0 | 0 | 0 | 0 | 0 | 0 | 0 | 0 | 0 | 0 | 0 | 0 | 0 | 0 | 0 | 0 | 0 | 0 | 0 | 0 | 0 | 0 | 0 | 0
F4_Commercial_Restaurant_Existing_Food Preparation_Natural Gas_Commercial Food Prep Other_E5 | F4 | Commercial | Restaurant | Existing | Food Preparation | Natural Gas | Commercial Food Prep Other | E5 | Utility - Cost of Equipment | 0 | 0 | 0 | 0 | 0 | 0 | 0 | 0 | 0 | 0 | 0 | 0 | 0 | 0 | 0 | 0 | 0 | 0 | 0 | 0 | 0 | 0 | 0 | 0 | 0 | 0 | 0
F4_Commercial_Restaurant_Existing_Food Preparation_Natural Gas_Commercial Food Prep Other_E6 | F4 | Commercial | Restaurant | Existing | Food Preparation | Natural Gas | Commercial Food Prep Other | E6 | Utility - Cost of Equipment | 0 | 0 | 0 | 0 | 0 | 0 | 0 | 0 | 0 | 0 | 0 | 0 | 0 | 0 | 0 | 0 | 0 | 0 | 0 | 0 | 0 | 0 | 0 | 0 | 0 | 0 | 0
F4_Commercial_Restaurant_Existing_Food Preparation_Natural Gas_Commercial Food Prep Other_E7 | F4 | Commercial | Restaurant | Existing | Food Preparation | Natural Gas | Commercial Food Prep Other | E7 | Utility - Cost of Equipment | 0 | 0 | 0 | 0 | 0 | 0 | 0 | 0 | 0 | 0 | 0 | 0 | 0 | 0 | 0 | 0 | 0 | 0 | 0 | 0 | 0 | 0 | 0 | 0 | 0 | 0 | 0
F4_Commercial_Restaurant_Existing_Food Preparation_Natural Gas_Commercial Food Prep Other_E8 | F4 | Commercial | Restaurant | Existing | Food Preparation | Natural Gas | Commercial Food Prep Other | E8 | Utility - Cost of Equipment | 0 | 0 | 0 | 0 | 0 | 0 | 0 | 0 | 0 | 0 | 0 | 0 | 0 | 0 | 0 | 0 | 0 | 0 | 0 | 0 | 0 | 0 | 0 | 0 | 0 | 0 | 0
F4_Commercial_Restaurant_Existing_Food Preparation_Natural Gas_Commercial Food Prep Other_E9 | F4 | Commercial | Restaurant | Existing | Food Preparation | Natural Gas | Commercial Food Prep Other | E9 | Utility - Cost of Equipment | 0 | 0 | 0 | 0 | 0 | 0 | 0 | 0 | 0 | 0 | 0 | 0 | 0 | 0 | 0 | 0 | 0 | 0 | 0 | 0 | 0 | 0 | 0 | 0 | 0 | 0 | 0
F4_Commercial_Restaurant_Existing_Food Preparation_Natural Gas_Commercial Food Prep Other_E10 | F4 | Commercial | Restaurant | Existing | Food Preparation | Natural Gas | Commercial Food Prep Other | E10 | Utility - Cost of Equipment | 0 | 0 | 0 | 0 | 0 | 0 | 0 | 0 | 0 | 0 | 0 | 0 | 0 | 0 | 0 | 0 | 0 | 0 | 0 | 0 | 0 | 0 | 0 | 0 | 0 | 0 | 0
F5_Commercial_Restaurant_Existing_Food Preparation_Natural Gas_Commercial Food Prep Other_E1 | F5 | Commercial | Restaurant | Existing | Food Preparation | Natural Gas | Commercial Food Prep Other | E1 | Utility - Cost of Operation | 0.20377 | 0.20083 | 0.19796 | 0.19518 | 0.19521 | 0.19706 | 0.20006 | 0.2037 | 0.20762 | 0.21164 | 0.21561 | 0.21912 | 0.22181 | 0.22295 | 0.22242 | 0.22024 | 0.21657 | 0.21177 | 0.20605 | 0.19928 | 0.19135 | 0.18223 | 0.17413 | 0.16889 | 0.16663 | 0.16744 | 0.16826
F5_Commercial_Restaurant_Existing_Food Preparation_Natural Gas_Commercial Food Prep Other_E2 | F5 | Commercial | Restaurant | Existing | Food Preparation | Natural Gas | Commercial Food Prep Other | E2 | Utility - Cost of Operation | 0.15135 | 0.14916 | 0.14703 | 0.14497 | 0.14499 | 0.14636 | 0.14859 | 0.15129 | 0.15421 | 0.15719 | 0.16014 | 0.16275 | 0.16474 | 0.16558 | 0.16519 | 0.16357 | 0.16085 | 0.15728 | 0.15304 | 0.14801 | 0.14212 | 0.13535 | 0.12933 | 0.12544 | 0.12376 | 0.12436 | 0.12497
F5_Commercial_Restaurant_Existing_Food Preparation_Natural Gas_Commercial Food Prep Other_E3 | F5 | Commercial | Restaurant | Existing | Food Preparation | Natural Gas | Commercial Food Prep Other | E3 | Utility - Cost of Operation | 0 | 0 | 0 | 0 | 0 | 0 | 0 | 0 | 0 | 0 | 0 | 0 | 0 | 0 | 0 | 0 | 0 | 0 | 0 | 0 | 0 | 0 | 0 | 0 | 0 | 0 | 0
F5_Commercial_Restaurant_Existing_Food Preparation_Natural Gas_Commercial Food Prep Other_E4 | F5 | Commercial | Restaurant | Existing | Food Preparation | Natural Gas | Commercial Food Prep Other | E4 | Utility - Cost of Operation | 0 | 0 | 0 | 0 | 0 | 0 | 0 | 0 | 0 | 0 | 0 | 0 | 0 | 0 | 0 | 0 | 0 | 0 | 0 | 0 | 0 | 0 | 0 | 0 | 0 | 0 | 0
F5_Commercial_Restaurant_Existing_Food Preparation_Natural Gas_Commercial Food Prep Other_E5 | F5 | Commercial | Restaurant | Existing | Food Preparation | Natural Gas | Commercial Food Prep Other | E5 | Utility - Cost of Operation | 0 | 0 | 0 | 0 | 0 | 0 | 0 | 0 | 0 | 0 | 0 | 0 | 0 | 0 | 0 | 0 | 0 | 0 | 0 | 0 | 0 | 0 | 0 | 0 | 0 | 0 | 0
F5_Commercial_Restaurant_Existing_Food Preparation_Natural Gas_Commercial Food Prep Other_E6 | F5 | Commercial | Restaurant | Existing | Food Preparation | Natural Gas | Commercial Food Prep Other | E6 | Utility - Cost of Operation | 0 | 0 | 0 | 0 | 0 | 0 | 0 | 0 | 0 | 0 | 0 | 0 | 0 | 0 | 0 | 0 | 0 | 0 | 0 | 0 | 0 | 0 | 0 | 0 | 0 | 0 | 0
F5_Commercial_Restaurant_Existing_Food Preparation_Natural Gas_Commercial Food Prep Other_E7 | F5 | Commercial | Restaurant | Existing | Food Preparation | Natural Gas | Commercial Food Prep Other | E7 | Utility - Cost of Operation | 0 | 0 | 0 | 0 | 0 | 0 | 0 | 0 | 0 | 0 | 0 | 0 | 0 | 0 | 0 | 0 | 0 | 0 | 0 | 0 | 0 | 0 | 0 | 0 | 0 | 0 | 0
F5_Commercial_Restaurant_Existing_Food Preparation_Natural Gas_Commercial Food Prep Other_E8 | F5 | Commercial | Restaurant | Existing | Food Preparation | Natural Gas | Commercial Food Prep Other | E8 | Utility - Cost of Operation | 0 | 0 | 0 | 0 | 0 | 0 | 0 | 0 | 0 | 0 | 0 | 0 | 0 | 0 | 0 | 0 | 0 | 0 | 0 | 0 | 0 | 0 | 0 | 0 | 0 | 0 | 0
F5_Commercial_Restaurant_Existing_Food Preparation_Natural Gas_Commercial Food Prep Other_E9 | F5 | Commercial | Restaurant | Existing | Food Preparation | Natural Gas | Commercial Food Prep Other | E9 | Utility - Cost of Operation | 0 | 0 | 0 | 0 | 0 | 0 | 0 | 0 | 0 | 0 | 0 | 0 | 0 | 0 | 0 | 0 | 0 | 0 | 0 | 0 | 0 | 0 | 0 | 0 | 0 | 0 | 0
F5_Commercial_Restaurant_Existing_Food Preparation_Natural Gas_Commercial Food Prep Other_E10 | F5 | Commercial | Restaurant | Existing | Food Preparation | Natural Gas | Commercial Food Prep Other | E10 | Utility - Cost of Operation | 0 | 0 | 0 | 0 | 0 | 0 | 0 | 0 | 0 | 0 | 0 | 0 | 0 | 0 | 0 | 0 | 0 | 0 | 0 | 0 | 0 | 0 | 0 | 0 | 0 | 0 | 0
F6_Commercial_Restaurant_Existing_Food Preparation_Natural Gas_Commercial Food Prep Other_E1 | F6 | Commercial | Restaurant | Existing | Food Preparation | Natural Gas | Commercial Food Prep Other | E1 | Utility - Value of Sales | 0 | 0 | 0 | 0 | 0 | 0 | 0 | 0 | 0 | 0 | 0 | 0 | 0 | 0 | 0 | 0 | 0 | 0 | 0 | 0 | 0 | 0 | 0 | 0 | 0 | 0 | 0
F6_Commercial_Restaurant_Existing_Food Preparation_Natural Gas_Commercial Food Prep Other_E2 | F6 | Commercial | Restaurant | Existing | Food Preparation | Natural Gas | Commercial Food Prep Other | E2 | Utility - Value of Sales | 0 | 0 | 0 | 0 | 0 | 0 | 0 | 0 | 0 | 0 | 0 | 0 | 0 | 0 | 0 | 0 | 0 | 0 | 0 | 0 | 0 | 0 | 0 | 0 | 0 | 0 | 0
F6_Commercial_Restaurant_Existing_Food Preparation_Natural Gas_Commercial Food Prep Other_E3 | F6 | Commercial | Restaurant | Existing | Food Preparation | Natural Gas | Commercial Food Prep Other | E3 | Utility - Value of Sales | 0 | 0 | 0 | 0 | 0 | 0 | 0 | 0 | 0 | 0 | 0 | 0 | 0 | 0 | 0 | 0 | 0 | 0 | 0 | 0 | 0 | 0 | 0 | 0 | 0 | 0 | 0
F6_Commercial_Restaurant_Existing_Food Preparation_Natural Gas_Commercial Food Prep Other_E4 | F6 | Commercial | Restaurant | Existing | Food Preparation | Natural Gas | Commercial Food Prep Other | E4 | Utility - Value of Sales | 0 | 0 | 0 | 0 | 0 | 0 | 0 | 0 | 0 | 0 | 0 | 0 | 0 | 0 | 0 | 0 | 0 | 0 | 0 | 0 | 0 | 0 | 0 | 0 | 0 | 0 | 0
F6_Commercial_Restaurant_Existing_Food Preparation_Natural Gas_Commercial Food Prep Other_E5 | F6 | Commercial | Restaurant | Existing | Food Preparation | Natural Gas | Commercial Food Prep Other | E5 | Utility - Value of Sales | 0 | 0 | 0 | 0 | 0 | 0 | 0 | 0 | 0 | 0 | 0 | 0 | 0 | 0 | 0 | 0 | 0 | 0 | 0 | 0 | 0 | 0 | 0 | 0 | 0 | 0 | 0
F6_Commercial_Restaurant_Existing_Food Preparation_Natural Gas_Commercial Food Prep Other_E6 | F6 | Commercial | Restaurant | Existing | Food Preparation | Natural Gas | Commercial Food Prep Other | E6 | Utility - Value of Sales | 0 | 0 | 0 | 0 | 0 | 0 | 0 | 0 | 0 | 0 | 0 | 0 | 0 | 0 | 0 | 0 | 0 | 0 | 0 | 0 | 0 | 0 | 0 | 0 | 0 | 0 | 0
F6_Commercial_Restaurant_Existing_Food Preparation_Natural Gas_Commercial Food Prep Other_E7 | F6 | Commercial | Restaurant | Existing | Food Preparation | Natural Gas | Commercial Food Prep Other | E7 | Utility - Value of Sales | 0 | 0 | 0 | 0 | 0 | 0 | 0 | 0 | 0 | 0 | 0 | 0 | 0 | 0 | 0 | 0 | 0 | 0 | 0 | 0 | 0 | 0 | 0 | 0 | 0 | 0 | 0
F6_Commercial_Restaurant_Existing_Food Preparation_Natural Gas_Commercial Food Prep Other_E8 | F6 | Commercial | Restaurant | Existing | Food Preparation | Natural Gas | Commercial Food Prep Other | E8 | Utility - Value of Sales | 0 | 0 | 0 | 0 | 0 | 0 | 0 | 0 | 0 | 0 | 0 | 0 | 0 | 0 | 0 | 0 | 0 | 0 | 0 | 0 | 0 | 0 | 0 | 0 | 0 | 0 | 0
F6_Commercial_Restaurant_Existing_Food Preparation_Natural Gas_Commercial Food Prep Other_E9 | F6 | Commercial | Restaurant | Existing | Food Preparation | Natural Gas | Commercial Food Prep Other | E9 | Utility - Value of Sales | 0 | 0 | 0 | 0 | 0 | 0 | 0 | 0 | 0 | 0 | 0 | 0 | 0 | 0 | 0 | 0 | 0 | 0 | 0 | 0 | 0 | 0 | 0 | 0 | 0 | 0 | 0
F6_Commercial_Restaurant_Existing_Food Preparation_Natural Gas_Commercial Food Prep Other_E10 | F6 | Commercial | Restaurant | Existing | Food Preparation | Natural Gas | Commercial Food Prep Other | E10 | Utility - Value of Sales | 0 | 0 | 0 | 0 | 0 | 0 | 0 | 0 | 0 | 0 | 0 | 0 | 0 | 0 | 0 | 0 | 0 | 0 | 0 | 0 | 0 | 0 | 0 | 0 | 0 | 0 | 0
F1_Commercial_Restaurant_Existing_Miscellaneous_Natural Gas_Pool Heater_E1 | F1 | Commercial | Restaurant | Existing | Miscellaneous | Natural Gas | Pool Heater | E1 | RVT - Cost of Equipment | 0.002803 | 0.002803 | 0.002803 | 0.002803 | 0.002803 | 0.002803 | 0.002803 | 0.002803 | 0.002803 | 0.002803 | 0.002803 | 0.002803 | 0.002803 | 0.002803 | 0.002803 | 0.002803 | 0.002803 | 0.002803 | 0.002803 | 0.002803 | 0.002803 | 0.002803 | 0.002803 | 0.002803 | 0.002803 | 0.002803 | 0.002803
F1_Commercial_Restaurant_Existing_Miscellaneous_Natural Gas_Pool Heater_E2 | F1 | Commercial | Restaurant | Existing | Miscellaneous | Natural Gas | Pool Heater | E2 | RVT - Cost of Equipment | 0.0045896 | 0.0045896 | 0.0045896 | 0.0045896 | 0.0045896 | 0.0045896 | 0.0045896 | 0.0045896 | 0.0045896 | 0.0045896 | 0.0045896 | 0.0045896 | 0.0045896 | 0.0045896 | 0.0045896 | 0.0045896 | 0.0045896 | 0.0045896 | 0.0045896 | 0.0045896 | 0.0045896 | 0.0045896 | 0.0045896 | 0.0045896 | 0.0045896 | 0.0045896 | 0.0045896
F1_Commercial_Restaurant_Existing_Miscellaneous_Natural Gas_Pool Heater_E3 | F1 | Commercial | Restaurant | Existing | Miscellaneous | Natural Gas | Pool Heater | E3 | RVT - Cost of Equipment | 0 | 0 | 0 | 0 | 0 | 0 | 0 | 0 | 0 | 0 | 0 | 0 | 0 | 0 | 0 | 0 | 0 | 0 | 0 | 0 | 0 | 0 | 0 | 0 | 0 | 0 | 0
F1_Commercial_Restaurant_Existing_Miscellaneous_Natural Gas_Pool Heater_E4 | F1 | Commercial | Restaurant | Existing | Miscellaneous | Natural Gas | Pool Heater | E4 | RVT - Cost of Equipment | 0 | 0 | 0 | 0 | 0 | 0 | 0 | 0 | 0 | 0 | 0 | 0 | 0 | 0 | 0 | 0 | 0 | 0 | 0 | 0 | 0 | 0 | 0 | 0 | 0 | 0 | 0
F1_Commercial_Restaurant_Existing_Miscellaneous_Natural Gas_Pool Heater_E5 | F1 | Commercial | Restaurant | Existing | Miscellaneous | Natural Gas | Pool Heater | E5 | RVT - Cost of Equipment | 0 | 0 | 0 | 0 | 0 | 0 | 0 | 0 | 0 | 0 | 0 | 0 | 0 | 0 | 0 | 0 | 0 | 0 | 0 | 0 | 0 | 0 | 0 | 0 | 0 | 0 | 0
F1_Commercial_Restaurant_Existing_Miscellaneous_Natural Gas_Pool Heater_E6 | F1 | Commercial | Restaurant | Existing | Miscellaneous | Natural Gas | Pool Heater | E6 | RVT - Cost of Equipment | 0 | 0 | 0 | 0 | 0 | 0 | 0 | 0 | 0 | 0 | 0 | 0 | 0 | 0 | 0 | 0 | 0 | 0 | 0 | 0 | 0 | 0 | 0 | 0 | 0 | 0 | 0
F1_Commercial_Restaurant_Existing_Miscellaneous_Natural Gas_Pool Heater_E7 | F1 | Commercial | Restaurant | Existing | Miscellaneous | Natural Gas | Pool Heater | E7 | RVT - Cost of Equipment | 0 | 0 | 0 | 0 | 0 | 0 | 0 | 0 | 0 | 0 | 0 | 0 | 0 | 0 | 0 | 0 | 0 | 0 | 0 | 0 | 0 | 0 | 0 | 0 | 0 | 0 | 0
F1_Commercial_Restaurant_Existing_Miscellaneous_Natural Gas_Pool Heater_E8 | F1 | Commercial | Restaurant | Existing | Miscellaneous | Natural Gas | Pool Heater | E8 | RVT - Cost of Equipment | 0 | 0 | 0 | 0 | 0 | 0 | 0 | 0 | 0 | 0 | 0 | 0 | 0 | 0 | 0 | 0 | 0 | 0 | 0 | 0 | 0 | 0 | 0 | 0 | 0 | 0 | 0
F1_Commercial_Restaurant_Existing_Miscellaneous_Natural Gas_Pool Heater_E9 | F1 | Commercial | Restaurant | Existing | Miscellaneous | Natural Gas | Pool Heater | E9 | RVT - Cost of Equipment | 0 | 0 | 0 | 0 | 0 | 0 | 0 | 0 | 0 | 0 | 0 | 0 | 0 | 0 | 0 | 0 | 0 | 0 | 0 | 0 | 0 | 0 | 0 | 0 | 0 | 0 | 0
F1_Commercial_Restaurant_Existing_Miscellaneous_Natural Gas_Pool Heater_E10 | F1 | Commercial | Restaurant | Existing | Miscellaneous | Natural Gas | Pool Heater | E10 | RVT - Cost of Equipment | 0 | 0 | 0 | 0 | 0 | 0 | 0 | 0 | 0 | 0 | 0 | 0 | 0 | 0 | 0 | 0 | 0 | 0 | 0 | 0 | 0 | 0 | 0 | 0 | 0 | 0 | 0
F2_Commercial_Restaurant_Existing_Miscellaneous_Natural Gas_Pool Heater_E1 | F2 | Commercial | Restaurant | Existing | Miscellaneous | Natural Gas | Pool Heater | E1 | RVT - Cost of Operation | 0 | 0 | 0 | 0 | 0 | 0 | 0 | 0 | 0 | 0 | 0 | 0 | 0 | 0 | 0 | 0 | 0 | 0 | 0 | 0 | 0 | 0 | 0 | 0 | 0 | 0 | 0
F2_Commercial_Restaurant_Existing_Miscellaneous_Natural Gas_Pool Heater_E2 | F2 | Commercial | Restaurant | Existing | Miscellaneous | Natural Gas | Pool Heater | E2 | RVT - Cost of Operation | 0 | 0 | 0 | 0 | 0 | 0 | 0 | 0 | 0 | 0 | 0 | 0 | 0 | 0 | 0 | 0 | 0 | 0 | 0 | 0 | 0 | 0 | 0 | 0 | 0 | 0 | 0
F2_Commercial_Restaurant_Existing_Miscellaneous_Natural Gas_Pool Heater_E3 | F2 | Commercial | Restaurant | Existing | Miscellaneous | Natural Gas | Pool Heater | E3 | RVT - Cost of Operation | 0 | 0 | 0 | 0 | 0 | 0 | 0 | 0 | 0 | 0 | 0 | 0 | 0 | 0 | 0 | 0 | 0 | 0 | 0 | 0 | 0 | 0 | 0 | 0 | 0 | 0 | 0
F2_Commercial_Restaurant_Existing_Miscellaneous_Natural Gas_Pool Heater_E4 | F2 | Commercial | Restaurant | Existing | Miscellaneous | Natural Gas | Pool Heater | E4 | RVT - Cost of Operation | 0 | 0 | 0 | 0 | 0 | 0 | 0 | 0 | 0 | 0 | 0 | 0 | 0 | 0 | 0 | 0 | 0 | 0 | 0 | 0 | 0 | 0 | 0 | 0 | 0 | 0 | 0
F2_Commercial_Restaurant_Existing_Miscellaneous_Natural Gas_Pool Heater_E5 | F2 | Commercial | Restaurant | Existing | Miscellaneous | Natural Gas | Pool Heater | E5 | RVT - Cost of Operation | 0 | 0 | 0 | 0 | 0 | 0 | 0 | 0 | 0 | 0 | 0 | 0 | 0 | 0 | 0 | 0 | 0 | 0 | 0 | 0 | 0 | 0 | 0 | 0 | 0 | 0 | 0
F2_Commercial_Restaurant_Existing_Miscellaneous_Natural Gas_Pool Heater_E6 | F2 | Commercial | Restaurant | Existing | Miscellaneous | Natural Gas | Pool Heater | E6 | RVT - Cost of Operation | 0 | 0 | 0 | 0 | 0 | 0 | 0 | 0 | 0 | 0 | 0 | 0 | 0 | 0 | 0 | 0 | 0 | 0 | 0 | 0 | 0 | 0 | 0 | 0 | 0 | 0 | 0
F2_Commercial_Restaurant_Existing_Miscellaneous_Natural Gas_Pool Heater_E7 | F2 | Commercial | Restaurant | Existing | Miscellaneous | Natural Gas | Pool Heater | E7 | RVT - Cost of Operation | 0 | 0 | 0 | 0 | 0 | 0 | 0 | 0 | 0 | 0 | 0 | 0 | 0 | 0 | 0 | 0 | 0 | 0 | 0 | 0 | 0 | 0 | 0 | 0 | 0 | 0 | 0
F2_Commercial_Restaurant_Existing_Miscellaneous_Natural Gas_Pool Heater_E8 | F2 | Commercial | Restaurant | Existing | Miscellaneous | Natural Gas | Pool Heater | E8 | RVT - Cost of Operation | 0 | 0 | 0 | 0 | 0 | 0 | 0 | 0 | 0 | 0 | 0 | 0 | 0 | 0 | 0 | 0 | 0 | 0 | 0 | 0 | 0 | 0 | 0 | 0 | 0 | 0 | 0
F2_Commercial_Restaurant_Existing_Miscellaneous_Natural Gas_Pool Heater_E9 | F2 | Commercial | Restaurant | Existing | Miscellaneous | Natural Gas | Pool Heater | E9 | RVT - Cost of Operation | 0 | 0 | 0 | 0 | 0 | 0 | 0 | 0 | 0 | 0 | 0 | 0 | 0 | 0 | 0 | 0 | 0 | 0 | 0 | 0 | 0 | 0 | 0 | 0 | 0 | 0 | 0
F2_Commercial_Restaurant_Existing_Miscellaneous_Natural Gas_Pool Heater_E10 | F2 | Commercial | Restaurant | Existing | Miscellaneous | Natural Gas | Pool Heater | E10 | RVT - Cost of Operation | 0 | 0 | 0 | 0 | 0 | 0 | 0 | 0 | 0 | 0 | 0 | 0 | 0 | 0 | 0 | 0 | 0 | 0 | 0 | 0 | 0 | 0 | 0 | 0 | 0 | 0 | 0
F3_Commercial_Restaurant_Existing_Miscellaneous_Natural Gas_Pool Heater_E1 | F3 | Commercial | Restaurant | Existing | Miscellaneous | Natural Gas | Pool Heater | E1 | System - kBTUs of Consumption | bar: 2021 to 2047
F3_Commercial_Restaurant_Existing_Miscellaneous_Natural Gas_Pool Heater_E2 | F3 | Commercial | Restaurant | Existing | Miscellaneous | Natural Gas | Pool Heater | E2 | System - kBTUs of Consumption | 0.85 | 0.85 | 0.85 | 0.85 | 0.85 | 0.85 | 0.85 | 0.85 | 0.85 | 0.85 | 0.85 | 0.85 | 0.85 | 0.85 | 0.85 | 0.85 | 0.85 | 0.85 | 0.85 | 0.85 | 0.85 | 0.85 | 0.85 | 0.85 | 0.85 | 0.85 | 0.85
F3_Commercial_Restaurant_Existing_Miscellaneous_Natural Gas_Pool Heater_E3 | F3 | Commercial | Restaurant | Existing | Miscellaneous | Natural Gas | Pool Heater | E3 | System - kBTUs of Consumption | 0 | 0 | 0 | 0 | 0 | 0 | 0 | 0 | 0 | 0 | 0 | 0 | 0 | 0 | 0 | 0 | 0 | 0 | 0 | 0 | 0 | 0 | 0 | 0 | 0 | 0 | 0
F3_Commercial_Restaurant_Existing_Miscellaneous_Natural Gas_Pool Heater_E4 | F3 | Commercial | Restaurant | Existing | Miscellaneous | Natural Gas | Pool Heater | E4 | System - kBTUs of Consumption | 0 | 0 | 0 | 0 | 0 | 0 | 0 | 0 | 0 | 0 | 0 | 0 | 0 | 0 | 0 | 0 | 0 | 0 | 0 | 0 | 0 | 0 | 0 | 0 | 0 | 0 | 0
F3_Commercial_Restaurant_Existing_Miscellaneous_Natural Gas_Pool Heater_E5 | F3 | Commercial | Restaurant | Existing | Miscellaneous | Natural Gas | Pool Heater | E5 | System - kBTUs of Consumption | 0 | 0 | 0 | 0 | 0 | 0 | 0 | 0 | 0 | 0 | 0 | 0 | 0 | 0 | 0 | 0 | 0 | 0 | 0 | 0 | 0 | 0 | 0 | 0 | 0 | 0 | 0
F3_Commercial_Restaurant_Existing_Miscellaneous_Natural Gas_Pool Heater_E6 | F3 | Commercial | Restaurant | Existing | Miscellaneous | Natural Gas | Pool Heater | E6 | System - kBTUs of Consumption | 0 | 0 | 0 | 0 | 0 | 0 | 0 | 0 | 0 | 0 | 0 | 0 | 0 | 0 | 0 | 0 | 0 | 0 | 0 | 0 | 0 | 0 | 0 | 0 | 0 | 0 | 0
F3_Commercial_Restaurant_Existing_Miscellaneous_Natural Gas_Pool Heater_E7 | F3 | Commercial | Restaurant | Existing | Miscellaneous | Natural Gas | Pool Heater | E7 | System - kBTUs of Consumption | 0 | 0 | 0 | 0 | 0 | 0 | 0 | 0 | 0 | 0 | 0 | 0 | 0 | 0 | 0 | 0 | 0 | 0 | 0 | 0 | 0 | 0 | 0 | 0 | 0 | 0 | 0
F3_Commercial_Restaurant_Existing_Miscellaneous_Natural Gas_Pool Heater_E8 | F3 | Commercial | Restaurant | Existing | Miscellaneous | Natural Gas | Pool Heater | E8 | System - kBTUs of Consumption | 0 | 0 | 0 | 0 | 0 | 0 | 0 | 0 | 0 | 0 | 0 | 0 | 0 | 0 | 0 | 0 | 0 | 0 | 0 | 0 | 0 | 0 | 0 | 0 | 0 | 0 | 0
F3_Commercial_Restaurant_Existing_Miscellaneous_Natural Gas_Pool Heater_E9 | F3 | Commercial | Restaurant | Existing | Miscellaneous | Natural Gas | Pool Heater | E9 | System - kBTUs of Consumption | 0 | 0 | 0 | 0 | 0 | 0 | 0 | 0 | 0 | 0 | 0 | 0 | 0 | 0 | 0 | 0 | 0 | 0 | 0 | 0 | 0 | 0 | 0 | 0 | 0 | 0 | 0
F3_Commercial_Restaurant_Existing_Miscellaneous_Natural Gas_Pool Heater_E10 | F3 | Commercial | Restaurant | Existing | Miscellaneous | Natural Gas | Pool Heater | E10 | System - kBTUs of Consumption | 0 | 0 | 0 | 0 | 0 | 0 | 0 | 0 | 0 | 0 | 0 | 0 | 0 | 0 | 0 | 0 | 0 | 0 | 0 | 0 | 0 | 0 | 0 | 0 | 0 | 0 | 0
F4_Commercial_Restaurant_Existing_Miscellaneous_Natural Gas_Pool Heater_E1 | F4 | Commercial | Restaurant | Existing | Miscellaneous | Natural Gas | Pool Heater | E1 | Utility - Cost of Equipment | 0.002803 | 0.002803 | 0.002803 | 0.002803 | 0.002803 | 0.002803 | 0.002803 | 0.002803 | 0.002803 | 0.002803 | 0.002803 | 0.002803 | 0.002803 | 0.002803 | 0.002803 | 0.002803 | 0.002803 | 0.002803 | 0.002803 | 0.002803 | 0.002803 | 0.002803 | 0.002803 | 0.002803 | 0.002803 | 0.002803 | 0.002803
F4_Commercial_Restaurant_Existing_Miscellaneous_Natural Gas_Pool Heater_E2 | F4 | Commercial | Restaurant | Existing | Miscellaneous | Natural Gas | Pool Heater | E2 | Utility - Cost of Equipment | 0.0045896 | 0.0045896 | 0.0045896 | 0.0045896 | 0.0045896 | 0.0045896 | 0.0045896 | 0.0045896 | 0.0045896 | 0.0045896 | 0.0045896 | 0.0045896 | 0.0045896 | 0.0045896 | 0.0045896 | 0.0045896 | 0.0045896 | 0.0045896 | 0.0045896 | 0.0045896 | 0.0045896 | 0.0045896 | 0.0045896 | 0.0045896 | 0.0045896 | 0.0045896 | 0.0045896
F4_Commercial_Restaurant_Existing_Miscellaneous_Natural Gas_Pool Heater_E3 | F4 | Commercial | Restaurant | Existing | Miscellaneous | Natural Gas | Pool Heater | E3 | Utility - Cost of Equipment | 0 | 0 | 0 | 0 | 0 | 0 | 0 | 0 | 0 | 0 | 0 | 0 | 0 | 0 | 0 | 0 | 0 | 0 | 0 | 0 | 0 | 0 | 0 | 0 | 0 | 0 | 0
F4_Commercial_Restaurant_Existing_Miscellaneous_Natural Gas_Pool Heater_E4 | F4 | Commercial | Restaurant | Existing | Miscellaneous | Natural Gas | Pool Heater | E4 | Utility - Cost of Equipment | 0 | 0 | 0 | 0 | 0 | 0 | 0 | 0 | 0 | 0 | 0 | 0 | 0 | 0 | 0 | 0 | 0 | 0 | 0 | 0 | 0 | 0 | 0 | 0 | 0 | 0 | 0
F4_Commercial_Restaurant_Existing_Miscellaneous_Natural Gas_Pool Heater_E5 | F4 | Commercial | Restaurant | Existing | Miscellaneous | Natural Gas | Pool Heater | E5 | Utility - Cost of Equipment | 0 | 0 | 0 | 0 | 0 | 0 | 0 | 0 | 0 | 0 | 0 | 0 | 0 | 0 | 0 | 0 | 0 | 0 | 0 | 0 | 0 | 0 | 0 | 0 | 0 | 0 | 0
F4_Commercial_Restaurant_Existing_Miscellaneous_Natural Gas_Pool Heater_E6 | F4 | Commercial | Restaurant | Existing | Miscellaneous | Natural Gas | Pool Heater | E6 | Utility - Cost of Equipment | 0 | 0 | 0 | 0 | 0 | 0 | 0 | 0 | 0 | 0 | 0 | 0 | 0 | 0 | 0 | 0 | 0 | 0 | 0 | 0 | 0 | 0 | 0 | 0 | 0 | 0 | 0
F4_Commercial_Restaurant_Existing_Miscellaneous_Natural Gas_Pool Heater_E7 | F4 | Commercial | Restaurant | Existing | Miscellaneous | Natural Gas | Pool Heater | E7 | Utility - Cost of Equipment | 0 | 0 | 0 | 0 | 0 | 0 | 0 | 0 | 0 | 0 | 0 | 0 | 0 | 0 | 0 | 0 | 0 | 0 | 0 | 0 | 0 | 0 | 0 | 0 | 0 | 0 | 0
F4_Commercial_Restaurant_Existing_Miscellaneous_Natural Gas_Pool Heater_E8 | F4 | Commercial | Restaurant | Existing | Miscellaneous | Natural Gas | Pool Heater | E8 | Utility - Cost of Equipment | 0 | 0 | 0 | 0 | 0 | 0 | 0 | 0 | 0 | 0 | 0 | 0 | 0 | 0 | 0 | 0 | 0 | 0 | 0 | 0 | 0 | 0 | 0 | 0 | 0 | 0 | 0
F4_Commercial_Restaurant_Existing_Miscellaneous_Natural Gas_Pool Heater_E9 | F4 | Commercial | Restaurant | Existing | Miscellaneous | Natural Gas | Pool Heater | E9 | Utility - Cost of Equipment | 0 | 0 | 0 | 0 | 0 | 0 | 0 | 0 | 0 | 0 | 0 | 0 | 0 | 0 | 0 | 0 | 0 | 0 | 0 | 0 | 0 | 0 | 0 | 0 | 0 | 0 | 0
F4_Commercial_Restaurant_Existing_Miscellaneous_Natural Gas_Pool Heater_E10 | F4 | Commercial | Restaurant | Existing | Miscellaneous | Natural Gas | Pool Heater | E10 | Utility - Cost of Equipment | 0 | 0 | 0 | 0 | 0 | 0 | 0 | 0 | 0 | 0 | 0 | 0 | 0 | 0 | 0 | 0 | 0 | 0 | 0 | 0 | 0 | 0 | 0 | 0 | 0 | 0 | 0
F5_Commercial_Restaurant_Existing_Miscellaneous_Natural Gas_Pool Heater_E1 | F5 | Commercial | Restaurant | Existing | Miscellaneous | Natural Gas | Pool Heater | E1 | Utility - Cost of Operation | 0.014079 | 0.013712 | 0.013323 | 0.012929 | 0.012807 | 0.012863 | 0.01303 | 0.013256 | 0.013507 | 0.013763 | 0.014029 | 0.014303 | 0.014594 | 0.014882 | 0.015153 | 0.01536 | 0.015438 | 0.015331 | 0.014999 | 0.014435 | 0.013667 | 0.012733 | 0.011901 | 0.011353 | 0.011101 | 0.011155 | 0.01121
F5_Commercial_Restaurant_Existing_Miscellaneous_Natural Gas_Pool Heater_E2 | F5 | Commercial | Restaurant | Existing | Miscellaneous | Natural Gas | Pool Heater | E2 | Utility - Cost of Operation | 0.011967 | 0.011655 | 0.011325 | 0.01099 | 0.010886 | 0.010933 | 0.011075 | 0.011267 | 0.011481 | 0.011698 | 0.011924 | 0.012158 | 0.012405 | 0.012649 | 0.01288 | 0.013056 | 0.013122 | 0.013032 | 0.012749 | 0.01227 | 0.011617 | 0.010823 | 0.010116 | 0.0096497 | 0.0094355 | 0.0094817 | 0.0095282
F5_Commercial_Restaurant_Existing_Miscellaneous_Natural Gas_Pool Heater_E3 | F5 | Commercial | Restaurant | Existing | Miscellaneous | Natural Gas | Pool Heater | E3 | Utility - Cost of Operation | 0 | 0 | 0 | 0 | 0 | 0 | 0 | 0 | 0 | 0 | 0 | 0 | 0 | 0 | 0 | 0 | 0 | 0 | 0 | 0 | 0 | 0 | 0 | 0 | 0 | 0 | 0
F5_Commercial_Restaurant_Existing_Miscellaneous_Natural Gas_Pool Heater_E4 | F5 | Commercial | Restaurant | Existing | Miscellaneous | Natural Gas | Pool Heater | E4 | Utility - Cost of Operation | 0 | 0 | 0 | 0 | 0 | 0 | 0 | 0 | 0 | 0 | 0 | 0 | 0 | 0 | 0 | 0 | 0 | 0 | 0 | 0 | 0 | 0 | 0 | 0 | 0 | 0 | 0
F5_Commercial_Restaurant_Existing_Miscellaneous_Natural Gas_Pool Heater_E5 | F5 | Commercial | Restaurant | Existing | Miscellaneous | Natural Gas | Pool Heater | E5 | Utility - Cost of Operation | 0 | 0 | 0 | 0 | 0 | 0 | 0 | 0 | 0 | 0 | 0 | 0 | 0 | 0 | 0 | 0 | 0 | 0 | 0 | 0 | 0 | 0 | 0 | 0 | 0 | 0 | 0
F5_Commercial_Restaurant_Existing_Miscellaneous_Natural Gas_Pool Heater_E6 | F5 | Commercial | Restaurant | Existing | Miscellaneous | Natural Gas | Pool Heater | E6 | Utility - Cost of Operation | 0 | 0 | 0 | 0 | 0 | 0 | 0 | 0 | 0 | 0 | 0 | 0 | 0 | 0 | 0 | 0 | 0 | 0 | 0 | 0 | 0 | 0 | 0 | 0 | 0 | 0 | 0
F5_Commercial_Restaurant_Existing_Miscellaneous_Natural Gas_Pool Heater_E7 | F5 | Commercial | Restaurant | Existing | Miscellaneous | Natural Gas | Pool Heater | E7 | Utility - Cost of Operation | 0 | 0 | 0 | 0 | 0 | 0 | 0 | 0 | 0 | 0 | 0 | 0 | 0 | 0 | 0 | 0 | 0 | 0 | 0 | 0 | 0 | 0 | 0 | 0 | 0 | 0 | 0
F5_Commercial_Restaurant_Existing_Miscellaneous_Natural Gas_Pool Heater_E8 | F5 | Commercial | Restaurant | Existing | Miscellaneous | Natural Gas | Pool Heater | E8 | Utility - Cost of Operation | 0 | 0 | 0 | 0 | 0 | 0 | 0 | 0 | 0 | 0 | 0 | 0 | 0 | 0 | 0 | 0 | 0 | 0 | 0 | 0 | 0 | 0 | 0 | 0 | 0 | 0 | 0
F5_Commercial_Restaurant_Existing_Miscellaneous_Natural Gas_Pool Heater_E9 | F5 | Commercial | Restaurant | Existing | Miscellaneous | Natural Gas | Pool Heater | E9 | Utility - Cost of Operation | 0 | 0 | 0 | 0 | 0 | 0 | 0 | 0 | 0 | 0 | 0 | 0 | 0 | 0 | 0 | 0 | 0 | 0 | 0 | 0 | 0 | 0 | 0 | 0 | 0 | 0 | 0
F5_Commercial_Restaurant_Existing_Miscellaneous_Natural Gas_Pool Heater_E10 | F5 | Commercial | Restaurant | Existing | Miscellaneous | Natural Gas | Pool Heater | E10 | Utility - Cost of Operation | 0 | 0 | 0 | 0 | 0 | 0 | 0 | 0 | 0 | 0 | 0 | 0 | 0 | 0 | 0 | 0 | 0 | 0 | 0 | 0 | 0 | 0 | 0 | 0 | 0 | 0 | 0
F6_Commercial_Restaurant_Existing_Miscellaneous_Natural Gas_Pool Heater_E1 | F6 | Commercial | Restaurant | Existing | Miscellaneous | Natural Gas | Pool Heater | E1 | Utility - Value of Sales | 0 | 0 | 0 | 0 | 0 | 0 | 0 | 0 | 0 | 0 | 0 | 0 | 0 | 0 | 0 | 0 | 0 | 0 | 0 | 0 | 0 | 0 | 0 | 0 | 0 | 0 | 0
F6_Commercial_Restaurant_Existing_Miscellaneous_Natural Gas_Pool Heater_E2 | F6 | Commercial | Restaurant | Existing | Miscellaneous | Natural Gas | Pool Heater | E2 | Utility - Value of Sales | 0 | 0 | 0 | 0 | 0 | 0 | 0 | 0 | 0 | 0 | 0 | 0 | 0 | 0 | 0 | 0 | 0 | 0 | 0 | 0 | 0 | 0 | 0 | 0 | 0 | 0 | 0
F6_Commercial_Restaurant_Existing_Miscellaneous_Natural Gas_Pool Heater_E3 | F6 | Commercial | Restaurant | Existing | Miscellaneous | Natural Gas | Pool Heater | E3 | Utility - Value of Sales | 0 | 0 | 0 | 0 | 0 | 0 | 0 | 0 | 0 | 0 | 0 | 0 | 0 | 0 | 0 | 0 | 0 | 0 | 0 | 0 | 0 | 0 | 0 | 0 | 0 | 0 | 0
F6_Commercial_Restaurant_Existing_Miscellaneous_Natural Gas_Pool Heater_E4 | F6 | Commercial | Restaurant | Existing | Miscellaneous | Natural Gas | Pool Heater | E4 | Utility - Value of Sales | 0 | 0 | 0 | 0 | 0 | 0 | 0 | 0 | 0 | 0 | 0 | 0 | 0 | 0 | 0 | 0 | 0 | 0 | 0 | 0 | 0 | 0 | 0 | 0 | 0 | 0 | 0
F6_Commercial_Restaurant_Existing_Miscellaneous_Natural Gas_Pool Heater_E5 | F6 | Commercial | Restaurant | Existing | Miscellaneous | Natural Gas | Pool Heater | E5 | Utility - Value of Sales | 0 | 0 | 0 | 0 | 0 | 0 | 0 | 0 | 0 | 0 | 0 | 0 | 0 | 0 | 0 | 0 | 0 | 0 | 0 | 0 | 0 | 0 | 0 | 0 | 0 | 0 | 0
F6_Commercial_Restaurant_Existing_Miscellaneous_Natural Gas_Pool Heater_E6 | F6 | Commercial | Restaurant | Existing | Miscellaneous | Natural Gas | Pool Heater | E6 | Utility - Value of Sales | 0 | 0 | 0 | 0 | 0 | 0 | 0 | 0 | 0 | 0 | 0 | 0 | 0 | 0 | 0 | 0 | 0 | 0 | 0 | 0 | 0 | 0 | 0 | 0 | 0 | 0 | 0
F6_Commercial_Restaurant_Existing_Miscellaneous_Natural Gas_Pool Heater_E7 | F6 | Commercial | Restaurant | Existing | Miscellaneous | Natural Gas | Pool Heater | E7 | Utility - Value of Sales | 0 | 0 | 0 | 0 | 0 | 0 | 0 | 0 | 0 | 0 | 0 | 0 | 0 | 0 | 0 | 0 | 0 | 0 | 0 | 0 | 0 | 0 | 0 | 0 | 0 | 0 | 0
F6_Commercial_Restaurant_Existing_Miscellaneous_Natural Gas_Pool Heater_E8 | F6 | Commercial | Restaurant | Existing | Miscellaneous | Natural Gas | Pool Heater | E8 | Utility - Value of Sales | 0 | 0 | 0 | 0 | 0 | 0 | 0 | 0 | 0 | 0 | 0 | 0 | 0 | 0 | 0 | 0 | 0 | 0 | 0 | 0 | 0 | 0 | 0 | 0 | 0 | 0 | 0
F6_Commercial_Restaurant_Existing_Miscellaneous_Natural Gas_Pool Heater_E9 | F6 | Commercial | Restaurant | Existing | Miscellaneous | Natural Gas | Pool Heater | E9 | Utility - Value of Sales | 0 | 0 | 0 | 0 | 0 | 0 | 0 | 0 | 0 | 0 | 0 | 0 | 0 | 0 | 0 | 0 | 0 | 0 | 0 | 0 | 0 | 0 | 0 | 0 | 0 | 0 | 0
F6_Commercial_Restaurant_Existing_Miscellaneous_Natural Gas_Pool Heater_E10 | F6 | Commercial | Restaurant | Existing | Miscellaneous | Natural Gas | Pool Heater | E10 | Utility - Value of Sales | 0 | 0 | 0 | 0 | 0 | 0 | 0 | 0 | 0 | 0 | 0 | 0 | 0 | 0 | 0 | 0 | 0 | 0 | 0 | 0 | 0 | 0 | 0 | 0 | 0 | 0 | 0
F1_Commercial_Restaurant_Existing_Miscellaneous_Natural Gas_Miscellaneous_E1 | F1 | Commercial | Restaurant | Existing | Miscellaneous | Natural Gas | Miscellaneous | E1 | RVT - Cost of Equipment | 0.0055166 | 0.0055166 | 0.0055166 | 0.0055166 | 0.0055166 | 0.0055166 | 0.0055166 | 0.0055166 | 0.0055166 | 0.0055166 | 0.0055166 | 0.0055166 | 0.0055166 | 0.0055166 | 0.0055166 | 0.0055166 | 0.0055166 | 0.0055166 | 0.0055166 | 0.0055166 | 0.0055166 | 0.0055166 | 0.0055166 | 0.0055166 | 0.0055166 | 0.0055166 | 0.0055166
F1_Commercial_Restaurant_Existing_Miscellaneous_Natural Gas_Miscellaneous_E2 | F1 | Commercial | Restaurant | Existing | Miscellaneous | Natural Gas | Miscellaneous | E2 | RVT - Cost of Equipment | 0 | 0 | 0 | 0 | 0 | 0 | 0 | 0 | 0 | 0 | 0 | 0 | 0 | 0 | 0 | 0 | 0 | 0 | 0 | 0 | 0 | 0 | 0 | 0 | 0 | 0 | 0
F1_Commercial_Restaurant_Existing_Miscellaneous_Natural Gas_Miscellaneous_E3 | F1 | Commercial | Restaurant | Existing | Miscellaneous | Natural Gas | Miscellaneous | E3 | RVT - Cost of Equipment | 0 | 0 | 0 | 0 | 0 | 0 | 0 | 0 | 0 | 0 | 0 | 0 | 0 | 0 | 0 | 0 | 0 | 0 | 0 | 0 | 0 | 0 | 0 | 0 | 0 | 0 | 0
F1_Commercial_Restaurant_Existing_Miscellaneous_Natural Gas_Miscellaneous_E4 | F1 | Commercial | Restaurant | Existing | Miscellaneous | Natural Gas | Miscellaneous | E4 | RVT - Cost of Equipment | 0 | 0 | 0 | 0 | 0 | 0 | 0 | 0 | 0 | 0 | 0 | 0 | 0 | 0 | 0 | 0 | 0 | 0 | 0 | 0 | 0 | 0 | 0 | 0 | 0 | 0 | 0
F1_Commercial_Restaurant_Existing_Miscellaneous_Natural Gas_Miscellaneous_E5 | F1 | Commercial | Restaurant | Existing | Miscellaneous | Natural Gas | Miscellaneous | E5 | RVT - Cost of Equipment | 0 | 0 | 0 | 0 | 0 | 0 | 0 | 0 | 0 | 0 | 0 | 0 | 0 | 0 | 0 | 0 | 0 | 0 | 0 | 0 | 0 | 0 | 0 | 0 | 0 | 0 | 0
F1_Commercial_Restaurant_Existing_Miscellaneous_Natural Gas_Miscellaneous_E6 | F1 | Commercial | Restaurant | Existing | Miscellaneous | Natural Gas | Miscellaneous | E6 | RVT - Cost of Equipment | 0 | 0 | 0 | 0 | 0 | 0 | 0 | 0 | 0 | 0 | 0 | 0 | 0 | 0 | 0 | 0 | 0 | 0 | 0 | 0 | 0 | 0 | 0 | 0 | 0 | 0 | 0
F1_Commercial_Restaurant_Existing_Miscellaneous_Natural Gas_Miscellaneous_E7 | F1 | Commercial | Restaurant | Existing | Miscellaneous | Natural Gas | Miscellaneous | E7 | RVT - Cost of Equipment | 0 | 0 | 0 | 0 | 0 | 0 | 0 | 0 | 0 | 0 | 0 | 0 | 0 | 0 | 0 | 0 | 0 | 0 | 0 | 0 | 0 | 0 | 0 | 0 | 0 | 0 | 0
F1_Commercial_Restaurant_Existing_Miscellaneous_Natural Gas_Miscellaneous_E8 | F1 | Commercial | Restaurant | Existing | Miscellaneous | Natural Gas | Miscellaneous | E8 | RVT - Cost of Equipment | 0 | 0 | 0 | 0 | 0 | 0 | 0 | 0 | 0 | 0 | 0 | 0 | 0 | 0 | 0 | 0 | 0 | 0 | 0 | 0 | 0 | 0 | 0 | 0 | 0 | 0 | 0
F1_Commercial_Restaurant_Existing_Miscellaneous_Natural Gas_Miscellaneous_E9 | F1 | Commercial | Restaurant | Existing | Miscellaneous | Natural Gas | Miscellaneous | E9 | RVT - Cost of Equipment | 0 | 0 | 0 | 0 | 0 | 0 | 0 | 0 | 0 | 0 | 0 | 0 | 0 | 0 | 0 | 0 | 0 | 0 | 0 | 0 | 0 | 0 | 0 | 0 | 0 | 0 | 0
F1_Commercial_Restaurant_Existing_Miscellaneous_Natural Gas_Miscellaneous_E10 | F1 | Commercial | Restaurant | Existing | Miscellaneous | Natural Gas | Miscellaneous | E10 | RVT - Cost of Equipment | 0 | 0 | 0 | 0 | 0 | 0 | 0 | 0 | 0 | 0 | 0 | 0 | 0 | 0 | 0 | 0 | 0 | 0 | 0 | 0 | 0 | 0 | 0 | 0 | 0 | 0 | 0
F2_Commercial_Restaurant_Existing_Miscellaneous_Natural Gas_Miscellaneous_E1 | F2 | Commercial | Restaurant | Existing | Miscellaneous | Natural Gas | Miscellaneous | E1 | RVT - Cost of Operation | 0 | 0 | 0 | 0 | 0 | 0 | 0 | 0 | 0 | 0 | 0 | 0 | 0 | 0 | 0 | 0 | 0 | 0 | 0 | 0 | 0 | 0 | 0 | 0 | 0 | 0 | 0
F2_Commercial_Restaurant_Existing_Miscellaneous_Natural Gas_Miscellaneous_E2 | F2 | Commercial | Restaurant | Existing | Miscellaneous | Natural Gas | Miscellaneous | E2 | RVT - Cost of Operation | 0 | 0 | 0 | 0 | 0 | 0 | 0 | 0 | 0 | 0 | 0 | 0 | 0 | 0 | 0 | 0 | 0 | 0 | 0 | 0 | 0 | 0 | 0 | 0 | 0 | 0 | 0
F2_Commercial_Restaurant_Existing_Miscellaneous_Natural Gas_Miscellaneous_E3 | F2 | Commercial | Restaurant | Existing | Miscellaneous | Natural Gas | Miscellaneous | E3 | RVT - Cost of Operation | 0 | 0 | 0 | 0 | 0 | 0 | 0 | 0 | 0 | 0 | 0 | 0 | 0 | 0 | 0 | 0 | 0 | 0 | 0 | 0 | 0 | 0 | 0 | 0 | 0 | 0 | 0
F2_Commercial_Restaurant_Existing_Miscellaneous_Natural Gas_Miscellaneous_E4 | F2 | Commercial | Restaurant | Existing | Miscellaneous | Natural Gas | Miscellaneous | E4 | RVT - Cost of Operation | 0 | 0 | 0 | 0 | 0 | 0 | 0 | 0 | 0 | 0 | 0 | 0 | 0 | 0 | 0 | 0 | 0 | 0 | 0 | 0 | 0 | 0 | 0 | 0 | 0 | 0 | 0
F2_Commercial_Restaurant_Existing_Miscellaneous_Natural Gas_Miscellaneous_E5 | F2 | Commercial | Restaurant | Existing | Miscellaneous | Natural Gas | Miscellaneous | E5 | RVT - Cost of Operation | 0 | 0 | 0 | 0 | 0 | 0 | 0 | 0 | 0 | 0 | 0 | 0 | 0 | 0 | 0 | 0 | 0 | 0 | 0 | 0 | 0 | 0 | 0 | 0 | 0 | 0 | 0
F2_Commercial_Restaurant_Existing_Miscellaneous_Natural Gas_Miscellaneous_E6 | F2 | Commercial | Restaurant | Existing | Miscellaneous | Natural Gas | Miscellaneous | E6 | RVT - Cost of Operation | 0 | 0 | 0 | 0 | 0 | 0 | 0 | 0 | 0 | 0 | 0 | 0 | 0 | 0 | 0 | 0 | 0 | 0 | 0 | 0 | 0 | 0 | 0 | 0 | 0 | 0 | 0
F2_Commercial_Restaurant_Existing_Miscellaneous_Natural Gas_Miscellaneous_E7 | F2 | Commercial | Restaurant | Existing | Miscellaneous | Natural Gas | Miscellaneous | E7 | RVT - Cost of Operation | 0 | 0 | 0 | 0 | 0 | 0 | 0 | 0 | 0 | 0 | 0 | 0 | 0 | 0 | 0 | 0 | 0 | 0 | 0 | 0 | 0 | 0 | 0 | 0 | 0 | 0 | 0
F2_Commercial_Restaurant_Existing_Miscellaneous_Natural Gas_Miscellaneous_E8 | F2 | Commercial | Restaurant | Existing | Miscellaneous | Natural Gas | Miscellaneous | E8 | RVT - Cost of Operation | 0 | 0 | 0 | 0 | 0 | 0 | 0 | 0 | 0 | 0 | 0 | 0 | 0 | 0 | 0 | 0 | 0 | 0 | 0 | 0 | 0 | 0 | 0 | 0 | 0 | 0 | 0
F2_Commercial_Restaurant_Existing_Miscellaneous_Natural Gas_Miscellaneous_E9 | F2 | Commercial | Restaurant | Existing | Miscellaneous | Natural Gas | Miscellaneous | E9 | RVT - Cost of Operation | 0 | 0 | 0 | 0 | 0 | 0 | 0 | 0 | 0 | 0 | 0 | 0 | 0 | 0 | 0 | 0 | 0 | 0 | 0 | 0 | 0 | 0 | 0 | 0 | 0 | 0 | 0
F2_Commercial_Restaurant_Existing_Miscellaneous_Natural Gas_Miscellaneous_E10 | F2 | Commercial | Restaurant | Existing | Miscellaneous | Natural Gas | Miscellaneous | E10 | RVT - Cost of Operation | 0 | 0 | 0 | 0 | 0 | 0 | 0 | 0 | 0 | 0 | 0 | 0 | 0 | 0 | 0 | 0 | 0 | 0 | 0 | 0 | 0 | 0 | 0 | 0 | 0 | 0 | 0
F3_Commercial_Restaurant_Existing_Miscellaneous_Natural Gas_Miscellaneous_E1 | F3 | Commercial | Restaurant | Existing | Miscellaneous | Natural Gas | Miscellaneous | E1 | System - kBTUs of Consumption | 2.1106 | 2.1106 | 2.1106 | 2.1106 | 2.1106 | 2.1106 | 2.1106 | 2.1106 | 2.1106 | 2.1106 | 2.1106 | 2.1106 | 2.1106 | 2.1106 | 2.1106 | 2.1106 | 2.1106 | 2.1106 | 2.1106 | 2.1106 | 2.1106 | 2.1106 | 2.1106 | 2.1106 | 2.1106 | 2.1106 | 2.1106
F3_Commercial_Restaurant_Existing_Miscellaneous_Natural Gas_Miscellaneous_E2 | F3 | Commercial | Restaurant | Existing | Miscellaneous | Natural Gas | Miscellaneous | E2 | System - kBTUs of Consumption | 0 | 0 | 0 | 0 | 0 | 0 | 0 | 0 | 0 | 0 | 0 | 0 | 0 | 0 | 0 | 0 | 0 | 0 | 0 | 0 | 0 | 0 | 0 | 0 | 0 | 0 | 0
F3_Commercial_Restaurant_Existing_Miscellaneous_Natural Gas_Miscellaneous_E3 | F3 | Commercial | Restaurant | Existing | Miscellaneous | Natural Gas | Miscellaneous | E3 | System - kBTUs of Consumption | 0 | 0 | 0 | 0 | 0 | 0 | 0 | 0 | 0 | 0 | 0 | 0 | 0 | 0 | 0 | 0 | 0 | 0 | 0 | 0 | 0 | 0 | 0 | 0 | 0 | 0 | 0
F3_Commercial_Restaurant_Existing_Miscellaneous_Natural Gas_Miscellaneous_E4 | F3 | Commercial | Restaurant | Existing | Miscellaneous | Natural Gas | Miscellaneous | E4 | System - kBTUs of Consumption | 0 | 0 | 0 | 0 | 0 | 0 | 0 | 0 | 0 | 0 | 0 | 0 | 0 | 0 | 0 | 0 | 0 | 0 | 0 | 0 | 0 | 0 | 0 | 0 | 0 | 0 | 0
F3_Commercial_Restaurant_Existing_Miscellaneous_Natural Gas_Miscellaneous_E5 | F3 | Commercial | Restaurant | Existing | Miscellaneous | Natural Gas | Miscellaneous | E5 | System - kBTUs of Consumption | 0 | 0 | 0 | 0 | 0 | 0 | 0 | 0 | 0 | 0 | 0 | 0 | 0 | 0 | 0 | 0 | 0 | 0 | 0 | 0 | 0 | 0 | 0 | 0 | 0 | 0 | 0
F3_Commercial_Restaurant_Existing_Miscellaneous_Natural Gas_Miscellaneous_E6 | F3 | Commercial | Restaurant | Existing | Miscellaneous | Natural Gas | Miscellaneous | E6 | System - kBTUs of Consumption | 0 | 0 | 0 | 0 | 0 | 0 | 0 | 0 | 0 | 0 | 0 | 0 | 0 | 0 | 0 | 0 | 0 | 0 | 0 | 0 | 0 | 0 | 0 | 0 | 0 | 0 | 0
F3_Commercial_Restaurant_Existing_Miscellaneous_Natural Gas_Miscellaneous_E7 | F3 | Commercial | Restaurant | Existing | Miscellaneous | Natural Gas | Miscellaneous | E7 | System - kBTUs of Consumption | 0 | 0 | 0 | 0 | 0 | 0 | 0 | 0 | 0 | 0 | 0 | 0 | 0 | 0 | 0 | 0 | 0 | 0 | 0 | 0 | 0 | 0 | 0 | 0 | 0 | 0 | 0
F3_Commercial_Restaurant_Existing_Miscellaneous_Natural Gas_Miscellaneous_E8 | F3 | Commercial | Restaurant | Existing | Miscellaneous | Natural Gas | Miscellaneous | E8 | System - kBTUs of Consumption | 0 | 0 | 0 | 0 | 0 | 0 | 0 | 0 | 0 | 0 | 0 | 0 | 0 | 0 | 0 | 0 | 0 | 0 | 0 | 0 | 0 | 0 | 0 | 0 | 0 | 0 | 0
F3_Commercial_Restaurant_Existing_Miscellaneous_Natural Gas_Miscellaneous_E9 | F3 | Commercial | Restaurant | Existing | Miscellaneous | Natural Gas | Miscellaneous | E9 | System - kBTUs of Consumption | 0 | 0 | 0 | 0 | 0 | 0 | 0 | 0 | 0 | 0 | 0 | 0 | 0 | 0 | 0 | 0 | 0 | 0 | 0 | 0 | 0 | 0 | 0 | 0 | 0 | 0 | 0
F3_Commercial_Restaurant_Existing_Miscellaneous_Natural Gas_Miscellaneous_E10 | F3 | Commercial | Restaurant | Existing | Miscellaneous | Natural Gas | Miscellaneous | E10 | System - kBTUs of Consumption | 0 | 0 | 0 | 0 | 0 | 0 | 0 | 0 | 0 | 0 | 0 | 0 | 0 | 0 | 0 | 0 | 0 | 0 | 0 | 0 | 0 | 0 | 0 | 0 | 0 | 0 | 0
F4_Commercial_Restaurant_Existing_Miscellaneous_Natural Gas_Miscellaneous_E1 | F4 | Commercial | Restaurant | Existing | Miscellaneous | Natural Gas | Miscellaneous | E1 | Utility - Cost of Equipment | 0.0055166 | 0.0055166 | 0.0055166 | 0.0055166 | 0.0055166 | 0.0055166 | 0.0055166 | 0.0055166 | 0.0055166 | 0.0055166 | 0.0055166 | 0.0055166 | 0.0055166 | 0.0055166 | 0.0055166 | 0.0055166 | 0.0055166 | 0.0055166 | 0.0055166 | 0.0055166 | 0.0055166 | 0.0055166 | 0.0055166 | 0.0055166 | 0.0055166 | 0.0055166 | 0.0055166
F4_Commercial_Restaurant_Existing_Miscellaneous_Natural Gas_Miscellaneous_E2 | F4 | Commercial | Restaurant | Existing | Miscellaneous | Natural Gas | Miscellaneous | E2 | Utility - Cost of Equipment | 0 | 0 | 0 | 0 | 0 | 0 | 0 | 0 | 0 | 0 | 0 | 0 | 0 | 0 | 0 | 0 | 0 | 0 | 0 | 0 | 0 | 0 | 0 | 0 | 0 | 0 | 0
F4_Commercial_Restaurant_Existing_Miscellaneous_Natural Gas_Miscellaneous_E3 | F4 | Commercial | Restaurant | Existing | Miscellaneous | Natural Gas | Miscellaneous | E3 | Utility - Cost of Equipment | 0 | 0 | 0 | 0 | 0 | 0 | 0 | 0 | 0 | 0 | 0 | 0 | 0 | 0 | 0 | 0 | 0 | 0 | 0 | 0 | 0 | 0 | 0 | 0 | 0 | 0 | 0
F4_Commercial_Restaurant_Existing_Miscellaneous_Natural Gas_Miscellaneous_E4 | F4 | Commercial | Restaurant | Existing | Miscellaneous | Natural Gas | Miscellaneous | E4 | Utility - Cost of Equipment | 0 | 0 | 0 | 0 | 0 | 0 | 0 | 0 | 0 | 0 | 0 | 0 | 0 | 0 | 0 | 0 | 0 | 0 | 0 | 0 | 0 | 0 | 0 | 0 | 0 | 0 | 0
F4_Commercial_Restaurant_Existing_Miscellaneous_Natural Gas_Miscellaneous_E5 | F4 | Commercial | Restaurant | Existing | Miscellaneous | Natural Gas | Miscellaneous | E5 | Utility - Cost of Equipment | 0 | 0 | 0 | 0 | 0 | 0 | 0 | 0 | 0 | 0 | 0 | 0 | 0 | 0 | 0 | 0 | 0 | 0 | 0 | 0 | 0 | 0 | 0 | 0 | 0 | 0 | 0
F4_Commercial_Restaurant_Existing_Miscellaneous_Natural Gas_Miscellaneous_E6 | F4 | Commercial | Restaurant | Existing | Miscellaneous | Natural Gas | Miscellaneous | E6 | Utility - Cost of Equipment | 0 | 0 | 0 | 0 | 0 | 0 | 0 | 0 | 0 | 0 | 0 | 0 | 0 | 0 | 0 | 0 | 0 | 0 | 0 | 0 | 0 | 0 | 0 | 0 | 0 | 0 | 0
F4_Commercial_Restaurant_Existing_Miscellaneous_Natural Gas_Miscellaneous_E7 | F4 | Commercial | Restaurant | Existing | Miscellaneous | Natural Gas | Miscellaneous | E7 | Utility - Cost of Equipment | 0 | 0 | 0 | 0 | 0 | 0 | 0 | 0 | 0 | 0 | 0 | 0 | 0 | 0 | 0 | 0 | 0 | 0 | 0 | 0 | 0 | 0 | 0 | 0 | 0 | 0 | 0
F4_Commercial_Restaurant_Existing_Miscellaneous_Natural Gas_Miscellaneous_E8 | F4 | Commercial | Restaurant | Existing | Miscellaneous | Natural Gas | Miscellaneous | E8 | Utility - Cost of Equipment | 0 | 0 | 0 | 0 | 0 | 0 | 0 | 0 | 0 | 0 | 0 | 0 | 0 | 0 | 0 | 0 | 0 | 0 | 0 | 0 | 0 | 0 | 0 | 0 | 0 | 0 | 0
F4_Commercial_Restaurant_Existing_Miscellaneous_Natural Gas_Miscellaneous_E9 | F4 | Commercial | Restaurant | Existing | Miscellaneous | Natural Gas | Miscellaneous | E9 | Utility - Cost of Equipment | 0 | 0 | 0 | 0 | 0 | 0 | 0 | 0 | 0 | 0 | 0 | 0 | 0 | 0 | 0 | 0 | 0 | 0 | 0 | 0 | 0 | 0 | 0 | 0 | 0 | 0 | 0
F4_Commercial_Restaurant_Existing_Miscellaneous_Natural Gas_Miscellaneous_E10 | F4 | Commercial | Restaurant | Existing | Miscellaneous | Natural Gas | Miscellaneous | E10 | Utility - Cost of Equipment | 0 | 0 | 0 | 0 | 0 | 0 | 0 | 0 | 0 | 0 | 0 | 0 | 0 | 0 | 0 | 0 | 0 | 0 | 0 | 0 | 0 | 0 | 0 | 0 | 0 | 0 | 0
F5_Commercial_Restaurant_Existing_Miscellaneous_Natural Gas_Miscellaneous_E1 | F5 | Commercial | Restaurant | Existing | Miscellaneous | Natural Gas | Miscellaneous | E1 | Utility - Cost of Operation | 0.02958 | 0.02886 | 0.02797 | 0.026991 | 0.026631 | 0.026683 | 0.027002 | 0.027464 | 0.027982 | 0.028507 | 0.029054 | 0.029624 | 0.03023 | 0.030822 | 0.03139 | 0.031846 | 0.032078 | 0.031999 | 0.03153 | 0.030587 | 0.029094 | 0.027054 | 0.025085 | 0.023719 | 0.02308 | 0.023193 | 0.023307
F5_Commercial_Restaurant_Existing_Miscellaneous_Natural Gas_Miscellaneous_E2 | F5 | Commercial | Restaurant | Existing | Miscellaneous | Natural Gas | Miscellaneous | E2 | Utility - Cost of Operation | 0 | 0 | 0 | 0 | 0 | 0 | 0 | 0 | 0 | 0 | 0 | 0 | 0 | 0 | 0 | 0 | 0 | 0 | 0 | 0 | 0 | 0 | 0 | 0 | 0 | 0 | 0
F5_Commercial_Restaurant_Existing_Miscellaneous_Natural Gas_Miscellaneous_E3 | F5 | Commercial | Restaurant | Existing | Miscellaneous | Natural Gas | Miscellaneous | E3 | Utility - Cost of Operation | 0 | 0 | 0 | 0 | 0 | 0 | 0 | 0 | 0 | 0 | 0 | 0 | 0 | 0 | 0 | 0 | 0 | 0 | 0 | 0 | 0 | 0 | 0 | 0 | 0 | 0 | 0
F5_Commercial_Restaurant_Existing_Miscellaneous_Natural Gas_Miscellaneous_E4 | F5 | Commercial | Restaurant | Existing | Miscellaneous | Natural Gas | Miscellaneous | E4 | Utility - Cost of Operation | 0 | 0 | 0 | 0 | 0 | 0 | 0 | 0 | 0 | 0 | 0 | 0 | 0 | 0 | 0 | 0 | 0 | 0 | 0 | 0 | 0 | 0 | 0 | 0 | 0 | 0 | 0
F5_Commercial_Restaurant_Existing_Miscellaneous_Natural Gas_Miscellaneous_E5 | F5 | Commercial | Restaurant | Existing | Miscellaneous | Natural Gas | Miscellaneous | E5 | Utility - Cost of Operation | 0 | 0 | 0 | 0 | 0 | 0 | 0 | 0 | 0 | 0 | 0 | 0 | 0 | 0 | 0 | 0 | 0 | 0 | 0 | 0 | 0 | 0 | 0 | 0 | 0 | 0 | 0
F5_Commercial_Restaurant_Existing_Miscellaneous_Natural Gas_Miscellaneous_E6 | F5 | Commercial | Restaurant | Existing | Miscellaneous | Natural Gas | Miscellaneous | E6 | Utility - Cost of Operation | 0 | 0 | 0 | 0 | 0 | 0 | 0 | 0 | 0 | 0 | 0 | 0 | 0 | 0 | 0 | 0 | 0 | 0 | 0 | 0 | 0 | 0 | 0 | 0 | 0 | 0 | 0
F5_Commercial_Restaurant_Existing_Miscellaneous_Natural Gas_Miscellaneous_E7 | F5 | Commercial | Restaurant | Existing | Miscellaneous | Natural Gas | Miscellaneous | E7 | Utility - Cost of Operation | 0 | 0 | 0 | 0 | 0 | 0 | 0 | 0 | 0 | 0 | 0 | 0 | 0 | 0 | 0 | 0 | 0 | 0 | 0 | 0 | 0 | 0 | 0 | 0 | 0 | 0 | 0
F5_Commercial_Restaurant_Existing_Miscellaneous_Natural Gas_Miscellaneous_E8 | F5 | Commercial | Restaurant | Existing | Miscellaneous | Natural Gas | Miscellaneous | E8 | Utility - Cost of Operation | 0 | 0 | 0 | 0 | 0 | 0 | 0 | 0 | 0 | 0 | 0 | 0 | 0 | 0 | 0 | 0 | 0 | 0 | 0 | 0 | 0 | 0 | 0 | 0 | 0 | 0 | 0
F5_Commercial_Restaurant_Existing_Miscellaneous_Natural Gas_Miscellaneous_E9 | F5 | Commercial | Restaurant | Existing | Miscellaneous | Natural Gas | Miscellaneous | E9 | Utility - Cost of Operation | 0 | 0 | 0 | 0 | 0 | 0 | 0 | 0 | 0 | 0 | 0 | 0 | 0 | 0 | 0 | 0 | 0 | 0 | 0 | 0 | 0 | 0 | 0 | 0 | 0 | 0 | 0
F5_Commercial_Restaurant_Existing_Miscellaneous_Natural Gas_Miscellaneous_E10 | F5 | Commercial | Restaurant | Existing | Miscellaneous | Natural Gas | Miscellaneous | E10 | Utility - Cost of Operation | 0 | 0 | 0 | 0 | 0 | 0 | 0 | 0 | 0 | 0 | 0 | 0 | 0 | 0 | 0 | 0 | 0 | 0 | 0 | 0 | 0 | 0 | 0 | 0 | 0 | 0 | 0
F6_Commercial_Restaurant_Existing_Miscellaneous_Natural Gas_Miscellaneous_E1 | F6 | Commercial | Restaurant | Existing | Miscellaneous | Natural Gas | Miscellaneous | E1 | Utility - Value of Sales | 0 | 0 | 0 | 0 | 0 | 0 | 0 | 0 | 0 | 0 | 0 | 0 | 0 | 0 | 0 | 0 | 0 | 0 | 0 | 0 | 0 | 0 | 0 | 0 | 0 | 0 | 0
F6_Commercial_Restaurant_Existing_Miscellaneous_Natural Gas_Miscellaneous_E2 | F6 | Commercial | Restaurant | Existing | Miscellaneous | Natural Gas | Miscellaneous | E2 | Utility - Value of Sales | 0 | 0 | 0 | 0 | 0 | 0 | 0 | 0 | 0 | 0 | 0 | 0 | 0 | 0 | 0 | 0 | 0 | 0 | 0 | 0 | 0 | 0 | 0 | 0 | 0 | 0 | 0
F6_Commercial_Restaurant_Existing_Miscellaneous_Natural Gas_Miscellaneous_E3 | F6 | Commercial | Restaurant | Existing | Miscellaneous | Natural Gas | Miscellaneous | E3 | Utility - Value of Sales | 0 | 0 | 0 | 0 | 0 | 0 | 0 | 0 | 0 | 0 | 0 | 0 | 0 | 0 | 0 | 0 | 0 | 0 | 0 | 0 | 0 | 0 | 0 | 0 | 0 | 0 | 0
F6_Commercial_Restaurant_Existing_Miscellaneous_Natural Gas_Miscellaneous_E4 | F6 | Commercial | Restaurant | Existing | Miscellaneous | Natural Gas | Miscellaneous | E4 | Utility - Value of Sales | 0 | 0 | 0 | 0 | 0 | 0 | 0 | 0 | 0 | 0 | 0 | 0 | 0 | 0 | 0 | 0 | 0 | 0 | 0 | 0 | 0 | 0 | 0 | 0 | 0 | 0 | 0
F6_Commercial_Restaurant_Existing_Miscellaneous_Natural Gas_Miscellaneous_E5 | F6 | Commercial | Restaurant | Existing | Miscellaneous | Natural Gas | Miscellaneous | E5 | Utility - Value of Sales | 0 | 0 | 0 | 0 | 0 | 0 | 0 | 0 | 0 | 0 | 0 | 0 | 0 | 0 | 0 | 0 | 0 | 0 | 0 | 0 | 0 | 0 | 0 | 0 | 0 | 0 | 0
F6_Commercial_Restaurant_Existing_Miscellaneous_Natural Gas_Miscellaneous_E6 | F6 | Commercial | Restaurant | Existing | Miscellaneous | Natural Gas | Miscellaneous | E6 | Utility - Value of Sales | 0 | 0 | 0 | 0 | 0 | 0 | 0 | 0 | 0 | 0 | 0 | 0 | 0 | 0 | 0 | 0 | 0 | 0 | 0 | 0 | 0 | 0 | 0 | 0 | 0 | 0 | 0
F6_Commercial_Restaurant_Existing_Miscellaneous_Natural Gas_Miscellaneous_E7 | F6 | Commercial | Restaurant | Existing | Miscellaneous | Natural Gas | Miscellaneous | E7 | Utility - Value of Sales | 0 | 0 | 0 | 0 | 0 | 0 | 0 | 0 | 0 | 0 | 0 | 0 | 0 | 0 | 0 | 0 | 0 | 0 | 0 | 0 | 0 | 0 | 0 | 0 | 0 | 0 | 0
F6_Commercial_Restaurant_Existing_Miscellaneous_Natural Gas_Miscellaneous_E8 | F6 | Commercial | Restaurant | Existing | Miscellaneous | Natural Gas | Miscellaneous | E8 | Utility - Value of Sales | 0 | 0 | 0 | 0 | 0 | 0 | 0 | 0 | 0 | 0 | 0 | 0 | 0 | 0 | 0 | 0 | 0 | 0 | 0 | 0 | 0 | 0 | 0 | 0 | 0 | 0 | 0
F6_Commercial_Restaurant_Existing_Miscellaneous_Natural Gas_Miscellaneous_E9 | F6 | Commercial | Restaurant | Existing | Miscellaneous | Natural Gas | Miscellaneous | E9 | Utility - Value of Sales | 0 | 0 | 0 | 0 | 0 | 0 | 0 | 0 | 0 | 0 | 0 | 0 | 0 | 0 | 0 | 0 | 0 | 0 | 0 | 0 | 0 | 0 | 0 | 0 | 0 | 0 | 0
F6_Commercial_Restaurant_Existing_Miscellaneous_Natural Gas_Miscellaneous_E10 | F6 | Commercial | Restaurant | Existing | Miscellaneous | Natural Gas | Miscellaneous | E10 | Utility - Value of Sales | 0 | 0 | 0 | 0 | 0 | 0 | 0 | 0 | 0 | 0 | 0 | 0 | 0 | 0 | 0 | 0 | 0 | 0 | 0 | 0 | 0 | 0 | 0 | 0 | 0 | 0 | 0
F1_Commercial_Restaurant_New_Space Heating_Natural Gas_Furnace_E1 | F1 | Commercial | Restaurant | New | Space Heating | Natural Gas | Furnace | E1 | RVT - Cost of Equipment | 0.063627 | 0.063627 | 0.063627 | 0 | 0 | 0 | 0 | 0 | 0 | 0 | 0 | 0 | 0 | 0 | 0 | 0 | 0 | 0 | 0 | 0 | 0 | 0 | 0 | 0 | 0 | 0 | 0
F1_Commercial_Restaurant_New_Space Heating_Natural Gas_Furnace_E2 | F1 | Commercial | Restaurant | New | Space Heating | Natural Gas | Furnace | E2 | RVT - Cost of Equipment | 0.078185 | 0.078185 | 0.078185 | 0.078185 | 0.078185 | 0.078185 | 0.078185 | 0.078185 | 0.078185 | 0.078185 | 0.078185 | 0.078185 | 0.078185 | 0.078185 | 0.078185 | 0.078185 | 0.078185 | 0.078185 | 0.078185 | 0.078185 | 0.078185 | 0.078185 | 0.078185 | 0.078185 | 0.078185 | 0.078185 | 0.078185
F1_Commercial_Restaurant_New_Space Heating_Natural Gas_Furnace_E3 | F1 | Commercial | Restaurant | New | Space Heating | Natural Gas | Furnace | E3 | RVT - Cost of Equipment | 0.092743 | 0.092743 | 0.092743 | 0.092743 | 0.092743 | 0.092743 | 0.092743 | 0.092743 | 0.092743 | 0.092743 | 0.092743 | 0.092743 | 0.092743 | 0.092743 | 0.092743 | 0.092743 | 0.092743 | 0.092743 | 0.092743 | 0.092743 | 0.092743 | 0.092743 | 0.092743 | 0.092743 | 0.092743 | 0.092743 | 0.092743
F1_Commercial_Restaurant_New_Space Heating_Natural Gas_Furnace_E4 | F1 | Commercial | Restaurant | New | Space Heating | Natural Gas | Furnace | E4 | RVT - Cost of Equipment | 0 | 0 | 0 | 0 | 0 | 0 | 0 | 0 | 0 | 0 | 0 | 0 | 0 | 0 | 0 | 0 | 0 | 0 | 0 | 0 | 0 | 0 | 0 | 0 | 0 | 0 | 0
F1_Commercial_Restaurant_New_Space Heating_Natural Gas_Furnace_E5 | F1 | Commercial | Restaurant | New | Space Heating | Natural Gas | Furnace | E5 | RVT - Cost of Equipment | 0 | 0 | 0 | 0 | 0 | 0 | 0 | 0 | 0 | 0 | 0 | 0 | 0 | 0 | 0 | 0 | 0 | 0 | 0 | 0 | 0 | 0 | 0 | 0 | 0 | 0 | 0
F1_Commercial_Restaurant_New_Space Heating_Natural Gas_Furnace_E6 | F1 | Commercial | Restaurant | New | Space Heating | Natural Gas | Furnace | E6 | RVT - Cost of Equipment | 0 | 0 | 0 | 0 | 0 | 0 | 0 | 0 | 0 | 0 | 0 | 0 | 0 | 0 | 0 | 0 | 0 | 0 | 0 | 0 | 0 | 0 | 0 | 0 | 0 | 0 | 0
F1_Commercial_Restaurant_New_Space Heating_Natural Gas_Furnace_E7 | F1 | Commercial | Restaurant | New | Space Heating | Natural Gas | Furnace | E7 | RVT - Cost of Equipment | 0 | 0 | 0 | 0 | 0 | 0 | 0 | 0 | 0 | 0 | 0 | 0 | 0 | 0 | 0 | 0 | 0 | 0 | 0 | 0 | 0 | 0 | 0 | 0 | 0 | 0 | 0
F1_Commercial_Restaurant_New_Space Heating_Natural Gas_Furnace_E8 | F1 | Commercial | Restaurant | New | Space Heating | Natural Gas | Furnace | E8 | RVT - Cost of Equipment | 0 | 0 | 0 | 0 | 0 | 0 | 0 | 0 | 0 | 0 | 0 | 0 | 0 | 0 | 0 | 0 | 0 | 0 | 0 | 0 | 0 | 0 | 0 | 0 | 0 | 0 | 0
F1_Commercial_Restaurant_New_Space Heating_Natural Gas_Furnace_E9 | F1 | Commercial | Restaurant | New | Space Heating | Natural Gas | Furnace | E9 | RVT - Cost of Equipment | 0 | 0 | 0 | 0 | 0 | 0 | 0 | 0 | 0 | 0 | 0 | 0 | 0 | 0 | 0 | 0 | 0 | 0 | 0 | 0 | 0 | 0 | 0 | 0 | 0 | 0 | 0
F1_Commercial_Restaurant_New_Space Heating_Natural Gas_Furnace_E10 | F1 | Commercial | Restaurant | New | Space Heating | Natural Gas | Furnace | E10 | RVT - Cost of Equipment | 0 | 0 | 0 | 0 | 0 | 0 | 0 | 0 | 0 | 0 | 0 | 0 | 0 | 0 | 0 | 0 | 0 | 0 | 0 | 0 | 0 | 0 | 0 | 0 | 0 | 0 | 0
F2_Commercial_Restaurant_New_Space Heating_Natural Gas_Furnace_E1 | F2 | Commercial | Restaurant | New | Space Heating | Natural Gas | Furnace | E1 | RVT - Cost of Operation | 0 | 0 | 0 | 0 | 0 | 0 | 0 | 0 | 0 | 0 | 0 | 0 | 0 | 0 | 0 | 0 | 0 | 0 | 0 | 0 | 0 | 0 | 0 | 0 | 0 | 0 | 0
F2_Commercial_Restaurant_New_Space Heating_Natural Gas_Furnace_E2 | F2 | Commercial | Restaurant | New | Space Heating | Natural Gas | Furnace | E2 | RVT - Cost of Operation | 0 | 0 | 0 | 0 | 0 | 0 | 0 | 0 | 0 | 0 | 0 | 0 | 0 | 0 | 0 | 0 | 0 | 0 | 0 | 0 | 0 | 0 | 0 | 0 | 0 | 0 | 0
F2_Commercial_Restaurant_New_Space Heating_Natural Gas_Furnace_E3 | F2 | Commercial | Restaurant | New | Space Heating | Natural Gas | Furnace | E3 | RVT - Cost of Operation | 0 | 0 | 0 | 0 | 0 | 0 | 0 | 0 | 0 | 0 | 0 | 0 | 0 | 0 | 0 | 0 | 0 | 0 | 0 | 0 | 0 | 0 | 0 | 0 | 0 | 0 | 0
F2_Commercial_Restaurant_New_Space Heating_Natural Gas_Furnace_E4 | F2 | Commercial | Restaurant | New | Space Heating | Natural Gas | Furnace | E4 | RVT - Cost of Operation | 0 | 0 | 0 | 0 | 0 | 0 | 0 | 0 | 0 | 0 | 0 | 0 | 0 | 0 | 0 | 0 | 0 | 0 | 0 | 0 | 0 | 0 | 0 | 0 | 0 | 0 | 0
F2_Commercial_Restaurant_New_Space Heating_Natural Gas_Furnace_E5 | F2 | Commercial | Restaurant | New | Space Heating | Natural Gas | Furnace | E5 | RVT - Cost of Operation | 0 | 0 | 0 | 0 | 0 | 0 | 0 | 0 | 0 | 0 | 0 | 0 | 0 | 0 | 0 | 0 | 0 | 0 | 0 | 0 | 0 | 0 | 0 | 0 | 0 | 0 | 0
F2_Commercial_Restaurant_New_Space Heating_Natural Gas_Furnace_E6 | F2 | Commercial | Restaurant | New | Space Heating | Natural Gas | Furnace | E6 | RVT - Cost of Operation | 0 | 0 | 0 | 0 | 0 | 0 | 0 | 0 | 0 | 0 | 0 | 0 | 0 | 0 | 0 | 0 | 0 | 0 | 0 | 0 | 0 | 0 | 0 | 0 | 0 | 0 | 0
F2_Commercial_Restaurant_New_Space Heating_Natural Gas_Furnace_E7 | F2 | Commercial | Restaurant | New | Space Heating | Natural Gas | Furnace | E7 | RVT - Cost of Operation | 0 | 0 | 0 | 0 | 0 | 0 | 0 | 0 | 0 | 0 | 0 | 0 | 0 | 0 | 0 | 0 | 0 | 0 | 0 | 0 | 0 | 0 | 0 | 0 | 0 | 0 | 0
F2_Commercial_Restaurant_New_Space Heating_Natural Gas_Furnace_E8 | F2 | Commercial | Restaurant | New | Space Heating | Natural Gas | Furnace | E8 | RVT - Cost of Operation | 0 | 0 | 0 | 0 | 0 | 0 | 0 | 0 | 0 | 0 | 0 | 0 | 0 | 0 | 0 | 0 | 0 | 0 | 0 | 0 | 0 | 0 | 0 | 0 | 0 | 0 | 0
F2_Commercial_Restaurant_New_Space Heating_Natural Gas_Furnace_E9 | F2 | Commercial | Restaurant | New | Space Heating | Natural Gas | Furnace | E9 | RVT - Cost of Operation | 0 | 0 | 0 | 0 | 0 | 0 | 0 | 0 | 0 | 0 | 0 | 0 | 0 | 0 | 0 | 0 | 0 | 0 | 0 | 0 | 0 | 0 | 0 | 0 | 0 | 0 | 0
F2_Commercial_Restaurant_New_Space Heating_Natural Gas_Furnace_E10 | F2 | Commercial | Restaurant | New | Space Heating | Natural Gas | Furnace | E10 | RVT - Cost of Operation | 0 | 0 | 0 | 0 | 0 | 0 | 0 | 0 | 0 | 0 | 0 | 0 | 0 | 0 | 0 | 0 | 0 | 0 | 0 | 0 | 0 | 0 | 0 | 0 | 0 | 0 | 0
F3_Commercial_Restaurant_New_Space Heating_Natural Gas_Furnace_E1 | F3 | Commercial | Restaurant | New | Space Heating | Natural Gas | Furnace | E1 | System - kBTUs of Consumption | 74.9613 | 75.1797 | 75.167 | 0 | 0 | 0 | 0 | 0 | 0 | 0 | 0 | 0 | 0 | 0 | 0 | 0 | 0 | 0 | 0 | 0 | 0 | 0 | 0 | 0 | 0 | 0 | 0
F3_Commercial_Restaurant_New_Space Heating_Natural Gas_Furnace_E2 | F3 | Commercial | Restaurant | New | Space Heating | Natural Gas | Furnace | E2 | System - kBTUs of Consumption | 66.6322 | 66.8264 | 66.8151 | 66.8151 | 66.8151 | 66.8151 | 66.8151 | 66.8151 | 66.8151 | 66.8151 | 66.8151 | 66.8151 | 66.8151 | 66.8151 | 66.8151 | 66.8151 | 66.8151 | 66.8151 | 66.8151 | 66.8151 | 66.8151 | 66.8151 | 66.8151 | 66.8151 | 66.8151 | 66.8151 | 66.8151
F3_Commercial_Restaurant_New_Space Heating_Natural Gas_Furnace_E3 | F3 | Commercial | Restaurant | New | Space Heating | Natural Gas | Furnace | E3 | System - kBTUs of Consumption | 62.4677 | 62.6498 | 62.6392 | 62.6392 | 62.6392 | 62.6392 | 62.6392 | 62.6392 | 62.6392 | 62.6392 | 62.6392 | 62.6392 | 62.6392 | 62.6392 | 62.6392 | 62.6392 | 62.6392 | 62.6392 | 62.6392 | 62.6392 | 62.6392 | 62.6392 | 62.6392 | 62.6392 | 62.6392 | 62.6392 | 62.6392
F3_Commercial_Restaurant_New_Space Heating_Natural Gas_Furnace_E4 | F3 | Commercial | Restaurant | New | Space Heating | Natural Gas | Furnace | E4 | System - kBTUs of Consumption | 0 | 0 | 0 | 0 | 0 | 0 | 0 | 0 | 0 | 0 | 0 | 0 | 0 | 0 | 0 | 0 | 0 | 0 | 0 | 0 | 0 | 0 | 0 | 0 | 0 | 0 | 0
F3_Commercial_Restaurant_New_Space Heating_Natural Gas_Furnace_E5 | F3 | Commercial | Restaurant | New | Space Heating | Natural Gas | Furnace | E5 | System - kBTUs of Consumption | 0 | 0 | 0 | 0 | 0 | 0 | 0 | 0 | 0 | 0 | 0 | 0 | 0 | 0 | 0 | 0 | 0 | 0 | 0 | 0 | 0 | 0 | 0 | 0 | 0 | 0 | 0
F3_Commercial_Restaurant_New_Space Heating_Natural Gas_Furnace_E6 | F3 | Commercial | Restaurant | New | Space Heating | Natural Gas | Furnace | E6 | System - kBTUs of Consumption | 0 | 0 | 0 | 0 | 0 | 0 | 0 | 0 | 0 | 0 | 0 | 0 | 0 | 0 | 0 | 0 | 0 | 0 | 0 | 0 | 0 | 0 | 0 | 0 | 0 | 0 | 0
F3_Commercial_Restaurant_New_Space Heating_Natural Gas_Furnace_E7 | F3 | Commercial | Restaurant | New | Space Heating | Natural Gas | Furnace | E7 | System - kBTUs of Consumption | 0 | 0 | 0 | 0 | 0 | 0 | 0 | 0 | 0 | 0 | 0 | 0 | 0 | 0 | 0 | 0 | 0 | 0 | 0 | 0 | 0 | 0 | 0 | 0 | 0 | 0 | 0
F3_Commercial_Restaurant_New_Space Heating_Natural Gas_Furnace_E8 | F3 | Commercial | Restaurant | New | Space Heating | Natural Gas | Furnace | E8 | System - kBTUs of Consumption | 0 | 0 | 0 | 0 | 0 | 0 | 0 | 0 | 0 | 0 | 0 | 0 | 0 | 0 | 0 | 0 | 0 | 0 | 0 | 0 | 0 | 0 | 0 | 0 | 0 | 0 | 0
F3_Commercial_Restaurant_New_Space Heating_Natural Gas_Furnace_E9 | F3 | Commercial | Restaurant | New | Space Heating | Natural Gas | Furnace | E9 | System - kBTUs of Consumption | 0 | 0 | 0 | 0 | 0 | 0 | 0 | 0 | 0 | 0 | 0 | 0 | 0 | 0 | 0 | 0 | 0 | 0 | 0 | 0 | 0 | 0 | 0 | 0 | 0 | 0 | 0
F3_Commercial_Restaurant_New_Space Heating_Natural Gas_Furnace_E10 | F3 | Commercial | Restaurant | New | Space Heating | Natural Gas | Furnace | E10 | System - kBTUs of Consumption | 0 | 0 | 0 | 0 | 0 | 0 | 0 | 0 | 0 | 0 | 0 | 0 | 0 | 0 | 0 | 0 | 0 | 0 | 0 | 0 | 0 | 0 | 0 | 0 | 0 | 0 | 0
F4_Commercial_Restaurant_New_Space Heating_Natural Gas_Furnace_E1 | F4 | Commercial | Restaurant | New | Space Heating | Natural Gas | Furnace | E1 | Utility - Cost of Equipment | 0.063627 | 0.063627 | 0.063627 | 0 | 0 | 0 | 0 | 0 | 0 | 0 | 0 | 0 | 0 | 0 | 0 | 0 | 0 | 0 | 0 | 0 | 0 | 0 | 0 | 0 | 0 | 0 | 0
F4_Commercial_Restaurant_New_Space Heating_Natural Gas_Furnace_E2 | F4 | Commercial | Restaurant | New | Space Heating | Natural Gas | Furnace | E2 | Utility - Cost of Equipment | 0.078185 | 0.078185 | 0.078185 | 0.078185 | 0.078185 | 0.078185 | 0.078185 | 0.078185 | 0.078185 | 0.078185 | 0.078185 | 0.078185 | 0.078185 | 0.078185 | 0.078185 | 0.078185 | 0.078185 | 0.078185 | 0.078185 | 0.078185 | 0.078185 | 0.078185 | 0.078185 | 0.078185 | 0.078185 | 0.078185 | 0.078185
F4_Commercial_Restaurant_New_Space Heating_Natural Gas_Furnace_E3 | F4 | Commercial | Restaurant | New | Space Heating | Natural Gas | Furnace | E3 | Utility - Cost of Equipment | 0.092743 | 0.092743 | 0.092743 | 0.092743 | 0.092743 | 0.092743 | 0.092743 | 0.092743 | 0.092743 | 0.092743 | 0.092743 | 0.092743 | 0.092743 | 0.092743 | 0.092743 | 0.092743 | 0.092743 | 0.092743 | 0.092743 | 0.092743 | 0.092743 | 0.092743 | 0.092743 | 0.092743 | 0.092743 | 0.092743 | 0.092743
F4_Commercial_Restaurant_New_Space Heating_Natural Gas_Furnace_E4 | F4 | Commercial | Restaurant | New | Space Heating | Natural Gas | Furnace | E4 | Utility - Cost of Equipment | 0 | 0 | 0 | 0 | 0 | 0 | 0 | 0 | 0 | 0 | 0 | 0 | 0 | 0 | 0 | 0 | 0 | 0 | 0 | 0 | 0 | 0 | 0 | 0 | 0 | 0 | 0
F4_Commercial_Restaurant_New_Space Heating_Natural Gas_Furnace_E5 | F4 | Commercial | Restaurant | New | Space Heating | Natural Gas | Furnace | E5 | Utility - Cost of Equipment | 0 | 0 | 0 | 0 | 0 | 0 | 0 | 0 | 0 | 0 | 0 | 0 | 0 | 0 | 0 | 0 | 0 | 0 | 0 | 0 | 0 | 0 | 0 | 0 | 0 | 0 | 0
F4_Commercial_Restaurant_New_Space Heating_Natural Gas_Furnace_E6 | F4 | Commercial | Restaurant | New | Space Heating | Natural Gas | Furnace | E6 | Utility - Cost of Equipment | 0 | 0 | 0 | 0 | 0 | 0 | 0 | 0 | 0 | 0 | 0 | 0 | 0 | 0 | 0 | 0 | 0 | 0 | 0 | 0 | 0 | 0 | 0 | 0 | 0 | 0 | 0
F4_Commercial_Restaurant_New_Space Heating_Natural Gas_Furnace_E7 | F4 | Commercial | Restaurant | New | Space Heating | Natural Gas | Furnace | E7 | Utility - Cost of Equipment | 0 | 0 | 0 | 0 | 0 | 0 | 0 | 0 | 0 | 0 | 0 | 0 | 0 | 0 | 0 | 0 | 0 | 0 | 0 | 0 | 0 | 0 | 0 | 0 | 0 | 0 | 0
F4_Commercial_Restaurant_New_Space Heating_Natural Gas_Furnace_E8 | F4 | Commercial | Restaurant | New | Space Heating | Natural Gas | Furnace | E8 | Utility - Cost of Equipment | 0 | 0 | 0 | 0 | 0 | 0 | 0 | 0 | 0 | 0 | 0 | 0 | 0 | 0 | 0 | 0 | 0 | 0 | 0 | 0 | 0 | 0 | 0 | 0 | 0 | 0 | 0
F4_Commercial_Restaurant_New_Space Heating_Natural Gas_Furnace_E9 | F4 | Commercial | Restaurant | New | Space Heating | Natural Gas | Furnace | E9 | Utility - Cost of Equipment | 0 | 0 | 0 | 0 | 0 | 0 | 0 | 0 | 0 | 0 | 0 | 0 | 0 | 0 | 0 | 0 | 0 | 0 | 0 | 0 | 0 | 0 | 0 | 0 | 0 | 0 | 0
F4_Commercial_Restaurant_New_Space Heating_Natural Gas_Furnace_E10 | F4 | Commercial | Restaurant | New | Space Heating | Natural Gas | Furnace | E10 | Utility - Cost of Equipment | 0 | 0 | 0 | 0 | 0 | 0 | 0 | 0 | 0 | 0 | 0 | 0 | 0 | 0 | 0 | 0 | 0 | 0 | 0 | 0 | 0 | 0 | 0 | 0 | 0 | 0 | 0
F5_Commercial_Restaurant_New_Space Heating_Natural Gas_Furnace_E1 | F5 | Commercial | Restaurant | New | Space Heating | Natural Gas | Furnace | E1 | Utility - Cost of Operation | 1.0894 | 1.083 | 1.0679 | 0 | 0 | 0 | 0 | 0 | 0 | 0 | 0 | 0 | 0 | 0 | 0 | 0 | 0 | 0 | 0 | 0 | 0 | 0 | 0 | 0 | 0 | 0 | 0
F5_Commercial_Restaurant_New_Space Heating_Natural Gas_Furnace_E2 | F5 | Commercial | Restaurant | New | Space Heating | Natural Gas | Furnace | E2 | Utility - Cost of Operation | 0.96832 | 0.96263 | 0.9492 | 0.9347 | 0.93069 | 0.9301 | 0.93194 | 0.93443 | 0.93637 | 0.93732 | 0.93723 | 0.936 | 0.93329 | 0.92838 | 0.9213 | 0.91244 | 0.90101 | 0.88752 | 0.87145 | 0.85227 | 0.82944 | 0.8035 | 0.78208 | 0.76863 | 0.76356 | 0.7673 | 0.77106
F5_Commercial_Restaurant_New_Space Heating_Natural Gas_Furnace_E3 | F5 | Commercial | Restaurant | New | Space Heating | Natural Gas | Furnace | E3 | Utility - Cost of Operation | 0.9078 | 0.90246 | 0.88988 | 0.87628 | 0.87252 | 0.87197 | 0.87369 | 0.87603 | 0.87785 | 0.87873 | 0.87865 | 0.8775 | 0.87496 | 0.87035 | 0.86372 | 0.85541 | 0.8447 | 0.83205 | 0.81698 | 0.799 | 0.7776 | 0.75329 | 0.7332 | 0.72059 | 0.71584 | 0.71935 | 0.72287
F5_Commercial_Restaurant_New_Space Heating_Natural Gas_Furnace_E4 | F5 | Commercial | Restaurant | New | Space Heating | Natural Gas | Furnace | E4 | Utility - Cost of Operation | 0 | 0 | 0 | 0 | 0 | 0 | 0 | 0 | 0 | 0 | 0 | 0 | 0 | 0 | 0 | 0 | 0 | 0 | 0 | 0 | 0 | 0 | 0 | 0 | 0 | 0 | 0
F5_Commercial_Restaurant_New_Space Heating_Natural Gas_Furnace_E5 | F5 | Commercial | Restaurant | New | Space Heating | Natural Gas | Furnace | E5 | Utility - Cost of Operation | 0 | 0 | 0 | 0 | 0 | 0 | 0 | 0 | 0 | 0 | 0 | 0 | 0 | 0 | 0 | 0 | 0 | 0 | 0 | 0 | 0 | 0 | 0 | 0 | 0 | 0 | 0
F5_Commercial_Restaurant_New_Space Heating_Natural Gas_Furnace_E6 | F5 | Commercial | Restaurant | New | Space Heating | Natural Gas | Furnace | E6 | Utility - Cost of Operation | 0 | 0 | 0 | 0 | 0 | 0 | 0 | 0 | 0 | 0 | 0 | 0 | 0 | 0 | 0 | 0 | 0 | 0 | 0 | 0 | 0 | 0 | 0 | 0 | 0 | 0 | 0
F5_Commercial_Restaurant_New_Space Heating_Natural Gas_Furnace_E7 | F5 | Commercial | Restaurant | New | Space Heating | Natural Gas | Furnace | E7 | Utility - Cost of Operation | 0 | 0 | 0 | 0 | 0 | 0 | 0 | 0 | 0 | 0 | 0 | 0 | 0 | 0 | 0 | 0 | 0 | 0 | 0 | 0 | 0 | 0 | 0 | 0 | 0 | 0 | 0
F5_Commercial_Restaurant_New_Space Heating_Natural Gas_Furnace_E8 | F5 | Commercial | Restaurant | New | Space Heating | Natural Gas | Furnace | E8 | Utility - Cost of Operation | 0 | 0 | 0 | 0 | 0 | 0 | 0 | 0 | 0 | 0 | 0 | 0 | 0 | 0 | 0 | 0 | 0 | 0 | 0 | 0 | 0 | 0 | 0 | 0 | 0 | 0 | 0
F5_Commercial_Restaurant_New_Space Heating_Natural Gas_Furnace_E9 | F5 | Commercial | Restaurant | New | Space Heating | Natural Gas | Furnace | E9 | Utility - Cost of Operation | 0 | 0 | 0 | 0 | 0 | 0 | 0 | 0 | 0 | 0 | 0 | 0 | 0 | 0 | 0 | 0 | 0 | 0 | 0 | 0 | 0 | 0 | 0 | 0 | 0 | 0 | 0
F5_Commercial_Restaurant_New_Space Heating_Natural Gas_Furnace_E10 | F5 | Commercial | Restaurant | New | Space Heating | Natural Gas | Furnace | E10 | Utility - Cost of Operation | 0 | 0 | 0 | 0 | 0 | 0 | 0 | 0 | 0 | 0 | 0 | 0 | 0 | 0 | 0 | 0 | 0 | 0 | 0 | 0 | 0 | 0 | 0 | 0 | 0 | 0 | 0
F6_Commercial_Restaurant_New_Space Heating_Natural Gas_Furnace_E1 | F6 | Commercial | Restaurant | New | Space Heating | Natural Gas | Furnace | E1 | Utility - Value of Sales | 0 | 0 | 0 | 0 | 0 | 0 | 0 | 0 | 0 | 0 | 0 | 0 | 0 | 0 | 0 | 0 | 0 | 0 | 0 | 0 | 0 | 0 | 0 | 0 | 0 | 0 | 0
F6_Commercial_Restaurant_New_Space Heating_Natural Gas_Furnace_E2 | F6 | Commercial | Restaurant | New | Space Heating | Natural Gas | Furnace | E2 | Utility - Value of Sales | 0 | 0 | 0 | 0 | 0 | 0 | 0 | 0 | 0 | 0 | 0 | 0 | 0 | 0 | 0 | 0 | 0 | 0 | 0 | 0 | 0 | 0 | 0 | 0 | 0 | 0 | 0
F6_Commercial_Restaurant_New_Space Heating_Natural Gas_Furnace_E3 | F6 | Commercial | Restaurant | New | Space Heating | Natural Gas | Furnace | E3 | Utility - Value of Sales | 0 | 0 | 0 | 0 | 0 | 0 | 0 | 0 | 0 | 0 | 0 | 0 | 0 | 0 | 0 | 0 | 0 | 0 | 0 | 0 | 0 | 0 | 0 | 0 | 0 | 0 | 0
F6_Commercial_Restaurant_New_Space Heating_Natural Gas_Furnace_E4 | F6 | Commercial | Restaurant | New | Space Heating | Natural Gas | Furnace | E4 | Utility - Value of Sales | 0 | 0 | 0 | 0 | 0 | 0 | 0 | 0 | 0 | 0 | 0 | 0 | 0 | 0 | 0 | 0 | 0 | 0 | 0 | 0 | 0 | 0 | 0 | 0 | 0 | 0 | 0
F6_Commercial_Restaurant_New_Space Heating_Natural Gas_Furnace_E5 | F6 | Commercial | Restaurant | New | Space Heating | Natural Gas | Furnace | E5 | Utility - Value of Sales | 0 | 0 | 0 | 0 | 0 | 0 | 0 | 0 | 0 | 0 | 0 | 0 | 0 | 0 | 0 | 0 | 0 | 0 | 0 | 0 | 0 | 0 | 0 | 0 | 0 | 0 | 0
F6_Commercial_Restaurant_New_Space Heating_Natural Gas_Furnace_E6 | F6 | Commercial | Restaurant | New | Space Heating | Natural Gas | Furnace | E6 | Utility - Value of Sales | 0 | 0 | 0 | 0 | 0 | 0 | 0 | 0 | 0 | 0 | 0 | 0 | 0 | 0 | 0 | 0 | 0 | 0 | 0 | 0 | 0 | 0 | 0 | 0 | 0 | 0 | 0
F6_Commercial_Restaurant_New_Space Heating_Natural Gas_Furnace_E7 | F6 | Commercial | Restaurant | New | Space Heating | Natural Gas | Furnace | E7 | Utility - Value of Sales | 0 | 0 | 0 | 0 | 0 | 0 | 0 | 0 | 0 | 0 | 0 | 0 | 0 | 0 | 0 | 0 | 0 | 0 | 0 | 0 | 0 | 0 | 0 | 0 | 0 | 0 | 0
F6_Commercial_Restaurant_New_Space Heating_Natural Gas_Furnace_E8 | F6 | Commercial | Restaurant | New | Space Heating | Natural Gas | Furnace | E8 | Utility - Value of Sales | 0 | 0 | 0 | 0 | 0 | 0 | 0 | 0 | 0 | 0 | 0 | 0 | 0 | 0 | 0 | 0 | 0 | 0 | 0 | 0 | 0 | 0 | 0 | 0 | 0 | 0 | 0
F6_Commercial_Restaurant_New_Space Heating_Natural Gas_Furnace_E9 | F6 | Commercial | Restaurant | New | Space Heating | Natural Gas | Furnace | E9 | Utility - Value of Sales | 0 | 0 | 0 | 0 | 0 | 0 | 0 | 0 | 0 | 0 | 0 | 0 | 0 | 0 | 0 | 0 | 0 | 0 | 0 | 0 | 0 | 0 | 0 | 0 | 0 | 0 | 0
F6_Commercial_Restaurant_New_Space Heating_Natural Gas_Furnace_E10 | F6 | Commercial | Restaurant | New | Space Heating | Natural Gas | Furnace | E10 | Utility - Value of Sales | 0 | 0 | 0 | 0 | 0 | 0 | 0 | 0 | 0 | 0 | 0 | 0 | 0 | 0 | 0 | 0 | 0 | 0 | 0 | 0 | 0 | 0 | 0 | 0 | 0 | 0 | 0
F1_Commercial_Restaurant_New_Space Heating_Natural Gas_Boiler_E1 | F1 | Commercial | Restaurant | New | Space Heating | Natural Gas | Boiler | E1 | RVT - Cost of Equipment | 0.3496 | 0.3496 | 0.3496 | 0.3496 | 0.3496 | 0.3496 | 0.3496 | 0.3496 | 0.3496 | 0.3496 | 0.3496 | 0.3496 | 0.3496 | 0.3496 | 0.3496 | 0.3496 | 0.3496 | 0.3496 | 0.3496 | 0.3496 | 0.3496 | 0.3496 | 0.3496 | 0.3496 | 0.3496 | 0.3496 | 0.3496
F1_Commercial_Restaurant_New_Space Heating_Natural Gas_Boiler_E2 | F1 | Commercial | Restaurant | New | Space Heating | Natural Gas | Boiler | E2 | RVT - Cost of Equipment | 0.39774 | 0.39774 | 0.39774 | 0.39774 | 0.39774 | 0.39774 | 0.39774 | 0.39774 | 0.39774 | 0.39774 | 0.39774 | 0.39774 | 0.39774 | 0.39774 | 0.39774 | 0.39774 | 0.39774 | 0.39774 | 0.39774 | 0.39774 | 0.39774 | 0.39774 | 0.39774 | 0.39774 | 0.39774 | 0.39774 | 0.39774
F1_Commercial_Restaurant_New_Space Heating_Natural Gas_Boiler_E3 | F1 | Commercial | Restaurant | New | Space Heating | Natural Gas | Boiler | E3 | RVT - Cost of Equipment | 0.49443 | 0.49443 | 0.49443 | 0.49443 | 0.49443 | 0.49443 | 0.49443 | 0.49443 | 0.49443 | 0.49443 | 0.49443 | 0.49443 | 0.49443 | 0.49443 | 0.49443 | 0.49443 | 0.49443 | 0.49443 | 0.49443 | 0.49443 | 0.49443 | 0.49443 | 0.49443 | 0.49443 | 0.49443 | 0.49443 | 0.49443
F1_Commercial_Restaurant_New_Space Heating_Natural Gas_Boiler_E4 | F1 | Commercial | Restaurant | New | Space Heating | Natural Gas | Boiler | E4 | RVT - Cost of Equipment | 1.844 | 1.844 | 1.844 | 1.844 | 1.844 | 1.844 | 1.844 | 1.844 | 1.844 | 1.844 | 1.844 | 1.844 | 1.844 | 1.844 | 1.844 | 1.844 | 1.844 | 1.844 | 1.844 | 1.844 | 1.844 | 1.844 | 1.844 | 1.844 | 1.844 | 1.844 | 1.844
F1_Commercial_Restaurant_New_Space Heating_Natural Gas_Boiler_E5 | F1 | Commercial | Restaurant | New | Space Heating | Natural Gas | Boiler | E5 | RVT - Cost of Equipment | 0 | 0 | 0 | 0 | 0 | 0 | 0 | 0 | 0 | 0 | 0 | 0 | 0 | 0 | 0 | 0 | 0 | 0 | 0 | 0 | 0 | 0 | 0 | 0 | 0 | 0 | 0
F1_Commercial_Restaurant_New_Space Heating_Natural Gas_Boiler_E6 | F1 | Commercial | Restaurant | New | Space Heating | Natural Gas | Boiler | E6 | RVT - Cost of Equipment | 0 | 0 | 0 | 0 | 0 | 0 | 0 | 0 | 0 | 0 | 0 | 0 | 0 | 0 | 0 | 0 | 0 | 0 | 0 | 0 | 0 | 0 | 0 | 0 | 0 | 0 | 0
F1_Commercial_Restaurant_New_Space Heating_Natural Gas_Boiler_E7 | F1 | Commercial | Restaurant | New | Space Heating | Natural Gas | Boiler | E7 | RVT - Cost of Equipment | 0 | 0 | 0 | 0 | 0 | 0 | 0 | 0 | 0 | 0 | 0 | 0 | 0 | 0 | 0 | 0 | 0 | 0 | 0 | 0 | 0 | 0 | 0 | 0 | 0 | 0 | 0
F1_Commercial_Restaurant_New_Space Heating_Natural Gas_Boiler_E8 | F1 | Commercial | Restaurant | New | Space Heating | Natural Gas | Boiler | E8 | RVT - Cost of Equipment | 0 | 0 | 0 | 0 | 0 | 0 | 0 | 0 | 0 | 0 | 0 | 0 | 0 | 0 | 0 | 0 | 0 | 0 | 0 | 0 | 0 | 0 | 0 | 0 | 0 | 0 | 0
F1_Commercial_Restaurant_New_Space Heating_Natural Gas_Boiler_E9 | F1 | Commercial | Restaurant | New | Space Heating | Natural Gas | Boiler | E9 | RVT - Cost of Equipment | 0 | 0 | 0 | 0 | 0 | 0 | 0 | 0 | 0 | 0 | 0 | 0 | 0 | 0 | 0 | 0 | 0 | 0 | 0 | 0 | 0 | 0 | 0 | 0 | 0 | 0 | 0
F1_Commercial_Restaurant_New_Space Heating_Natural Gas_Boiler_E10 | F1 | Commercial | Restaurant | New | Space Heating | Natural Gas | Boiler | E10 | RVT - Cost of Equipment | 0 | 0 | 0 | 0 | 0 | 0 | 0 | 0 | 0 | 0 | 0 | 0 | 0 | 0 | 0 | 0 | 0 | 0 | 0 | 0 | 0 | 0 | 0 | 0 | 0 | 0 | 0
F2_Commercial_Restaurant_New_Space Heating_Natural Gas_Boiler_E1 | F2 | Commercial | Restaurant | New | Space Heating | Natural Gas | Boiler | E1 | RVT - Cost of Operation | 0 | 0 | 0 | 0 | 0 | 0 | 0 | 0 | 0 | 0 | 0 | 0 | 0 | 0 | 0 | 0 | 0 | 0 | 0 | 0 | 0 | 0 | 0 | 0 | 0 | 0 | 0
F2_Commercial_Restaurant_New_Space Heating_Natural Gas_Boiler_E2 | F2 | Commercial | Restaurant | New | Space Heating | Natural Gas | Boiler | E2 | RVT - Cost of Operation | 0 | 0 | 0 | 0 | 0 | 0 | 0 | 0 | 0 | 0 | 0 | 0 | 0 | 0 | 0 | 0 | 0 | 0 | 0 | 0 | 0 | 0 | 0 | 0 | 0 | 0 | 0
F2_Commercial_Restaurant_New_Space Heating_Natural Gas_Boiler_E3 | F2 | Commercial | Restaurant | New | Space Heating | Natural Gas | Boiler | E3 | RVT - Cost of Operation | 0 | 0 | 0 | 0 | 0 | 0 | 0 | 0 | 0 | 0 | 0 | 0 | 0 | 0 | 0 | 0 | 0 | 0 | 0 | 0 | 0 | 0 | 0 | 0 | 0 | 0 | 0
F2_Commercial_Restaurant_New_Space Heating_Natural Gas_Boiler_E4 | F2 | Commercial | Restaurant | New | Space Heating | Natural Gas | Boiler | E4 | RVT - Cost of Operation | 0 | 0 | 0 | 0 | 0 | 0 | 0 | 0 | 0 | 0 | 0 | 0 | 0 | 0 | 0 | 0 | 0 | 0 | 0 | 0 | 0 | 0 | 0 | 0 | 0 | 0 | 0
F2_Commercial_Restaurant_New_Space Heating_Natural Gas_Boiler_E5 | F2 | Commercial | Restaurant | New | Space Heating | Natural Gas | Boiler | E5 | RVT - Cost of Operation | 0 | 0 | 0 | 0 | 0 | 0 | 0 | 0 | 0 | 0 | 0 | 0 | 0 | 0 | 0 | 0 | 0 | 0 | 0 | 0 | 0 | 0 | 0 | 0 | 0 | 0 | 0
F2_Commercial_Restaurant_New_Space Heating_Natural Gas_Boiler_E6 | F2 | Commercial | Restaurant | New | Space Heating | Natural Gas | Boiler | E6 | RVT - Cost of Operation | 0 | 0 | 0 | 0 | 0 | 0 | 0 | 0 | 0 | 0 | 0 | 0 | 0 | 0 | 0 | 0 | 0 | 0 | 0 | 0 | 0 | 0 | 0 | 0 | 0 | 0 | 0
F2_Commercial_Restaurant_New_Space Heating_Natural Gas_Boiler_E7 | F2 | Commercial | Restaurant | New | Space Heating | Natural Gas | Boiler | E7 | RVT - Cost of Operation | 0 | 0 | 0 | 0 | 0 | 0 | 0 | 0 | 0 | 0 | 0 | 0 | 0 | 0 | 0 | 0 | 0 | 0 | 0 | 0 | 0 | 0 | 0 | 0 | 0 | 0 | 0
F2_Commercial_Restaurant_New_Space Heating_Natural Gas_Boiler_E8 | F2 | Commercial | Restaurant | New | Space Heating | Natural Gas | Boiler | E8 | RVT - Cost of Operation | 0 | 0 | 0 | 0 | 0 | 0 | 0 | 0 | 0 | 0 | 0 | 0 | 0 | 0 | 0 | 0 | 0 | 0 | 0 | 0 | 0 | 0 | 0 | 0 | 0 | 0 | 0
F2_Commercial_Restaurant_New_Space Heating_Natural Gas_Boiler_E9 | F2 | Commercial | Restaurant | New | Space Heating | Natural Gas | Boiler | E9 | RVT - Cost of Operation | 0 | 0 | 0 | 0 | 0 | 0 | 0 | 0 | 0 | 0 | 0 | 0 | 0 | 0 | 0 | 0 | 0 | 0 | 0 | 0 | 0 | 0 | 0 | 0 | 0 | 0 | 0
F2_Commercial_Restaurant_New_Space Heating_Natural Gas_Boiler_E10 | F2 | Commercial | Restaurant | New | Space Heating | Natural Gas | Boiler | E10 | RVT - Cost of Operation | 0 | 0 | 0 | 0 | 0 | 0 | 0 | 0 | 0 | 0 | 0 | 0 | 0 | 0 | 0 | 0 | 0 | 0 | 0 | 0 | 0 | 0 | 0 | 0 | 0 | 0 | 0
F3_Commercial_Restaurant_New_Space Heating_Natural Gas_Boiler_E1 | F3 | Commercial | Restaurant | New | Space Heating | Natural Gas | Boiler | E1 | System - kBTUs of Consumption | 224.6806 | 225.2829 | 225.2478 | 225.2478 | 225.2478 | 225.2478 | 225.2478 | 225.2478 | 225.2478 | 225.2478 | 225.2478 | 225.2478 | 225.2478 | 225.2478 | 225.2478 | 225.2478 | 225.2478 | 225.2478 | 225.2478 | 225.2478 | 225.2478 | 225.2478 | 225.2478 | 225.2478 | 225.2478 | 225.2478 | 225.2478
F3_Commercial_Restaurant_New_Space Heating_Natural Gas_Boiler_E2 | F3 | Commercial | Restaurant | New | Space Heating | Natural Gas | Boiler | E2 | System - kBTUs of Consumption | 211.4641 | 212.031 | 211.9979 | 211.9979 | 211.9979 | 211.9979 | 211.9979 | 211.9979 | 211.9979 | 211.9979 | 211.9979 | 211.9979 | 211.9979 | 211.9979 | 211.9979 | 211.9979 | 211.9979 | 211.9979 | 211.9979 | 211.9979 | 211.9979 | 211.9979 | 211.9979 | 211.9979 | 211.9979 | 211.9979 | 211.9979
F3_Commercial_Restaurant_New_Space Heating_Natural Gas_Boiler_E3 | F3 | Commercial | Restaurant | New | Space Heating | Natural Gas | Boiler | E3 | System - kBTUs of Consumption | 185.3036 | 185.8003 | 185.7714 | 185.7714 | 185.7714 | 185.7714 | 185.7714 | 185.7714 | 185.7714 | 185.7714 | 185.7714 | 185.7714 | 185.7714 | 185.7714 | 185.7714 | 185.7714 | 185.7714 | 185.7714 | 185.7714 | 185.7714 | 185.7714 | 185.7714 | 185.7714 | 185.7714 | 185.7714 | 185.7714 | 185.7714
F3_Commercial_Restaurant_New_Space Heating_Natural Gas_Boiler_E4 | F3 | Commercial | Restaurant | New | Space Heating | Natural Gas | Boiler | E4 | System - kBTUs of Consumption | 128.1728 | 128.7464 | 128.713 | 128.713 | 128.713 | 128.713 | 128.713 | 128.713 | 128.713 | 128.713 | 128.713 | 128.713 | 128.713 | 128.713 | 128.713 | 128.713 | 128.713 | 128.713 | 128.713 | 128.713 | 128.713 | 128.713 | 128.713 | 128.713 | 128.713 | 128.713 | 128.713
F3_Commercial_Restaurant_New_Space Heating_Natural Gas_Boiler_E5 | F3 | Commercial | Restaurant | New | Space Heating | Natural Gas | Boiler | E5 | System - kBTUs of Consumption | 0 | 0 | 0 | 0 | 0 | 0 | 0 | 0 | 0 | 0 | 0 | 0 | 0 | 0 | 0 | 0 | 0 | 0 | 0 | 0 | 0 | 0 | 0 | 0 | 0 | 0 | 0
F3_Commercial_Restaurant_New_Space Heating_Natural Gas_Boiler_E6 | F3 | Commercial | Restaurant | New | Space Heating | Natural Gas | Boiler | E6 | System - kBTUs of Consumption | 0 | 0 | 0 | 0 | 0 | 0 | 0 | 0 | 0 | 0 | 0 | 0 | 0 | 0 | 0 | 0 | 0 | 0 | 0 | 0 | 0 | 0 | 0 | 0 | 0 | 0 | 0
F3_Commercial_Restaurant_New_Space Heating_Natural Gas_Boiler_E7 | F3 | Commercial | Restaurant | New | Space Heating | Natural Gas | Boiler | E7 | System - kBTUs of Consumption | 0 | 0 | 0 | 0 | 0 | 0 | 0 | 0 | 0 | 0 | 0 | 0 | 0 | 0 | 0 | 0 | 0 | 0 | 0 | 0 | 0 | 0 | 0 | 0 | 0 | 0 | 0
F3_Commercial_Restaurant_New_Space Heating_Natural Gas_Boiler_E8 | F3 | Commercial | Restaurant | New | Space Heating | Natural Gas | Boiler | E8 | System - kBTUs of Consumption | 0 | 0 | 0 | 0 | 0 | 0 | 0 | 0 | 0 | 0 | 0 | 0 | 0 | 0 | 0 | 0 | 0 | 0 | 0 | 0 | 0 | 0 | 0 | 0 | 0 | 0 | 0
F3_Commercial_Restaurant_New_Space Heating_Natural Gas_Boiler_E9 | F3 | Commercial | Restaurant | New | Space Heating | Natural Gas | Boiler | E9 | System - kBTUs of Consumption | 0 | 0 | 0 | 0 | 0 | 0 | 0 | 0 | 0 | 0 | 0 | 0 | 0 | 0 | 0 | 0 | 0 | 0 | 0 | 0 | 0 | 0 | 0 | 0 | 0 | 0 | 0
F3_Commercial_Restaurant_New_Space Heating_Natural Gas_Boiler_E10 | F3 | Commercial | Restaurant | New | Space Heating | Natural Gas | Boiler | E10 | System - kBTUs of Consumption | 0 | 0 | 0 | 0 | 0 | 0 | 0 | 0 | 0 | 0 | 0 | 0 | 0 | 0 | 0 | 0 | 0 | 0 | 0 | 0 | 0 | 0 | 0 | 0 | 0 | 0 | 0
F4_Commercial_Restaurant_New_Space Heating_Natural Gas_Boiler_E1 | F4 | Commercial | Restaurant | New | Space Heating | Natural Gas | Boiler | E1 | Utility - Cost of Equipment | 0.3496 | 0.3496 | 0.3496 | 0.3496 | 0.3496 | 0.3496 | 0.3496 | 0.3496 | 0.3496 | 0.3496 | 0.3496 | 0.3496 | 0.3496 | 0.3496 | 0.3496 | 0.3496 | 0.3496 | 0.3496 | 0.3496 | 0.3496 | 0.3496 | 0.3496 | 0.3496 | 0.3496 | 0.3496 | 0.3496 | 0.3496
F4_Commercial_Restaurant_New_Space Heating_Natural Gas_Boiler_E2 | F4 | Commercial | Restaurant | New | Space Heating | Natural Gas | Boiler | E2 | Utility - Cost of Equipment | 0.39774 | 0.39774 | 0.39774 | 0.39774 | 0.39774 | 0.39774 | 0.39774 | 0.39774 | 0.39774 | 0.39774 | 0.39774 | 0.39774 | 0.39774 | 0.39774 | 0.39774 | 0.39774 | 0.39774 | 0.39774 | 0.39774 | 0.39774 | 0.39774 | 0.39774 | 0.39774 | 0.39774 | 0.39774 | 0.39774 | 0.39774
F4_Commercial_Restaurant_New_Space Heating_Natural Gas_Boiler_E3 | F4 | Commercial | Restaurant | New | Space Heating | Natural Gas | Boiler | E3 | Utility - Cost of Equipment | 0.49443 | 0.49443 | 0.49443 | 0.49443 | 0.49443 | 0.49443 | 0.49443 | 0.49443 | 0.49443 | 0.49443 | 0.49443 | 0.49443 | 0.49443 | 0.49443 | 0.49443 | 0.49443 | 0.49443 | 0.49443 | 0.49443 | 0.49443 | 0.49443 | 0.49443 | 0.49443 | 0.49443 | 0.49443 | 0.49443 | 0.49443
F4_Commercial_Restaurant_New_Space Heating_Natural Gas_Boiler_E4 | F4 | Commercial | Restaurant | New | Space Heating | Natural Gas | Boiler | E4 | Utility - Cost of Equipment | 1.844 | 1.844 | 1.844 | 1.844 | 1.844 | 1.844 | 1.844 | 1.844 | 1.844 | 1.844 | 1.844 | 1.844 | 1.844 | 1.844 | 1.844 | 1.844 | 1.844 | 1.844 | 1.844 | 1.844 | 1.844 | 1.844 | 1.844 | 1.844 | 1.844 | 1.844 | 1.844
F4_Commercial_Restaurant_New_Space Heating_Natural Gas_Boiler_E5 | F4 | Commercial | Restaurant | New | Space Heating | Natural Gas | Boiler | E5 | Utility - Cost of Equipment | 0 | 0 | 0 | 0 | 0 | 0 | 0 | 0 | 0 | 0 | 0 | 0 | 0 | 0 | 0 | 0 | 0 | 0 | 0 | 0 | 0 | 0 | 0 | 0 | 0 | 0 | 0
F4_Commercial_Restaurant_New_Space Heating_Natural Gas_Boiler_E6 | F4 | Commercial | Restaurant | New | Space Heating | Natural Gas | Boiler | E6 | Utility - Cost of Equipment | 0 | 0 | 0 | 0 | 0 | 0 | 0 | 0 | 0 | 0 | 0 | 0 | 0 | 0 | 0 | 0 | 0 | 0 | 0 | 0 | 0 | 0 | 0 | 0 | 0 | 0 | 0
F4_Commercial_Restaurant_New_Space Heating_Natural Gas_Boiler_E7 | F4 | Commercial | Restaurant | New | Space Heating | Natural Gas | Boiler | E7 | Utility - Cost of Equipment | 0 | 0 | 0 | 0 | 0 | 0 | 0 | 0 | 0 | 0 | 0 | 0 | 0 | 0 | 0 | 0 | 0 | 0 | 0 | 0 | 0 | 0 | 0 | 0 | 0 | 0 | 0
F4_Commercial_Restaurant_New_Space Heating_Natural Gas_Boiler_E8 | F4 | Commercial | Restaurant | New | Space Heating | Natural Gas | Boiler | E8 | Utility - Cost of Equipment | 0 | 0 | 0 | 0 | 0 | 0 | 0 | 0 | 0 | 0 | 0 | 0 | 0 | 0 | 0 | 0 | 0 | 0 | 0 | 0 | 0 | 0 | 0 | 0 | 0 | 0 | 0
F4_Commercial_Restaurant_New_Space Heating_Natural Gas_Boiler_E9 | F4 | Commercial | Restaurant | New | Space Heating | Natural Gas | Boiler | E9 | Utility - Cost of Equipment | 0 | 0 | 0 | 0 | 0 | 0 | 0 | 0 | 0 | 0 | 0 | 0 | 0 | 0 | 0 | 0 | 0 | 0 | 0 | 0 | 0 | 0 | 0 | 0 | 0 | 0 | 0
F4_Commercial_Restaurant_New_Space Heating_Natural Gas_Boiler_E10 | F4 | Commercial | Restaurant | New | Space Heating | Natural Gas | Boiler | E10 | Utility - Cost of Equipment | 0 | 0 | 0 | 0 | 0 | 0 | 0 | 0 | 0 | 0 | 0 | 0 | 0 | 0 | 0 | 0 | 0 | 0 | 0 | 0 | 0 | 0 | 0 | 0 | 0 | 0 | 0
F5_Commercial_Restaurant_New_Space Heating_Natural Gas_Boiler_E1 | F5 | Commercial | Restaurant | New | Space Heating | Natural Gas | Boiler | E1 | Utility - Cost of Operation | 3.2732 | 3.2509 | 3.2022 | 3.1496 | 3.1315 | 3.1262 | 3.1305 | 3.1384 | 3.1452 | 3.1487 | 3.1489 | 3.1453 | 3.137 | 3.1214 | 3.0988 | 3.0704 | 3.0336 | 2.9901 | 2.9382 | 2.8762 | 2.8023 | 2.7182 | 2.6489 | 2.6055 | 2.5895 | 2.6022 | 2.6149
F5_Commercial_Restaurant_New_Space Heating_Natural Gas_Boiler_E2 | F5 | Commercial | Restaurant | New | Space Heating | Natural Gas | Boiler | E2 | Utility - Cost of Operation | 3.0807 | 3.0596 | 3.0138 | 2.9643 | 2.9473 | 2.9423 | 2.9464 | 2.9538 | 2.9602 | 2.9635 | 2.9637 | 2.9603 | 2.9524 | 2.9378 | 2.9165 | 2.8898 | 2.8552 | 2.8142 | 2.7654 | 2.707 | 2.6374 | 2.5583 | 2.4931 | 2.4523 | 2.4372 | 2.4491 | 2.4611
F5_Commercial_Restaurant_New_Space Heating_Natural Gas_Boiler_E3 | F5 | Commercial | Restaurant | New | Space Heating | Natural Gas | Boiler | E3 | Utility - Cost of Operation | 2.6996 | 2.6811 | 2.641 | 2.5976 | 2.5827 | 2.5783 | 2.5819 | 2.5884 | 2.594 | 2.5969 | 2.597 | 2.5941 | 2.5872 | 2.5744 | 2.5557 | 2.5323 | 2.502 | 2.4661 | 2.4233 | 2.3721 | 2.3112 | 2.2418 | 2.1846 | 2.1489 | 2.1357 | 2.1461 | 2.1566
F5_Commercial_Restaurant_New_Space Heating_Natural Gas_Boiler_E4 | F5 | Commercial | Restaurant | New | Space Heating | Natural Gas | Boiler | E4 | Utility - Cost of Operation | 1.8468 | 1.8368 | 1.8108 | 1.7844 | 1.7849 | 1.7951 | 1.812 | 1.8307 | 1.8477 | 1.8608 | 1.8697 | 1.8734 | 1.8707 | 1.86 | 1.8423 | 1.8194 | 1.7903 | 1.7563 | 1.7162 | 1.6685 | 1.6122 | 1.5484 | 1.4954 | 1.4615 | 1.4475 | 1.4546 | 1.4618
F5_Commercial_Restaurant_New_Space Heating_Natural Gas_Boiler_E5 | F5 | Commercial | Restaurant | New | Space Heating | Natural Gas | Boiler | E5 | Utility - Cost of Operation | 0 | 0 | 0 | 0 | 0 | 0 | 0 | 0 | 0 | 0 | 0 | 0 | 0 | 0 | 0 | 0 | 0 | 0 | 0 | 0 | 0 | 0 | 0 | 0 | 0 | 0 | 0
F5_Commercial_Restaurant_New_Space Heating_Natural Gas_Boiler_E6 | F5 | Commercial | Restaurant | New | Space Heating | Natural Gas | Boiler | E6 | Utility - Cost of Operation | 0 | 0 | 0 | 0 | 0 | 0 | 0 | 0 | 0 | 0 | 0 | 0 | 0 | 0 | 0 | 0 | 0 | 0 | 0 | 0 | 0 | 0 | 0 | 0 | 0 | 0 | 0
F5_Commercial_Restaurant_New_Space Heating_Natural Gas_Boiler_E7 | F5 | Commercial | Restaurant | New | Space Heating | Natural Gas | Boiler | E7 | Utility - Cost of Operation | 0 | 0 | 0 | 0 | 0 | 0 | 0 | 0 | 0 | 0 | 0 | 0 | 0 | 0 | 0 | 0 | 0 | 0 | 0 | 0 | 0 | 0 | 0 | 0 | 0 | 0 | 0
F5_Commercial_Restaurant_New_Space Heating_Natural Gas_Boiler_E8 | F5 | Commercial | Restaurant | New | Space Heating | Natural Gas | Boiler | E8 | Utility - Cost of Operation | 0 | 0 | 0 | 0 | 0 | 0 | 0 | 0 | 0 | 0 | 0 | 0 | 0 | 0 | 0 | 0 | 0 | 0 | 0 | 0 | 0 | 0 | 0 | 0 | 0 | 0 | 0
F5_Commercial_Restaurant_New_Space Heating_Natural Gas_Boiler_E9 | F5 | Commercial | Restaurant | New | Space Heating | Natural Gas | Boiler | E9 | Utility - Cost of Operation | 0 | 0 | 0 | 0 | 0 | 0 | 0 | 0 | 0 | 0 | 0 | 0 | 0 | 0 | 0 | 0 | 0 | 0 | 0 | 0 | 0 | 0 | 0 | 0 | 0 | 0 | 0
F5_Commercial_Restaurant_New_Space Heating_Natural Gas_Boiler_E10 | F5 | Commercial | Restaurant | New | Space Heating | Natural Gas | Boiler | E10 | Utility - Cost of Operation | 0 | 0 | 0 | 0 | 0 | 0 | 0 | 0 | 0 | 0 | 0 | 0 | 0 | 0 | 0 | 0 | 0 | 0 | 0 | 0 | 0 | 0 | 0 | 0 | 0 | 0 | 0
F6_Commercial_Restaurant_New_Space Heating_Natural Gas_Boiler_E1 | F6 | Commercial | Restaurant | New | Space Heating | Natural Gas | Boiler | E1 | Utility - Value of Sales | 0 | 0 | 0 | 0 | 0 | 0 | 0 | 0 | 0 | 0 | 0 | 0 | 0 | 0 | 0 | 0 | 0 | 0 | 0 | 0 | 0 | 0 | 0 | 0 | 0 | 0 | 0
F6_Commercial_Restaurant_New_Space Heating_Natural Gas_Boiler_E2 | F6 | Commercial | Restaurant | New | Space Heating | Natural Gas | Boiler | E2 | Utility - Value of Sales | 0 | 0 | 0 | 0 | 0 | 0 | 0 | 0 | 0 | 0 | 0 | 0 | 0 | 0 | 0 | 0 | 0 | 0 | 0 | 0 | 0 | 0 | 0 | 0 | 0 | 0 | 0
F6_Commercial_Restaurant_New_Space Heating_Natural Gas_Boiler_E3 | F6 | Commercial | Restaurant | New | Space Heating | Natural Gas | Boiler | E3 | Utility - Value of Sales | 0 | 0 | 0 | 0 | 0 | 0 | 0 | 0 | 0 | 0 | 0 | 0 | 0 | 0 | 0 | 0 | 0 | 0 | 0 | 0 | 0 | 0 | 0 | 0 | 0 | 0 | 0
F6_Commercial_Restaurant_New_Space Heating_Natural Gas_Boiler_E4 | F6 | Commercial | Restaurant | New | Space Heating | Natural Gas | Boiler | E4 | Utility - Value of Sales | 0 | 0 | 0 | 0 | 0 | 0 | 0 | 0 | 0 | 0 | 0 | 0 | 0 | 0 | 0 | 0 | 0 | 0 | 0 | 0 | 0 | 0 | 0 | 0 | 0 | 0 | 0
F6_Commercial_Restaurant_New_Space Heating_Natural Gas_Boiler_E5 | F6 | Commercial | Restaurant | New | Space Heating | Natural Gas | Boiler | E5 | Utility - Value of Sales | 0 | 0 | 0 | 0 | 0 | 0 | 0 | 0 | 0 | 0 | 0 | 0 | 0 | 0 | 0 | 0 | 0 | 0 | 0 | 0 | 0 | 0 | 0 | 0 | 0 | 0 | 0
F6_Commercial_Restaurant_New_Space Heating_Natural Gas_Boiler_E6 | F6 | Commercial | Restaurant | New | Space Heating | Natural Gas | Boiler | E6 | Utility - Value of Sales | 0 | 0 | 0 | 0 | 0 | 0 | 0 | 0 | 0 | 0 | 0 | 0 | 0 | 0 | 0 | 0 | 0 | 0 | 0 | 0 | 0 | 0 | 0 | 0 | 0 | 0 | 0
F6_Commercial_Restaurant_New_Space Heating_Natural Gas_Boiler_E7 | F6 | Commercial | Restaurant | New | Space Heating | Natural Gas | Boiler | E7 | Utility - Value of Sales | 0 | 0 | 0 | 0 | 0 | 0 | 0 | 0 | 0 | 0 | 0 | 0 | 0 | 0 | 0 | 0 | 0 | 0 | 0 | 0 | 0 | 0 | 0 | 0 | 0 | 0 | 0
F6_Commercial_Restaurant_New_Space Heating_Natural Gas_Boiler_E8 | F6 | Commercial | Restaurant | New | Space Heating | Natural Gas | Boiler | E8 | Utility - Value of Sales | 0 | 0 | 0 | 0 | 0 | 0 | 0 | 0 | 0 | 0 | 0 | 0 | 0 | 0 | 0 | 0 | 0 | 0 | 0 | 0 | 0 | 0 | 0 | 0 | 0 | 0 | 0
F6_Commercial_Restaurant_New_Space Heating_Natural Gas_Boiler_E9 | F6 | Commercial | Restaurant | New | Space Heating | Natural Gas | Boiler | E9 | Utility - Value of Sales | 0 | 0 | 0 | 0 | 0 | 0 | 0 | 0 | 0 | 0 | 0 | 0 | 0 | 0 | 0 | 0 | 0 | 0 | 0 | 0 | 0 | 0 | 0 | 0 | 0 | 0 | 0
F6_Commercial_Restaurant_New_Space Heating_Natural Gas_Boiler_E10 | F6 | Commercial | Restaurant | New | Space Heating | Natural Gas | Boiler | E10 | Utility - Value of Sales | 0 | 0 | 0 | 0 | 0 | 0 | 0 | 0 | 0 | 0 | 0 | 0 | 0 | 0 | 0 | 0 | 0 | 0 | 0 | 0 | 0 | 0 | 0 | 0 | 0 | 0 | 0
F1_Commercial_Restaurant_New_Space Heating_Natural Gas_Unit Heater_E1 | F1 | Commercial | Restaurant | New | Space Heating | Natural Gas | Unit Heater | E1 | RVT - Cost of Equipment | 0.017809 | 0.017809 | 0.017809 | 0.017809 | 0.017809 | 0.017809 | 0.017809 | 0.017809 | 0.017809 | 0.017809 | 0.017809 | 0.017809 | 0.017809 | 0.017809 | 0.017809 | 0.017809 | 0.017809 | 0.017809 | 0.017809 | 0.017809 | 0.017809 | 0.017809 | 0.017809 | 0.017809 | 0.017809 | 0.017809 | 0.017809
F1_Commercial_Restaurant_New_Space Heating_Natural Gas_Unit Heater_E2 | F1 | Commercial | Restaurant | New | Space Heating | Natural Gas | Unit Heater | E2 | RVT - Cost of Equipment | 0.021235 | 0.021235 | 0.021235 | 0.021235 | 0.021235 | 0.021235 | 0.021235 | 0.021235 | 0.021235 | 0.021235 | 0.021235 | 0.021235 | 0.021235 | 0.021235 | 0.021235 | 0.021235 | 0.021235 | 0.021235 | 0.021235 | 0.021235 | 0.021235 | 0.021235 | 0.021235 | 0.021235 | 0.021235 | 0.021235 | 0.021235
F1_Commercial_Restaurant_New_Space Heating_Natural Gas_Unit Heater_E3 | F1 | Commercial | Restaurant | New | Space Heating | Natural Gas | Unit Heater | E3 | RVT - Cost of Equipment | 0.023279 | 0.023279 | 0.023279 | 0.023279 | 0.023279 | 0.023279 | 0.023279 | 0.023279 | 0.023279 | 0.023279 | 0.023279 | 0.023279 | 0.023279 | 0.023279 | 0.023279 | 0.023279 | 0.023279 | 0.023279 | 0.023279 | 0.023279 | 0.023279 | 0.023279 | 0.023279 | 0.023279 | 0.023279 | 0.023279 | 0.023279
F1_Commercial_Restaurant_New_Space Heating_Natural Gas_Unit Heater_E4 | F1 | Commercial | Restaurant | New | Space Heating | Natural Gas | Unit Heater | E4 | RVT - Cost of Equipment | 0 | 0 | 0 | 0 | 0 | 0 | 0 | 0 | 0 | 0 | 0 | 0 | 0 | 0 | 0 | 0 | 0 | 0 | 0 | 0 | 0 | 0 | 0 | 0 | 0 | 0 | 0
F1_Commercial_Restaurant_New_Space Heating_Natural Gas_Unit Heater_E5 | F1 | Commercial | Restaurant | New | Space Heating | Natural Gas | Unit Heater | E5 | RVT - Cost of Equipment | 0 | 0 | 0 | 0 | 0 | 0 | 0 | 0 | 0 | 0 | 0 | 0 | 0 | 0 | 0 | 0 | 0 | 0 | 0 | 0 | 0 | 0 | 0 | 0 | 0 | 0 | 0
F1_Commercial_Restaurant_New_Space Heating_Natural Gas_Unit Heater_E6 | F1 | Commercial | Restaurant | New | Space Heating | Natural Gas | Unit Heater | E6 | RVT - Cost of Equipment | 0 | 0 | 0 | 0 | 0 | 0 | 0 | 0 | 0 | 0 | 0 | 0 | 0 | 0 | 0 | 0 | 0 | 0 | 0 | 0 | 0 | 0 | 0 | 0 | 0 | 0 | 0
F1_Commercial_Restaurant_New_Space Heating_Natural Gas_Unit Heater_E7 | F1 | Commercial | Restaurant | New | Space Heating | Natural Gas | Unit Heater | E7 | RVT - Cost of Equipment | 0 | 0 | 0 | 0 | 0 | 0 | 0 | 0 | 0 | 0 | 0 | 0 | 0 | 0 | 0 | 0 | 0 | 0 | 0 | 0 | 0 | 0 | 0 | 0 | 0 | 0 | 0
F1_Commercial_Restaurant_New_Space Heating_Natural Gas_Unit Heater_E8 | F1 | Commercial | Restaurant | New | Space Heating | Natural Gas | Unit Heater | E8 | RVT - Cost of Equipment | 0 | 0 | 0 | 0 | 0 | 0 | 0 | 0 | 0 | 0 | 0 | 0 | 0 | 0 | 0 | 0 | 0 | 0 | 0 | 0 | 0 | 0 | 0 | 0 | 0 | 0 | 0
F1_Commercial_Restaurant_New_Space Heating_Natural Gas_Unit Heater_E9 | F1 | Commercial | Restaurant | New | Space Heating | Natural Gas | Unit Heater | E9 | RVT - Cost of Equipment | 0 | 0 | 0 | 0 | 0 | 0 | 0 | 0 | 0 | 0 | 0 | 0 | 0 | 0 | 0 | 0 | 0 | 0 | 0 | 0 | 0 | 0 | 0 | 0 | 0 | 0 | 0
F1_Commercial_Restaurant_New_Space Heating_Natural Gas_Unit Heater_E10 | F1 | Commercial | Restaurant | New | Space Heating | Natural Gas | Unit Heater | E10 | RVT - Cost of Equipment | 0 | 0 | 0 | 0 | 0 | 0 | 0 | 0 | 0 | 0 | 0 | 0 | 0 | 0 | 0 | 0 | 0 | 0 | 0 | 0 | 0 | 0 | 0 | 0 | 0 | 0 | 0
F2_Commercial_Restaurant_New_Space Heating_Natural Gas_Unit Heater_E1 | F2 | Commercial | Restaurant | New | Space Heating | Natural Gas | Unit Heater | E1 | RVT - Cost of Operation | 0 | 0 | 0 | 0 | 0 | 0 | 0 | 0 | 0 | 0 | 0 | 0 | 0 | 0 | 0 | 0 | 0 | 0 | 0 | 0 | 0 | 0 | 0 | 0 | 0 | 0 | 0
F2_Commercial_Restaurant_New_Space Heating_Natural Gas_Unit Heater_E2 | F2 | Commercial | Restaurant | New | Space Heating | Natural Gas | Unit Heater | E2 | RVT - Cost of Operation | 0 | 0 | 0 | 0 | 0 | 0 | 0 | 0 | 0 | 0 | 0 | 0 | 0 | 0 | 0 | 0 | 0 | 0 | 0 | 0 | 0 | 0 | 0 | 0 | 0 | 0 | 0
F2_Commercial_Restaurant_New_Space Heating_Natural Gas_Unit Heater_E3 | F2 | Commercial | Restaurant | New | Space Heating | Natural Gas | Unit Heater | E3 | RVT - Cost of Operation | 0 | 0 | 0 | 0 | 0 | 0 | 0 | 0 | 0 | 0 | 0 | 0 | 0 | 0 | 0 | 0 | 0 | 0 | 0 | 0 | 0 | 0 | 0 | 0 | 0 | 0 | 0
F2_Commercial_Restaurant_New_Space Heating_Natural Gas_Unit Heater_E4 | F2 | Commercial | Restaurant | New | Space Heating | Natural Gas | Unit Heater | E4 | RVT - Cost of Operation | 0 | 0 | 0 | 0 | 0 | 0 | 0 | 0 | 0 | 0 | 0 | 0 | 0 | 0 | 0 | 0 | 0 | 0 | 0 | 0 | 0 | 0 | 0 | 0 | 0 | 0 | 0
F2_Commercial_Restaurant_New_Space Heating_Natural Gas_Unit Heater_E5 | F2 | Commercial | Restaurant | New | Space Heating | Natural Gas | Unit Heater | E5 | RVT - Cost of Operation | 0 | 0 | 0 | 0 | 0 | 0 | 0 | 0 | 0 | 0 | 0 | 0 | 0 | 0 | 0 | 0 | 0 | 0 | 0 | 0 | 0 | 0 | 0 | 0 | 0 | 0 | 0
F2_Commercial_Restaurant_New_Space Heating_Natural Gas_Unit Heater_E6 | F2 | Commercial | Restaurant | New | Space Heating | Natural Gas | Unit Heater | E6 | RVT - Cost of Operation | 0 | 0 | 0 | 0 | 0 | 0 | 0 | 0 | 0 | 0 | 0 | 0 | 0 | 0 | 0 | 0 | 0 | 0 | 0 | 0 | 0 | 0 | 0 | 0 | 0 | 0 | 0
F2_Commercial_Restaurant_New_Space Heating_Natural Gas_Unit Heater_E7 | F2 | Commercial | Restaurant | New | Space Heating | Natural Gas | Unit Heater | E7 | RVT - Cost of Operation | 0 | 0 | 0 | 0 | 0 | 0 | 0 | 0 | 0 | 0 | 0 | 0 | 0 | 0 | 0 | 0 | 0 | 0 | 0 | 0 | 0 | 0 | 0 | 0 | 0 | 0 | 0
F2_Commercial_Restaurant_New_Space Heating_Natural Gas_Unit Heater_E8 | F2 | Commercial | Restaurant | New | Space Heating | Natural Gas | Unit Heater | E8 | RVT - Cost of Operation | 0 | 0 | 0 | 0 | 0 | 0 | 0 | 0 | 0 | 0 | 0 | 0 | 0 | 0 | 0 | 0 | 0 | 0 | 0 | 0 | 0 | 0 | 0 | 0 | 0 | 0 | 0
F2_Commercial_Restaurant_New_Space Heating_Natural Gas_Unit Heater_E9 | F2 | Commercial | Restaurant | New | Space Heating | Natural Gas | Unit Heater | E9 | RVT - Cost of Operation | 0 | 0 | 0 | 0 | 0 | 0 | 0 | 0 | 0 | 0 | 0 | 0 | 0 | 0 | 0 | 0 | 0 | 0 | 0 | 0 | 0 | 0 | 0 | 0 | 0 | 0 | 0
F2_Commercial_Restaurant_New_Space Heating_Natural Gas_Unit Heater_E10 | F2 | Commercial | Restaurant | New | Space Heating | Natural Gas | Unit Heater | E10 | RVT - Cost of Operation | 0 | 0 | 0 | 0 | 0 | 0 | 0 | 0 | 0 | 0 | 0 | 0 | 0 | 0 | 0 | 0 | 0 | 0 | 0 | 0 | 0 | 0 | 0 | 0 | 0 | 0 | 0
F3_Commercial_Restaurant_New_Space Heating_Natural Gas_Unit Heater_E1 | F3 | Commercial | Restaurant | New | Space Heating | Natural Gas | Unit Heater | E1 | System - kBTUs of Consumption | 38.4258 | 38.5547 | 38.5472 | 38.5472 | 38.5472 | 38.5472 | 38.5472 | 38.5472 | 38.5472 | 38.5472 | 38.5472 | 38.5472 | 38.5472 | 38.5472 | 38.5472 | 38.5472 | 38.5472 | 38.5472 | 38.5472 | 38.5472 | 38.5472 | 38.5472 | 38.5472 | 38.5472 | 38.5472 | 38.5472 | 38.5472
F3_Commercial_Restaurant_New_Space Heating_Natural Gas_Unit Heater_E2 | F3 | Commercial | Restaurant | New | Space Heating | Natural Gas | Unit Heater | E2 | System - kBTUs of Consumption | 34.1768 | 34.2914 | 34.2848 | 34.2848 | 34.2848 | 34.2848 | 34.2848 | 34.2848 | 34.2848 | 34.2848 | 34.2848 | 34.2848 | 34.2848 | 34.2848 | 34.2848 | 34.2848 | 34.2848 | 34.2848 | 34.2848 | 34.2848 | 34.2848 | 34.2848 | 34.2848 | 34.2848 | 34.2848 | 34.2848 | 34.2848
F3_Commercial_Restaurant_New_Space Heating_Natural Gas_Unit Heater_E3 | F3 | Commercial | Restaurant | New | Space Heating | Natural Gas | Unit Heater | E3 | System - kBTUs of Consumption | 33.9563 | 34.1083 | 34.0994 | 34.0994 | 34.0994 | 34.0994 | 34.0994 | 34.0994 | 34.0994 | 34.0994 | 34.0994 | 34.0994 | 34.0994 | 34.0994 | 34.0994 | 34.0994 | 34.0994 | 34.0994 | 34.0994 | 34.0994 | 34.0994 | 34.0994 | 34.0994 | 34.0994 | 34.0994 | 34.0994 | 34.0994
F3_Commercial_Restaurant_New_Space Heating_Natural Gas_Unit Heater_E4 | F3 | Commercial | Restaurant | New | Space Heating | Natural Gas | Unit Heater | E4 | System - kBTUs of Consumption | 0 | 0 | 0 | 0 | 0 | 0 | 0 | 0 | 0 | 0 | 0 | 0 | 0 | 0 | 0 | 0 | 0 | 0 | 0 | 0 | 0 | 0 | 0 | 0 | 0 | 0 | 0
F3_Commercial_Restaurant_New_Space Heating_Natural Gas_Unit Heater_E5 | F3 | Commercial | Restaurant | New | Space Heating | Natural Gas | Unit Heater | E5 | System - kBTUs of Consumption | 0 | 0 | 0 | 0 | 0 | 0 | 0 | 0 | 0 | 0 | 0 | 0 | 0 | 0 | 0 | 0 | 0 | 0 | 0 | 0 | 0 | 0 | 0 | 0 | 0 | 0 | 0
F3_Commercial_Restaurant_New_Space Heating_Natural Gas_Unit Heater_E6 | F3 | Commercial | Restaurant | New | Space Heating | Natural Gas | Unit Heater | E6 | System - kBTUs of Consumption | 0 | 0 | 0 | 0 | 0 | 0 | 0 | 0 | 0 | 0 | 0 | 0 | 0 | 0 | 0 | 0 | 0 | 0 | 0 | 0 | 0 | 0 | 0 | 0 | 0 | 0 | 0
F3_Commercial_Restaurant_New_Space Heating_Natural Gas_Unit Heater_E7 | F3 | Commercial | Restaurant | New | Space Heating | Natural Gas | Unit Heater | E7 | System - kBTUs of Consumption | 0 | 0 | 0 | 0 | 0 | 0 | 0 | 0 | 0 | 0 | 0 | 0 | 0 | 0 | 0 | 0 | 0 | 0 | 0 | 0 | 0 | 0 | 0 | 0 | 0 | 0 | 0
F3_Commercial_Restaurant_New_Space Heating_Natural Gas_Unit Heater_E8 | F3 | Commercial | Restaurant | New | Space Heating | Natural Gas | Unit Heater | E8 | System - kBTUs of Consumption | 0 | 0 | 0 | 0 | 0 | 0 | 0 | 0 | 0 | 0 | 0 | 0 | 0 | 0 | 0 | 0 | 0 | 0 | 0 | 0 | 0 | 0 | 0 | 0 | 0 | 0 | 0
F3_Commercial_Restaurant_New_Space Heating_Natural Gas_Unit Heater_E9 | F3 | Commercial | Restaurant | New | Space Heating | Natural Gas | Unit Heater | E9 | System - kBTUs of Consumption | 0 | 0 | 0 | 0 | 0 | 0 | 0 | 0 | 0 | 0 | 0 | 0 | 0 | 0 | 0 | 0 | 0 | 0 | 0 | 0 | 0 | 0 | 0 | 0 | 0 | 0 | 0
F3_Commercial_Restaurant_New_Space Heating_Natural Gas_Unit Heater_E10 | F3 | Commercial | Restaurant | New | Space Heating | Natural Gas | Unit Heater | E10 | System - kBTUs of Consumption | 0 | 0 | 0 | 0 | 0 | 0 | 0 | 0 | 0 | 0 | 0 | 0 | 0 | 0 | 0 | 0 | 0 | 0 | 0 | 0 | 0 | 0 | 0 | 0 | 0 | 0 | 0
F4_Commercial_Restaurant_New_Space Heating_Natural Gas_Unit Heater_E1 | F4 | Commercial | Restaurant | New | Space Heating | Natural Gas | Unit Heater | E1 | Utility - Cost of Equipment | 0.017809 | 0.017809 | 0.017809 | 0.017809 | 0.017809 | 0.017809 | 0.017809 | 0.017809 | 0.017809 | 0.017809 | 0.017809 | 0.017809 | 0.017809 | 0.017809 | 0.017809 | 0.017809 | 0.017809 | 0.017809 | 0.017809 | 0.017809 | 0.017809 | 0.017809 | 0.017809 | 0.017809 | 0.017809 | 0.017809 | 0.017809
F4_Commercial_Restaurant_New_Space Heating_Natural Gas_Unit Heater_E2 | F4 | Commercial | Restaurant | New | Space Heating | Natural Gas | Unit Heater | E2 | Utility - Cost of Equipment | 0.021235 | 0.021235 | 0.021235 | 0.021235 | 0.021235 | 0.021235 | 0.021235 | 0.021235 | 0.021235 | 0.021235 | 0.021235 | 0.021235 | 0.021235 | 0.021235 | 0.021235 | 0.021235 | 0.021235 | 0.021235 | 0.021235 | 0.021235 | 0.021235 | 0.021235 | 0.021235 | 0.021235 | 0.021235 | 0.021235 | 0.021235
F4_Commercial_Restaurant_New_Space Heating_Natural Gas_Unit Heater_E3 | F4 | Commercial | Restaurant | New | Space Heating | Natural Gas | Unit Heater | E3 | Utility - Cost of Equipment | 0.023279 | 0.023279 | 0.023279 | 0.023279 | 0.023279 | 0.023279 | 0.023279 | 0.023279 | 0.023279 | 0.023279 | 0.023279 | 0.023279 | 0.023279 | 0.023279 | 0.023279 | 0.023279 | 0.023279 | 0.023279 | 0.023279 | 0.023279 | 0.023279 | 0.023279 | 0.023279 | 0.023279 | 0.023279 | 0.023279 | 0.023279
F4_Commercial_Restaurant_New_Space Heating_Natural Gas_Unit Heater_E4 | F4 | Commercial | Restaurant | New | Space Heating | Natural Gas | Unit Heater | E4 | Utility - Cost of Equipment | 0 | 0 | 0 | 0 | 0 | 0 | 0 | 0 | 0 | 0 | 0 | 0 | 0 | 0 | 0 | 0 | 0 | 0 | 0 | 0 | 0 | 0 | 0 | 0 | 0 | 0 | 0
F4_Commercial_Restaurant_New_Space Heating_Natural Gas_Unit Heater_E5 | F4 | Commercial | Restaurant | New | Space Heating | Natural Gas | Unit Heater | E5 | Utility - Cost of Equipment | 0 | 0 | 0 | 0 | 0 | 0 | 0 | 0 | 0 | 0 | 0 | 0 | 0 | 0 | 0 | 0 | 0 | 0 | 0 | 0 | 0 | 0 | 0 | 0 | 0 | 0 | 0
F4_Commercial_Restaurant_New_Space Heating_Natural Gas_Unit Heater_E6 | F4 | Commercial | Restaurant | New | Space Heating | Natural Gas | Unit Heater | E6 | Utility - Cost of Equipment | 0 | 0 | 0 | 0 | 0 | 0 | 0 | 0 | 0 | 0 | 0 | 0 | 0 | 0 | 0 | 0 | 0 | 0 | 0 | 0 | 0 | 0 | 0 | 0 | 0 | 0 | 0
F4_Commercial_Restaurant_New_Space Heating_Natural Gas_Unit Heater_E7 | F4 | Commercial | Restaurant | New | Space Heating | Natural Gas | Unit Heater | E7 | Utility - Cost of Equipment | 0 | 0 | 0 | 0 | 0 | 0 | 0 | 0 | 0 | 0 | 0 | 0 | 0 | 0 | 0 | 0 | 0 | 0 | 0 | 0 | 0 | 0 | 0 | 0 | 0 | 0 | 0
F4_Commercial_Restaurant_New_Space Heating_Natural Gas_Unit Heater_E8 | F4 | Commercial | Restaurant | New | Space Heating | Natural Gas | Unit Heater | E8 | Utility - Cost of Equipment | 0 | 0 | 0 | 0 | 0 | 0 | 0 | 0 | 0 | 0 | 0 | 0 | 0 | 0 | 0 | 0 | 0 | 0 | 0 | 0 | 0 | 0 | 0 | 0 | 0 | 0 | 0
F4_Commercial_Restaurant_New_Space Heating_Natural Gas_Unit Heater_E9 | F4 | Commercial | Restaurant | New | Space Heating | Natural Gas | Unit Heater | E9 | Utility - Cost of Equipment | 0 | 0 | 0 | 0 | 0 | 0 | 0 | 0 | 0 | 0 | 0 | 0 | 0 | 0 | 0 | 0 | 0 | 0 | 0 | 0 | 0 | 0 | 0 | 0 | 0 | 0 | 0
F4_Commercial_Restaurant_New_Space Heating_Natural Gas_Unit Heater_E10 | F4 | Commercial | Restaurant | New | Space Heating | Natural Gas | Unit Heater | E10 | Utility - Cost of Equipment | 0 | 0 | 0 | 0 | 0 | 0 | 0 | 0 | 0 | 0 | 0 | 0 | 0 | 0 | 0 | 0 | 0 | 0 | 0 | 0 | 0 | 0 | 0 | 0 | 0 | 0 | 0
F5_Commercial_Restaurant_New_Space Heating_Natural Gas_Unit Heater_E1 | F5 | Commercial | Restaurant | New | Space Heating | Natural Gas | Unit Heater | E1 | Utility - Cost of Operation | 0.55982 | 0.55718 | 0.54984 | 0.54191 | 0.54049 | 0.54125 | 0.5434 | 0.54566 | 0.54724 | 0.54786 | 0.54767 | 0.54678 | 0.54497 | 0.54182 | 0.53733 | 0.53175 | 0.52459 | 0.51616 | 0.50614 | 0.49422 | 0.48005 | 0.46398 | 0.45067 | 0.44226 | 0.439 | 0.44115 | 0.44332
F5_Commercial_Restaurant_New_Space Heating_Natural Gas_Unit Heater_E2 | F5 | Commercial | Restaurant | New | Space Heating | Natural Gas | Unit Heater | E2 | Utility - Cost of Operation | 0.49792 | 0.49557 | 0.48904 | 0.48198 | 0.48073 | 0.4814 | 0.48331 | 0.48532 | 0.48672 | 0.48728 | 0.48711 | 0.48632 | 0.48471 | 0.48191 | 0.47792 | 0.47295 | 0.46658 | 0.45908 | 0.45018 | 0.43957 | 0.42697 | 0.41267 | 0.40084 | 0.39336 | 0.39046 | 0.39237 | 0.3943
F5_Commercial_Restaurant_New_Space Heating_Natural Gas_Unit Heater_E3 | F5 | Commercial | Restaurant | New | Space Heating | Natural Gas | Unit Heater | E3 | Utility - Cost of Operation | 0.48927 | 0.48662 | 0.47973 | 0.47274 | 0.47288 | 0.47556 | 0.48004 | 0.485 | 0.48949 | 0.49299 | 0.49534 | 0.49632 | 0.49559 | 0.49277 | 0.48808 | 0.48201 | 0.47431 | 0.4653 | 0.45466 | 0.44204 | 0.42712 | 0.41022 | 0.39618 | 0.38718 | 0.38349 | 0.38537 | 0.38726
F5_Commercial_Restaurant_New_Space Heating_Natural Gas_Unit Heater_E4 | F5 | Commercial | Restaurant | New | Space Heating | Natural Gas | Unit Heater | E4 | Utility - Cost of Operation | 0 | 0 | 0 | 0 | 0 | 0 | 0 | 0 | 0 | 0 | 0 | 0 | 0 | 0 | 0 | 0 | 0 | 0 | 0 | 0 | 0 | 0 | 0 | 0 | 0 | 0 | 0
F5_Commercial_Restaurant_New_Space Heating_Natural Gas_Unit Heater_E5 | F5 | Commercial | Restaurant | New | Space Heating | Natural Gas | Unit Heater | E5 | Utility - Cost of Operation | 0 | 0 | 0 | 0 | 0 | 0 | 0 | 0 | 0 | 0 | 0 | 0 | 0 | 0 | 0 | 0 | 0 | 0 | 0 | 0 | 0 | 0 | 0 | 0 | 0 | 0 | 0
F5_Commercial_Restaurant_New_Space Heating_Natural Gas_Unit Heater_E6 | F5 | Commercial | Restaurant | New | Space Heating | Natural Gas | Unit Heater | E6 | Utility - Cost of Operation | 0 | 0 | 0 | 0 | 0 | 0 | 0 | 0 | 0 | 0 | 0 | 0 | 0 | 0 | 0 | 0 | 0 | 0 | 0 | 0 | 0 | 0 | 0 | 0 | 0 | 0 | 0
F5_Commercial_Restaurant_New_Space Heating_Natural Gas_Unit Heater_E7 | F5 | Commercial | Restaurant | New | Space Heating | Natural Gas | Unit Heater | E7 | Utility - Cost of Operation | 0 | 0 | 0 | 0 | 0 | 0 | 0 | 0 | 0 | 0 | 0 | 0 | 0 | 0 | 0 | 0 | 0 | 0 | 0 | 0 | 0 | 0 | 0 | 0 | 0 | 0 | 0
F5_Commercial_Restaurant_New_Space Heating_Natural Gas_Unit Heater_E8 | F5 | Commercial | Restaurant | New | Space Heating | Natural Gas | Unit Heater | E8 | Utility - Cost of Operation | 0 | 0 | 0 | 0 | 0 | 0 | 0 | 0 | 0 | 0 | 0 | 0 | 0 | 0 | 0 | 0 | 0 | 0 | 0 | 0 | 0 | 0 | 0 | 0 | 0 | 0 | 0
F5_Commercial_Restaurant_New_Space Heating_Natural Gas_Unit Heater_E9 | F5 | Commercial | Restaurant | New | Space Heating | Natural Gas | Unit Heater | E9 | Utility - Cost of Operation | 0 | 0 | 0 | 0 | 0 | 0 | 0 | 0 | 0 | 0 | 0 | 0 | 0 | 0 | 0 | 0 | 0 | 0 | 0 | 0 | 0 | 0 | 0 | 0 | 0 | 0 | 0
F5_Commercial_Restaurant_New_Space Heating_Natural Gas_Unit Heater_E10 | F5 | Commercial | Restaurant | New | Space Heating | Natural Gas | Unit Heater | E10 | Utility - Cost of Operation | 0 | 0 | 0 | 0 | 0 | 0 | 0 | 0 | 0 | 0 | 0 | 0 | 0 | 0 | 0 | 0 | 0 | 0 | 0 | 0 | 0 | 0 | 0 | 0 | 0 | 0 | 0
F6_Commercial_Restaurant_New_Space Heating_Natural Gas_Unit Heater_E1 | F6 | Commercial | Restaurant | New | Space Heating | Natural Gas | Unit Heater | E1 | Utility - Value of Sales | 0 | 0 | 0 | 0 | 0 | 0 | 0 | 0 | 0 | 0 | 0 | 0 | 0 | 0 | 0 | 0 | 0 | 0 | 0 | 0 | 0 | 0 | 0 | 0 | 0 | 0 | 0
F6_Commercial_Restaurant_New_Space Heating_Natural Gas_Unit Heater_E2 | F6 | Commercial | Restaurant | New | Space Heating | Natural Gas | Unit Heater | E2 | Utility - Value of Sales | 0 | 0 | 0 | 0 | 0 | 0 | 0 | 0 | 0 | 0 | 0 | 0 | 0 | 0 | 0 | 0 | 0 | 0 | 0 | 0 | 0 | 0 | 0 | 0 | 0 | 0 | 0
F6_Commercial_Restaurant_New_Space Heating_Natural Gas_Unit Heater_E3 | F6 | Commercial | Restaurant | New | Space Heating | Natural Gas | Unit Heater | E3 | Utility - Value of Sales | 0 | 0 | 0 | 0 | 0 | 0 | 0 | 0 | 0 | 0 | 0 | 0 | 0 | 0 | 0 | 0 | 0 | 0 | 0 | 0 | 0 | 0 | 0 | 0 | 0 | 0 | 0
F6_Commercial_Restaurant_New_Space Heating_Natural Gas_Unit Heater_E4 | F6 | Commercial | Restaurant | New | Space Heating | Natural Gas | Unit Heater | E4 | Utility - Value of Sales | 0 | 0 | 0 | 0 | 0 | 0 | 0 | 0 | 0 | 0 | 0 | 0 | 0 | 0 | 0 | 0 | 0 | 0 | 0 | 0 | 0 | 0 | 0 | 0 | 0 | 0 | 0
F6_Commercial_Restaurant_New_Space Heating_Natural Gas_Unit Heater_E5 | F6 | Commercial | Restaurant | New | Space Heating | Natural Gas | Unit Heater | E5 | Utility - Value of Sales | 0 | 0 | 0 | 0 | 0 | 0 | 0 | 0 | 0 | 0 | 0 | 0 | 0 | 0 | 0 | 0 | 0 | 0 | 0 | 0 | 0 | 0 | 0 | 0 | 0 | 0 | 0
F6_Commercial_Restaurant_New_Space Heating_Natural Gas_Unit Heater_E6 | F6 | Commercial | Restaurant | New | Space Heating | Natural Gas | Unit Heater | E6 | Utility - Value of Sales | 0 | 0 | 0 | 0 | 0 | 0 | 0 | 0 | 0 | 0 | 0 | 0 | 0 | 0 | 0 | 0 | 0 | 0 | 0 | 0 | 0 | 0 | 0 | 0 | 0 | 0 | 0
F6_Commercial_Restaurant_New_Space Heating_Natural Gas_Unit Heater_E7 | F6 | Commercial | Restaurant | New | Space Heating | Natural Gas | Unit Heater | E7 | Utility - Value of Sales | 0 | 0 | 0 | 0 | 0 | 0 | 0 | 0 | 0 | 0 | 0 | 0 | 0 | 0 | 0 | 0 | 0 | 0 | 0 | 0 | 0 | 0 | 0 | 0 | 0 | 0 | 0
F6_Commercial_Restaurant_New_Space Heating_Natural Gas_Unit Heater_E8 | F6 | Commercial | Restaurant | New | Space Heating | Natural Gas | Unit Heater | E8 | Utility - Value of Sales | 0 | 0 | 0 | 0 | 0 | 0 | 0 | 0 | 0 | 0 | 0 | 0 | 0 | 0 | 0 | 0 | 0 | 0 | 0 | 0 | 0 | 0 | 0 | 0 | 0 | 0 | 0
F6_Commercial_Restaurant_New_Space Heating_Natural Gas_Unit Heater_E9 | F6 | Commercial | Restaurant | New | Space Heating | Natural Gas | Unit Heater | E9 | Utility - Value of Sales | 0 | 0 | 0 | 0 | 0 | 0 | 0 | 0 | 0 | 0 | 0 | 0 | 0 | 0 | 0 | 0 | 0 | 0 | 0 | 0 | 0 | 0 | 0 | 0 | 0 | 0 | 0
F6_Commercial_Restaurant_New_Space Heating_Natural Gas_Unit Heater_E10 | F6 | Commercial | Restaurant | New | Space Heating | Natural Gas | Unit Heater | E10 | Utility - Value of Sales | 0 | 0 | 0 | 0 | 0 | 0 | 0 | 0 | 0 | 0 | 0 | 0 | 0 | 0 | 0 | 0 | 0 | 0 | 0 | 0 | 0 | 0 | 0 | 0 | 0 | 0 | 0
F1_Commercial_Restaurant_New_Water Heating_Natural Gas_Water Heater_E1 | F1 | Commercial | Restaurant | New | Water Heating | Natural Gas | Water Heater | E1 | RVT - Cost of Equipment | 0.089263 | 0.089263 | 0.089263 | 0.089263 | 0.089263 | 0.089263 | 0.089263 | 0.089263 | 0.089263 | 0.089263 | 0.089263 | 0.089263 | 0.089263 | 0.089263 | 0.089263 | 0.089263 | 0.089263 | 0.089263 | 0.089263 | 0.089263 | 0.089263 | 0.089263 | 0.089263 | 0.089263 | 0.089263 | 0.089263 | 0.089263
F1_Commercial_Restaurant_New_Water Heating_Natural Gas_Water Heater_E2 | F1 | Commercial | Restaurant | New | Water Heating | Natural Gas | Water Heater | E2 | RVT - Cost of Equipment | 0.099999 | 0.099999 | 0.099999 | 0.099999 | 0.099999 | 0.099999 | 0.099999 | 0.099999 | 0.099999 | 0.099999 | 0.099999 | 0.099999 | 0.099999 | 0.099999 | 0.099999 | 0.099999 | 0.099999 | 0.099999 | 0.099999 | 0.099999 | 0.099999 | 0.099999 | 0.099999 | 0.099999 | 0.099999 | 0.099999 | 0.099999
F1_Commercial_Restaurant_New_Water Heating_Natural Gas_Water Heater_E3 | F1 | Commercial | Restaurant | New | Water Heating | Natural Gas | Water Heater | E3 | RVT - Cost of Equipment | 0.078884 | 0.078884 | 0.078884 | 0.078884 | 0.078884 | 0.078884 | 0.078884 | 0.078884 | 0.078884 | 0.078884 | 0.078884 | 0.078884 | 0.078884 | 0.078884 | 0.078884 | 0.078884 | 0.078884 | 0.078884 | 0.078884 | 0.078884 | 0.078884 | 0.078884 | 0.078884 | 0.078884 | 0.078884 | 0.078884 | 0.078884
F1_Commercial_Restaurant_New_Water Heating_Natural Gas_Water Heater_E4 | F1 | Commercial | Restaurant | New | Water Heating | Natural Gas | Water Heater | E4 | RVT - Cost of Equipment | 0 | 0 | 0.31884 | 0.31884 | 0.31884 | 0.31884 | 0.31884 | 0.31884 | 0.31884 | 0.31884 | 0.31884 | 0.31884 | 0.31884 | 0.31884 | 0.31884 | 0.31884 | 0.31884 | 0.31884 | 0.31884 | 0.31884 | 0.31884 | 0.31884 | 0.31884 | 0.31884 | 0.31884 | 0.31884 | 0.31884
F1_Commercial_Restaurant_New_Water Heating_Natural Gas_Water Heater_E5 | F1 | Commercial | Restaurant | New | Water Heating | Natural Gas | Water Heater | E5 | RVT - Cost of Equipment | 0 | 0 | 0 | 0 | 0 | 0 | 0 | 0 | 0 | 0 | 0 | 0 | 0 | 0 | 0 | 0 | 0 | 0 | 0 | 0 | 0 | 0 | 0 | 0 | 0 | 0 | 0
F1_Commercial_Restaurant_New_Water Heating_Natural Gas_Water Heater_E6 | F1 | Commercial | Restaurant | New | Water Heating | Natural Gas | Water Heater | E6 | RVT - Cost of Equipment | 0 | 0 | 0 | 0 | 0 | 0 | 0 | 0 | 0 | 0 | 0 | 0 | 0 | 0 | 0 | 0 | 0 | 0 | 0 | 0 | 0 | 0 | 0 | 0 | 0 | 0 | 0
F1_Commercial_Restaurant_New_Water Heating_Natural Gas_Water Heater_E7 | F1 | Commercial | Restaurant | New | Water Heating | Natural Gas | Water Heater | E7 | RVT - Cost of Equipment | 0 | 0 | 0 | 0 | 0 | 0 | 0 | 0 | 0 | 0 | 0 | 0 | 0 | 0 | 0 | 0 | 0 | 0 | 0 | 0 | 0 | 0 | 0 | 0 | 0 | 0 | 0
F1_Commercial_Restaurant_New_Water Heating_Natural Gas_Water Heater_E8 | F1 | Commercial | Restaurant | New | Water Heating | Natural Gas | Water Heater | E8 | RVT - Cost of Equipment | 0 | 0 | 0 | 0 | 0 | 0 | 0 | 0 | 0 | 0 | 0 | 0 | 0 | 0 | 0 | 0 | 0 | 0 | 0 | 0 | 0 | 0 | 0 | 0 | 0 | 0 | 0
F1_Commercial_Restaurant_New_Water Heating_Natural Gas_Water Heater_E9 | F1 | Commercial | Restaurant | New | Water Heating | Natural Gas | Water Heater | E9 | RVT - Cost of Equipment | 0 | 0 | 0 | 0 | 0 | 0 | 0 | 0 | 0 | 0 | 0 | 0 | 0 | 0 | 0 | 0 | 0 | 0 | 0 | 0 | 0 | 0 | 0 | 0 | 0 | 0 | 0
F1_Commercial_Restaurant_New_Water Heating_Natural Gas_Water Heater_E10 | F1 | Commercial | Restaurant | New | Water Heating | Natural Gas | Water Heater | E10 | RVT - Cost of Equipment | 0 | 0 | 0 | 0 | 0 | 0 | 0 | 0 | 0 | 0 | 0 | 0 | 0 | 0 | 0 | 0 | 0 | 0 | 0 | 0 | 0 | 0 | 0 | 0 | 0 | 0 | 0
F2_Commercial_Restaurant_New_Water Heating_Natural Gas_Water Heater_E1 | F2 | Commercial | Restaurant | New | Water Heating | Natural Gas | Water Heater | E1 | RVT - Cost of Operation | 0 | 0 | 0 | 0 | 0 | 0 | 0 | 0 | 0 | 0 | 0 | 0 | 0 | 0 | 0 | 0 | 0 | 0 | 0 | 0 | 0 | 0 | 0 | 0 | 0 | 0 | 0
F2_Commercial_Restaurant_New_Water Heating_Natural Gas_Water Heater_E2 | F2 | Commercial | Restaurant | New | Water Heating | Natural Gas | Water Heater | E2 | RVT - Cost of Operation | 0 | 0 | 0 | 0 | 0 | 0 | 0 | 0 | 0 | 0 | 0 | 0 | 0 | 0 | 0 | 0 | 0 | 0 | 0 | 0 | 0 | 0 | 0 | 0 | 0 | 0 | 0
F2_Commercial_Restaurant_New_Water Heating_Natural Gas_Water Heater_E3 | F2 | Commercial | Restaurant | New | Water Heating | Natural Gas | Water Heater | E3 | RVT - Cost of Operation | 0 | 0 | 0 | 0 | 0 | 0 | 0 | 0 | 0 | 0 | 0 | 0 | 0 | 0 | 0 | 0 | 0 | 0 | 0 | 0 | 0 | 0 | 0 | 0 | 0 | 0 | 0
F2_Commercial_Restaurant_New_Water Heating_Natural Gas_Water Heater_E4 | F2 | Commercial | Restaurant | New | Water Heating | Natural Gas | Water Heater | E4 | RVT - Cost of Operation | 0 | 0 | 0 | 0 | 0 | 0 | 0 | 0 | 0 | 0 | 0 | 0 | 0 | 0 | 0 | 0 | 0 | 0 | 0 | 0 | 0 | 0 | 0 | 0 | 0 | 0 | 0
F2_Commercial_Restaurant_New_Water Heating_Natural Gas_Water Heater_E5 | F2 | Commercial | Restaurant | New | Water Heating | Natural Gas | Water Heater | E5 | RVT - Cost of Operation | 0 | 0 | 0 | 0 | 0 | 0 | 0 | 0 | 0 | 0 | 0 | 0 | 0 | 0 | 0 | 0 | 0 | 0 | 0 | 0 | 0 | 0 | 0 | 0 | 0 | 0 | 0
F2_Commercial_Restaurant_New_Water Heating_Natural Gas_Water Heater_E6 | F2 | Commercial | Restaurant | New | Water Heating | Natural Gas | Water Heater | E6 | RVT - Cost of Operation | 0 | 0 | 0 | 0 | 0 | 0 | 0 | 0 | 0 | 0 | 0 | 0 | 0 | 0 | 0 | 0 | 0 | 0 | 0 | 0 | 0 | 0 | 0 | 0 | 0 | 0 | 0
F2_Commercial_Restaurant_New_Water Heating_Natural Gas_Water Heater_E7 | F2 | Commercial | Restaurant | New | Water Heating | Natural Gas | Water Heater | E7 | RVT - Cost of Operation | 0 | 0 | 0 | 0 | 0 | 0 | 0 | 0 | 0 | 0 | 0 | 0 | 0 | 0 | 0 | 0 | 0 | 0 | 0 | 0 | 0 | 0 | 0 | 0 | 0 | 0 | 0
F2_Commercial_Restaurant_New_Water Heating_Natural Gas_Water Heater_E8 | F2 | Commercial | Restaurant | New | Water Heating | Natural Gas | Water Heater | E8 | RVT - Cost of Operation | 0 | 0 | 0 | 0 | 0 | 0 | 0 | 0 | 0 | 0 | 0 | 0 | 0 | 0 | 0 | 0 | 0 | 0 | 0 | 0 | 0 | 0 | 0 | 0 | 0 | 0 | 0
F2_Commercial_Restaurant_New_Water Heating_Natural Gas_Water Heater_E9 | F2 | Commercial | Restaurant | New | Water Heating | Natural Gas | Water Heater | E9 | RVT - Cost of Operation | 0 | 0 | 0 | 0 | 0 | 0 | 0 | 0 | 0 | 0 | 0 | 0 | 0 | 0 | 0 | 0 | 0 | 0 | 0 | 0 | 0 | 0 | 0 | 0 | 0 | 0 | 0
F2_Commercial_Restaurant_New_Water Heating_Natural Gas_Water Heater_E10 | F2 | Commercial | Restaurant | New | Water Heating | Natural Gas | Water Heater | E10 | RVT - Cost of Operation | 0 | 0 | 0 | 0 | 0 | 0 | 0 | 0 | 0 | 0 | 0 | 0 | 0 | 0 | 0 | 0 | 0 | 0 | 0 | 0 | 0 | 0 | 0 | 0 | 0 | 0 | 0
F3_Commercial_Restaurant_New_Water Heating_Natural Gas_Water Heater_E1 | F3 | Commercial | Restaurant | New | Water Heating | Natural Gas | Water Heater | E1 | System - kBTUs of Consumption | 71.7742 | 71.7742 | 71.7742 | 71.7742 | 71.7742 | 71.7742 | 71.7742 | 71.7742 | 71.7742 | 71.7742 | 71.7742 | 71.7742 | 71.7742 | 71.7742 | 71.7742 | 71.7742 | 71.7742 | 71.7742 | 71.7742 | 71.7742 | 71.7742 | 71.7742 | 71.7742 | 71.7742 | 71.7742 | 71.7742 | 71.7742
F3_Commercial_Restaurant_New_Water Heating_Natural Gas_Water Heater_E2 | F3 | Commercial | Restaurant | New | Water Heating | Natural Gas | Water Heater | E2 | System - kBTUs of Consumption | 65.793 | 65.793 | 65.793 | 65.793 | 65.793 | 65.793 | 65.793 | 65.793 | 65.793 | 65.793 | 65.793 | 65.793 | 65.793 | 65.793 | 65.793 | 65.793 | 65.793 | 65.793 | 65.793 | 65.793 | 65.793 | 65.793 | 65.793 | 65.793 | 65.793 | 65.793 | 65.793
F3_Commercial_Restaurant_New_Water Heating_Natural Gas_Water Heater_E3 | F3 | Commercial | Restaurant | New | Water Heating | Natural Gas | Water Heater | E3 | System - kBTUs of Consumption | 64.4503 | 64.4503 | 64.4503 | 64.4503 | 64.4503 | 64.4503 | 64.4503 | 64.4503 | 64.4503 | 64.4503 | 64.4503 | 64.4503 | 64.4503 | 64.4503 | 64.4503 | 64.4503 | 64.4503 | 64.4503 | 64.4503 | 64.4503 | 64.4503 | 64.4503 | 64.4503 | 64.4503 | 64.4503 | 64.4503 | 64.4503
F3_Commercial_Restaurant_New_Water Heating_Natural Gas_Water Heater_E4 | F3 | Commercial | Restaurant | New | Water Heating | Natural Gas | Water Heater | E4 | System - kBTUs of Consumption | 0 | 0 | 59.5862 | 59.5862 | 59.5862 | 59.5862 | 59.5862 | 59.5862 | 59.5862 | 59.5862 | 59.5862 | 59.5862 | 59.5862 | 59.5862 | 59.5862 | 59.5862 | 59.5862 | 59.5862 | 59.5862 | 59.5862 | 59.5862 | 59.5862 | 59.5862 | 59.5862 | 59.5862 | 59.5862 | 59.5862
F3_Commercial_Restaurant_New_Water Heating_Natural Gas_Water Heater_E5 | F3 | Commercial | Restaurant | New | Water Heating | Natural Gas | Water Heater | E5 | System - kBTUs of Consumption | 0 | 0 | 0 | 0 | 0 | 0 | 0 | 0 | 0 | 0 | 0 | 0 | 0 | 0 | 0 | 0 | 0 | 0 | 0 | 0 | 0 | 0 | 0 | 0 | 0 | 0 | 0
F3_Commercial_Restaurant_New_Water Heating_Natural Gas_Water Heater_E6 | F3 | Commercial | Restaurant | New | Water Heating | Natural Gas | Water Heater | E6 | System - kBTUs of Consumption | 0 | 0 | 0 | 0 | 0 | 0 | 0 | 0 | 0 | 0 | 0 | 0 | 0 | 0 | 0 | 0 | 0 | 0 | 0 | 0 | 0 | 0 | 0 | 0 | 0 | 0 | 0
F3_Commercial_Restaurant_New_Water Heating_Natural Gas_Water Heater_E7 | F3 | Commercial | Restaurant | New | Water Heating | Natural Gas | Water Heater | E7 | System - kBTUs of Consumption | 0 | 0 | 0 | 0 | 0 | 0 | 0 | 0 | 0 | 0 | 0 | 0 | 0 | 0 | 0 | 0 | 0 | 0 | 0 | 0 | 0 | 0 | 0 | 0 | 0 | 0 | 0
F3_Commercial_Restaurant_New_Water Heating_Natural Gas_Water Heater_E8 | F3 | Commercial | Restaurant | New | Water Heating | Natural Gas | Water Heater | E8 | System - kBTUs of Consumption | 0 | 0 | 0 | 0 | 0 | 0 | 0 | 0 | 0 | 0 | 0 | 0 | 0 | 0 | 0 | 0 | 0 | 0 | 0 | 0 | 0 | 0 | 0 | 0 | 0 | 0 | 0
F3_Commercial_Restaurant_New_Water Heating_Natural Gas_Water Heater_E9 | F3 | Commercial | Restaurant | New | Water Heating | Natural Gas | Water Heater | E9 | System - kBTUs of Consumption | 0 | 0 | 0 | 0 | 0 | 0 | 0 | 0 | 0 | 0 | 0 | 0 | 0 | 0 | 0 | 0 | 0 | 0 | 0 | 0 | 0 | 0 | 0 | 0 | 0 | 0 | 0
F3_Commercial_Restaurant_New_Water Heating_Natural Gas_Water Heater_E10 | F3 | Commercial | Restaurant | New | Water Heating | Natural Gas | Water Heater | E10 | System - kBTUs of Consumption | 0 | 0 | 0 | 0 | 0 | 0 | 0 | 0 | 0 | 0 | 0 | 0 | 0 | 0 | 0 | 0 | 0 | 0 | 0 | 0 | 0 | 0 | 0 | 0 | 0 | 0 | 0
F4_Commercial_Restaurant_New_Water Heating_Natural Gas_Water Heater_E1 | F4 | Commercial | Restaurant | New | Water Heating | Natural Gas | Water Heater | E1 | Utility - Cost of Equipment | 0.089263 | 0.089263 | 0.089263 | 0.089263 | 0.089263 | 0.089263 | 0.089263 | 0.089263 | 0.089263 | 0.089263 | 0.089263 | 0.089263 | 0.089263 | 0.089263 | 0.089263 | 0.089263 | 0.089263 | 0.089263 | 0.089263 | 0.089263 | 0.089263 | 0.089263 | 0.089263 | 0.089263 | 0.089263 | 0.089263 | 0.089263
F4_Commercial_Restaurant_New_Water Heating_Natural Gas_Water Heater_E2 | F4 | Commercial | Restaurant | New | Water Heating | Natural Gas | Water Heater | E2 | Utility - Cost of Equipment | 0.099999 | 0.099999 | 0.099999 | 0.099999 | 0.099999 | 0.099999 | 0.099999 | 0.099999 | 0.099999 | 0.099999 | 0.099999 | 0.099999 | 0.099999 | 0.099999 | 0.099999 | 0.099999 | 0.099999 | 0.099999 | 0.099999 | 0.099999 | 0.099999 | 0.099999 | 0.099999 | 0.099999 | 0.099999 | 0.099999 | 0.099999
F4_Commercial_Restaurant_New_Water Heating_Natural Gas_Water Heater_E3 | F4 | Commercial | Restaurant | New | Water Heating | Natural Gas | Water Heater | E3 | Utility - Cost of Equipment | 0.078884 | 0.078884 | 0.078884 | 0.078884 | 0.078884 | 0.078884 | 0.078884 | 0.078884 | 0.078884 | 0.078884 | 0.078884 | 0.078884 | 0.078884 | 0.078884 | 0.078884 | 0.078884 | 0.078884 | 0.078884 | 0.078884 | 0.078884 | 0.078884 | 0.078884 | 0.078884 | 0.078884 | 0.078884 | 0.078884 | 0.078884
F4_Commercial_Restaurant_New_Water Heating_Natural Gas_Water Heater_E4 | F4 | Commercial | Restaurant | New | Water Heating | Natural Gas | Water Heater | E4 | Utility - Cost of Equipment | 0 | 0 | 0.31884 | 0.31884 | 0.31884 | 0.31884 | 0.31884 | 0.31884 | 0.31884 | 0.31884 | 0.31884 | 0.31884 | 0.31884 | 0.31884 | 0.31884 | 0.31884 | 0.31884 | 0.31884 | 0.31884 | 0.31884 | 0.31884 | 0.31884 | 0.31884 | 0.31884 | 0.31884 | 0.31884 | 0.31884
F4_Commercial_Restaurant_New_Water Heating_Natural Gas_Water Heater_E5 | F4 | Commercial | Restaurant | New | Water Heating | Natural Gas | Water Heater | E5 | Utility - Cost of Equipment | 0 | 0 | 0 | 0 | 0 | 0 | 0 | 0 | 0 | 0 | 0 | 0 | 0 | 0 | 0 | 0 | 0 | 0 | 0 | 0 | 0 | 0 | 0 | 0 | 0 | 0 | 0
F4_Commercial_Restaurant_New_Water Heating_Natural Gas_Water Heater_E6 | F4 | Commercial | Restaurant | New | Water Heating | Natural Gas | Water Heater | E6 | Utility - Cost of Equipment | 0 | 0 | 0 | 0 | 0 | 0 | 0 | 0 | 0 | 0 | 0 | 0 | 0 | 0 | 0 | 0 | 0 | 0 | 0 | 0 | 0 | 0 | 0 | 0 | 0 | 0 | 0
F4_Commercial_Restaurant_New_Water Heating_Natural Gas_Water Heater_E7 | F4 | Commercial | Restaurant | New | Water Heating | Natural Gas | Water Heater | E7 | Utility - Cost of Equipment | 0 | 0 | 0 | 0 | 0 | 0 | 0 | 0 | 0 | 0 | 0 | 0 | 0 | 0 | 0 | 0 | 0 | 0 | 0 | 0 | 0 | 0 | 0 | 0 | 0 | 0 | 0
F4_Commercial_Restaurant_New_Water Heating_Natural Gas_Water Heater_E8 | F4 | Commercial | Restaurant | New | Water Heating | Natural Gas | Water Heater | E8 | Utility - Cost of Equipment | 0 | 0 | 0 | 0 | 0 | 0 | 0 | 0 | 0 | 0 | 0 | 0 | 0 | 0 | 0 | 0 | 0 | 0 | 0 | 0 | 0 | 0 | 0 | 0 | 0 | 0 | 0
F4_Commercial_Restaurant_New_Water Heating_Natural Gas_Water Heater_E9 | F4 | Commercial | Restaurant | New | Water Heating | Natural Gas | Water Heater | E9 | Utility - Cost of Equipment | 0 | 0 | 0 | 0 | 0 | 0 | 0 | 0 | 0 | 0 | 0 | 0 | 0 | 0 | 0 | 0 | 0 | 0 | 0 | 0 | 0 | 0 | 0 | 0 | 0 | 0 | 0
F4_Commercial_Restaurant_New_Water Heating_Natural Gas_Water Heater_E10 | F4 | Commercial | Restaurant | New | Water Heating | Natural Gas | Water Heater | E10 | Utility - Cost of Equipment | 0 | 0 | 0 | 0 | 0 | 0 | 0 | 0 | 0 | 0 | 0 | 0 | 0 | 0 | 0 | 0 | 0 | 0 | 0 | 0 | 0 | 0 | 0 | 0 | 0 | 0 | 0
F5_Commercial_Restaurant_New_Water Heating_Natural Gas_Water Heater_E1 | F5 | Commercial | Restaurant | New | Water Heating | Natural Gas | Water Heater | E1 | Utility - Cost of Operation | 0.98631 | 0.97207 | 0.95819 | 0.94474 | 0.94486 | 0.95382 | 0.96835 | 0.98595 | 1.0049 | 1.0244 | 1.0436 | 1.0606 | 1.0736 | 1.0791 | 1.0766 | 1.066 | 1.0482 | 1.025 | 0.99735 | 0.96456 | 0.92619 | 0.88204 | 0.84284 | 0.81747 | 0.80651 | 0.81046 | 0.81444
F5_Commercial_Restaurant_New_Water Heating_Natural Gas_Water Heater_E2 | F5 | Commercial | Restaurant | New | Water Heating | Natural Gas | Water Heater | E2 | Utility - Cost of Operation | 0.90412 | 0.89107 | 0.87834 | 0.86601 | 0.86613 | 0.87434 | 0.88765 | 0.90379 | 0.9212 | 0.93901 | 0.95663 | 0.97222 | 0.98412 | 0.98918 | 0.98684 | 0.97717 | 0.9609 | 0.9396 | 0.91424 | 0.88418 | 0.84901 | 0.80854 | 0.77261 | 0.74935 | 0.7393 | 0.74293 | 0.74657
F5_Commercial_Restaurant_New_Water Heating_Natural Gas_Water Heater_E3 | F5 | Commercial | Restaurant | New | Water Heating | Natural Gas | Water Heater | E3 | Utility - Cost of Operation | 0.88567 | 0.87288 | 0.86042 | 0.84834 | 0.84845 | 0.85649 | 0.86954 | 0.88534 | 0.9024 | 0.91985 | 0.93711 | 0.95238 | 0.96404 | 0.96899 | 0.9667 | 0.95723 | 0.94129 | 0.92042 | 0.89558 | 0.86613 | 0.83168 | 0.79204 | 0.75684 | 0.73406 | 0.72421 | 0.72776 | 0.73133
F5_Commercial_Restaurant_New_Water Heating_Natural Gas_Water Heater_E4 | F5 | Commercial | Restaurant | New | Water Heating | Natural Gas | Water Heater | E4 | Utility - Cost of Operation | 0 | 0 | 0.80284 | 0.79614 | 0.79898 | 0.80803 | 0.8207 | 0.83451 | 0.84745 | 0.85796 | 0.86574 | 0.87017 | 0.87091 | 0.86716 | 0.85983 | 0.84946 | 0.83639 | 0.82071 | 0.80195 | 0.77962 | 0.7534 | 0.72316 | 0.69637 | 0.67922 | 0.67211 | 0.67541 | 0.67872
F5_Commercial_Restaurant_New_Water Heating_Natural Gas_Water Heater_E5 | F5 | Commercial | Restaurant | New | Water Heating | Natural Gas | Water Heater | E5 | Utility - Cost of Operation | 0 | 0 | 0 | 0 | 0 | 0 | 0 | 0 | 0 | 0 | 0 | 0 | 0 | 0 | 0 | 0 | 0 | 0 | 0 | 0 | 0 | 0 | 0 | 0 | 0 | 0 | 0
F5_Commercial_Restaurant_New_Water Heating_Natural Gas_Water Heater_E6 | F5 | Commercial | Restaurant | New | Water Heating | Natural Gas | Water Heater | E6 | Utility - Cost of Operation | 0 | 0 | 0 | 0 | 0 | 0 | 0 | 0 | 0 | 0 | 0 | 0 | 0 | 0 | 0 | 0 | 0 | 0 | 0 | 0 | 0 | 0 | 0 | 0 | 0 | 0 | 0
F5_Commercial_Restaurant_New_Water Heating_Natural Gas_Water Heater_E7 | F5 | Commercial | Restaurant | New | Water Heating | Natural Gas | Water Heater | E7 | Utility - Cost of Operation | 0 | 0 | 0 | 0 | 0 | 0 | 0 | 0 | 0 | 0 | 0 | 0 | 0 | 0 | 0 | 0 | 0 | 0 | 0 | 0 | 0 | 0 | 0 | 0 | 0 | 0 | 0
F5_Commercial_Restaurant_New_Water Heating_Natural Gas_Water Heater_E8 | F5 | Commercial | Restaurant | New | Water Heating | Natural Gas | Water Heater | E8 | Utility - Cost of Operation | 0 | 0 | 0 | 0 | 0 | 0 | 0 | 0 | 0 | 0 | 0 | 0 | 0 | 0 | 0 | 0 | 0 | 0 | 0 | 0 | 0 | 0 | 0 | 0 | 0 | 0 | 0
F5_Commercial_Restaurant_New_Water Heating_Natural Gas_Water Heater_E9 | F5 | Commercial | Restaurant | New | Water Heating | Natural Gas | Water Heater | E9 | Utility - Cost of Operation | 0 | 0 | 0 | 0 | 0 | 0 | 0 | 0 | 0 | 0 | 0 | 0 | 0 | 0 | 0 | 0 | 0 | 0 | 0 | 0 | 0 | 0 | 0 | 0 | 0 | 0 | 0
F5_Commercial_Restaurant_New_Water Heating_Natural Gas_Water Heater_E10 | F5 | Commercial | Restaurant | New | Water Heating | Natural Gas | Water Heater | E10 | Utility - Cost of Operation | 0 | 0 | 0 | 0 | 0 | 0 | 0 | 0 | 0 | 0 | 0 | 0 | 0 | 0 | 0 | 0 | 0 | 0 | 0 | 0 | 0 | 0 | 0 | 0 | 0 | 0 | 0
F6_Commercial_Restaurant_New_Water Heating_Natural Gas_Water Heater_E1 | F6 | Commercial | Restaurant | New | Water Heating | Natural Gas | Water Heater | E1 | Utility - Value of Sales | 0 | 0 | 0 | 0 | 0 | 0 | 0 | 0 | 0 | 0 | 0 | 0 | 0 | 0 | 0 | 0 | 0 | 0 | 0 | 0 | 0 | 0 | 0 | 0 | 0 | 0 | 0
F6_Commercial_Restaurant_New_Water Heating_Natural Gas_Water Heater_E2 | F6 | Commercial | Restaurant | New | Water Heating | Natural Gas | Water Heater | E2 | Utility - Value of Sales | 0 | 0 | 0 | 0 | 0 | 0 | 0 | 0 | 0 | 0 | 0 | 0 | 0 | 0 | 0 | 0 | 0 | 0 | 0 | 0 | 0 | 0 | 0 | 0 | 0 | 0 | 0
F6_Commercial_Restaurant_New_Water Heating_Natural Gas_Water Heater_E3 | F6 | Commercial | Restaurant | New | Water Heating | Natural Gas | Water Heater | E3 | Utility - Value of Sales | 0 | 0 | 0 | 0 | 0 | 0 | 0 | 0 | 0 | 0 | 0 | 0 | 0 | 0 | 0 | 0 | 0 | 0 | 0 | 0 | 0 | 0 | 0 | 0 | 0 | 0 | 0
F6_Commercial_Restaurant_New_Water Heating_Natural Gas_Water Heater_E4 | F6 | Commercial | Restaurant | New | Water Heating | Natural Gas | Water Heater | E4 | Utility - Value of Sales | 0 | 0 | 0 | 0 | 0 | 0 | 0 | 0 | 0 | 0 | 0 | 0 | 0 | 0 | 0 | 0 | 0 | 0 | 0 | 0 | 0 | 0 | 0 | 0 | 0 | 0 | 0
F6_Commercial_Restaurant_New_Water Heating_Natural Gas_Water Heater_E5 | F6 | Commercial | Restaurant | New | Water Heating | Natural Gas | Water Heater | E5 | Utility - Value of Sales | 0 | 0 | 0 | 0 | 0 | 0 | 0 | 0 | 0 | 0 | 0 | 0 | 0 | 0 | 0 | 0 | 0 | 0 | 0 | 0 | 0 | 0 | 0 | 0 | 0 | 0 | 0
F6_Commercial_Restaurant_New_Water Heating_Natural Gas_Water Heater_E6 | F6 | Commercial | Restaurant | New | Water Heating | Natural Gas | Water Heater | E6 | Utility - Value of Sales | 0 | 0 | 0 | 0 | 0 | 0 | 0 | 0 | 0 | 0 | 0 | 0 | 0 | 0 | 0 | 0 | 0 | 0 | 0 | 0 | 0 | 0 | 0 | 0 | 0 | 0 | 0
F6_Commercial_Restaurant_New_Water Heating_Natural Gas_Water Heater_E7 | F6 | Commercial | Restaurant | New | Water Heating | Natural Gas | Water Heater | E7 | Utility - Value of Sales | 0 | 0 | 0 | 0 | 0 | 0 | 0 | 0 | 0 | 0 | 0 | 0 | 0 | 0 | 0 | 0 | 0 | 0 | 0 | 0 | 0 | 0 | 0 | 0 | 0 | 0 | 0
F6_Commercial_Restaurant_New_Water Heating_Natural Gas_Water Heater_E8 | F6 | Commercial | Restaurant | New | Water Heating | Natural Gas | Water Heater | E8 | Utility - Value of Sales | 0 | 0 | 0 | 0 | 0 | 0 | 0 | 0 | 0 | 0 | 0 | 0 | 0 | 0 | 0 | 0 | 0 | 0 | 0 | 0 | 0 | 0 | 0 | 0 | 0 | 0 | 0
F6_Commercial_Restaurant_New_Water Heating_Natural Gas_Water Heater_E9 | F6 | Commercial | Restaurant | New | Water Heating | Natural Gas | Water Heater | E9 | Utility - Value of Sales | 0 | 0 | 0 | 0 | 0 | 0 | 0 | 0 | 0 | 0 | 0 | 0 | 0 | 0 | 0 | 0 | 0 | 0 | 0 | 0 | 0 | 0 | 0 | 0 | 0 | 0 | 0
F6_Commercial_Restaurant_New_Water Heating_Natural Gas_Water Heater_E10 | F6 | Commercial | Restaurant | New | Water Heating | Natural Gas | Water Heater | E10 | Utility - Value of Sales | 0 | 0 | 0 | 0 | 0 | 0 | 0 | 0 | 0 | 0 | 0 | 0 | 0 | 0 | 0 | 0 | 0 | 0 | 0 | 0 | 0 | 0 | 0 | 0 | 0 | 0 | 0
F1_Commercial_Restaurant_New_Food Preparation_Natural Gas_Oven_E1 | F1 | Commercial | Restaurant | New | Food Preparation | Natural Gas | Oven | E1 | RVT - Cost of Equipment | 0.39487 | 0.39487 | 0.39487 | 0.39487 | 0.39487 | 0.39487 | 0.39487 | 0.39487 | 0.39487 | 0.39487 | 0.39487 | 0.39487 | 0.39487 | 0.39487 | 0.39487 | 0.39487 | 0.39487 | 0.39487 | 0.39487 | 0.39487 | 0.39487 | 0.39487 | 0.39487 | 0.39487 | 0.39487 | 0.39487 | 0.39487
F1_Commercial_Restaurant_New_Food Preparation_Natural Gas_Oven_E2 | F1 | Commercial | Restaurant | New | Food Preparation | Natural Gas | Oven | E2 | RVT - Cost of Equipment | 0.41597 | 0.41597 | 0.41597 | 0.41597 | 0.41597 | 0.41597 | 0.41597 | 0.41597 | 0.41597 | 0.41597 | 0.41597 | 0.41597 | 0.41597 | 0.41597 | 0.41597 | 0.41597 | 0.41597 | 0.41597 | 0.41597 | 0.41597 | 0.41597 | 0.41597 | 0.41597 | 0.41597 | 0.41597 | 0.41597 | 0.41597
F1_Commercial_Restaurant_New_Food Preparation_Natural Gas_Oven_E3 | F1 | Commercial | Restaurant | New | Food Preparation | Natural Gas | Oven | E3 | RVT - Cost of Equipment | 0 | 0 | 0 | 0 | 0 | 0 | 0 | 0 | 0 | 0 | 0 | 0 | 0 | 0 | 0 | 0 | 0 | 0 | 0 | 0 | 0 | 0 | 0 | 0 | 0 | 0 | 0
F1_Commercial_Restaurant_New_Food Preparation_Natural Gas_Oven_E4 | F1 | Commercial | Restaurant | New | Food Preparation | Natural Gas | Oven | E4 | RVT - Cost of Equipment | 0 | 0 | 0 | 0 | 0 | 0 | 0 | 0 | 0 | 0 | 0 | 0 | 0 | 0 | 0 | 0 | 0 | 0 | 0 | 0 | 0 | 0 | 0 | 0 | 0 | 0 | 0
F1_Commercial_Restaurant_New_Food Preparation_Natural Gas_Oven_E5 | F1 | Commercial | Restaurant | New | Food Preparation | Natural Gas | Oven | E5 | RVT - Cost of Equipment | 0 | 0 | 0 | 0 | 0 | 0 | 0 | 0 | 0 | 0 | 0 | 0 | 0 | 0 | 0 | 0 | 0 | 0 | 0 | 0 | 0 | 0 | 0 | 0 | 0 | 0 | 0
F1_Commercial_Restaurant_New_Food Preparation_Natural Gas_Oven_E6 | F1 | Commercial | Restaurant | New | Food Preparation | Natural Gas | Oven | E6 | RVT - Cost of Equipment | 0 | 0 | 0 | 0 | 0 | 0 | 0 | 0 | 0 | 0 | 0 | 0 | 0 | 0 | 0 | 0 | 0 | 0 | 0 | 0 | 0 | 0 | 0 | 0 | 0 | 0 | 0
F1_Commercial_Restaurant_New_Food Preparation_Natural Gas_Oven_E7 | F1 | Commercial | Restaurant | New | Food Preparation | Natural Gas | Oven | E7 | RVT - Cost of Equipment | 0 | 0 | 0 | 0 | 0 | 0 | 0 | 0 | 0 | 0 | 0 | 0 | 0 | 0 | 0 | 0 | 0 | 0 | 0 | 0 | 0 | 0 | 0 | 0 | 0 | 0 | 0
F1_Commercial_Restaurant_New_Food Preparation_Natural Gas_Oven_E8 | F1 | Commercial | Restaurant | New | Food Preparation | Natural Gas | Oven | E8 | RVT - Cost of Equipment | 0 | 0 | 0 | 0 | 0 | 0 | 0 | 0 | 0 | 0 | 0 | 0 | 0 | 0 | 0 | 0 | 0 | 0 | 0 | 0 | 0 | 0 | 0 | 0 | 0 | 0 | 0
F1_Commercial_Restaurant_New_Food Preparation_Natural Gas_Oven_E9 | F1 | Commercial | Restaurant | New | Food Preparation | Natural Gas | Oven | E9 | RVT - Cost of Equipment | 0 | 0 | 0 | 0 | 0 | 0 | 0 | 0 | 0 | 0 | 0 | 0 | 0 | 0 | 0 | 0 | 0 | 0 | 0 | 0 | 0 | 0 | 0 | 0 | 0 | 0 | 0
F1_Commercial_Restaurant_New_Food Preparation_Natural Gas_Oven_E10 | F1 | Commercial | Restaurant | New | Food Preparation | Natural Gas | Oven | E10 | RVT - Cost of Equipment | 0 | 0 | 0 | 0 | 0 | 0 | 0 | 0 | 0 | 0 | 0 | 0 | 0 | 0 | 0 | 0 | 0 | 0 | 0 | 0 | 0 | 0 | 0 | 0 | 0 | 0 | 0
F2_Commercial_Restaurant_New_Food Preparation_Natural Gas_Oven_E1 | F2 | Commercial | Restaurant | New | Food Preparation | Natural Gas | Oven | E1 | RVT - Cost of Operation | 0 | 0 | 0 | 0 | 0 | 0 | 0 | 0 | 0 | 0 | 0 | 0 | 0 | 0 | 0 | 0 | 0 | 0 | 0 | 0 | 0 | 0 | 0 | 0 | 0 | 0 | 0
F2_Commercial_Restaurant_New_Food Preparation_Natural Gas_Oven_E2 | F2 | Commercial | Restaurant | New | Food Preparation | Natural Gas | Oven | E2 | RVT - Cost of Operation | 0 | 0 | 0 | 0 | 0 | 0 | 0 | 0 | 0 | 0 | 0 | 0 | 0 | 0 | 0 | 0 | 0 | 0 | 0 | 0 | 0 | 0 | 0 | 0 | 0 | 0 | 0
F2_Commercial_Restaurant_New_Food Preparation_Natural Gas_Oven_E3 | F2 | Commercial | Restaurant | New | Food Preparation | Natural Gas | Oven | E3 | RVT - Cost of Operation | 0 | 0 | 0 | 0 | 0 | 0 | 0 | 0 | 0 | 0 | 0 | 0 | 0 | 0 | 0 | 0 | 0 | 0 | 0 | 0 | 0 | 0 | 0 | 0 | 0 | 0 | 0
F2_Commercial_Restaurant_New_Food Preparation_Natural Gas_Oven_E4 | F2 | Commercial | Restaurant | New | Food Preparation | Natural Gas | Oven | E4 | RVT - Cost of Operation | 0 | 0 | 0 | 0 | 0 | 0 | 0 | 0 | 0 | 0 | 0 | 0 | 0 | 0 | 0 | 0 | 0 | 0 | 0 | 0 | 0 | 0 | 0 | 0 | 0 | 0 | 0
F2_Commercial_Restaurant_New_Food Preparation_Natural Gas_Oven_E5 | F2 | Commercial | Restaurant | New | Food Preparation | Natural Gas | Oven | E5 | RVT - Cost of Operation | 0 | 0 | 0 | 0 | 0 | 0 | 0 | 0 | 0 | 0 | 0 | 0 | 0 | 0 | 0 | 0 | 0 | 0 | 0 | 0 | 0 | 0 | 0 | 0 | 0 | 0 | 0
F2_Commercial_Restaurant_New_Food Preparation_Natural Gas_Oven_E6 | F2 | Commercial | Restaurant | New | Food Preparation | Natural Gas | Oven | E6 | RVT - Cost of Operation | 0 | 0 | 0 | 0 | 0 | 0 | 0 | 0 | 0 | 0 | 0 | 0 | 0 | 0 | 0 | 0 | 0 | 0 | 0 | 0 | 0 | 0 | 0 | 0 | 0 | 0 | 0
F2_Commercial_Restaurant_New_Food Preparation_Natural Gas_Oven_E7 | F2 | Commercial | Restaurant | New | Food Preparation | Natural Gas | Oven | E7 | RVT - Cost of Operation | 0 | 0 | 0 | 0 | 0 | 0 | 0 | 0 | 0 | 0 | 0 | 0 | 0 | 0 | 0 | 0 | 0 | 0 | 0 | 0 | 0 | 0 | 0 | 0 | 0 | 0 | 0
F2_Commercial_Restaurant_New_Food Preparation_Natural Gas_Oven_E8 | F2 | Commercial | Restaurant | New | Food Preparation | Natural Gas | Oven | E8 | RVT - Cost of Operation | 0 | 0 | 0 | 0 | 0 | 0 | 0 | 0 | 0 | 0 | 0 | 0 | 0 | 0 | 0 | 0 | 0 | 0 | 0 | 0 | 0 | 0 | 0 | 0 | 0 | 0 | 0
F2_Commercial_Restaurant_New_Food Preparation_Natural Gas_Oven_E9 | F2 | Commercial | Restaurant | New | Food Preparation | Natural Gas | Oven | E9 | RVT - Cost of Operation | 0 | 0 | 0 | 0 | 0 | 0 | 0 | 0 | 0 | 0 | 0 | 0 | 0 | 0 | 0 | 0 | 0 | 0 | 0 | 0 | 0 | 0 | 0 | 0 | 0 | 0 | 0
F2_Commercial_Restaurant_New_Food Preparation_Natural Gas_Oven_E10 | F2 | Commercial | Restaurant | New | Food Preparation | Natural Gas | Oven | E10 | RVT - Cost of Operation | 0 | 0 | 0 | 0 | 0 | 0 | 0 | 0 | 0 | 0 | 0 | 0 | 0 | 0 | 0 | 0 | 0 | 0 | 0 | 0 | 0 | 0 | 0 | 0 | 0 | 0 | 0
F3_Commercial_Restaurant_New_Food Preparation_Natural Gas_Oven_E1 | F3 | Commercial | Restaurant | New | Food Preparation | Natural Gas | Oven | E1 | System - kBTUs of Consumption | 31.3863 | 31.3863 | 31.3863 | 31.3863 | 31.3863 | 31.3863 | 31.3863 | 31.3863 | 31.3863 | 31.3863 | 31.3863 | 31.3863 | 31.3863 | 31.3863 | 31.3863 | 31.3863 | 31.3863 | 31.3863 | 31.3863 | 31.3863 | 31.3863 | 31.3863 | 31.3863 | 31.3863 | 31.3863 | 31.3863 | 31.3863
F3_Commercial_Restaurant_New_Food Preparation_Natural Gas_Oven_E2 | F3 | Commercial | Restaurant | New | Food Preparation | Natural Gas | Oven | E2 | System - kBTUs of Consumption | 27.2701 | 27.2701 | 27.2701 | 27.2701 | 27.2701 | 27.2701 | 27.2701 | 27.2701 | 27.2701 | 27.2701 | 27.2701 | 27.2701 | 27.2701 | 27.2701 | 27.2701 | 27.2701 | 27.2701 | 27.2701 | 27.2701 | 27.2701 | 27.2701 | 27.2701 | 27.2701 | 27.2701 | 27.2701 | 27.2701 | 27.2701
F3_Commercial_Restaurant_New_Food Preparation_Natural Gas_Oven_E3 | F3 | Commercial | Restaurant | New | Food Preparation | Natural Gas | Oven | E3 | System - kBTUs of Consumption | 0 | 0 | 0 | 0 | 0 | 0 | 0 | 0 | 0 | 0 | 0 | 0 | 0 | 0 | 0 | 0 | 0 | 0 | 0 | 0 | 0 | 0 | 0 | 0 | 0 | 0 | 0
F3_Commercial_Restaurant_New_Food Preparation_Natural Gas_Oven_E4 | F3 | Commercial | Restaurant | New | Food Preparation | Natural Gas | Oven | E4 | System - kBTUs of Consumption | 0 | 0 | 0 | 0 | 0 | 0 | 0 | 0 | 0 | 0 | 0 | 0 | 0 | 0 | 0 | 0 | 0 | 0 | 0 | 0 | 0 | 0 | 0 | 0 | 0 | 0 | 0
F3_Commercial_Restaurant_New_Food Preparation_Natural Gas_Oven_E5 | F3 | Commercial | Restaurant | New | Food Preparation | Natural Gas | Oven | E5 | System - kBTUs of Consumption | 0 | 0 | 0 | 0 | 0 | 0 | 0 | 0 | 0 | 0 | 0 | 0 | 0 | 0 | 0 | 0 | 0 | 0 | 0 | 0 | 0 | 0 | 0 | 0 | 0 | 0 | 0
F3_Commercial_Restaurant_New_Food Preparation_Natural Gas_Oven_E6 | F3 | Commercial | Restaurant | New | Food Preparation | Natural Gas | Oven | E6 | System - kBTUs of Consumption | 0 | 0 | 0 | 0 | 0 | 0 | 0 | 0 | 0 | 0 | 0 | 0 | 0 | 0 | 0 | 0 | 0 | 0 | 0 | 0 | 0 | 0 | 0 | 0 | 0 | 0 | 0
F3_Commercial_Restaurant_New_Food Preparation_Natural Gas_Oven_E7 | F3 | Commercial | Restaurant | New | Food Preparation | Natural Gas | Oven | E7 | System - kBTUs of Consumption | 0 | 0 | 0 | 0 | 0 | 0 | 0 | 0 | 0 | 0 | 0 | 0 | 0 | 0 | 0 | 0 | 0 | 0 | 0 | 0 | 0 | 0 | 0 | 0 | 0 | 0 | 0
F3_Commercial_Restaurant_New_Food Preparation_Natural Gas_Oven_E8 | F3 | Commercial | Restaurant | New | Food Preparation | Natural Gas | Oven | E8 | System - kBTUs of Consumption | 0 | 0 | 0 | 0 | 0 | 0 | 0 | 0 | 0 | 0 | 0 | 0 | 0 | 0 | 0 | 0 | 0 | 0 | 0 | 0 | 0 | 0 | 0 | 0 | 0 | 0 | 0
F3_Commercial_Restaurant_New_Food Preparation_Natural Gas_Oven_E9 | F3 | Commercial | Restaurant | New | Food Preparation | Natural Gas | Oven | E9 | System - kBTUs of Consumption | 0 | 0 | 0 | 0 | 0 | 0 | 0 | 0 | 0 | 0 | 0 | 0 | 0 | 0 | 0 | 0 | 0 | 0 | 0 | 0 | 0 | 0 | 0 | 0 | 0 | 0 | 0
F3_Commercial_Restaurant_New_Food Preparation_Natural Gas_Oven_E10 | F3 | Commercial | Restaurant | New | Food Preparation | Natural Gas | Oven | E10 | System - kBTUs of Consumption | 0 | 0 | 0 | 0 | 0 | 0 | 0 | 0 | 0 | 0 | 0 | 0 | 0 | 0 | 0 | 0 | 0 | 0 | 0 | 0 | 0 | 0 | 0 | 0 | 0 | 0 | 0
F4_Commercial_Restaurant_New_Food Preparation_Natural Gas_Oven_E1 | F4 | Commercial | Restaurant | New | Food Preparation | Natural Gas | Oven | E1 | Utility - Cost of Equipment | 0.39487 | 0.39487 | 0.39487 | 0.39487 | 0.39487 | 0.39487 | 0.39487 | 0.39487 | 0.39487 | 0.39487 | 0.39487 | 0.39487 | 0.39487 | 0.39487 | 0.39487 | 0.39487 | 0.39487 | 0.39487 | 0.39487 | 0.39487 | 0.39487 | 0.39487 | 0.39487 | 0.39487 | 0.39487 | 0.39487 | 0.39487
F4_Commercial_Restaurant_New_Food Preparation_Natural Gas_Oven_E2 | F4 | Commercial | Restaurant | New | Food Preparation | Natural Gas | Oven | E2 | Utility - Cost of Equipment | 0.41597 | 0.41597 | 0.41597 | 0.41597 | 0.41597 | 0.41597 | 0.41597 | 0.41597 | 0.41597 | 0.41597 | 0.41597 | 0.41597 | 0.41597 | 0.41597 | 0.41597 | 0.41597 | 0.41597 | 0.41597 | 0.41597 | 0.41597 | 0.41597 | 0.41597 | 0.41597 | 0.41597 | 0.41597 | 0.41597 | 0.41597
F4_Commercial_Restaurant_New_Food Preparation_Natural Gas_Oven_E3 | F4 | Commercial | Restaurant | New | Food Preparation | Natural Gas | Oven | E3 | Utility - Cost of Equipment | 0 | 0 | 0 | 0 | 0 | 0 | 0 | 0 | 0 | 0 | 0 | 0 | 0 | 0 | 0 | 0 | 0 | 0 | 0 | 0 | 0 | 0 | 0 | 0 | 0 | 0 | 0
F4_Commercial_Restaurant_New_Food Preparation_Natural Gas_Oven_E4 | F4 | Commercial | Restaurant | New | Food Preparation | Natural Gas | Oven | E4 | Utility - Cost of Equipment | 0 | 0 | 0 | 0 | 0 | 0 | 0 | 0 | 0 | 0 | 0 | 0 | 0 | 0 | 0 | 0 | 0 | 0 | 0 | 0 | 0 | 0 | 0 | 0 | 0 | 0 | 0
F4_Commercial_Restaurant_New_Food Preparation_Natural Gas_Oven_E5 | F4 | Commercial | Restaurant | New | Food Preparation | Natural Gas | Oven | E5 | Utility - Cost of Equipment | 0 | 0 | 0 | 0 | 0 | 0 | 0 | 0 | 0 | 0 | 0 | 0 | 0 | 0 | 0 | 0 | 0 | 0 | 0 | 0 | 0 | 0 | 0 | 0 | 0 | 0 | 0
F4_Commercial_Restaurant_New_Food Preparation_Natural Gas_Oven_E6 | F4 | Commercial | Restaurant | New | Food Preparation | Natural Gas | Oven | E6 | Utility - Cost of Equipment | 0 | 0 | 0 | 0 | 0 | 0 | 0 | 0 | 0 | 0 | 0 | 0 | 0 | 0 | 0 | 0 | 0 | 0 | 0 | 0 | 0 | 0 | 0 | 0 | 0 | 0 | 0
F4_Commercial_Restaurant_New_Food Preparation_Natural Gas_Oven_E7 | F4 | Commercial | Restaurant | New | Food Preparation | Natural Gas | Oven | E7 | Utility - Cost of Equipment | 0 | 0 | 0 | 0 | 0 | 0 | 0 | 0 | 0 | 0 | 0 | 0 | 0 | 0 | 0 | 0 | 0 | 0 | 0 | 0 | 0 | 0 | 0 | 0 | 0 | 0 | 0
F4_Commercial_Restaurant_New_Food Preparation_Natural Gas_Oven_E8 | F4 | Commercial | Restaurant | New | Food Preparation | Natural Gas | Oven | E8 | Utility - Cost of Equipment | 0 | 0 | 0 | 0 | 0 | 0 | 0 | 0 | 0 | 0 | 0 | 0 | 0 | 0 | 0 | 0 | 0 | 0 | 0 | 0 | 0 | 0 | 0 | 0 | 0 | 0 | 0
F4_Commercial_Restaurant_New_Food Preparation_Natural Gas_Oven_E9 | F4 | Commercial | Restaurant | New | Food Preparation | Natural Gas | Oven | E9 | Utility - Cost of Equipment | 0 | 0 | 0 | 0 | 0 | 0 | 0 | 0 | 0 | 0 | 0 | 0 | 0 | 0 | 0 | 0 | 0 | 0 | 0 | 0 | 0 | 0 | 0 | 0 | 0 | 0 | 0
F4_Commercial_Restaurant_New_Food Preparation_Natural Gas_Oven_E10 | F4 | Commercial | Restaurant | New | Food Preparation | Natural Gas | Oven | E10 | Utility - Cost of Equipment | 0 | 0 | 0 | 0 | 0 | 0 | 0 | 0 | 0 | 0 | 0 | 0 | 0 | 0 | 0 | 0 | 0 | 0 | 0 | 0 | 0 | 0 | 0 | 0 | 0 | 0 | 0
F5_Commercial_Restaurant_New_Food Preparation_Natural Gas_Oven_E1 | F5 | Commercial | Restaurant | New | Food Preparation | Natural Gas | Oven | E1 | Utility - Cost of Operation | 0.43103 | 0.42648 | 0.42211 | 0.41794 | 0.41903 | 0.42354 | 0.43026 | 0.43822 | 0.44642 | 0.45385 | 0.45989 | 0.46369 | 0.46496 | 0.46329 | 0.45931 | 0.45348 | 0.44614 | 0.43736 | 0.42687 | 0.41441 | 0.39978 | 0.38293 | 0.36799 | 0.35839 | 0.35436 | 0.3561 | 0.35784
F5_Commercial_Restaurant_New_Food Preparation_Natural Gas_Oven_E2 | F5 | Commercial | Restaurant | New | Food Preparation | Natural Gas | Oven | E2 | Utility - Cost of Operation | 0.3745 | 0.37055 | 0.36675 | 0.36313 | 0.36407 | 0.36799 | 0.37384 | 0.38075 | 0.38787 | 0.39433 | 0.39958 | 0.40288 | 0.40398 | 0.40253 | 0.39908 | 0.394 | 0.38763 | 0.38001 | 0.37089 | 0.36006 | 0.34735 | 0.33271 | 0.31973 | 0.31139 | 0.30789 | 0.3094 | 0.31091
F5_Commercial_Restaurant_New_Food Preparation_Natural Gas_Oven_E3 | F5 | Commercial | Restaurant | New | Food Preparation | Natural Gas | Oven | E3 | Utility - Cost of Operation | 0 | 0 | 0 | 0 | 0 | 0 | 0 | 0 | 0 | 0 | 0 | 0 | 0 | 0 | 0 | 0 | 0 | 0 | 0 | 0 | 0 | 0 | 0 | 0 | 0 | 0 | 0
F5_Commercial_Restaurant_New_Food Preparation_Natural Gas_Oven_E4 | F5 | Commercial | Restaurant | New | Food Preparation | Natural Gas | Oven | E4 | Utility - Cost of Operation | 0 | 0 | 0 | 0 | 0 | 0 | 0 | 0 | 0 | 0 | 0 | 0 | 0 | 0 | 0 | 0 | 0 | 0 | 0 | 0 | 0 | 0 | 0 | 0 | 0 | 0 | 0
F5_Commercial_Restaurant_New_Food Preparation_Natural Gas_Oven_E5 | F5 | Commercial | Restaurant | New | Food Preparation | Natural Gas | Oven | E5 | Utility - Cost of Operation | 0 | 0 | 0 | 0 | 0 | 0 | 0 | 0 | 0 | 0 | 0 | 0 | 0 | 0 | 0 | 0 | 0 | 0 | 0 | 0 | 0 | 0 | 0 | 0 | 0 | 0 | 0
F5_Commercial_Restaurant_New_Food Preparation_Natural Gas_Oven_E6 | F5 | Commercial | Restaurant | New | Food Preparation | Natural Gas | Oven | E6 | Utility - Cost of Operation | 0 | 0 | 0 | 0 | 0 | 0 | 0 | 0 | 0 | 0 | 0 | 0 | 0 | 0 | 0 | 0 | 0 | 0 | 0 | 0 | 0 | 0 | 0 | 0 | 0 | 0 | 0
F5_Commercial_Restaurant_New_Food Preparation_Natural Gas_Oven_E7 | F5 | Commercial | Restaurant | New | Food Preparation | Natural Gas | Oven | E7 | Utility - Cost of Operation | 0 | 0 | 0 | 0 | 0 | 0 | 0 | 0 | 0 | 0 | 0 | 0 | 0 | 0 | 0 | 0 | 0 | 0 | 0 | 0 | 0 | 0 | 0 | 0 | 0 | 0 | 0
F5_Commercial_Restaurant_New_Food Preparation_Natural Gas_Oven_E8 | F5 | Commercial | Restaurant | New | Food Preparation | Natural Gas | Oven | E8 | Utility - Cost of Operation | 0 | 0 | 0 | 0 | 0 | 0 | 0 | 0 | 0 | 0 | 0 | 0 | 0 | 0 | 0 | 0 | 0 | 0 | 0 | 0 | 0 | 0 | 0 | 0 | 0 | 0 | 0
F5_Commercial_Restaurant_New_Food Preparation_Natural Gas_Oven_E9 | F5 | Commercial | Restaurant | New | Food Preparation | Natural Gas | Oven | E9 | Utility - Cost of Operation | 0 | 0 | 0 | 0 | 0 | 0 | 0 | 0 | 0 | 0 | 0 | 0 | 0 | 0 | 0 | 0 | 0 | 0 | 0 | 0 | 0 | 0 | 0 | 0 | 0 | 0 | 0
F5_Commercial_Restaurant_New_Food Preparation_Natural Gas_Oven_E10 | F5 | Commercial | Restaurant | New | Food Preparation | Natural Gas | Oven | E10 | Utility - Cost of Operation | 0 | 0 | 0 | 0 | 0 | 0 | 0 | 0 | 0 | 0 | 0 | 0 | 0 | 0 | 0 | 0 | 0 | 0 | 0 | 0 | 0 | 0 | 0 | 0 | 0 | 0 | 0
F6_Commercial_Restaurant_New_Food Preparation_Natural Gas_Oven_E1 | F6 | Commercial | Restaurant | New | Food Preparation | Natural Gas | Oven | E1 | Utility - Value of Sales | 0 | 0 | 0 | 0 | 0 | 0 | 0 | 0 | 0 | 0 | 0 | 0 | 0 | 0 | 0 | 0 | 0 | 0 | 0 | 0 | 0 | 0 | 0 | 0 | 0 | 0 | 0
F6_Commercial_Restaurant_New_Food Preparation_Natural Gas_Oven_E2 | F6 | Commercial | Restaurant | New | Food Preparation | Natural Gas | Oven | E2 | Utility - Value of Sales | 0 | 0 | 0 | 0 | 0 | 0 | 0 | 0 | 0 | 0 | 0 | 0 | 0 | 0 | 0 | 0 | 0 | 0 | 0 | 0 | 0 | 0 | 0 | 0 | 0 | 0 | 0
F6_Commercial_Restaurant_New_Food Preparation_Natural Gas_Oven_E3 | F6 | Commercial | Restaurant | New | Food Preparation | Natural Gas | Oven | E3 | Utility - Value of Sales | 0 | 0 | 0 | 0 | 0 | 0 | 0 | 0 | 0 | 0 | 0 | 0 | 0 | 0 | 0 | 0 | 0 | 0 | 0 | 0 | 0 | 0 | 0 | 0 | 0 | 0 | 0
F6_Commercial_Restaurant_New_Food Preparation_Natural Gas_Oven_E4 | F6 | Commercial | Restaurant | New | Food Preparation | Natural Gas | Oven | E4 | Utility - Value of Sales | 0 | 0 | 0 | 0 | 0 | 0 | 0 | 0 | 0 | 0 | 0 | 0 | 0 | 0 | 0 | 0 | 0 | 0 | 0 | 0 | 0 | 0 | 0 | 0 | 0 | 0 | 0
F6_Commercial_Restaurant_New_Food Preparation_Natural Gas_Oven_E5 | F6 | Commercial | Restaurant | New | Food Preparation | Natural Gas | Oven | E5 | Utility - Value of Sales | 0 | 0 | 0 | 0 | 0 | 0 | 0 | 0 | 0 | 0 | 0 | 0 | 0 | 0 | 0 | 0 | 0 | 0 | 0 | 0 | 0 | 0 | 0 | 0 | 0 | 0 | 0
F6_Commercial_Restaurant_New_Food Preparation_Natural Gas_Oven_E6 | F6 | Commercial | Restaurant | New | Food Preparation | Natural Gas | Oven | E6 | Utility - Value of Sales | 0 | 0 | 0 | 0 | 0 | 0 | 0 | 0 | 0 | 0 | 0 | 0 | 0 | 0 | 0 | 0 | 0 | 0 | 0 | 0 | 0 | 0 | 0 | 0 | 0 | 0 | 0
F6_Commercial_Restaurant_New_Food Preparation_Natural Gas_Oven_E7 | F6 | Commercial | Restaurant | New | Food Preparation | Natural Gas | Oven | E7 | Utility - Value of Sales | 0 | 0 | 0 | 0 | 0 | 0 | 0 | 0 | 0 | 0 | 0 | 0 | 0 | 0 | 0 | 0 | 0 | 0 | 0 | 0 | 0 | 0 | 0 | 0 | 0 | 0 | 0
F6_Commercial_Restaurant_New_Food Preparation_Natural Gas_Oven_E8 | F6 | Commercial | Restaurant | New | Food Preparation | Natural Gas | Oven | E8 | Utility - Value of Sales | 0 | 0 | 0 | 0 | 0 | 0 | 0 | 0 | 0 | 0 | 0 | 0 | 0 | 0 | 0 | 0 | 0 | 0 | 0 | 0 | 0 | 0 | 0 | 0 | 0 | 0 | 0
F6_Commercial_Restaurant_New_Food Preparation_Natural Gas_Oven_E9 | F6 | Commercial | Restaurant | New | Food Preparation | Natural Gas | Oven | E9 | Utility - Value of Sales | 0 | 0 | 0 | 0 | 0 | 0 | 0 | 0 | 0 | 0 | 0 | 0 | 0 | 0 | 0 | 0 | 0 | 0 | 0 | 0 | 0 | 0 | 0 | 0 | 0 | 0 | 0
F6_Commercial_Restaurant_New_Food Preparation_Natural Gas_Oven_E10 | F6 | Commercial | Restaurant | New | Food Preparation | Natural Gas | Oven | E10 | Utility - Value of Sales | 0 | 0 | 0 | 0 | 0 | 0 | 0 | 0 | 0 | 0 | 0 | 0 | 0 | 0 | 0 | 0 | 0 | 0 | 0 | 0 | 0 | 0 | 0 | 0 | 0 | 0 | 0
F1_Commercial_Restaurant_New_Food Preparation_Natural Gas_Conveyor Oven_E1 | F1 | Commercial | Restaurant | New | Food Preparation | Natural Gas | Conveyor Oven | E1 | RVT - Cost of Equipment | 0.22377 | 0.22377 | 0.22377 | 0.22377 | 0.22377 | 0.22377 | 0.22377 | 0.22377 | 0.22377 | 0.22377 | 0.22377 | 0.22377 | 0.22377 | 0.22377 | 0.22377 | 0.22377 | 0.22377 | 0.22377 | 0.22377 | 0.22377 | 0.22377 | 0.22377 | 0.22377 | 0.22377 | 0.22377 | 0.22377 | 0.22377
F1_Commercial_Restaurant_New_Food Preparation_Natural Gas_Conveyor Oven_E2 | F1 | Commercial | Restaurant | New | Food Preparation | Natural Gas | Conveyor Oven | E2 | RVT - Cost of Equipment | 0.27281 | 0.27281 | 0.27281 | 0.27281 | 0.27281 | 0.27281 | 0.27281 | 0.27281 | 0.27281 | 0.27281 | 0.27281 | 0.27281 | 0.27281 | 0.27281 | 0.27281 | 0.27281 | 0.27281 | 0.27281 | 0.27281 | 0.27281 | 0.27281 | 0.27281 | 0.27281 | 0.27281 | 0.27281 | 0.27281 | 0.27281
F1_Commercial_Restaurant_New_Food Preparation_Natural Gas_Conveyor Oven_E3 | F1 | Commercial | Restaurant | New | Food Preparation | Natural Gas | Conveyor Oven | E3 | RVT - Cost of Equipment | 0 | 0 | 0 | 0 | 0 | 0 | 0 | 0 | 0 | 0 | 0 | 0 | 0 | 0 | 0 | 0 | 0 | 0 | 0 | 0 | 0 | 0 | 0 | 0 | 0 | 0 | 0
F1_Commercial_Restaurant_New_Food Preparation_Natural Gas_Conveyor Oven_E4 | F1 | Commercial | Restaurant | New | Food Preparation | Natural Gas | Conveyor Oven | E4 | RVT - Cost of Equipment | 0 | 0 | 0 | 0 | 0 | 0 | 0 | 0 | 0 | 0 | 0 | 0 | 0 | 0 | 0 | 0 | 0 | 0 | 0 | 0 | 0 | 0 | 0 | 0 | 0 | 0 | 0
F1_Commercial_Restaurant_New_Food Preparation_Natural Gas_Conveyor Oven_E5 | F1 | Commercial | Restaurant | New | Food Preparation | Natural Gas | Conveyor Oven | E5 | RVT - Cost of Equipment | 0 | 0 | 0 | 0 | 0 | 0 | 0 | 0 | 0 | 0 | 0 | 0 | 0 | 0 | 0 | 0 | 0 | 0 | 0 | 0 | 0 | 0 | 0 | 0 | 0 | 0 | 0
F1_Commercial_Restaurant_New_Food Preparation_Natural Gas_Conveyor Oven_E6 | F1 | Commercial | Restaurant | New | Food Preparation | Natural Gas | Conveyor Oven | E6 | RVT - Cost of Equipment | 0 | 0 | 0 | 0 | 0 | 0 | 0 | 0 | 0 | 0 | 0 | 0 | 0 | 0 | 0 | 0 | 0 | 0 | 0 | 0 | 0 | 0 | 0 | 0 | 0 | 0 | 0
F1_Commercial_Restaurant_New_Food Preparation_Natural Gas_Conveyor Oven_E7 | F1 | Commercial | Restaurant | New | Food Preparation | Natural Gas | Conveyor Oven | E7 | RVT - Cost of Equipment | 0 | 0 | 0 | 0 | 0 | 0 | 0 | 0 | 0 | 0 | 0 | 0 | 0 | 0 | 0 | 0 | 0 | 0 | 0 | 0 | 0 | 0 | 0 | 0 | 0 | 0 | 0
F1_Commercial_Restaurant_New_Food Preparation_Natural Gas_Conveyor Oven_E8 | F1 | Commercial | Restaurant | New | Food Preparation | Natural Gas | Conveyor Oven | E8 | RVT - Cost of Equipment | 0 | 0 | 0 | 0 | 0 | 0 | 0 | 0 | 0 | 0 | 0 | 0 | 0 | 0 | 0 | 0 | 0 | 0 | 0 | 0 | 0 | 0 | 0 | 0 | 0 | 0 | 0
F1_Commercial_Restaurant_New_Food Preparation_Natural Gas_Conveyor Oven_E9 | F1 | Commercial | Restaurant | New | Food Preparation | Natural Gas | Conveyor Oven | E9 | RVT - Cost of Equipment | 0 | 0 | 0 | 0 | 0 | 0 | 0 | 0 | 0 | 0 | 0 | 0 | 0 | 0 | 0 | 0 | 0 | 0 | 0 | 0 | 0 | 0 | 0 | 0 | 0 | 0 | 0
F1_Commercial_Restaurant_New_Food Preparation_Natural Gas_Conveyor Oven_E10 | F1 | Commercial | Restaurant | New | Food Preparation | Natural Gas | Conveyor Oven | E10 | RVT - Cost of Equipment | 0 | 0 | 0 | 0 | 0 | 0 | 0 | 0 | 0 | 0 | 0 | 0 | 0 | 0 | 0 | 0 | 0 | 0 | 0 | 0 | 0 | 0 | 0 | 0 | 0 | 0 | 0
F2_Commercial_Restaurant_New_Food Preparation_Natural Gas_Conveyor Oven_E1 | F2 | Commercial | Restaurant | New | Food Preparation | Natural Gas | Conveyor Oven | E1 | RVT - Cost of Operation | 0 | 0 | 0 | 0 | 0 | 0 | 0 | 0 | 0 | 0 | 0 | 0 | 0 | 0 | 0 | 0 | 0 | 0 | 0 | 0 | 0 | 0 | 0 | 0 | 0 | 0 | 0
F2_Commercial_Restaurant_New_Food Preparation_Natural Gas_Conveyor Oven_E2 | F2 | Commercial | Restaurant | New | Food Preparation | Natural Gas | Conveyor Oven | E2 | RVT - Cost of Operation | 0 | 0 | 0 | 0 | 0 | 0 | 0 | 0 | 0 | 0 | 0 | 0 | 0 | 0 | 0 | 0 | 0 | 0 | 0 | 0 | 0 | 0 | 0 | 0 | 0 | 0 | 0
F2_Commercial_Restaurant_New_Food Preparation_Natural Gas_Conveyor Oven_E3 | F2 | Commercial | Restaurant | New | Food Preparation | Natural Gas | Conveyor Oven | E3 | RVT - Cost of Operation | 0 | 0 | 0 | 0 | 0 | 0 | 0 | 0 | 0 | 0 | 0 | 0 | 0 | 0 | 0 | 0 | 0 | 0 | 0 | 0 | 0 | 0 | 0 | 0 | 0 | 0 | 0
F2_Commercial_Restaurant_New_Food Preparation_Natural Gas_Conveyor Oven_E4 | F2 | Commercial | Restaurant | New | Food Preparation | Natural Gas | Conveyor Oven | E4 | RVT - Cost of Operation | 0 | 0 | 0 | 0 | 0 | 0 | 0 | 0 | 0 | 0 | 0 | 0 | 0 | 0 | 0 | 0 | 0 | 0 | 0 | 0 | 0 | 0 | 0 | 0 | 0 | 0 | 0
F2_Commercial_Restaurant_New_Food Preparation_Natural Gas_Conveyor Oven_E5 | F2 | Commercial | Restaurant | New | Food Preparation | Natural Gas | Conveyor Oven | E5 | RVT - Cost of Operation | 0 | 0 | 0 | 0 | 0 | 0 | 0 | 0 | 0 | 0 | 0 | 0 | 0 | 0 | 0 | 0 | 0 | 0 | 0 | 0 | 0 | 0 | 0 | 0 | 0 | 0 | 0
F2_Commercial_Restaurant_New_Food Preparation_Natural Gas_Conveyor Oven_E6 | F2 | Commercial | Restaurant | New | Food Preparation | Natural Gas | Conveyor Oven | E6 | RVT - Cost of Operation | 0 | 0 | 0 | 0 | 0 | 0 | 0 | 0 | 0 | 0 | 0 | 0 | 0 | 0 | 0 | 0 | 0 | 0 | 0 | 0 | 0 | 0 | 0 | 0 | 0 | 0 | 0
F2_Commercial_Restaurant_New_Food Preparation_Natural Gas_Conveyor Oven_E7 | F2 | Commercial | Restaurant | New | Food Preparation | Natural Gas | Conveyor Oven | E7 | RVT - Cost of Operation | 0 | 0 | 0 | 0 | 0 | 0 | 0 | 0 | 0 | 0 | 0 | 0 | 0 | 0 | 0 | 0 | 0 | 0 | 0 | 0 | 0 | 0 | 0 | 0 | 0 | 0 | 0
F2_Commercial_Restaurant_New_Food Preparation_Natural Gas_Conveyor Oven_E8 | F2 | Commercial | Restaurant | New | Food Preparation | Natural Gas | Conveyor Oven | E8 | RVT - Cost of Operation | 0 | 0 | 0 | 0 | 0 | 0 | 0 | 0 | 0 | 0 | 0 | 0 | 0 | 0 | 0 | 0 | 0 | 0 | 0 | 0 | 0 | 0 | 0 | 0 | 0 | 0 | 0
F2_Commercial_Restaurant_New_Food Preparation_Natural Gas_Conveyor Oven_E9 | F2 | Commercial | Restaurant | New | Food Preparation | Natural Gas | Conveyor Oven | E9 | RVT - Cost of Operation | 0 | 0 | 0 | 0 | 0 | 0 | 0 | 0 | 0 | 0 | 0 | 0 | 0 | 0 | 0 | 0 | 0 | 0 | 0 | 0 | 0 | 0 | 0 | 0 | 0 | 0 | 0
F2_Commercial_Restaurant_New_Food Preparation_Natural Gas_Conveyor Oven_E10 | F2 | Commercial | Restaurant | New | Food Preparation | Natural Gas | Conveyor Oven | E10 | RVT - Cost of Operation | 0 | 0 | 0 | 0 | 0 | 0 | 0 | 0 | 0 | 0 | 0 | 0 | 0 | 0 | 0 | 0 | 0 | 0 | 0 | 0 | 0 | 0 | 0 | 0 | 0 | 0 | 0
F3_Commercial_Restaurant_New_Food Preparation_Natural Gas_Conveyor Oven_E1 | F3 | Commercial | Restaurant | New | Food Preparation | Natural Gas | Conveyor Oven | E1 | System - kBTUs of Consumption | 57.3254 | 57.3254 | 57.3254 | 57.3254 | 57.3254 | 57.3254 | 57.3254 | 57.3254 | 57.3254 | 57.3254 | 57.3254 | 57.3254 | 57.3254 | 57.3254 | 57.3254 | 57.3254 | 57.3254 | 57.3254 | 57.3254 | 57.3254 | 57.3254 | 57.3254 | 57.3254 | 57.3254 | 57.3254 | 57.3254 | 57.3254
F3_Commercial_Restaurant_New_Food Preparation_Natural Gas_Conveyor Oven_E2 | F3 | Commercial | Restaurant | New | Food Preparation | Natural Gas | Conveyor Oven | E2 | System - kBTUs of Consumption | 43.5762 | 43.5762 | 43.5762 | 43.5762 | 43.5762 | 43.5762 | 43.5762 | 43.5762 | 43.5762 | 43.5762 | 43.5762 | 43.5762 | 43.5762 | 43.5762 | 43.5762 | 43.5762 | 43.5762 | 43.5762 | 43.5762 | 43.5762 | 43.5762 | 43.5762 | 43.5762 | 43.5762 | 43.5762 | 43.5762 | 43.5762
F3_Commercial_Restaurant_New_Food Preparation_Natural Gas_Conveyor Oven_E3 | F3 | Commercial | Restaurant | New | Food Preparation | Natural Gas | Conveyor Oven | E3 | System - kBTUs of Consumption | 0 | 0 | 0 | 0 | 0 | 0 | 0 | 0 | 0 | 0 | 0 | 0 | 0 | 0 | 0 | 0 | 0 | 0 | 0 | 0 | 0 | 0 | 0 | 0 | 0 | 0 | 0
F3_Commercial_Restaurant_New_Food Preparation_Natural Gas_Conveyor Oven_E4 | F3 | Commercial | Restaurant | New | Food Preparation | Natural Gas | Conveyor Oven | E4 | System - kBTUs of Consumption | 0 | 0 | 0 | 0 | 0 | 0 | 0 | 0 | 0 | 0 | 0 | 0 | 0 | 0 | 0 | 0 | 0 | 0 | 0 | 0 | 0 | 0 | 0 | 0 | 0 | 0 | 0
F3_Commercial_Restaurant_New_Food Preparation_Natural Gas_Conveyor Oven_E5 | F3 | Commercial | Restaurant | New | Food Preparation | Natural Gas | Conveyor Oven | E5 | System - kBTUs of Consumption | 0 | 0 | 0 | 0 | 0 | 0 | 0 | 0 | 0 | 0 | 0 | 0 | 0 | 0 | 0 | 0 | 0 | 0 | 0 | 0 | 0 | 0 | 0 | 0 | 0 | 0 | 0
F3_Commercial_Restaurant_New_Food Preparation_Natural Gas_Conveyor Oven_E6 | F3 | Commercial | Restaurant | New | Food Preparation | Natural Gas | Conveyor Oven | E6 | System - kBTUs of Consumption | 0 | 0 | 0 | 0 | 0 | 0 | 0 | 0 | 0 | 0 | 0 | 0 | 0 | 0 | 0 | 0 | 0 | 0 | 0 | 0 | 0 | 0 | 0 | 0 | 0 | 0 | 0
F3_Commercial_Restaurant_New_Food Preparation_Natural Gas_Conveyor Oven_E7 | F3 | Commercial | Restaurant | New | Food Preparation | Natural Gas | Conveyor Oven | E7 | System - kBTUs of Consumption | 0 | 0 | 0 | 0 | 0 | 0 | 0 | 0 | 0 | 0 | 0 | 0 | 0 | 0 | 0 | 0 | 0 | 0 | 0 | 0 | 0 | 0 | 0 | 0 | 0 | 0 | 0
F3_Commercial_Restaurant_New_Food Preparation_Natural Gas_Conveyor Oven_E8 | F3 | Commercial | Restaurant | New | Food Preparation | Natural Gas | Conveyor Oven | E8 | System - kBTUs of Consumption | 0 | 0 | 0 | 0 | 0 | 0 | 0 | 0 | 0 | 0 | 0 | 0 | 0 | 0 | 0 | 0 | 0 | 0 | 0 | 0 | 0 | 0 | 0 | 0 | 0 | 0 | 0
F3_Commercial_Restaurant_New_Food Preparation_Natural Gas_Conveyor Oven_E9 | F3 | Commercial | Restaurant | New | Food Preparation | Natural Gas | Conveyor Oven | E9 | System - kBTUs of Consumption | 0 | 0 | 0 | 0 | 0 | 0 | 0 | 0 | 0 | 0 | 0 | 0 | 0 | 0 | 0 | 0 | 0 | 0 | 0 | 0 | 0 | 0 | 0 | 0 | 0 | 0 | 0
F3_Commercial_Restaurant_New_Food Preparation_Natural Gas_Conveyor Oven_E10 | F3 | Commercial | Restaurant | New | Food Preparation | Natural Gas | Conveyor Oven | E10 | System - kBTUs of Consumption | 0 | 0 | 0 | 0 | 0 | 0 | 0 | 0 | 0 | 0 | 0 | 0 | 0 | 0 | 0 | 0 | 0 | 0 | 0 | 0 | 0 | 0 | 0 | 0 | 0 | 0 | 0
F4_Commercial_Restaurant_New_Food Preparation_Natural Gas_Conveyor Oven_E1 | F4 | Commercial | Restaurant | New | Food Preparation | Natural Gas | Conveyor Oven | E1 | Utility - Cost of Equipment | 0.22377 | 0.22377 | 0.22377 | 0.22377 | 0.22377 | 0.22377 | 0.22377 | 0.22377 | 0.22377 | 0.22377 | 0.22377 | 0.22377 | 0.22377 | 0.22377 | 0.22377 | 0.22377 | 0.22377 | 0.22377 | 0.22377 | 0.22377 | 0.22377 | 0.22377 | 0.22377 | 0.22377 | 0.22377 | 0.22377 | 0.22377
F4_Commercial_Restaurant_New_Food Preparation_Natural Gas_Conveyor Oven_E2 | F4 | Commercial | Restaurant | New | Food Preparation | Natural Gas | Conveyor Oven | E2 | Utility - Cost of Equipment | 0.27281 | 0.27281 | 0.27281 | 0.27281 | 0.27281 | 0.27281 | 0.27281 | 0.27281 | 0.27281 | 0.27281 | 0.27281 | 0.27281 | 0.27281 | 0.27281 | 0.27281 | 0.27281 | 0.27281 | 0.27281 | 0.27281 | 0.27281 | 0.27281 | 0.27281 | 0.27281 | 0.27281 | 0.27281 | 0.27281 | 0.27281
F4_Commercial_Restaurant_New_Food Preparation_Natural Gas_Conveyor Oven_E3 | F4 | Commercial | Restaurant | New | Food Preparation | Natural Gas | Conveyor Oven | E3 | Utility - Cost of Equipment | 0 | 0 | 0 | 0 | 0 | 0 | 0 | 0 | 0 | 0 | 0 | 0 | 0 | 0 | 0 | 0 | 0 | 0 | 0 | 0 | 0 | 0 | 0 | 0 | 0 | 0 | 0
F4_Commercial_Restaurant_New_Food Preparation_Natural Gas_Conveyor Oven_E4 | F4 | Commercial | Restaurant | New | Food Preparation | Natural Gas | Conveyor Oven | E4 | Utility - Cost of Equipment | 0 | 0 | 0 | 0 | 0 | 0 | 0 | 0 | 0 | 0 | 0 | 0 | 0 | 0 | 0 | 0 | 0 | 0 | 0 | 0 | 0 | 0 | 0 | 0 | 0 | 0 | 0
F4_Commercial_Restaurant_New_Food Preparation_Natural Gas_Conveyor Oven_E5 | F4 | Commercial | Restaurant | New | Food Preparation | Natural Gas | Conveyor Oven | E5 | Utility - Cost of Equipment | 0 | 0 | 0 | 0 | 0 | 0 | 0 | 0 | 0 | 0 | 0 | 0 | 0 | 0 | 0 | 0 | 0 | 0 | 0 | 0 | 0 | 0 | 0 | 0 | 0 | 0 | 0
F4_Commercial_Restaurant_New_Food Preparation_Natural Gas_Conveyor Oven_E6 | F4 | Commercial | Restaurant | New | Food Preparation | Natural Gas | Conveyor Oven | E6 | Utility - Cost of Equipment | 0 | 0 | 0 | 0 | 0 | 0 | 0 | 0 | 0 | 0 | 0 | 0 | 0 | 0 | 0 | 0 | 0 | 0 | 0 | 0 | 0 | 0 | 0 | 0 | 0 | 0 | 0
F4_Commercial_Restaurant_New_Food Preparation_Natural Gas_Conveyor Oven_E7 | F4 | Commercial | Restaurant | New | Food Preparation | Natural Gas | Conveyor Oven | E7 | Utility - Cost of Equipment | 0 | 0 | 0 | 0 | 0 | 0 | 0 | 0 | 0 | 0 | 0 | 0 | 0 | 0 | 0 | 0 | 0 | 0 | 0 | 0 | 0 | 0 | 0 | 0 | 0 | 0 | 0
F4_Commercial_Restaurant_New_Food Preparation_Natural Gas_Conveyor Oven_E8 | F4 | Commercial | Restaurant | New | Food Preparation | Natural Gas | Conveyor Oven | E8 | Utility - Cost of Equipment | 0 | 0 | 0 | 0 | 0 | 0 | 0 | 0 | 0 | 0 | 0 | 0 | 0 | 0 | 0 | 0 | 0 | 0 | 0 | 0 | 0 | 0 | 0 | 0 | 0 | 0 | 0
F4_Commercial_Restaurant_New_Food Preparation_Natural Gas_Conveyor Oven_E9 | F4 | Commercial | Restaurant | New | Food Preparation | Natural Gas | Conveyor Oven | E9 | Utility - Cost of Equipment | 0 | 0 | 0 | 0 | 0 | 0 | 0 | 0 | 0 | 0 | 0 | 0 | 0 | 0 | 0 | 0 | 0 | 0 | 0 | 0 | 0 | 0 | 0 | 0 | 0 | 0 | 0
F4_Commercial_Restaurant_New_Food Preparation_Natural Gas_Conveyor Oven_E10 | F4 | Commercial | Restaurant | New | Food Preparation | Natural Gas | Conveyor Oven | E10 | Utility - Cost of Equipment | 0 | 0 | 0 | 0 | 0 | 0 | 0 | 0 | 0 | 0 | 0 | 0 | 0 | 0 | 0 | 0 | 0 | 0 | 0 | 0 | 0 | 0 | 0 | 0 | 0 | 0 | 0
F5_Commercial_Restaurant_New_Food Preparation_Natural Gas_Conveyor Oven_E1 | F5 | Commercial | Restaurant | New | Food Preparation | Natural Gas | Conveyor Oven | E1 | Utility - Cost of Operation | 0.79651 | 0.79287 | 0.78959 | 0.78635 | 0.79 | 0.79704 | 0.80476 | 0.81126 | 0.81553 | 0.81742 | 0.81756 | 0.81637 | 0.81393 | 0.8095 | 0.80331 | 0.79525 | 0.78497 | 0.77255 | 0.75759 | 0.7397 | 0.71862 | 0.69422 | 0.67267 | 0.65905 | 0.6537 | 0.6569 | 0.66012
F5_Commercial_Restaurant_New_Food Preparation_Natural Gas_Conveyor Oven_E2 | F5 | Commercial | Restaurant | New | Food Preparation | Natural Gas | Conveyor Oven | E2 | Utility - Cost of Operation | 0.60547 | 0.60271 | 0.60021 | 0.59775 | 0.60053 | 0.60588 | 0.61174 | 0.61668 | 0.61993 | 0.62137 | 0.62147 | 0.62057 | 0.61871 | 0.61535 | 0.61064 | 0.60452 | 0.5967 | 0.58726 | 0.57589 | 0.56229 | 0.54626 | 0.52772 | 0.51133 | 0.50098 | 0.49691 | 0.49935 | 0.5018
F5_Commercial_Restaurant_New_Food Preparation_Natural Gas_Conveyor Oven_E3 | F5 | Commercial | Restaurant | New | Food Preparation | Natural Gas | Conveyor Oven | E3 | Utility - Cost of Operation | 0 | 0 | 0 | 0 | 0 | 0 | 0 | 0 | 0 | 0 | 0 | 0 | 0 | 0 | 0 | 0 | 0 | 0 | 0 | 0 | 0 | 0 | 0 | 0 | 0 | 0 | 0
F5_Commercial_Restaurant_New_Food Preparation_Natural Gas_Conveyor Oven_E4 | F5 | Commercial | Restaurant | New | Food Preparation | Natural Gas | Conveyor Oven | E4 | Utility - Cost of Operation | 0 | 0 | 0 | 0 | 0 | 0 | 0 | 0 | 0 | 0 | 0 | 0 | 0 | 0 | 0 | 0 | 0 | 0 | 0 | 0 | 0 | 0 | 0 | 0 | 0 | 0 | 0
F5_Commercial_Restaurant_New_Food Preparation_Natural Gas_Conveyor Oven_E5 | F5 | Commercial | Restaurant | New | Food Preparation | Natural Gas | Conveyor Oven | E5 | Utility - Cost of Operation | 0 | 0 | 0 | 0 | 0 | 0 | 0 | 0 | 0 | 0 | 0 | 0 | 0 | 0 | 0 | 0 | 0 | 0 | 0 | 0 | 0 | 0 | 0 | 0 | 0 | 0 | 0
F5_Commercial_Restaurant_New_Food Preparation_Natural Gas_Conveyor Oven_E6 | F5 | Commercial | Restaurant | New | Food Preparation | Natural Gas | Conveyor Oven | E6 | Utility - Cost of Operation | 0 | 0 | 0 | 0 | 0 | 0 | 0 | 0 | 0 | 0 | 0 | 0 | 0 | 0 | 0 | 0 | 0 | 0 | 0 | 0 | 0 | 0 | 0 | 0 | 0 | 0 | 0
F5_Commercial_Restaurant_New_Food Preparation_Natural Gas_Conveyor Oven_E7 | F5 | Commercial | Restaurant | New | Food Preparation | Natural Gas | Conveyor Oven | E7 | Utility - Cost of Operation | 0 | 0 | 0 | 0 | 0 | 0 | 0 | 0 | 0 | 0 | 0 | 0 | 0 | 0 | 0 | 0 | 0 | 0 | 0 | 0 | 0 | 0 | 0 | 0 | 0 | 0 | 0
F5_Commercial_Restaurant_New_Food Preparation_Natural Gas_Conveyor Oven_E8 | F5 | Commercial | Restaurant | New | Food Preparation | Natural Gas | Conveyor Oven | E8 | Utility - Cost of Operation | 0 | 0 | 0 | 0 | 0 | 0 | 0 | 0 | 0 | 0 | 0 | 0 | 0 | 0 | 0 | 0 | 0 | 0 | 0 | 0 | 0 | 0 | 0 | 0 | 0 | 0 | 0
F5_Commercial_Restaurant_New_Food Preparation_Natural Gas_Conveyor Oven_E9 | F5 | Commercial | Restaurant | New | Food Preparation | Natural Gas | Conveyor Oven | E9 | Utility - Cost of Operation | 0 | 0 | 0 | 0 | 0 | 0 | 0 | 0 | 0 | 0 | 0 | 0 | 0 | 0 | 0 | 0 | 0 | 0 | 0 | 0 | 0 | 0 | 0 | 0 | 0 | 0 | 0
F5_Commercial_Restaurant_New_Food Preparation_Natural Gas_Conveyor Oven_E10 | F5 | Commercial | Restaurant | New | Food Preparation | Natural Gas | Conveyor Oven | E10 | Utility - Cost of Operation | 0 | 0 | 0 | 0 | 0 | 0 | 0 | 0 | 0 | 0 | 0 | 0 | 0 | 0 | 0 | 0 | 0 | 0 | 0 | 0 | 0 | 0 | 0 | 0 | 0 | 0 | 0
F6_Commercial_Restaurant_New_Food Preparation_Natural Gas_Conveyor Oven_E1 | F6 | Commercial | Restaurant | New | Food Preparation | Natural Gas | Conveyor Oven | E1 | Utility - Value of Sales | 0 | 0 | 0 | 0 | 0 | 0 | 0 | 0 | 0 | 0 | 0 | 0 | 0 | 0 | 0 | 0 | 0 | 0 | 0 | 0 | 0 | 0 | 0 | 0 | 0 | 0 | 0
F6_Commercial_Restaurant_New_Food Preparation_Natural Gas_Conveyor Oven_E2 | F6 | Commercial | Restaurant | New | Food Preparation | Natural Gas | Conveyor Oven | E2 | Utility - Value of Sales | 0 | 0 | 0 | 0 | 0 | 0 | 0 | 0 | 0 | 0 | 0 | 0 | 0 | 0 | 0 | 0 | 0 | 0 | 0 | 0 | 0 | 0 | 0 | 0 | 0 | 0 | 0
F6_Commercial_Restaurant_New_Food Preparation_Natural Gas_Conveyor Oven_E3 | F6 | Commercial | Restaurant | New | Food Preparation | Natural Gas | Conveyor Oven | E3 | Utility - Value of Sales | 0 | 0 | 0 | 0 | 0 | 0 | 0 | 0 | 0 | 0 | 0 | 0 | 0 | 0 | 0 | 0 | 0 | 0 | 0 | 0 | 0 | 0 | 0 | 0 | 0 | 0 | 0
F6_Commercial_Restaurant_New_Food Preparation_Natural Gas_Conveyor Oven_E4 | F6 | Commercial | Restaurant | New | Food Preparation | Natural Gas | Conveyor Oven | E4 | Utility - Value of Sales | 0 | 0 | 0 | 0 | 0 | 0 | 0 | 0 | 0 | 0 | 0 | 0 | 0 | 0 | 0 | 0 | 0 | 0 | 0 | 0 | 0 | 0 | 0 | 0 | 0 | 0 | 0
F6_Commercial_Restaurant_New_Food Preparation_Natural Gas_Conveyor Oven_E5 | F6 | Commercial | Restaurant | New | Food Preparation | Natural Gas | Conveyor Oven | E5 | Utility - Value of Sales | 0 | 0 | 0 | 0 | 0 | 0 | 0 | 0 | 0 | 0 | 0 | 0 | 0 | 0 | 0 | 0 | 0 | 0 | 0 | 0 | 0 | 0 | 0 | 0 | 0 | 0 | 0
F6_Commercial_Restaurant_New_Food Preparation_Natural Gas_Conveyor Oven_E6 | F6 | Commercial | Restaurant | New | Food Preparation | Natural Gas | Conveyor Oven | E6 | Utility - Value of Sales | 0 | 0 | 0 | 0 | 0 | 0 | 0 | 0 | 0 | 0 | 0 | 0 | 0 | 0 | 0 | 0 | 0 | 0 | 0 | 0 | 0 | 0 | 0 | 0 | 0 | 0 | 0
F6_Commercial_Restaurant_New_Food Preparation_Natural Gas_Conveyor Oven_E7 | F6 | Commercial | Restaurant | New | Food Preparation | Natural Gas | Conveyor Oven | E7 | Utility - Value of Sales | 0 | 0 | 0 | 0 | 0 | 0 | 0 | 0 | 0 | 0 | 0 | 0 | 0 | 0 | 0 | 0 | 0 | 0 | 0 | 0 | 0 | 0 | 0 | 0 | 0 | 0 | 0
F6_Commercial_Restaurant_New_Food Preparation_Natural Gas_Conveyor Oven_E8 | F6 | Commercial | Restaurant | New | Food Preparation | Natural Gas | Conveyor Oven | E8 | Utility - Value of Sales | 0 | 0 | 0 | 0 | 0 | 0 | 0 | 0 | 0 | 0 | 0 | 0 | 0 | 0 | 0 | 0 | 0 | 0 | 0 | 0 | 0 | 0 | 0 | 0 | 0 | 0 | 0
F6_Commercial_Restaurant_New_Food Preparation_Natural Gas_Conveyor Oven_E9 | F6 | Commercial | Restaurant | New | Food Preparation | Natural Gas | Conveyor Oven | E9 | Utility - Value of Sales | 0 | 0 | 0 | 0 | 0 | 0 | 0 | 0 | 0 | 0 | 0 | 0 | 0 | 0 | 0 | 0 | 0 | 0 | 0 | 0 | 0 | 0 | 0 | 0 | 0 | 0 | 0
F6_Commercial_Restaurant_New_Food Preparation_Natural Gas_Conveyor Oven_E10 | F6 | Commercial | Restaurant | New | Food Preparation | Natural Gas | Conveyor Oven | E10 | Utility - Value of Sales | 0 | 0 | 0 | 0 | 0 | 0 | 0 | 0 | 0 | 0 | 0 | 0 | 0 | 0 | 0 | 0 | 0 | 0 | 0 | 0 | 0 | 0 | 0 | 0 | 0 | 0 | 0
F1_Commercial_Restaurant_New_Food Preparation_Natural Gas_Double Rack Oven_E1 | F1 | Commercial | Restaurant | New | Food Preparation | Natural Gas | Double Rack Oven | E1 | RVT - Cost of Equipment | 0.43648 | 0.43648 | 0.43648 | 0.43648 | 0.43648 | 0.43648 | 0.43648 | 0.43648 | 0.43648 | 0.43648 | 0.43648 | 0.43648 | 0.43648 | 0.43648 | 0.43648 | 0.43648 | 0.43648 | 0.43648 | 0.43648 | 0.43648 | 0.43648 | 0.43648 | 0.43648 | 0.43648 | 0.43648 | 0.43648 | 0.43648
F1_Commercial_Restaurant_New_Food Preparation_Natural Gas_Double Rack Oven_E2 | F1 | Commercial | Restaurant | New | Food Preparation | Natural Gas | Double Rack Oven | E2 | RVT - Cost of Equipment | 0.60218 | 0.60218 | 0.60218 | 0.60218 | 0.60218 | 0.60218 | 0.60218 | 0.60218 | 0.60218 | 0.60218 | 0.60218 | 0.60218 | 0.60218 | 0.60218 | 0.60218 | 0.60218 | 0.60218 | 0.60218 | 0.60218 | 0.60218 | 0.60218 | 0.60218 | 0.60218 | 0.60218 | 0.60218 | 0.60218 | 0.60218
F1_Commercial_Restaurant_New_Food Preparation_Natural Gas_Double Rack Oven_E3 | F1 | Commercial | Restaurant | New | Food Preparation | Natural Gas | Double Rack Oven | E3 | RVT - Cost of Equipment | 0 | 0 | 0 | 0 | 0 | 0 | 0 | 0 | 0 | 0 | 0 | 0 | 0 | 0 | 0 | 0 | 0 | 0 | 0 | 0 | 0 | 0 | 0 | 0 | 0 | 0 | 0
F1_Commercial_Restaurant_New_Food Preparation_Natural Gas_Double Rack Oven_E4 | F1 | Commercial | Restaurant | New | Food Preparation | Natural Gas | Double Rack Oven | E4 | RVT - Cost of Equipment | 0 | 0 | 0 | 0 | 0 | 0 | 0 | 0 | 0 | 0 | 0 | 0 | 0 | 0 | 0 | 0 | 0 | 0 | 0 | 0 | 0 | 0 | 0 | 0 | 0 | 0 | 0
F1_Commercial_Restaurant_New_Food Preparation_Natural Gas_Double Rack Oven_E5 | F1 | Commercial | Restaurant | New | Food Preparation | Natural Gas | Double Rack Oven | E5 | RVT - Cost of Equipment | 0 | 0 | 0 | 0 | 0 | 0 | 0 | 0 | 0 | 0 | 0 | 0 | 0 | 0 | 0 | 0 | 0 | 0 | 0 | 0 | 0 | 0 | 0 | 0 | 0 | 0 | 0
F1_Commercial_Restaurant_New_Food Preparation_Natural Gas_Double Rack Oven_E6 | F1 | Commercial | Restaurant | New | Food Preparation | Natural Gas | Double Rack Oven | E6 | RVT - Cost of Equipment | 0 | 0 | 0 | 0 | 0 | 0 | 0 | 0 | 0 | 0 | 0 | 0 | 0 | 0 | 0 | 0 | 0 | 0 | 0 | 0 | 0 | 0 | 0 | 0 | 0 | 0 | 0
F1_Commercial_Restaurant_New_Food Preparation_Natural Gas_Double Rack Oven_E7 | F1 | Commercial | Restaurant | New | Food Preparation | Natural Gas | Double Rack Oven | E7 | RVT - Cost of Equipment | 0 | 0 | 0 | 0 | 0 | 0 | 0 | 0 | 0 | 0 | 0 | 0 | 0 | 0 | 0 | 0 | 0 | 0 | 0 | 0 | 0 | 0 | 0 | 0 | 0 | 0 | 0
F1_Commercial_Restaurant_New_Food Preparation_Natural Gas_Double Rack Oven_E8 | F1 | Commercial | Restaurant | New | Food Preparation | Natural Gas | Double Rack Oven | E8 | RVT - Cost of Equipment | 0 | 0 | 0 | 0 | 0 | 0 | 0 | 0 | 0 | 0 | 0 | 0 | 0 | 0 | 0 | 0 | 0 | 0 | 0 | 0 | 0 | 0 | 0 | 0 | 0 | 0 | 0
F1_Commercial_Restaurant_New_Food Preparation_Natural Gas_Double Rack Oven_E9 | F1 | Commercial | Restaurant | New | Food Preparation | Natural Gas | Double Rack Oven | E9 | RVT - Cost of Equipment | 0 | 0 | 0 | 0 | 0 | 0 | 0 | 0 | 0 | 0 | 0 | 0 | 0 | 0 | 0 | 0 | 0 | 0 | 0 | 0 | 0 | 0 | 0 | 0 | 0 | 0 | 0
F1_Commercial_Restaurant_New_Food Preparation_Natural Gas_Double Rack Oven_E10 | F1 | Commercial | Restaurant | New | Food Preparation | Natural Gas | Double Rack Oven | E10 | RVT - Cost of Equipment | 0 | 0 | 0 | 0 | 0 | 0 | 0 | 0 | 0 | 0 | 0 | 0 | 0 | 0 | 0 | 0 | 0 | 0 | 0 | 0 | 0 | 0 | 0 | 0 | 0 | 0 | 0
F2_Commercial_Restaurant_New_Food Preparation_Natural Gas_Double Rack Oven_E1 | F2 | Commercial | Restaurant | New | Food Preparation | Natural Gas | Double Rack Oven | E1 | RVT - Cost of Operation | 0 | 0 | 0 | 0 | 0 | 0 | 0 | 0 | 0 | 0 | 0 | 0 | 0 | 0 | 0 | 0 | 0 | 0 | 0 | 0 | 0 | 0 | 0 | 0 | 0 | 0 | 0
F2_Commercial_Restaurant_New_Food Preparation_Natural Gas_Double Rack Oven_E2 | F2 | Commercial | Restaurant | New | Food Preparation | Natural Gas | Double Rack Oven | E2 | RVT - Cost of Operation | 0 | 0 | 0 | 0 | 0 | 0 | 0 | 0 | 0 | 0 | 0 | 0 | 0 | 0 | 0 | 0 | 0 | 0 | 0 | 0 | 0 | 0 | 0 | 0 | 0 | 0 | 0
F2_Commercial_Restaurant_New_Food Preparation_Natural Gas_Double Rack Oven_E3 | F2 | Commercial | Restaurant | New | Food Preparation | Natural Gas | Double Rack Oven | E3 | RVT - Cost of Operation | 0 | 0 | 0 | 0 | 0 | 0 | 0 | 0 | 0 | 0 | 0 | 0 | 0 | 0 | 0 | 0 | 0 | 0 | 0 | 0 | 0 | 0 | 0 | 0 | 0 | 0 | 0
F2_Commercial_Restaurant_New_Food Preparation_Natural Gas_Double Rack Oven_E4 | F2 | Commercial | Restaurant | New | Food Preparation | Natural Gas | Double Rack Oven | E4 | RVT - Cost of Operation | 0 | 0 | 0 | 0 | 0 | 0 | 0 | 0 | 0 | 0 | 0 | 0 | 0 | 0 | 0 | 0 | 0 | 0 | 0 | 0 | 0 | 0 | 0 | 0 | 0 | 0 | 0
F2_Commercial_Restaurant_New_Food Preparation_Natural Gas_Double Rack Oven_E5 | F2 | Commercial | Restaurant | New | Food Preparation | Natural Gas | Double Rack Oven | E5 | RVT - Cost of Operation | 0 | 0 | 0 | 0 | 0 | 0 | 0 | 0 | 0 | 0 | 0 | 0 | 0 | 0 | 0 | 0 | 0 | 0 | 0 | 0 | 0 | 0 | 0 | 0 | 0 | 0 | 0
F2_Commercial_Restaurant_New_Food Preparation_Natural Gas_Double Rack Oven_E6 | F2 | Commercial | Restaurant | New | Food Preparation | Natural Gas | Double Rack Oven | E6 | RVT - Cost of Operation | 0 | 0 | 0 | 0 | 0 | 0 | 0 | 0 | 0 | 0 | 0 | 0 | 0 | 0 | 0 | 0 | 0 | 0 | 0 | 0 | 0 | 0 | 0 | 0 | 0 | 0 | 0
F2_Commercial_Restaurant_New_Food Preparation_Natural Gas_Double Rack Oven_E7 | F2 | Commercial | Restaurant | New | Food Preparation | Natural Gas | Double Rack Oven | E7 | RVT - Cost of Operation | 0 | 0 | 0 | 0 | 0 | 0 | 0 | 0 | 0 | 0 | 0 | 0 | 0 | 0 | 0 | 0 | 0 | 0 | 0 | 0 | 0 | 0 | 0 | 0 | 0 | 0 | 0
F2_Commercial_Restaurant_New_Food Preparation_Natural Gas_Double Rack Oven_E8 | F2 | Commercial | Restaurant | New | Food Preparation | Natural Gas | Double Rack Oven | E8 | RVT - Cost of Operation | 0 | 0 | 0 | 0 | 0 | 0 | 0 | 0 | 0 | 0 | 0 | 0 | 0 | 0 | 0 | 0 | 0 | 0 | 0 | 0 | 0 | 0 | 0 | 0 | 0 | 0 | 0
F2_Commercial_Restaurant_New_Food Preparation_Natural Gas_Double Rack Oven_E9 | F2 | Commercial | Restaurant | New | Food Preparation | Natural Gas | Double Rack Oven | E9 | RVT - Cost of Operation | 0 | 0 | 0 | 0 | 0 | 0 | 0 | 0 | 0 | 0 | 0 | 0 | 0 | 0 | 0 | 0 | 0 | 0 | 0 | 0 | 0 | 0 | 0 | 0 | 0 | 0 | 0
F2_Commercial_Restaurant_New_Food Preparation_Natural Gas_Double Rack Oven_E10 | F2 | Commercial | Restaurant | New | Food Preparation | Natural Gas | Double Rack Oven | E10 | RVT - Cost of Operation | 0 | 0 | 0 | 0 | 0 | 0 | 0 | 0 | 0 | 0 | 0 | 0 | 0 | 0 | 0 | 0 | 0 | 0 | 0 | 0 | 0 | 0 | 0 | 0 | 0 | 0 | 0
F3_Commercial_Restaurant_New_Food Preparation_Natural Gas_Double Rack Oven_E1 | F3 | Commercial | Restaurant | New | Food Preparation | Natural Gas | Double Rack Oven | E1 | System - kBTUs of Consumption | 97.4844 | 97.4844 | 97.4844 | 97.4844 | 97.4844 | 97.4844 | 97.4844 | 97.4844 | 97.4844 | 97.4844 | 97.4844 | 97.4844 | 97.4844 | 97.4844 | 97.4844 | 97.4844 | 97.4844 | 97.4844 | 97.4844 | 97.4844 | 97.4844 | 97.4844 | 97.4844 | 97.4844 | 97.4844 | 97.4844 | 97.4844
F3_Commercial_Restaurant_New_Food Preparation_Natural Gas_Double Rack Oven_E2 | F3 | Commercial | Restaurant | New | Food Preparation | Natural Gas | Double Rack Oven | E2 | System - kBTUs of Consumption | 57.3438 | 57.3438 | 57.3438 | 57.3438 | 57.3438 | 57.3438 | 57.3438 | 57.3438 | 57.3438 | 57.3438 | 57.3438 | 57.3438 | 57.3438 | 57.3438 | 57.3438 | 57.3438 | 57.3438 | 57.3438 | 57.3438 | 57.3438 | 57.3438 | 57.3438 | 57.3438 | 57.3438 | 57.3438 | 57.3438 | 57.3438
F3_Commercial_Restaurant_New_Food Preparation_Natural Gas_Double Rack Oven_E3 | F3 | Commercial | Restaurant | New | Food Preparation | Natural Gas | Double Rack Oven | E3 | System - kBTUs of Consumption | 0 | 0 | 0 | 0 | 0 | 0 | 0 | 0 | 0 | 0 | 0 | 0 | 0 | 0 | 0 | 0 | 0 | 0 | 0 | 0 | 0 | 0 | 0 | 0 | 0 | 0 | 0
F3_Commercial_Restaurant_New_Food Preparation_Natural Gas_Double Rack Oven_E4 | F3 | Commercial | Restaurant | New | Food Preparation | Natural Gas | Double Rack Oven | E4 | System - kBTUs of Consumption | 0 | 0 | 0 | 0 | 0 | 0 | 0 | 0 | 0 | 0 | 0 | 0 | 0 | 0 | 0 | 0 | 0 | 0 | 0 | 0 | 0 | 0 | 0 | 0 | 0 | 0 | 0
F3_Commercial_Restaurant_New_Food Preparation_Natural Gas_Double Rack Oven_E5 | F3 | Commercial | Restaurant | New | Food Preparation | Natural Gas | Double Rack Oven | E5 | System - kBTUs of Consumption | 0 | 0 | 0 | 0 | 0 | 0 | 0 | 0 | 0 | 0 | 0 | 0 | 0 | 0 | 0 | 0 | 0 | 0 | 0 | 0 | 0 | 0 | 0 | 0 | 0 | 0 | 0
F3_Commercial_Restaurant_New_Food Preparation_Natural Gas_Double Rack Oven_E6 | F3 | Commercial | Restaurant | New | Food Preparation | Natural Gas | Double Rack Oven | E6 | System - kBTUs of Consumption | 0 | 0 | 0 | 0 | 0 | 0 | 0 | 0 | 0 | 0 | 0 | 0 | 0 | 0 | 0 | 0 | 0 | 0 | 0 | 0 | 0 | 0 | 0 | 0 | 0 | 0 | 0
F3_Commercial_Restaurant_New_Food Preparation_Natural Gas_Double Rack Oven_E7 | F3 | Commercial | Restaurant | New | Food Preparation | Natural Gas | Double Rack Oven | E7 | System - kBTUs of Consumption | 0 | 0 | 0 | 0 | 0 | 0 | 0 | 0 | 0 | 0 | 0 | 0 | 0 | 0 | 0 | 0 | 0 | 0 | 0 | 0 | 0 | 0 | 0 | 0 | 0 | 0 | 0
F3_Commercial_Restaurant_New_Food Preparation_Natural Gas_Double Rack Oven_E8 | F3 | Commercial | Restaurant | New | Food Preparation | Natural Gas | Double Rack Oven | E8 | System - kBTUs of Consumption | 0 | 0 | 0 | 0 | 0 | 0 | 0 | 0 | 0 | 0 | 0 | 0 | 0 | 0 | 0 | 0 | 0 | 0 | 0 | 0 | 0 | 0 | 0 | 0 | 0 | 0 | 0
F3_Commercial_Restaurant_New_Food Preparation_Natural Gas_Double Rack Oven_E9 | F3 | Commercial | Restaurant | New | Food Preparation | Natural Gas | Double Rack Oven | E9 | System - kBTUs of Consumption | 0 | 0 | 0 | 0 | 0 | 0 | 0 | 0 | 0 | 0 | 0 | 0 | 0 | 0 | 0 | 0 | 0 | 0 | 0 | 0 | 0 | 0 | 0 | 0 | 0 | 0 | 0
F3_Commercial_Restaurant_New_Food Preparation_Natural Gas_Double Rack Oven_E10 | F3 | Commercial | Restaurant | New | Food Preparation | Natural Gas | Double Rack Oven | E10 | System - kBTUs of Consumption | 0 | 0 | 0 | 0 | 0 | 0 | 0 | 0 | 0 | 0 | 0 | 0 | 0 | 0 | 0 | 0 | 0 | 0 | 0 | 0 | 0 | 0 | 0 | 0 | 0 | 0 | 0
F4_Commercial_Restaurant_New_Food Preparation_Natural Gas_Double Rack Oven_E1 | F4 | Commercial | Restaurant | New | Food Preparation | Natural Gas | Double Rack Oven | E1 | Utility - Cost of Equipment | 0.43648 | 0.43648 | 0.43648 | 0.43648 | 0.43648 | 0.43648 | 0.43648 | 0.43648 | 0.43648 | 0.43648 | 0.43648 | 0.43648 | 0.43648 | 0.43648 | 0.43648 | 0.43648 | 0.43648 | 0.43648 | 0.43648 | 0.43648 | 0.43648 | 0.43648 | 0.43648 | 0.43648 | 0.43648 | 0.43648 | 0.43648
F4_Commercial_Restaurant_New_Food Preparation_Natural Gas_Double Rack Oven_E2 | F4 | Commercial | Restaurant | New | Food Preparation | Natural Gas | Double Rack Oven | E2 | Utility - Cost of Equipment | 0.60218 | 0.60218 | 0.60218 | 0.60218 | 0.60218 | 0.60218 | 0.60218 | 0.60218 | 0.60218 | 0.60218 | 0.60218 | 0.60218 | 0.60218 | 0.60218 | 0.60218 | 0.60218 | 0.60218 | 0.60218 | 0.60218 | 0.60218 | 0.60218 | 0.60218 | 0.60218 | 0.60218 | 0.60218 | 0.60218 | 0.60218
F4_Commercial_Restaurant_New_Food Preparation_Natural Gas_Double Rack Oven_E3 | F4 | Commercial | Restaurant | New | Food Preparation | Natural Gas | Double Rack Oven | E3 | Utility - Cost of Equipment | 0 | 0 | 0 | 0 | 0 | 0 | 0 | 0 | 0 | 0 | 0 | 0 | 0 | 0 | 0 | 0 | 0 | 0 | 0 | 0 | 0 | 0 | 0 | 0 | 0 | 0 | 0
F4_Commercial_Restaurant_New_Food Preparation_Natural Gas_Double Rack Oven_E4 | F4 | Commercial | Restaurant | New | Food Preparation | Natural Gas | Double Rack Oven | E4 | Utility - Cost of Equipment | 0 | 0 | 0 | 0 | 0 | 0 | 0 | 0 | 0 | 0 | 0 | 0 | 0 | 0 | 0 | 0 | 0 | 0 | 0 | 0 | 0 | 0 | 0 | 0 | 0 | 0 | 0
F4_Commercial_Restaurant_New_Food Preparation_Natural Gas_Double Rack Oven_E5 | F4 | Commercial | Restaurant | New | Food Preparation | Natural Gas | Double Rack Oven | E5 | Utility - Cost of Equipment | 0 | 0 | 0 | 0 | 0 | 0 | 0 | 0 | 0 | 0 | 0 | 0 | 0 | 0 | 0 | 0 | 0 | 0 | 0 | 0 | 0 | 0 | 0 | 0 | 0 | 0 | 0
F4_Commercial_Restaurant_New_Food Preparation_Natural Gas_Double Rack Oven_E6 | F4 | Commercial | Restaurant | New | Food Preparation | Natural Gas | Double Rack Oven | E6 | Utility - Cost of Equipment | 0 | 0 | 0 | 0 | 0 | 0 | 0 | 0 | 0 | 0 | 0 | 0 | 0 | 0 | 0 | 0 | 0 | 0 | 0 | 0 | 0 | 0 | 0 | 0 | 0 | 0 | 0
F4_Commercial_Restaurant_New_Food Preparation_Natural Gas_Double Rack Oven_E7 | F4 | Commercial | Restaurant | New | Food Preparation | Natural Gas | Double Rack Oven | E7 | Utility - Cost of Equipment | 0 | 0 | 0 | 0 | 0 | 0 | 0 | 0 | 0 | 0 | 0 | 0 | 0 | 0 | 0 | 0 | 0 | 0 | 0 | 0 | 0 | 0 | 0 | 0 | 0 | 0 | 0
F4_Commercial_Restaurant_New_Food Preparation_Natural Gas_Double Rack Oven_E8 | F4 | Commercial | Restaurant | New | Food Preparation | Natural Gas | Double Rack Oven | E8 | Utility - Cost of Equipment | 0 | 0 | 0 | 0 | 0 | 0 | 0 | 0 | 0 | 0 | 0 | 0 | 0 | 0 | 0 | 0 | 0 | 0 | 0 | 0 | 0 | 0 | 0 | 0 | 0 | 0 | 0
F4_Commercial_Restaurant_New_Food Preparation_Natural Gas_Double Rack Oven_E9 | F4 | Commercial | Restaurant | New | Food Preparation | Natural Gas | Double Rack Oven | E9 | Utility - Cost of Equipment | 0 | 0 | 0 | 0 | 0 | 0 | 0 | 0 | 0 | 0 | 0 | 0 | 0 | 0 | 0 | 0 | 0 | 0 | 0 | 0 | 0 | 0 | 0 | 0 | 0 | 0 | 0
F4_Commercial_Restaurant_New_Food Preparation_Natural Gas_Double Rack Oven_E10 | F4 | Commercial | Restaurant | New | Food Preparation | Natural Gas | Double Rack Oven | E10 | Utility - Cost of Equipment | 0 | 0 | 0 | 0 | 0 | 0 | 0 | 0 | 0 | 0 | 0 | 0 | 0 | 0 | 0 | 0 | 0 | 0 | 0 | 0 | 0 | 0 | 0 | 0 | 0 | 0 | 0
F5_Commercial_Restaurant_New_Food Preparation_Natural Gas_Double Rack Oven_E1 | F5 | Commercial | Restaurant | New | Food Preparation | Natural Gas | Double Rack Oven | E1 | Utility - Cost of Operation | 1.3306 | 1.3163 | 1.3026 | 1.2894 | 1.2927 | 1.3066 | 1.3269 | 1.3495 | 1.3713 | 1.3898 | 1.4049 | 1.4157 | 1.4219 | 1.4212 | 1.4135 | 1.3987 | 1.377 | 1.3497 | 1.3171 | 1.2783 | 1.2329 | 1.1805 | 1.134 | 1.1042 | 1.0916 | 1.097 | 1.1023
F5_Commercial_Restaurant_New_Food Preparation_Natural Gas_Double Rack Oven_E2 | F5 | Commercial | Restaurant | New | Food Preparation | Natural Gas | Double Rack Oven | E2 | Utility - Cost of Operation | 0.78268 | 0.77431 | 0.76622 | 0.75849 | 0.7604 | 0.76861 | 0.78053 | 0.79382 | 0.80662 | 0.81754 | 0.82643 | 0.83279 | 0.8364 | 0.83599 | 0.83146 | 0.82276 | 0.81002 | 0.79396 | 0.77477 | 0.75196 | 0.72522 | 0.6944 | 0.66707 | 0.64951 | 0.64213 | 0.64528 | 0.64844
F5_Commercial_Restaurant_New_Food Preparation_Natural Gas_Double Rack Oven_E3 | F5 | Commercial | Restaurant | New | Food Preparation | Natural Gas | Double Rack Oven | E3 | Utility - Cost of Operation | 0 | 0 | 0 | 0 | 0 | 0 | 0 | 0 | 0 | 0 | 0 | 0 | 0 | 0 | 0 | 0 | 0 | 0 | 0 | 0 | 0 | 0 | 0 | 0 | 0 | 0 | 0
F5_Commercial_Restaurant_New_Food Preparation_Natural Gas_Double Rack Oven_E4 | F5 | Commercial | Restaurant | New | Food Preparation | Natural Gas | Double Rack Oven | E4 | Utility - Cost of Operation | 0 | 0 | 0 | 0 | 0 | 0 | 0 | 0 | 0 | 0 | 0 | 0 | 0 | 0 | 0 | 0 | 0 | 0 | 0 | 0 | 0 | 0 | 0 | 0 | 0 | 0 | 0
F5_Commercial_Restaurant_New_Food Preparation_Natural Gas_Double Rack Oven_E5 | F5 | Commercial | Restaurant | New | Food Preparation | Natural Gas | Double Rack Oven | E5 | Utility - Cost of Operation | 0 | 0 | 0 | 0 | 0 | 0 | 0 | 0 | 0 | 0 | 0 | 0 | 0 | 0 | 0 | 0 | 0 | 0 | 0 | 0 | 0 | 0 | 0 | 0 | 0 | 0 | 0
F5_Commercial_Restaurant_New_Food Preparation_Natural Gas_Double Rack Oven_E6 | F5 | Commercial | Restaurant | New | Food Preparation | Natural Gas | Double Rack Oven | E6 | Utility - Cost of Operation | 0 | 0 | 0 | 0 | 0 | 0 | 0 | 0 | 0 | 0 | 0 | 0 | 0 | 0 | 0 | 0 | 0 | 0 | 0 | 0 | 0 | 0 | 0 | 0 | 0 | 0 | 0
F5_Commercial_Restaurant_New_Food Preparation_Natural Gas_Double Rack Oven_E7 | F5 | Commercial | Restaurant | New | Food Preparation | Natural Gas | Double Rack Oven | E7 | Utility - Cost of Operation | 0 | 0 | 0 | 0 | 0 | 0 | 0 | 0 | 0 | 0 | 0 | 0 | 0 | 0 | 0 | 0 | 0 | 0 | 0 | 0 | 0 | 0 | 0 | 0 | 0 | 0 | 0
F5_Commercial_Restaurant_New_Food Preparation_Natural Gas_Double Rack Oven_E8 | F5 | Commercial | Restaurant | New | Food Preparation | Natural Gas | Double Rack Oven | E8 | Utility - Cost of Operation | 0 | 0 | 0 | 0 | 0 | 0 | 0 | 0 | 0 | 0 | 0 | 0 | 0 | 0 | 0 | 0 | 0 | 0 | 0 | 0 | 0 | 0 | 0 | 0 | 0 | 0 | 0
F5_Commercial_Restaurant_New_Food Preparation_Natural Gas_Double Rack Oven_E9 | F5 | Commercial | Restaurant | New | Food Preparation | Natural Gas | Double Rack Oven | E9 | Utility - Cost of Operation | 0 | 0 | 0 | 0 | 0 | 0 | 0 | 0 | 0 | 0 | 0 | 0 | 0 | 0 | 0 | 0 | 0 | 0 | 0 | 0 | 0 | 0 | 0 | 0 | 0 | 0 | 0
F5_Commercial_Restaurant_New_Food Preparation_Natural Gas_Double Rack Oven_E10 | F5 | Commercial | Restaurant | New | Food Preparation | Natural Gas | Double Rack Oven | E10 | Utility - Cost of Operation | 0 | 0 | 0 | 0 | 0 | 0 | 0 | 0 | 0 | 0 | 0 | 0 | 0 | 0 | 0 | 0 | 0 | 0 | 0 | 0 | 0 | 0 | 0 | 0 | 0 | 0 | 0
F6_Commercial_Restaurant_New_Food Preparation_Natural Gas_Double Rack Oven_E1 | F6 | Commercial | Restaurant | New | Food Preparation | Natural Gas | Double Rack Oven | E1 | Utility - Value of Sales | 0 | 0 | 0 | 0 | 0 | 0 | 0 | 0 | 0 | 0 | 0 | 0 | 0 | 0 | 0 | 0 | 0 | 0 | 0 | 0 | 0 | 0 | 0 | 0 | 0 | 0 | 0
F6_Commercial_Restaurant_New_Food Preparation_Natural Gas_Double Rack Oven_E2 | F6 | Commercial | Restaurant | New | Food Preparation | Natural Gas | Double Rack Oven | E2 | Utility - Value of Sales | 0 | 0 | 0 | 0 | 0 | 0 | 0 | 0 | 0 | 0 | 0 | 0 | 0 | 0 | 0 | 0 | 0 | 0 | 0 | 0 | 0 | 0 | 0 | 0 | 0 | 0 | 0
F6_Commercial_Restaurant_New_Food Preparation_Natural Gas_Double Rack Oven_E3 | F6 | Commercial | Restaurant | New | Food Preparation | Natural Gas | Double Rack Oven | E3 | Utility - Value of Sales | 0 | 0 | 0 | 0 | 0 | 0 | 0 | 0 | 0 | 0 | 0 | 0 | 0 | 0 | 0 | 0 | 0 | 0 | 0 | 0 | 0 | 0 | 0 | 0 | 0 | 0 | 0
F6_Commercial_Restaurant_New_Food Preparation_Natural Gas_Double Rack Oven_E4 | F6 | Commercial | Restaurant | New | Food Preparation | Natural Gas | Double Rack Oven | E4 | Utility - Value of Sales | 0 | 0 | 0 | 0 | 0 | 0 | 0 | 0 | 0 | 0 | 0 | 0 | 0 | 0 | 0 | 0 | 0 | 0 | 0 | 0 | 0 | 0 | 0 | 0 | 0 | 0 | 0
F6_Commercial_Restaurant_New_Food Preparation_Natural Gas_Double Rack Oven_E5 | F6 | Commercial | Restaurant | New | Food Preparation | Natural Gas | Double Rack Oven | E5 | Utility - Value of Sales | 0 | 0 | 0 | 0 | 0 | 0 | 0 | 0 | 0 | 0 | 0 | 0 | 0 | 0 | 0 | 0 | 0 | 0 | 0 | 0 | 0 | 0 | 0 | 0 | 0 | 0 | 0
F6_Commercial_Restaurant_New_Food Preparation_Natural Gas_Double Rack Oven_E6 | F6 | Commercial | Restaurant | New | Food Preparation | Natural Gas | Double Rack Oven | E6 | Utility - Value of Sales | 0 | 0 | 0 | 0 | 0 | 0 | 0 | 0 | 0 | 0 | 0 | 0 | 0 | 0 | 0 | 0 | 0 | 0 | 0 | 0 | 0 | 0 | 0 | 0 | 0 | 0 | 0
F6_Commercial_Restaurant_New_Food Preparation_Natural Gas_Double Rack Oven_E7 | F6 | Commercial | Restaurant | New | Food Preparation | Natural Gas | Double Rack Oven | E7 | Utility - Value of Sales | 0 | 0 | 0 | 0 | 0 | 0 | 0 | 0 | 0 | 0 | 0 | 0 | 0 | 0 | 0 | 0 | 0 | 0 | 0 | 0 | 0 | 0 | 0 | 0 | 0 | 0 | 0
F6_Commercial_Restaurant_New_Food Preparation_Natural Gas_Double Rack Oven_E8 | F6 | Commercial | Restaurant | New | Food Preparation | Natural Gas | Double Rack Oven | E8 | Utility - Value of Sales | 0 | 0 | 0 | 0 | 0 | 0 | 0 | 0 | 0 | 0 | 0 | 0 | 0 | 0 | 0 | 0 | 0 | 0 | 0 | 0 | 0 | 0 | 0 | 0 | 0 | 0 | 0
F6_Commercial_Restaurant_New_Food Preparation_Natural Gas_Double Rack Oven_E9 | F6 | Commercial | Restaurant | New | Food Preparation | Natural Gas | Double Rack Oven | E9 | Utility - Value of Sales | 0 | 0 | 0 | 0 | 0 | 0 | 0 | 0 | 0 | 0 | 0 | 0 | 0 | 0 | 0 | 0 | 0 | 0 | 0 | 0 | 0 | 0 | 0 | 0 | 0 | 0 | 0
F6_Commercial_Restaurant_New_Food Preparation_Natural Gas_Double Rack Oven_E10 | F6 | Commercial | Restaurant | New | Food Preparation | Natural Gas | Double Rack Oven | E10 | Utility - Value of Sales | 0 | 0 | 0 | 0 | 0 | 0 | 0 | 0 | 0 | 0 | 0 | 0 | 0 | 0 | 0 | 0 | 0 | 0 | 0 | 0 | 0 | 0 | 0 | 0 | 0 | 0 | 0
F1_Commercial_Restaurant_New_Food Preparation_Natural Gas_Fryer_E1 | F1 | Commercial | Restaurant | New | Food Preparation | Natural Gas | Fryer | E1 | RVT - Cost of Equipment | 0.26793 | 0 | 0 | 0 | 0 | 0 | 0 | 0 | 0 | 0 | 0 | 0 | 0 | 0 | 0 | 0 | 0 | 0 | 0 | 0 | 0 | 0 | 0 | 0 | 0 | 0 | 0
F1_Commercial_Restaurant_New_Food Preparation_Natural Gas_Fryer_E2 | F1 | Commercial | Restaurant | New | Food Preparation | Natural Gas | Fryer | E2 | RVT - Cost of Equipment | 0.33679 | 0.33679 | 0.33679 | 0.33679 | 0.33679 | 0.33679 | 0.33679 | 0.33679 | 0.33679 | 0.33679 | 0.33679 | 0.33679 | 0.33679 | 0.33679 | 0.33679 | 0.33679 | 0.33679 | 0.33679 | 0.33679 | 0.33679 | 0.33679 | 0.33679 | 0.33679 | 0.33679 | 0.33679 | 0.33679 | 0.33679
F1_Commercial_Restaurant_New_Food Preparation_Natural Gas_Fryer_E3 | F1 | Commercial | Restaurant | New | Food Preparation | Natural Gas | Fryer | E3 | RVT - Cost of Equipment | 0 | 0 | 0 | 0 | 0 | 0 | 0 | 0 | 0 | 0 | 0 | 0 | 0 | 0 | 0 | 0 | 0 | 0 | 0 | 0 | 0 | 0 | 0 | 0 | 0 | 0 | 0
F1_Commercial_Restaurant_New_Food Preparation_Natural Gas_Fryer_E4 | F1 | Commercial | Restaurant | New | Food Preparation | Natural Gas | Fryer | E4 | RVT - Cost of Equipment | 0 | 0 | 0 | 0 | 0 | 0 | 0 | 0 | 0 | 0 | 0 | 0 | 0 | 0 | 0 | 0 | 0 | 0 | 0 | 0 | 0 | 0 | 0 | 0 | 0 | 0 | 0
F1_Commercial_Restaurant_New_Food Preparation_Natural Gas_Fryer_E5 | F1 | Commercial | Restaurant | New | Food Preparation | Natural Gas | Fryer | E5 | RVT - Cost of Equipment | 0 | 0 | 0 | 0 | 0 | 0 | 0 | 0 | 0 | 0 | 0 | 0 | 0 | 0 | 0 | 0 | 0 | 0 | 0 | 0 | 0 | 0 | 0 | 0 | 0 | 0 | 0
F1_Commercial_Restaurant_New_Food Preparation_Natural Gas_Fryer_E6 | F1 | Commercial | Restaurant | New | Food Preparation | Natural Gas | Fryer | E6 | RVT - Cost of Equipment | 0 | 0 | 0 | 0 | 0 | 0 | 0 | 0 | 0 | 0 | 0 | 0 | 0 | 0 | 0 | 0 | 0 | 0 | 0 | 0 | 0 | 0 | 0 | 0 | 0 | 0 | 0
F1_Commercial_Restaurant_New_Food Preparation_Natural Gas_Fryer_E7 | F1 | Commercial | Restaurant | New | Food Preparation | Natural Gas | Fryer | E7 | RVT - Cost of Equipment | 0 | 0 | 0 | 0 | 0 | 0 | 0 | 0 | 0 | 0 | 0 | 0 | 0 | 0 | 0 | 0 | 0 | 0 | 0 | 0 | 0 | 0 | 0 | 0 | 0 | 0 | 0
F1_Commercial_Restaurant_New_Food Preparation_Natural Gas_Fryer_E8 | F1 | Commercial | Restaurant | New | Food Preparation | Natural Gas | Fryer | E8 | RVT - Cost of Equipment | 0 | 0 | 0 | 0 | 0 | 0 | 0 | 0 | 0 | 0 | 0 | 0 | 0 | 0 | 0 | 0 | 0 | 0 | 0 | 0 | 0 | 0 | 0 | 0 | 0 | 0 | 0
F1_Commercial_Restaurant_New_Food Preparation_Natural Gas_Fryer_E9 | F1 | Commercial | Restaurant | New | Food Preparation | Natural Gas | Fryer | E9 | RVT - Cost of Equipment | 0 | 0 | 0 | 0 | 0 | 0 | 0 | 0 | 0 | 0 | 0 | 0 | 0 | 0 | 0 | 0 | 0 | 0 | 0 | 0 | 0 | 0 | 0 | 0 | 0 | 0 | 0
F1_Commercial_Restaurant_New_Food Preparation_Natural Gas_Fryer_E10 | F1 | Commercial | Restaurant | New | Food Preparation | Natural Gas | Fryer | E10 | RVT - Cost of Equipment | 0 | 0 | 0 | 0 | 0 | 0 | 0 | 0 | 0 | 0 | 0 | 0 | 0 | 0 | 0 | 0 | 0 | 0 | 0 | 0 | 0 | 0 | 0 | 0 | 0 | 0 | 0
F2_Commercial_Restaurant_New_Food Preparation_Natural Gas_Fryer_E1 | F2 | Commercial | Restaurant | New | Food Preparation | Natural Gas | Fryer | E1 | RVT - Cost of Operation | 0 | 0 | 0 | 0 | 0 | 0 | 0 | 0 | 0 | 0 | 0 | 0 | 0 | 0 | 0 | 0 | 0 | 0 | 0 | 0 | 0 | 0 | 0 | 0 | 0 | 0 | 0
F2_Commercial_Restaurant_New_Food Preparation_Natural Gas_Fryer_E2 | F2 | Commercial | Restaurant | New | Food Preparation | Natural Gas | Fryer | E2 | RVT - Cost of Operation | 0 | 0 | 0 | 0 | 0 | 0 | 0 | 0 | 0 | 0 | 0 | 0 | 0 | 0 | 0 | 0 | 0 | 0 | 0 | 0 | 0 | 0 | 0 | 0 | 0 | 0 | 0
F2_Commercial_Restaurant_New_Food Preparation_Natural Gas_Fryer_E3 | F2 | Commercial | Restaurant | New | Food Preparation | Natural Gas | Fryer | E3 | RVT - Cost of Operation | 0 | 0 | 0 | 0 | 0 | 0 | 0 | 0 | 0 | 0 | 0 | 0 | 0 | 0 | 0 | 0 | 0 | 0 | 0 | 0 | 0 | 0 | 0 | 0 | 0 | 0 | 0
F2_Commercial_Restaurant_New_Food Preparation_Natural Gas_Fryer_E4 | F2 | Commercial | Restaurant | New | Food Preparation | Natural Gas | Fryer | E4 | RVT - Cost of Operation | 0 | 0 | 0 | 0 | 0 | 0 | 0 | 0 | 0 | 0 | 0 | 0 | 0 | 0 | 0 | 0 | 0 | 0 | 0 | 0 | 0 | 0 | 0 | 0 | 0 | 0 | 0
F2_Commercial_Restaurant_New_Food Preparation_Natural Gas_Fryer_E5 | F2 | Commercial | Restaurant | New | Food Preparation | Natural Gas | Fryer | E5 | RVT - Cost of Operation | 0 | 0 | 0 | 0 | 0 | 0 | 0 | 0 | 0 | 0 | 0 | 0 | 0 | 0 | 0 | 0 | 0 | 0 | 0 | 0 | 0 | 0 | 0 | 0 | 0 | 0 | 0
F2_Commercial_Restaurant_New_Food Preparation_Natural Gas_Fryer_E6 | F2 | Commercial | Restaurant | New | Food Preparation | Natural Gas | Fryer | E6 | RVT - Cost of Operation | 0 | 0 | 0 | 0 | 0 | 0 | 0 | 0 | 0 | 0 | 0 | 0 | 0 | 0 | 0 | 0 | 0 | 0 | 0 | 0 | 0 | 0 | 0 | 0 | 0 | 0 | 0
F2_Commercial_Restaurant_New_Food Preparation_Natural Gas_Fryer_E7 | F2 | Commercial | Restaurant | New | Food Preparation | Natural Gas | Fryer | E7 | RVT - Cost of Operation | 0 | 0 | 0 | 0 | 0 | 0 | 0 | 0 | 0 | 0 | 0 | 0 | 0 | 0 | 0 | 0 | 0 | 0 | 0 | 0 | 0 | 0 | 0 | 0 | 0 | 0 | 0
F2_Commercial_Restaurant_New_Food Preparation_Natural Gas_Fryer_E8 | F2 | Commercial | Restaurant | New | Food Preparation | Natural Gas | Fryer | E8 | RVT - Cost of Operation | 0 | 0 | 0 | 0 | 0 | 0 | 0 | 0 | 0 | 0 | 0 | 0 | 0 | 0 | 0 | 0 | 0 | 0 | 0 | 0 | 0 | 0 | 0 | 0 | 0 | 0 | 0
F2_Commercial_Restaurant_New_Food Preparation_Natural Gas_Fryer_E9 | F2 | Commercial | Restaurant | New | Food Preparation | Natural Gas | Fryer | E9 | RVT - Cost of Operation | 0 | 0 | 0 | 0 | 0 | 0 | 0 | 0 | 0 | 0 | 0 | 0 | 0 | 0 | 0 | 0 | 0 | 0 | 0 | 0 | 0 | 0 | 0 | 0 | 0 | 0 | 0
F2_Commercial_Restaurant_New_Food Preparation_Natural Gas_Fryer_E10 | F2 | Commercial | Restaurant | New | Food Preparation | Natural Gas | Fryer | E10 | RVT - Cost of Operation | 0 | 0 | 0 | 0 | 0 | 0 | 0 | 0 | 0 | 0 | 0 | 0 | 0 | 0 | 0 | 0 | 0 | 0 | 0 | 0 | 0 | 0 | 0 | 0 | 0 | 0 | 0
F3_Commercial_Restaurant_New_Food Preparation_Natural Gas_Fryer_E1 | F3 | Commercial | Restaurant | New | Food Preparation | Natural Gas | Fryer | E1 | System - kBTUs of Consumption | 49.9524 | 0 | 0 | 0 | 0 | 0 | 0 | 0 | 0 | 0 | 0 | 0 | 0 | 0 | 0 | 0 | 0 | 0 | 0 | 0 | 0 | 0 | 0 | 0 | 0 | 0 | 0
F3_Commercial_Restaurant_New_Food Preparation_Natural Gas_Fryer_E2 | F3 | Commercial | Restaurant | New | Food Preparation | Natural Gas | Fryer | E2 | System - kBTUs of Consumption | 30.8754 | 30.8754 | 30.8754 | 30.8754 | 30.8754 | 30.8754 | 30.8754 | 30.8754 | 30.8754 | 30.8754 | 30.8754 | 30.8754 | 30.8754 | 30.8754 | 30.8754 | 30.8754 | 30.8754 | 30.8754 | 30.8754 | 30.8754 | 30.8754 | 30.8754 | 30.8754 | 30.8754 | 30.8754 | 30.8754 | 30.8754
F3_Commercial_Restaurant_New_Food Preparation_Natural Gas_Fryer_E3 | F3 | Commercial | Restaurant | New | Food Preparation | Natural Gas | Fryer | E3 | System - kBTUs of Consumption | 0 | 0 | 0 | 0 | 0 | 0 | 0 | 0 | 0 | 0 | 0 | 0 | 0 | 0 | 0 | 0 | 0 | 0 | 0 | 0 | 0 | 0 | 0 | 0 | 0 | 0 | 0
F3_Commercial_Restaurant_New_Food Preparation_Natural Gas_Fryer_E4 | F3 | Commercial | Restaurant | New | Food Preparation | Natural Gas | Fryer | E4 | System - kBTUs of Consumption | 0 | 0 | 0 | 0 | 0 | 0 | 0 | 0 | 0 | 0 | 0 | 0 | 0 | 0 | 0 | 0 | 0 | 0 | 0 | 0 | 0 | 0 | 0 | 0 | 0 | 0 | 0
F3_Commercial_Restaurant_New_Food Preparation_Natural Gas_Fryer_E5 | F3 | Commercial | Restaurant | New | Food Preparation | Natural Gas | Fryer | E5 | System - kBTUs of Consumption | 0 | 0 | 0 | 0 | 0 | 0 | 0 | 0 | 0 | 0 | 0 | 0 | 0 | 0 | 0 | 0 | 0 | 0 | 0 | 0 | 0 | 0 | 0 | 0 | 0 | 0 | 0
F3_Commercial_Restaurant_New_Food Preparation_Natural Gas_Fryer_E6 | F3 | Commercial | Restaurant | New | Food Preparation | Natural Gas | Fryer | E6 | System - kBTUs of Consumption | 0 | 0 | 0 | 0 | 0 | 0 | 0 | 0 | 0 | 0 | 0 | 0 | 0 | 0 | 0 | 0 | 0 | 0 | 0 | 0 | 0 | 0 | 0 | 0 | 0 | 0 | 0
F3_Commercial_Restaurant_New_Food Preparation_Natural Gas_Fryer_E7 | F3 | Commercial | Restaurant | New | Food Preparation | Natural Gas | Fryer | E7 | System - kBTUs of Consumption | 0 | 0 | 0 | 0 | 0 | 0 | 0 | 0 | 0 | 0 | 0 | 0 | 0 | 0 | 0 | 0 | 0 | 0 | 0 | 0 | 0 | 0 | 0 | 0 | 0 | 0 | 0
F3_Commercial_Restaurant_New_Food Preparation_Natural Gas_Fryer_E8 | F3 | Commercial | Restaurant | New | Food Preparation | Natural Gas | Fryer | E8 | System - kBTUs of Consumption | 0 | 0 | 0 | 0 | 0 | 0 | 0 | 0 | 0 | 0 | 0 | 0 | 0 | 0 | 0 | 0 | 0 | 0 | 0 | 0 | 0 | 0 | 0 | 0 | 0 | 0 | 0
F3_Commercial_Restaurant_New_Food Preparation_Natural Gas_Fryer_E9 | F3 | Commercial | Restaurant | New | Food Preparation | Natural Gas | Fryer | E9 | System - kBTUs of Consumption | 0 | 0 | 0 | 0 | 0 | 0 | 0 | 0 | 0 | 0 | 0 | 0 | 0 | 0 | 0 | 0 | 0 | 0 | 0 | 0 | 0 | 0 | 0 | 0 | 0 | 0 | 0
F3_Commercial_Restaurant_New_Food Preparation_Natural Gas_Fryer_E10 | F3 | Commercial | Restaurant | New | Food Preparation | Natural Gas | Fryer | E10 | System - kBTUs of Consumption | 0 | 0 | 0 | 0 | 0 | 0 | 0 | 0 | 0 | 0 | 0 | 0 | 0 | 0 | 0 | 0 | 0 | 0 | 0 | 0 | 0 | 0 | 0 | 0 | 0 | 0 | 0
F4_Commercial_Restaurant_New_Food Preparation_Natural Gas_Fryer_E1 | F4 | Commercial | Restaurant | New | Food Preparation | Natural Gas | Fryer | E1 | Utility - Cost of Equipment | 0.26793 | 0 | 0 | 0 | 0 | 0 | 0 | 0 | 0 | 0 | 0 | 0 | 0 | 0 | 0 | 0 | 0 | 0 | 0 | 0 | 0 | 0 | 0 | 0 | 0 | 0 | 0
F4_Commercial_Restaurant_New_Food Preparation_Natural Gas_Fryer_E2 | F4 | Commercial | Restaurant | New | Food Preparation | Natural Gas | Fryer | E2 | Utility - Cost of Equipment | 0.33679 | 0.33679 | 0.33679 | 0.33679 | 0.33679 | 0.33679 | 0.33679 | 0.33679 | 0.33679 | 0.33679 | 0.33679 | 0.33679 | 0.33679 | 0.33679 | 0.33679 | 0.33679 | 0.33679 | 0.33679 | 0.33679 | 0.33679 | 0.33679 | 0.33679 | 0.33679 | 0.33679 | 0.33679 | 0.33679 | 0.33679
F4_Commercial_Restaurant_New_Food Preparation_Natural Gas_Fryer_E3 | F4 | Commercial | Restaurant | New | Food Preparation | Natural Gas | Fryer | E3 | Utility - Cost of Equipment | 0 | 0 | 0 | 0 | 0 | 0 | 0 | 0 | 0 | 0 | 0 | 0 | 0 | 0 | 0 | 0 | 0 | 0 | 0 | 0 | 0 | 0 | 0 | 0 | 0 | 0 | 0
F4_Commercial_Restaurant_New_Food Preparation_Natural Gas_Fryer_E4 | F4 | Commercial | Restaurant | New | Food Preparation | Natural Gas | Fryer | E4 | Utility - Cost of Equipment | 0 | 0 | 0 | 0 | 0 | 0 | 0 | 0 | 0 | 0 | 0 | 0 | 0 | 0 | 0 | 0 | 0 | 0 | 0 | 0 | 0 | 0 | 0 | 0 | 0 | 0 | 0
F4_Commercial_Restaurant_New_Food Preparation_Natural Gas_Fryer_E5 | F4 | Commercial | Restaurant | New | Food Preparation | Natural Gas | Fryer | E5 | Utility - Cost of Equipment | 0 | 0 | 0 | 0 | 0 | 0 | 0 | 0 | 0 | 0 | 0 | 0 | 0 | 0 | 0 | 0 | 0 | 0 | 0 | 0 | 0 | 0 | 0 | 0 | 0 | 0 | 0
F4_Commercial_Restaurant_New_Food Preparation_Natural Gas_Fryer_E6 | F4 | Commercial | Restaurant | New | Food Preparation | Natural Gas | Fryer | E6 | Utility - Cost of Equipment | 0 | 0 | 0 | 0 | 0 | 0 | 0 | 0 | 0 | 0 | 0 | 0 | 0 | 0 | 0 | 0 | 0 | 0 | 0 | 0 | 0 | 0 | 0 | 0 | 0 | 0 | 0
F4_Commercial_Restaurant_New_Food Preparation_Natural Gas_Fryer_E7 | F4 | Commercial | Restaurant | New | Food Preparation | Natural Gas | Fryer | E7 | Utility - Cost of Equipment | 0 | 0 | 0 | 0 | 0 | 0 | 0 | 0 | 0 | 0 | 0 | 0 | 0 | 0 | 0 | 0 | 0 | 0 | 0 | 0 | 0 | 0 | 0 | 0 | 0 | 0 | 0
F4_Commercial_Restaurant_New_Food Preparation_Natural Gas_Fryer_E8 | F4 | Commercial | Restaurant | New | Food Preparation | Natural Gas | Fryer | E8 | Utility - Cost of Equipment | 0 | 0 | 0 | 0 | 0 | 0 | 0 | 0 | 0 | 0 | 0 | 0 | 0 | 0 | 0 | 0 | 0 | 0 | 0 | 0 | 0 | 0 | 0 | 0 | 0 | 0 | 0
F4_Commercial_Restaurant_New_Food Preparation_Natural Gas_Fryer_E9 | F4 | Commercial | Restaurant | New | Food Preparation | Natural Gas | Fryer | E9 | Utility - Cost of Equipment | 0 | 0 | 0 | 0 | 0 | 0 | 0 | 0 | 0 | 0 | 0 | 0 | 0 | 0 | 0 | 0 | 0 | 0 | 0 | 0 | 0 | 0 | 0 | 0 | 0 | 0 | 0
F4_Commercial_Restaurant_New_Food Preparation_Natural Gas_Fryer_E10 | F4 | Commercial | Restaurant | New | Food Preparation | Natural Gas | Fryer | E10 | Utility - Cost of Equipment | 0 | 0 | 0 | 0 | 0 | 0 | 0 | 0 | 0 | 0 | 0 | 0 | 0 | 0 | 0 | 0 | 0 | 0 | 0 | 0 | 0 | 0 | 0 | 0 | 0 | 0 | 0
F5_Commercial_Restaurant_New_Food Preparation_Natural Gas_Fryer_E1 | F5 | Commercial | Restaurant | New | Food Preparation | Natural Gas | Fryer | E1 | Utility - Cost of Operation | 0.68821 | 0 | 0 | 0 | 0 | 0 | 0 | 0 | 0 | 0 | 0 | 0 | 0 | 0 | 0 | 0 | 0 | 0 | 0 | 0 | 0 | 0 | 0 | 0 | 0 | 0 | 0
F5_Commercial_Restaurant_New_Food Preparation_Natural Gas_Fryer_E2 | F5 | Commercial | Restaurant | New | Food Preparation | Natural Gas | Fryer | E2 | Utility - Cost of Operation | 0.42538 | 0.41816 | 0.4111 | 0.40422 | 0.40361 | 0.40707 | 0.41312 | 0.42057 | 0.42863 | 0.43687 | 0.44543 | 0.45381 | 0.46121 | 0.46609 | 0.46757 | 0.46505 | 0.45838 | 0.44834 | 0.43537 | 0.42003 | 0.40209 | 0.38148 | 0.36316 | 0.35125 | 0.34603 | 0.34773 | 0.34943
F5_Commercial_Restaurant_New_Food Preparation_Natural Gas_Fryer_E3 | F5 | Commercial | Restaurant | New | Food Preparation | Natural Gas | Fryer | E3 | Utility - Cost of Operation | 0 | 0 | 0 | 0 | 0 | 0 | 0 | 0 | 0 | 0 | 0 | 0 | 0 | 0 | 0 | 0 | 0 | 0 | 0 | 0 | 0 | 0 | 0 | 0 | 0 | 0 | 0
F5_Commercial_Restaurant_New_Food Preparation_Natural Gas_Fryer_E4 | F5 | Commercial | Restaurant | New | Food Preparation | Natural Gas | Fryer | E4 | Utility - Cost of Operation | 0 | 0 | 0 | 0 | 0 | 0 | 0 | 0 | 0 | 0 | 0 | 0 | 0 | 0 | 0 | 0 | 0 | 0 | 0 | 0 | 0 | 0 | 0 | 0 | 0 | 0 | 0
F5_Commercial_Restaurant_New_Food Preparation_Natural Gas_Fryer_E5 | F5 | Commercial | Restaurant | New | Food Preparation | Natural Gas | Fryer | E5 | Utility - Cost of Operation | 0 | 0 | 0 | 0 | 0 | 0 | 0 | 0 | 0 | 0 | 0 | 0 | 0 | 0 | 0 | 0 | 0 | 0 | 0 | 0 | 0 | 0 | 0 | 0 | 0 | 0 | 0
F5_Commercial_Restaurant_New_Food Preparation_Natural Gas_Fryer_E6 | F5 | Commercial | Restaurant | New | Food Preparation | Natural Gas | Fryer | E6 | Utility - Cost of Operation | 0 | 0 | 0 | 0 | 0 | 0 | 0 | 0 | 0 | 0 | 0 | 0 | 0 | 0 | 0 | 0 | 0 | 0 | 0 | 0 | 0 | 0 | 0 | 0 | 0 | 0 | 0
F5_Commercial_Restaurant_New_Food Preparation_Natural Gas_Fryer_E7 | F5 | Commercial | Restaurant | New | Food Preparation | Natural Gas | Fryer | E7 | Utility - Cost of Operation | 0 | 0 | 0 | 0 | 0 | 0 | 0 | 0 | 0 | 0 | 0 | 0 | 0 | 0 | 0 | 0 | 0 | 0 | 0 | 0 | 0 | 0 | 0 | 0 | 0 | 0 | 0
F5_Commercial_Restaurant_New_Food Preparation_Natural Gas_Fryer_E8 | F5 | Commercial | Restaurant | New | Food Preparation | Natural Gas | Fryer | E8 | Utility - Cost of Operation | 0 | 0 | 0 | 0 | 0 | 0 | 0 | 0 | 0 | 0 | 0 | 0 | 0 | 0 | 0 | 0 | 0 | 0 | 0 | 0 | 0 | 0 | 0 | 0 | 0 | 0 | 0
F5_Commercial_Restaurant_New_Food Preparation_Natural Gas_Fryer_E9 | F5 | Commercial | Restaurant | New | Food Preparation | Natural Gas | Fryer | E9 | Utility - Cost of Operation | 0 | 0 | 0 | 0 | 0 | 0 | 0 | 0 | 0 | 0 | 0 | 0 | 0 | 0 | 0 | 0 | 0 | 0 | 0 | 0 | 0 | 0 | 0 | 0 | 0 | 0 | 0
F5_Commercial_Restaurant_New_Food Preparation_Natural Gas_Fryer_E10 | F5 | Commercial | Restaurant | New | Food Preparation | Natural Gas | Fryer | E10 | Utility - Cost of Operation | 0 | 0 | 0 | 0 | 0 | 0 | 0 | 0 | 0 | 0 | 0 | 0 | 0 | 0 | 0 | 0 | 0 | 0 | 0 | 0 | 0 | 0 | 0 | 0 | 0 | 0 | 0
F6_Commercial_Restaurant_New_Food Preparation_Natural Gas_Fryer_E1 | F6 | Commercial | Restaurant | New | Food Preparation | Natural Gas | Fryer | E1 | Utility - Value of Sales | 0 | 0 | 0 | 0 | 0 | 0 | 0 | 0 | 0 | 0 | 0 | 0 | 0 | 0 | 0 | 0 | 0 | 0 | 0 | 0 | 0 | 0 | 0 | 0 | 0 | 0 | 0
F6_Commercial_Restaurant_New_Food Preparation_Natural Gas_Fryer_E2 | F6 | Commercial | Restaurant | New | Food Preparation | Natural Gas | Fryer | E2 | Utility - Value of Sales | 0 | 0 | 0 | 0 | 0 | 0 | 0 | 0 | 0 | 0 | 0 | 0 | 0 | 0 | 0 | 0 | 0 | 0 | 0 | 0 | 0 | 0 | 0 | 0 | 0 | 0 | 0
F6_Commercial_Restaurant_New_Food Preparation_Natural Gas_Fryer_E3 | F6 | Commercial | Restaurant | New | Food Preparation | Natural Gas | Fryer | E3 | Utility - Value of Sales | 0 | 0 | 0 | 0 | 0 | 0 | 0 | 0 | 0 | 0 | 0 | 0 | 0 | 0 | 0 | 0 | 0 | 0 | 0 | 0 | 0 | 0 | 0 | 0 | 0 | 0 | 0
F6_Commercial_Restaurant_New_Food Preparation_Natural Gas_Fryer_E4 | F6 | Commercial | Restaurant | New | Food Preparation | Natural Gas | Fryer | E4 | Utility - Value of Sales | 0 | 0 | 0 | 0 | 0 | 0 | 0 | 0 | 0 | 0 | 0 | 0 | 0 | 0 | 0 | 0 | 0 | 0 | 0 | 0 | 0 | 0 | 0 | 0 | 0 | 0 | 0
F6_Commercial_Restaurant_New_Food Preparation_Natural Gas_Fryer_E5 | F6 | Commercial | Restaurant | New | Food Preparation | Natural Gas | Fryer | E5 | Utility - Value of Sales | 0 | 0 | 0 | 0 | 0 | 0 | 0 | 0 | 0 | 0 | 0 | 0 | 0 | 0 | 0 | 0 | 0 | 0 | 0 | 0 | 0 | 0 | 0 | 0 | 0 | 0 | 0
F6_Commercial_Restaurant_New_Food Preparation_Natural Gas_Fryer_E6 | F6 | Commercial | Restaurant | New | Food Preparation | Natural Gas | Fryer | E6 | Utility - Value of Sales | 0 | 0 | 0 | 0 | 0 | 0 | 0 | 0 | 0 | 0 | 0 | 0 | 0 | 0 | 0 | 0 | 0 | 0 | 0 | 0 | 0 | 0 | 0 | 0 | 0 | 0 | 0
F6_Commercial_Restaurant_New_Food Preparation_Natural Gas_Fryer_E7 | F6 | Commercial | Restaurant | New | Food Preparation | Natural Gas | Fryer | E7 | Utility - Value of Sales | 0 | 0 | 0 | 0 | 0 | 0 | 0 | 0 | 0 | 0 | 0 | 0 | 0 | 0 | 0 | 0 | 0 | 0 | 0 | 0 | 0 | 0 | 0 | 0 | 0 | 0 | 0
F6_Commercial_Restaurant_New_Food Preparation_Natural Gas_Fryer_E8 | F6 | Commercial | Restaurant | New | Food Preparation | Natural Gas | Fryer | E8 | Utility - Value of Sales | 0 | 0 | 0 | 0 | 0 | 0 | 0 | 0 | 0 | 0 | 0 | 0 | 0 | 0 | 0 | 0 | 0 | 0 | 0 | 0 | 0 | 0 | 0 | 0 | 0 | 0 | 0
F6_Commercial_Restaurant_New_Food Preparation_Natural Gas_Fryer_E9 | F6 | Commercial | Restaurant | New | Food Preparation | Natural Gas | Fryer | E9 | Utility - Value of Sales | 0 | 0 | 0 | 0 | 0 | 0 | 0 | 0 | 0 | 0 | 0 | 0 | 0 | 0 | 0 | 0 | 0 | 0 | 0 | 0 | 0 | 0 | 0 | 0 | 0 | 0 | 0
F6_Commercial_Restaurant_New_Food Preparation_Natural Gas_Fryer_E10 | F6 | Commercial | Restaurant | New | Food Preparation | Natural Gas | Fryer | E10 | Utility - Value of Sales | 0 | 0 | 0 | 0 | 0 | 0 | 0 | 0 | 0 | 0 | 0 | 0 | 0 | 0 | 0 | 0 | 0 | 0 | 0 | 0 | 0 | 0 | 0 | 0 | 0 | 0 | 0
F1_Commercial_Restaurant_New_Food Preparation_Natural Gas_Broiler_E1 | F1 | Commercial | Restaurant | New | Food Preparation | Natural Gas | Broiler | E1 | RVT - Cost of Equipment | 0.26234 | 0.26234 | 0.26234 | 0.26234 | 0.26234 | 0.26234 | 0.26234 | 0.26234 | 0.26234 | 0.26234 | 0.26234 | 0.26234 | 0.26234 | 0.26234 | 0.26234 | 0.26234 | 0.26234 | 0.26234 | 0.26234 | 0.26234 | 0.26234 | 0.26234 | 0.26234 | 0.26234 | 0.26234 | 0.26234 | 0.26234
F1_Commercial_Restaurant_New_Food Preparation_Natural Gas_Broiler_E2 | F1 | Commercial | Restaurant | New | Food Preparation | Natural Gas | Broiler | E2 | RVT - Cost of Equipment | 0.36727 | 0.36727 | 0.36727 | 0.36727 | 0.36727 | 0.36727 | 0.36727 | 0.36727 | 0.36727 | 0.36727 | 0.36727 | 0.36727 | 0.36727 | 0.36727 | 0.36727 | 0.36727 | 0.36727 | 0.36727 | 0.36727 | 0.36727 | 0.36727 | 0.36727 | 0.36727 | 0.36727 | 0.36727 | 0.36727 | 0.36727
F1_Commercial_Restaurant_New_Food Preparation_Natural Gas_Broiler_E3 | F1 | Commercial | Restaurant | New | Food Preparation | Natural Gas | Broiler | E3 | RVT - Cost of Equipment | 0 | 0 | 0 | 0 | 0 | 0 | 0 | 0 | 0 | 0 | 0 | 0 | 0 | 0 | 0 | 0 | 0 | 0 | 0 | 0 | 0 | 0 | 0 | 0 | 0 | 0 | 0
F1_Commercial_Restaurant_New_Food Preparation_Natural Gas_Broiler_E4 | F1 | Commercial | Restaurant | New | Food Preparation | Natural Gas | Broiler | E4 | RVT - Cost of Equipment | 0 | 0 | 0 | 0 | 0 | 0 | 0 | 0 | 0 | 0 | 0 | 0 | 0 | 0 | 0 | 0 | 0 | 0 | 0 | 0 | 0 | 0 | 0 | 0 | 0 | 0 | 0
F1_Commercial_Restaurant_New_Food Preparation_Natural Gas_Broiler_E5 | F1 | Commercial | Restaurant | New | Food Preparation | Natural Gas | Broiler | E5 | RVT - Cost of Equipment | 0 | 0 | 0 | 0 | 0 | 0 | 0 | 0 | 0 | 0 | 0 | 0 | 0 | 0 | 0 | 0 | 0 | 0 | 0 | 0 | 0 | 0 | 0 | 0 | 0 | 0 | 0
F1_Commercial_Restaurant_New_Food Preparation_Natural Gas_Broiler_E6 | F1 | Commercial | Restaurant | New | Food Preparation | Natural Gas | Broiler | E6 | RVT - Cost of Equipment | 0 | 0 | 0 | 0 | 0 | 0 | 0 | 0 | 0 | 0 | 0 | 0 | 0 | 0 | 0 | 0 | 0 | 0 | 0 | 0 | 0 | 0 | 0 | 0 | 0 | 0 | 0
F1_Commercial_Restaurant_New_Food Preparation_Natural Gas_Broiler_E7 | F1 | Commercial | Restaurant | New | Food Preparation | Natural Gas | Broiler | E7 | RVT - Cost of Equipment | 0 | 0 | 0 | 0 | 0 | 0 | 0 | 0 | 0 | 0 | 0 | 0 | 0 | 0 | 0 | 0 | 0 | 0 | 0 | 0 | 0 | 0 | 0 | 0 | 0 | 0 | 0
F1_Commercial_Restaurant_New_Food Preparation_Natural Gas_Broiler_E8 | F1 | Commercial | Restaurant | New | Food Preparation | Natural Gas | Broiler | E8 | RVT - Cost of Equipment | 0 | 0 | 0 | 0 | 0 | 0 | 0 | 0 | 0 | 0 | 0 | 0 | 0 | 0 | 0 | 0 | 0 | 0 | 0 | 0 | 0 | 0 | 0 | 0 | 0 | 0 | 0
F1_Commercial_Restaurant_New_Food Preparation_Natural Gas_Broiler_E9 | F1 | Commercial | Restaurant | New | Food Preparation | Natural Gas | Broiler | E9 | RVT - Cost of Equipment | 0 | 0 | 0 | 0 | 0 | 0 | 0 | 0 | 0 | 0 | 0 | 0 | 0 | 0 | 0 | 0 | 0 | 0 | 0 | 0 | 0 | 0 | 0 | 0 | 0 | 0 | 0
F1_Commercial_Restaurant_New_Food Preparation_Natural Gas_Broiler_E10 | F1 | Commercial | Restaurant | New | Food Preparation | Natural Gas | Broiler | E10 | RVT - Cost of Equipment | 0 | 0 | 0 | 0 | 0 | 0 | 0 | 0 | 0 | 0 | 0 | 0 | 0 | 0 | 0 | 0 | 0 | 0 | 0 | 0 | 0 | 0 | 0 | 0 | 0 | 0 | 0
F2_Commercial_Restaurant_New_Food Preparation_Natural Gas_Broiler_E1 | F2 | Commercial | Restaurant | New | Food Preparation | Natural Gas | Broiler | E1 | RVT - Cost of Operation | 0 | 0 | 0 | 0 | 0 | 0 | 0 | 0 | 0 | 0 | 0 | 0 | 0 | 0 | 0 | 0 | 0 | 0 | 0 | 0 | 0 | 0 | 0 | 0 | 0 | 0 | 0
F2_Commercial_Restaurant_New_Food Preparation_Natural Gas_Broiler_E2 | F2 | Commercial | Restaurant | New | Food Preparation | Natural Gas | Broiler | E2 | RVT - Cost of Operation | 0 | 0 | 0 | 0 | 0 | 0 | 0 | 0 | 0 | 0 | 0 | 0 | 0 | 0 | 0 | 0 | 0 | 0 | 0 | 0 | 0 | 0 | 0 | 0 | 0 | 0 | 0
F2_Commercial_Restaurant_New_Food Preparation_Natural Gas_Broiler_E3 | F2 | Commercial | Restaurant | New | Food Preparation | Natural Gas | Broiler | E3 | RVT - Cost of Operation | 0 | 0 | 0 | 0 | 0 | 0 | 0 | 0 | 0 | 0 | 0 | 0 | 0 | 0 | 0 | 0 | 0 | 0 | 0 | 0 | 0 | 0 | 0 | 0 | 0 | 0 | 0
F2_Commercial_Restaurant_New_Food Preparation_Natural Gas_Broiler_E4 | F2 | Commercial | Restaurant | New | Food Preparation | Natural Gas | Broiler | E4 | RVT - Cost of Operation | 0 | 0 | 0 | 0 | 0 | 0 | 0 | 0 | 0 | 0 | 0 | 0 | 0 | 0 | 0 | 0 | 0 | 0 | 0 | 0 | 0 | 0 | 0 | 0 | 0 | 0 | 0
F2_Commercial_Restaurant_New_Food Preparation_Natural Gas_Broiler_E5 | F2 | Commercial | Restaurant | New | Food Preparation | Natural Gas | Broiler | E5 | RVT - Cost of Operation | 0 | 0 | 0 | 0 | 0 | 0 | 0 | 0 | 0 | 0 | 0 | 0 | 0 | 0 | 0 | 0 | 0 | 0 | 0 | 0 | 0 | 0 | 0 | 0 | 0 | 0 | 0
F2_Commercial_Restaurant_New_Food Preparation_Natural Gas_Broiler_E6 | F2 | Commercial | Restaurant | New | Food Preparation | Natural Gas | Broiler | E6 | RVT - Cost of Operation | 0 | 0 | 0 | 0 | 0 | 0 | 0 | 0 | 0 | 0 | 0 | 0 | 0 | 0 | 0 | 0 | 0 | 0 | 0 | 0 | 0 | 0 | 0 | 0 | 0 | 0 | 0
F2_Commercial_Restaurant_New_Food Preparation_Natural Gas_Broiler_E7 | F2 | Commercial | Restaurant | New | Food Preparation | Natural Gas | Broiler | E7 | RVT - Cost of Operation | 0 | 0 | 0 | 0 | 0 | 0 | 0 | 0 | 0 | 0 | 0 | 0 | 0 | 0 | 0 | 0 | 0 | 0 | 0 | 0 | 0 | 0 | 0 | 0 | 0 | 0 | 0
F2_Commercial_Restaurant_New_Food Preparation_Natural Gas_Broiler_E8 | F2 | Commercial | Restaurant | New | Food Preparation | Natural Gas | Broiler | E8 | RVT - Cost of Operation | 0 | 0 | 0 | 0 | 0 | 0 | 0 | 0 | 0 | 0 | 0 | 0 | 0 | 0 | 0 | 0 | 0 | 0 | 0 | 0 | 0 | 0 | 0 | 0 | 0 | 0 | 0
F2_Commercial_Restaurant_New_Food Preparation_Natural Gas_Broiler_E9 | F2 | Commercial | Restaurant | New | Food Preparation | Natural Gas | Broiler | E9 | RVT - Cost of Operation | 0 | 0 | 0 | 0 | 0 | 0 | 0 | 0 | 0 | 0 | 0 | 0 | 0 | 0 | 0 | 0 | 0 | 0 | 0 | 0 | 0 | 0 | 0 | 0 | 0 | 0 | 0
F2_Commercial_Restaurant_New_Food Preparation_Natural Gas_Broiler_E10 | F2 | Commercial | Restaurant | New | Food Preparation | Natural Gas | Broiler | E10 | RVT - Cost of Operation | 0 | 0 | 0 | 0 | 0 | 0 | 0 | 0 | 0 | 0 | 0 | 0 | 0 | 0 | 0 | 0 | 0 | 0 | 0 | 0 | 0 | 0 | 0 | 0 | 0 | 0 | 0
F3_Commercial_Restaurant_New_Food Preparation_Natural Gas_Broiler_E1 | F3 | Commercial | Restaurant | New | Food Preparation | Natural Gas | Broiler | E1 | System - kBTUs of Consumption | 48.2847 | 48.2847 | 48.2847 | 48.2847 | 48.2847 | 48.2847 | 48.2847 | 48.2847 | 48.2847 | 48.2847 | 48.2847 | 48.2847 | 48.2847 | 48.2847 | 48.2847 | 48.2847 | 48.2847 | 48.2847 | 48.2847 | 48.2847 | 48.2847 | 48.2847 | 48.2847 | 48.2847 | 48.2847 | 48.2847 | 48.2847
F3_Commercial_Restaurant_New_Food Preparation_Natural Gas_Broiler_E2 | F3 | Commercial | Restaurant | New | Food Preparation | Natural Gas | Broiler | E2 | System - kBTUs of Consumption | 31.0402 | 31.0402 | 31.0402 | 31.0402 | 31.0402 | 31.0402 | 31.0402 | 31.0402 | 31.0402 | 31.0402 | 31.0402 | 31.0402 | 31.0402 | 31.0402 | 31.0402 | 31.0402 | 31.0402 | 31.0402 | 31.0402 | 31.0402 | 31.0402 | 31.0402 | 31.0402 | 31.0402 | 31.0402 | 31.0402 | 31.0402
F3_Commercial_Restaurant_New_Food Preparation_Natural Gas_Broiler_E3 | F3 | Commercial | Restaurant | New | Food Preparation | Natural Gas | Broiler | E3 | System - kBTUs of Consumption | 0 | 0 | 0 | 0 | 0 | 0 | 0 | 0 | 0 | 0 | 0 | 0 | 0 | 0 | 0 | 0 | 0 | 0 | 0 | 0 | 0 | 0 | 0 | 0 | 0 | 0 | 0
F3_Commercial_Restaurant_New_Food Preparation_Natural Gas_Broiler_E4 | F3 | Commercial | Restaurant | New | Food Preparation | Natural Gas | Broiler | E4 | System - kBTUs of Consumption | 0 | 0 | 0 | 0 | 0 | 0 | 0 | 0 | 0 | 0 | 0 | 0 | 0 | 0 | 0 | 0 | 0 | 0 | 0 | 0 | 0 | 0 | 0 | 0 | 0 | 0 | 0
F3_Commercial_Restaurant_New_Food Preparation_Natural Gas_Broiler_E5 | F3 | Commercial | Restaurant | New | Food Preparation | Natural Gas | Broiler | E5 | System - kBTUs of Consumption | 0 | 0 | 0 | 0 | 0 | 0 | 0 | 0 | 0 | 0 | 0 | 0 | 0 | 0 | 0 | 0 | 0 | 0 | 0 | 0 | 0 | 0 | 0 | 0 | 0 | 0 | 0
F3_Commercial_Restaurant_New_Food Preparation_Natural Gas_Broiler_E6 | F3 | Commercial | Restaurant | New | Food Preparation | Natural Gas | Broiler | E6 | System - kBTUs of Consumption | 0 | 0 | 0 | 0 | 0 | 0 | 0 | 0 | 0 | 0 | 0 | 0 | 0 | 0 | 0 | 0 | 0 | 0 | 0 | 0 | 0 | 0 | 0 | 0 | 0 | 0 | 0
F3_Commercial_Restaurant_New_Food Preparation_Natural Gas_Broiler_E7 | F3 | Commercial | Restaurant | New | Food Preparation | Natural Gas | Broiler | E7 | System - kBTUs of Consumption | 0 | 0 | 0 | 0 | 0 | 0 | 0 | 0 | 0 | 0 | 0 | 0 | 0 | 0 | 0 | 0 | 0 | 0 | 0 | 0 | 0 | 0 | 0 | 0 | 0 | 0 | 0
F3_Commercial_Restaurant_New_Food Preparation_Natural Gas_Broiler_E8 | F3 | Commercial | Restaurant | New | Food Preparation | Natural Gas | Broiler | E8 | System - kBTUs of Consumption | 0 | 0 | 0 | 0 | 0 | 0 | 0 | 0 | 0 | 0 | 0 | 0 | 0 | 0 | 0 | 0 | 0 | 0 | 0 | 0 | 0 | 0 | 0 | 0 | 0 | 0 | 0
F3_Commercial_Restaurant_New_Food Preparation_Natural Gas_Broiler_E9 | F3 | Commercial | Restaurant | New | Food Preparation | Natural Gas | Broiler | E9 | System - kBTUs of Consumption | 0 | 0 | 0 | 0 | 0 | 0 | 0 | 0 | 0 | 0 | 0 | 0 | 0 | 0 | 0 | 0 | 0 | 0 | 0 | 0 | 0 | 0 | 0 | 0 | 0 | 0 | 0
F3_Commercial_Restaurant_New_Food Preparation_Natural Gas_Broiler_E10 | F3 | Commercial | Restaurant | New | Food Preparation | Natural Gas | Broiler | E10 | System - kBTUs of Consumption | 0 | 0 | 0 | 0 | 0 | 0 | 0 | 0 | 0 | 0 | 0 | 0 | 0 | 0 | 0 | 0 | 0 | 0 | 0 | 0 | 0 | 0 | 0 | 0 | 0 | 0 | 0
F4_Commercial_Restaurant_New_Food Preparation_Natural Gas_Broiler_E1 | F4 | Commercial | Restaurant | New | Food Preparation | Natural Gas | Broiler | E1 | Utility - Cost of Equipment | 0.26234 | 0.26234 | 0.26234 | 0.26234 | 0.26234 | 0.26234 | 0.26234 | 0.26234 | 0.26234 | 0.26234 | 0.26234 | 0.26234 | 0.26234 | 0.26234 | 0.26234 | 0.26234 | 0.26234 | 0.26234 | 0.26234 | 0.26234 | 0.26234 | 0.26234 | 0.26234 | 0.26234 | 0.26234 | 0.26234 | 0.26234
F4_Commercial_Restaurant_New_Food Preparation_Natural Gas_Broiler_E2 | F4 | Commercial | Restaurant | New | Food Preparation | Natural Gas | Broiler | E2 | Utility - Cost of Equipment | 0.36727 | 0.36727 | 0.36727 | 0.36727 | 0.36727 | 0.36727 | 0.36727 | 0.36727 | 0.36727 | 0.36727 | 0.36727 | 0.36727 | 0.36727 | 0.36727 | 0.36727 | 0.36727 | 0.36727 | 0.36727 | 0.36727 | 0.36727 | 0.36727 | 0.36727 | 0.36727 | 0.36727 | 0.36727 | 0.36727 | 0.36727
F4_Commercial_Restaurant_New_Food Preparation_Natural Gas_Broiler_E3 | F4 | Commercial | Restaurant | New | Food Preparation | Natural Gas | Broiler | E3 | Utility - Cost of Equipment | 0 | 0 | 0 | 0 | 0 | 0 | 0 | 0 | 0 | 0 | 0 | 0 | 0 | 0 | 0 | 0 | 0 | 0 | 0 | 0 | 0 | 0 | 0 | 0 | 0 | 0 | 0
F4_Commercial_Restaurant_New_Food Preparation_Natural Gas_Broiler_E4 | F4 | Commercial | Restaurant | New | Food Preparation | Natural Gas | Broiler | E4 | Utility - Cost of Equipment | 0 | 0 | 0 | 0 | 0 | 0 | 0 | 0 | 0 | 0 | 0 | 0 | 0 | 0 | 0 | 0 | 0 | 0 | 0 | 0 | 0 | 0 | 0 | 0 | 0 | 0 | 0
F4_Commercial_Restaurant_New_Food Preparation_Natural Gas_Broiler_E5 | F4 | Commercial | Restaurant | New | Food Preparation | Natural Gas | Broiler | E5 | Utility - Cost of Equipment | 0 | 0 | 0 | 0 | 0 | 0 | 0 | 0 | 0 | 0 | 0 | 0 | 0 | 0 | 0 | 0 | 0 | 0 | 0 | 0 | 0 | 0 | 0 | 0 | 0 | 0 | 0
F4_Commercial_Restaurant_New_Food Preparation_Natural Gas_Broiler_E6 | F4 | Commercial | Restaurant | New | Food Preparation | Natural Gas | Broiler | E6 | Utility - Cost of Equipment | 0 | 0 | 0 | 0 | 0 | 0 | 0 | 0 | 0 | 0 | 0 | 0 | 0 | 0 | 0 | 0 | 0 | 0 | 0 | 0 | 0 | 0 | 0 | 0 | 0 | 0 | 0
F4_Commercial_Restaurant_New_Food Preparation_Natural Gas_Broiler_E7 | F4 | Commercial | Restaurant | New | Food Preparation | Natural Gas | Broiler | E7 | Utility - Cost of Equipment | 0 | 0 | 0 | 0 | 0 | 0 | 0 | 0 | 0 | 0 | 0 | 0 | 0 | 0 | 0 | 0 | 0 | 0 | 0 | 0 | 0 | 0 | 0 | 0 | 0 | 0 | 0
F4_Commercial_Restaurant_New_Food Preparation_Natural Gas_Broiler_E8 | F4 | Commercial | Restaurant | New | Food Preparation | Natural Gas | Broiler | E8 | Utility - Cost of Equipment | 0 | 0 | 0 | 0 | 0 | 0 | 0 | 0 | 0 | 0 | 0 | 0 | 0 | 0 | 0 | 0 | 0 | 0 | 0 | 0 | 0 | 0 | 0 | 0 | 0 | 0 | 0
F4_Commercial_Restaurant_New_Food Preparation_Natural Gas_Broiler_E9 | F4 | Commercial | Restaurant | New | Food Preparation | Natural Gas | Broiler | E9 | Utility - Cost of Equipment | 0 | 0 | 0 | 0 | 0 | 0 | 0 | 0 | 0 | 0 | 0 | 0 | 0 | 0 | 0 | 0 | 0 | 0 | 0 | 0 | 0 | 0 | 0 | 0 | 0 | 0 | 0
F4_Commercial_Restaurant_New_Food Preparation_Natural Gas_Broiler_E10 | F4 | Commercial | Restaurant | New | Food Preparation | Natural Gas | Broiler | E10 | Utility - Cost of Equipment | 0 | 0 | 0 | 0 | 0 | 0 | 0 | 0 | 0 | 0 | 0 | 0 | 0 | 0 | 0 | 0 | 0 | 0 | 0 | 0 | 0 | 0 | 0 | 0 | 0 | 0 | 0
F5_Commercial_Restaurant_New_Food Preparation_Natural Gas_Broiler_E1 | F5 | Commercial | Restaurant | New | Food Preparation | Natural Gas | Broiler | E1 | Utility - Cost of Operation | 0.65903 | 0.65198 | 0.64518 | 0.63867 | 0.64027 | 0.64718 | 0.65722 | 0.66841 | 0.67919 | 0.68838 | 0.69587 | 0.70123 | 0.70427 | 0.70393 | 0.70011 | 0.69278 | 0.68205 | 0.66853 | 0.65237 | 0.63317 | 0.61065 | 0.5847 | 0.56169 | 0.5469 | 0.54069 | 0.54334 | 0.546
F5_Commercial_Restaurant_New_Food Preparation_Natural Gas_Broiler_E2 | F5 | Commercial | Restaurant | New | Food Preparation | Natural Gas | Broiler | E2 | Utility - Cost of Operation | 0.42366 | 0.41913 | 0.41476 | 0.41057 | 0.4116 | 0.41605 | 0.4225 | 0.42969 | 0.43662 | 0.44253 | 0.44734 | 0.45079 | 0.45274 | 0.45252 | 0.45007 | 0.44536 | 0.43846 | 0.42977 | 0.41938 | 0.40704 | 0.39256 | 0.37588 | 0.36109 | 0.35158 | 0.34758 | 0.34929 | 0.351
F5_Commercial_Restaurant_New_Food Preparation_Natural Gas_Broiler_E3 | F5 | Commercial | Restaurant | New | Food Preparation | Natural Gas | Broiler | E3 | Utility - Cost of Operation | 0 | 0 | 0 | 0 | 0 | 0 | 0 | 0 | 0 | 0 | 0 | 0 | 0 | 0 | 0 | 0 | 0 | 0 | 0 | 0 | 0 | 0 | 0 | 0 | 0 | 0 | 0
F5_Commercial_Restaurant_New_Food Preparation_Natural Gas_Broiler_E4 | F5 | Commercial | Restaurant | New | Food Preparation | Natural Gas | Broiler | E4 | Utility - Cost of Operation | 0 | 0 | 0 | 0 | 0 | 0 | 0 | 0 | 0 | 0 | 0 | 0 | 0 | 0 | 0 | 0 | 0 | 0 | 0 | 0 | 0 | 0 | 0 | 0 | 0 | 0 | 0
F5_Commercial_Restaurant_New_Food Preparation_Natural Gas_Broiler_E5 | F5 | Commercial | Restaurant | New | Food Preparation | Natural Gas | Broiler | E5 | Utility - Cost of Operation | 0 | 0 | 0 | 0 | 0 | 0 | 0 | 0 | 0 | 0 | 0 | 0 | 0 | 0 | 0 | 0 | 0 | 0 | 0 | 0 | 0 | 0 | 0 | 0 | 0 | 0 | 0
F5_Commercial_Restaurant_New_Food Preparation_Natural Gas_Broiler_E6 | F5 | Commercial | Restaurant | New | Food Preparation | Natural Gas | Broiler | E6 | Utility - Cost of Operation | 0 | 0 | 0 | 0 | 0 | 0 | 0 | 0 | 0 | 0 | 0 | 0 | 0 | 0 | 0 | 0 | 0 | 0 | 0 | 0 | 0 | 0 | 0 | 0 | 0 | 0 | 0
F5_Commercial_Restaurant_New_Food Preparation_Natural Gas_Broiler_E7 | F5 | Commercial | Restaurant | New | Food Preparation | Natural Gas | Broiler | E7 | Utility - Cost of Operation | 0 | 0 | 0 | 0 | 0 | 0 | 0 | 0 | 0 | 0 | 0 | 0 | 0 | 0 | 0 | 0 | 0 | 0 | 0 | 0 | 0 | 0 | 0 | 0 | 0 | 0 | 0
F5_Commercial_Restaurant_New_Food Preparation_Natural Gas_Broiler_E8 | F5 | Commercial | Restaurant | New | Food Preparation | Natural Gas | Broiler | E8 | Utility - Cost of Operation | 0 | 0 | 0 | 0 | 0 | 0 | 0 | 0 | 0 | 0 | 0 | 0 | 0 | 0 | 0 | 0 | 0 | 0 | 0 | 0 | 0 | 0 | 0 | 0 | 0 | 0 | 0
F5_Commercial_Restaurant_New_Food Preparation_Natural Gas_Broiler_E9 | F5 | Commercial | Restaurant | New | Food Preparation | Natural Gas | Broiler | E9 | Utility - Cost of Operation | 0 | 0 | 0 | 0 | 0 | 0 | 0 | 0 | 0 | 0 | 0 | 0 | 0 | 0 | 0 | 0 | 0 | 0 | 0 | 0 | 0 | 0 | 0 | 0 | 0 | 0 | 0
F5_Commercial_Restaurant_New_Food Preparation_Natural Gas_Broiler_E10 | F5 | Commercial | Restaurant | New | Food Preparation | Natural Gas | Broiler | E10 | Utility - Cost of Operation | 0 | 0 | 0 | 0 | 0 | 0 | 0 | 0 | 0 | 0 | 0 | 0 | 0 | 0 | 0 | 0 | 0 | 0 | 0 | 0 | 0 | 0 | 0 | 0 | 0 | 0 | 0
F6_Commercial_Restaurant_New_Food Preparation_Natural Gas_Broiler_E1 | F6 | Commercial | Restaurant | New | Food Preparation | Natural Gas | Broiler | E1 | Utility - Value of Sales | 0 | 0 | 0 | 0 | 0 | 0 | 0 | 0 | 0 | 0 | 0 | 0 | 0 | 0 | 0 | 0 | 0 | 0 | 0 | 0 | 0 | 0 | 0 | 0 | 0 | 0 | 0
F6_Commercial_Restaurant_New_Food Preparation_Natural Gas_Broiler_E2 | F6 | Commercial | Restaurant | New | Food Preparation | Natural Gas | Broiler | E2 | Utility - Value of Sales | 0 | 0 | 0 | 0 | 0 | 0 | 0 | 0 | 0 | 0 | 0 | 0 | 0 | 0 | 0 | 0 | 0 | 0 | 0 | 0 | 0 | 0 | 0 | 0 | 0 | 0 | 0
F6_Commercial_Restaurant_New_Food Preparation_Natural Gas_Broiler_E3 | F6 | Commercial | Restaurant | New | Food Preparation | Natural Gas | Broiler | E3 | Utility - Value of Sales | 0 | 0 | 0 | 0 | 0 | 0 | 0 | 0 | 0 | 0 | 0 | 0 | 0 | 0 | 0 | 0 | 0 | 0 | 0 | 0 | 0 | 0 | 0 | 0 | 0 | 0 | 0
F6_Commercial_Restaurant_New_Food Preparation_Natural Gas_Broiler_E4 | F6 | Commercial | Restaurant | New | Food Preparation | Natural Gas | Broiler | E4 | Utility - Value of Sales | 0 | 0 | 0 | 0 | 0 | 0 | 0 | 0 | 0 | 0 | 0 | 0 | 0 | 0 | 0 | 0 | 0 | 0 | 0 | 0 | 0 | 0 | 0 | 0 | 0 | 0 | 0
F6_Commercial_Restaurant_New_Food Preparation_Natural Gas_Broiler_E5 | F6 | Commercial | Restaurant | New | Food Preparation | Natural Gas | Broiler | E5 | Utility - Value of Sales | 0 | 0 | 0 | 0 | 0 | 0 | 0 | 0 | 0 | 0 | 0 | 0 | 0 | 0 | 0 | 0 | 0 | 0 | 0 | 0 | 0 | 0 | 0 | 0 | 0 | 0 | 0
F6_Commercial_Restaurant_New_Food Preparation_Natural Gas_Broiler_E6 | F6 | Commercial | Restaurant | New | Food Preparation | Natural Gas | Broiler | E6 | Utility - Value of Sales | 0 | 0 | 0 | 0 | 0 | 0 | 0 | 0 | 0 | 0 | 0 | 0 | 0 | 0 | 0 | 0 | 0 | 0 | 0 | 0 | 0 | 0 | 0 | 0 | 0 | 0 | 0
F6_Commercial_Restaurant_New_Food Preparation_Natural Gas_Broiler_E7 | F6 | Commercial | Restaurant | New | Food Preparation | Natural Gas | Broiler | E7 | Utility - Value of Sales | 0 | 0 | 0 | 0 | 0 | 0 | 0 | 0 | 0 | 0 | 0 | 0 | 0 | 0 | 0 | 0 | 0 | 0 | 0 | 0 | 0 | 0 | 0 | 0 | 0 | 0 | 0
F6_Commercial_Restaurant_New_Food Preparation_Natural Gas_Broiler_E8 | F6 | Commercial | Restaurant | New | Food Preparation | Natural Gas | Broiler | E8 | Utility - Value of Sales | 0 | 0 | 0 | 0 | 0 | 0 | 0 | 0 | 0 | 0 | 0 | 0 | 0 | 0 | 0 | 0 | 0 | 0 | 0 | 0 | 0 | 0 | 0 | 0 | 0 | 0 | 0
F6_Commercial_Restaurant_New_Food Preparation_Natural Gas_Broiler_E9 | F6 | Commercial | Restaurant | New | Food Preparation | Natural Gas | Broiler | E9 | Utility - Value of Sales | 0 | 0 | 0 | 0 | 0 | 0 | 0 | 0 | 0 | 0 | 0 | 0 | 0 | 0 | 0 | 0 | 0 | 0 | 0 | 0 | 0 | 0 | 0 | 0 | 0 | 0 | 0
F6_Commercial_Restaurant_New_Food Preparation_Natural Gas_Broiler_E10 | F6 | Commercial | Restaurant | New | Food Preparation | Natural Gas | Broiler | E10 | Utility - Value of Sales | 0 | 0 | 0 | 0 | 0 | 0 | 0 | 0 | 0 | 0 | 0 | 0 | 0 | 0 | 0 | 0 | 0 | 0 | 0 | 0 | 0 | 0 | 0 | 0 | 0 | 0 | 0
F1_Commercial_Restaurant_New_Food Preparation_Natural Gas_Griddle_E1 | F1 | Commercial | Restaurant | New | Food Preparation | Natural Gas | Griddle | E1 | RVT - Cost of Equipment | 0.20324 | 0.20324 | 0.20324 | 0.20324 | 0.20324 | 0.20324 | 0.20324 | 0.20324 | 0.20324 | 0.20324 | 0.20324 | 0.20324 | 0.20324 | 0.20324 | 0.20324 | 0.20324 | 0.20324 | 0.20324 | 0.20324 | 0.20324 | 0.20324 | 0.20324 | 0.20324 | 0.20324 | 0.20324 | 0.20324 | 0.20324
F1_Commercial_Restaurant_New_Food Preparation_Natural Gas_Griddle_E2 | F1 | Commercial | Restaurant | New | Food Preparation | Natural Gas | Griddle | E2 | RVT - Cost of Equipment | 0.25258 | 0.25258 | 0.25258 | 0.25258 | 0.25258 | 0.25258 | 0.25258 | 0.25258 | 0.25258 | 0.25258 | 0.25258 | 0.25258 | 0.25258 | 0.25258 | 0.25258 | 0.25258 | 0.25258 | 0.25258 | 0.25258 | 0.25258 | 0.25258 | 0.25258 | 0.25258 | 0.25258 | 0.25258 | 0.25258 | 0.25258
F1_Commercial_Restaurant_New_Food Preparation_Natural Gas_Griddle_E3 | F1 | Commercial | Restaurant | New | Food Preparation | Natural Gas | Griddle | E3 | RVT - Cost of Equipment | 0 | 0 | 0 | 0 | 0 | 0 | 0 | 0 | 0 | 0 | 0 | 0 | 0 | 0 | 0 | 0 | 0 | 0 | 0 | 0 | 0 | 0 | 0 | 0 | 0 | 0 | 0
F1_Commercial_Restaurant_New_Food Preparation_Natural Gas_Griddle_E4 | F1 | Commercial | Restaurant | New | Food Preparation | Natural Gas | Griddle | E4 | RVT - Cost of Equipment | 0 | 0 | 0 | 0 | 0 | 0 | 0 | 0 | 0 | 0 | 0 | 0 | 0 | 0 | 0 | 0 | 0 | 0 | 0 | 0 | 0 | 0 | 0 | 0 | 0 | 0 | 0
F1_Commercial_Restaurant_New_Food Preparation_Natural Gas_Griddle_E5 | F1 | Commercial | Restaurant | New | Food Preparation | Natural Gas | Griddle | E5 | RVT - Cost of Equipment | 0 | 0 | 0 | 0 | 0 | 0 | 0 | 0 | 0 | 0 | 0 | 0 | 0 | 0 | 0 | 0 | 0 | 0 | 0 | 0 | 0 | 0 | 0 | 0 | 0 | 0 | 0
F1_Commercial_Restaurant_New_Food Preparation_Natural Gas_Griddle_E6 | F1 | Commercial | Restaurant | New | Food Preparation | Natural Gas | Griddle | E6 | RVT - Cost of Equipment | 0 | 0 | 0 | 0 | 0 | 0 | 0 | 0 | 0 | 0 | 0 | 0 | 0 | 0 | 0 | 0 | 0 | 0 | 0 | 0 | 0 | 0 | 0 | 0 | 0 | 0 | 0
F1_Commercial_Restaurant_New_Food Preparation_Natural Gas_Griddle_E7 | F1 | Commercial | Restaurant | New | Food Preparation | Natural Gas | Griddle | E7 | RVT - Cost of Equipment | 0 | 0 | 0 | 0 | 0 | 0 | 0 | 0 | 0 | 0 | 0 | 0 | 0 | 0 | 0 | 0 | 0 | 0 | 0 | 0 | 0 | 0 | 0 | 0 | 0 | 0 | 0
F1_Commercial_Restaurant_New_Food Preparation_Natural Gas_Griddle_E8 | F1 | Commercial | Restaurant | New | Food Preparation | Natural Gas | Griddle | E8 | RVT - Cost of Equipment | 0 | 0 | 0 | 0 | 0 | 0 | 0 | 0 | 0 | 0 | 0 | 0 | 0 | 0 | 0 | 0 | 0 | 0 | 0 | 0 | 0 | 0 | 0 | 0 | 0 | 0 | 0
F1_Commercial_Restaurant_New_Food Preparation_Natural Gas_Griddle_E9 | F1 | Commercial | Restaurant | New | Food Preparation | Natural Gas | Griddle | E9 | RVT - Cost of Equipment | 0 | 0 | 0 | 0 | 0 | 0 | 0 | 0 | 0 | 0 | 0 | 0 | 0 | 0 | 0 | 0 | 0 | 0 | 0 | 0 | 0 | 0 | 0 | 0 | 0 | 0 | 0
F1_Commercial_Restaurant_New_Food Preparation_Natural Gas_Griddle_E10 | F1 | Commercial | Restaurant | New | Food Preparation | Natural Gas | Griddle | E10 | RVT - Cost of Equipment | 0 | 0 | 0 | 0 | 0 | 0 | 0 | 0 | 0 | 0 | 0 | 0 | 0 | 0 | 0 | 0 | 0 | 0 | 0 | 0 | 0 | 0 | 0 | 0 | 0 | 0 | 0
F2_Commercial_Restaurant_New_Food Preparation_Natural Gas_Griddle_E1 | F2 | Commercial | Restaurant | New | Food Preparation | Natural Gas | Griddle | E1 | RVT - Cost of Operation | 0 | 0 | 0 | 0 | 0 | 0 | 0 | 0 | 0 | 0 | 0 | 0 | 0 | 0 | 0 | 0 | 0 | 0 | 0 | 0 | 0 | 0 | 0 | 0 | 0 | 0 | 0
F2_Commercial_Restaurant_New_Food Preparation_Natural Gas_Griddle_E2 | F2 | Commercial | Restaurant | New | Food Preparation | Natural Gas | Griddle | E2 | RVT - Cost of Operation | 0 | 0 | 0 | 0 | 0 | 0 | 0 | 0 | 0 | 0 | 0 | 0 | 0 | 0 | 0 | 0 | 0 | 0 | 0 | 0 | 0 | 0 | 0 | 0 | 0 | 0 | 0
F2_Commercial_Restaurant_New_Food Preparation_Natural Gas_Griddle_E3 | F2 | Commercial | Restaurant | New | Food Preparation | Natural Gas | Griddle | E3 | RVT - Cost of Operation | 0 | 0 | 0 | 0 | 0 | 0 | 0 | 0 | 0 | 0 | 0 | 0 | 0 | 0 | 0 | 0 | 0 | 0 | 0 | 0 | 0 | 0 | 0 | 0 | 0 | 0 | 0
F2_Commercial_Restaurant_New_Food Preparation_Natural Gas_Griddle_E4 | F2 | Commercial | Restaurant | New | Food Preparation | Natural Gas | Griddle | E4 | RVT - Cost of Operation | 0 | 0 | 0 | 0 | 0 | 0 | 0 | 0 | 0 | 0 | 0 | 0 | 0 | 0 | 0 | 0 | 0 | 0 | 0 | 0 | 0 | 0 | 0 | 0 | 0 | 0 | 0
F2_Commercial_Restaurant_New_Food Preparation_Natural Gas_Griddle_E5 | F2 | Commercial | Restaurant | New | Food Preparation | Natural Gas | Griddle | E5 | RVT - Cost of Operation | 0 | 0 | 0 | 0 | 0 | 0 | 0 | 0 | 0 | 0 | 0 | 0 | 0 | 0 | 0 | 0 | 0 | 0 | 0 | 0 | 0 | 0 | 0 | 0 | 0 | 0 | 0
F2_Commercial_Restaurant_New_Food Preparation_Natural Gas_Griddle_E6 | F2 | Commercial | Restaurant | New | Food Preparation | Natural Gas | Griddle | E6 | RVT - Cost of Operation | 0 | 0 | 0 | 0 | 0 | 0 | 0 | 0 | 0 | 0 | 0 | 0 | 0 | 0 | 0 | 0 | 0 | 0 | 0 | 0 | 0 | 0 | 0 | 0 | 0 | 0 | 0
F2_Commercial_Restaurant_New_Food Preparation_Natural Gas_Griddle_E7 | F2 | Commercial | Restaurant | New | Food Preparation | Natural Gas | Griddle | E7 | RVT - Cost of Operation | 0 | 0 | 0 | 0 | 0 | 0 | 0 | 0 | 0 | 0 | 0 | 0 | 0 | 0 | 0 | 0 | 0 | 0 | 0 | 0 | 0 | 0 | 0 | 0 | 0 | 0 | 0
F2_Commercial_Restaurant_New_Food Preparation_Natural Gas_Griddle_E8 | F2 | Commercial | Restaurant | New | Food Preparation | Natural Gas | Griddle | E8 | RVT - Cost of Operation | 0 | 0 | 0 | 0 | 0 | 0 | 0 | 0 | 0 | 0 | 0 | 0 | 0 | 0 | 0 | 0 | 0 | 0 | 0 | 0 | 0 | 0 | 0 | 0 | 0 | 0 | 0
F2_Commercial_Restaurant_New_Food Preparation_Natural Gas_Griddle_E9 | F2 | Commercial | Restaurant | New | Food Preparation | Natural Gas | Griddle | E9 | RVT - Cost of Operation | 0 | 0 | 0 | 0 | 0 | 0 | 0 | 0 | 0 | 0 | 0 | 0 | 0 | 0 | 0 | 0 | 0 | 0 | 0 | 0 | 0 | 0 | 0 | 0 | 0 | 0 | 0
F2_Commercial_Restaurant_New_Food Preparation_Natural Gas_Griddle_E10 | F2 | Commercial | Restaurant | New | Food Preparation | Natural Gas | Griddle | E10 | RVT - Cost of Operation | 0 | 0 | 0 | 0 | 0 | 0 | 0 | 0 | 0 | 0 | 0 | 0 | 0 | 0 | 0 | 0 | 0 | 0 | 0 | 0 | 0 | 0 | 0 | 0 | 0 | 0 | 0
F3_Commercial_Restaurant_New_Food Preparation_Natural Gas_Griddle_E1 | F3 | Commercial | Restaurant | New | Food Preparation | Natural Gas | Griddle | E1 | System - kBTUs of Consumption | 34.4996 | 34.4996 | 34.4996 | 34.4996 | 34.4996 | 34.4996 | 34.4996 | 34.4996 | 34.4996 | 34.4996 | 34.4996 | 34.4996 | 34.4996 | 34.4996 | 34.4996 | 34.4996 | 34.4996 | 34.4996 | 34.4996 | 34.4996 | 34.4996 | 34.4996 | 34.4996 | 34.4996 | 34.4996 | 34.4996 | 34.4996
F3_Commercial_Restaurant_New_Food Preparation_Natural Gas_Griddle_E2 | F3 | Commercial | Restaurant | New | Food Preparation | Natural Gas | Griddle | E2 | System - kBTUs of Consumption | 29.7962 | 29.7962 | 29.7962 | 29.7962 | 29.7962 | 29.7962 | 29.7962 | 29.7962 | 29.7962 | 29.7962 | 29.7962 | 29.7962 | 29.7962 | 29.7962 | 29.7962 | 29.7962 | 29.7962 | 29.7962 | 29.7962 | 29.7962 | 29.7962 | 29.7962 | 29.7962 | 29.7962 | 29.7962 | 29.7962 | 29.7962
F3_Commercial_Restaurant_New_Food Preparation_Natural Gas_Griddle_E3 | F3 | Commercial | Restaurant | New | Food Preparation | Natural Gas | Griddle | E3 | System - kBTUs of Consumption | 0 | 0 | 0 | 0 | 0 | 0 | 0 | 0 | 0 | 0 | 0 | 0 | 0 | 0 | 0 | 0 | 0 | 0 | 0 | 0 | 0 | 0 | 0 | 0 | 0 | 0 | 0
F3_Commercial_Restaurant_New_Food Preparation_Natural Gas_Griddle_E4 | F3 | Commercial | Restaurant | New | Food Preparation | Natural Gas | Griddle | E4 | System - kBTUs of Consumption | 0 | 0 | 0 | 0 | 0 | 0 | 0 | 0 | 0 | 0 | 0 | 0 | 0 | 0 | 0 | 0 | 0 | 0 | 0 | 0 | 0 | 0 | 0 | 0 | 0 | 0 | 0
F3_Commercial_Restaurant_New_Food Preparation_Natural Gas_Griddle_E5 | F3 | Commercial | Restaurant | New | Food Preparation | Natural Gas | Griddle | E5 | System - kBTUs of Consumption | 0 | 0 | 0 | 0 | 0 | 0 | 0 | 0 | 0 | 0 | 0 | 0 | 0 | 0 | 0 | 0 | 0 | 0 | 0 | 0 | 0 | 0 | 0 | 0 | 0 | 0 | 0
F3_Commercial_Restaurant_New_Food Preparation_Natural Gas_Griddle_E6 | F3 | Commercial | Restaurant | New | Food Preparation | Natural Gas | Griddle | E6 | System - kBTUs of Consumption | 0 | 0 | 0 | 0 | 0 | 0 | 0 | 0 | 0 | 0 | 0 | 0 | 0 | 0 | 0 | 0 | 0 | 0 | 0 | 0 | 0 | 0 | 0 | 0 | 0 | 0 | 0
F3_Commercial_Restaurant_New_Food Preparation_Natural Gas_Griddle_E7 | F3 | Commercial | Restaurant | New | Food Preparation | Natural Gas | Griddle | E7 | System - kBTUs of Consumption | 0 | 0 | 0 | 0 | 0 | 0 | 0 | 0 | 0 | 0 | 0 | 0 | 0 | 0 | 0 | 0 | 0 | 0 | 0 | 0 | 0 | 0 | 0 | 0 | 0 | 0 | 0
F3_Commercial_Restaurant_New_Food Preparation_Natural Gas_Griddle_E8 | F3 | Commercial | Restaurant | New | Food Preparation | Natural Gas | Griddle | E8 | System - kBTUs of Consumption | 0 | 0 | 0 | 0 | 0 | 0 | 0 | 0 | 0 | 0 | 0 | 0 | 0 | 0 | 0 | 0 | 0 | 0 | 0 | 0 | 0 | 0 | 0 | 0 | 0 | 0 | 0
F3_Commercial_Restaurant_New_Food Preparation_Natural Gas_Griddle_E9 | F3 | Commercial | Restaurant | New | Food Preparation | Natural Gas | Griddle | E9 | System - kBTUs of Consumption | 0 | 0 | 0 | 0 | 0 | 0 | 0 | 0 | 0 | 0 | 0 | 0 | 0 | 0 | 0 | 0 | 0 | 0 | 0 | 0 | 0 | 0 | 0 | 0 | 0 | 0 | 0
F3_Commercial_Restaurant_New_Food Preparation_Natural Gas_Griddle_E10 | F3 | Commercial | Restaurant | New | Food Preparation | Natural Gas | Griddle | E10 | System - kBTUs of Consumption | 0 | 0 | 0 | 0 | 0 | 0 | 0 | 0 | 0 | 0 | 0 | 0 | 0 | 0 | 0 | 0 | 0 | 0 | 0 | 0 | 0 | 0 | 0 | 0 | 0 | 0 | 0
F4_Commercial_Restaurant_New_Food Preparation_Natural Gas_Griddle_E1 | F4 | Commercial | Restaurant | New | Food Preparation | Natural Gas | Griddle | E1 | Utility - Cost of Equipment | 0.20324 | 0.20324 | 0.20324 | 0.20324 | 0.20324 | 0.20324 | 0.20324 | 0.20324 | 0.20324 | 0.20324 | 0.20324 | 0.20324 | 0.20324 | 0.20324 | 0.20324 | 0.20324 | 0.20324 | 0.20324 | 0.20324 | 0.20324 | 0.20324 | 0.20324 | 0.20324 | 0.20324 | 0.20324 | 0.20324 | 0.20324
F4_Commercial_Restaurant_New_Food Preparation_Natural Gas_Griddle_E2 | F4 | Commercial | Restaurant | New | Food Preparation | Natural Gas | Griddle | E2 | Utility - Cost of Equipment | 0.25258 | 0.25258 | 0.25258 | 0.25258 | 0.25258 | 0.25258 | 0.25258 | 0.25258 | 0.25258 | 0.25258 | 0.25258 | 0.25258 | 0.25258 | 0.25258 | 0.25258 | 0.25258 | 0.25258 | 0.25258 | 0.25258 | 0.25258 | 0.25258 | 0.25258 | 0.25258 | 0.25258 | 0.25258 | 0.25258 | 0.25258
F4_Commercial_Restaurant_New_Food Preparation_Natural Gas_Griddle_E3 | F4 | Commercial | Restaurant | New | Food Preparation | Natural Gas | Griddle | E3 | Utility - Cost of Equipment | 0 | 0 | 0 | 0 | 0 | 0 | 0 | 0 | 0 | 0 | 0 | 0 | 0 | 0 | 0 | 0 | 0 | 0 | 0 | 0 | 0 | 0 | 0 | 0 | 0 | 0 | 0
F4_Commercial_Restaurant_New_Food Preparation_Natural Gas_Griddle_E4 | F4 | Commercial | Restaurant | New | Food Preparation | Natural Gas | Griddle | E4 | Utility - Cost of Equipment | 0 | 0 | 0 | 0 | 0 | 0 | 0 | 0 | 0 | 0 | 0 | 0 | 0 | 0 | 0 | 0 | 0 | 0 | 0 | 0 | 0 | 0 | 0 | 0 | 0 | 0 | 0
F4_Commercial_Restaurant_New_Food Preparation_Natural Gas_Griddle_E5 | F4 | Commercial | Restaurant | New | Food Preparation | Natural Gas | Griddle | E5 | Utility - Cost of Equipment | 0 | 0 | 0 | 0 | 0 | 0 | 0 | 0 | 0 | 0 | 0 | 0 | 0 | 0 | 0 | 0 | 0 | 0 | 0 | 0 | 0 | 0 | 0 | 0 | 0 | 0 | 0
F4_Commercial_Restaurant_New_Food Preparation_Natural Gas_Griddle_E6 | F4 | Commercial | Restaurant | New | Food Preparation | Natural Gas | Griddle | E6 | Utility - Cost of Equipment | 0 | 0 | 0 | 0 | 0 | 0 | 0 | 0 | 0 | 0 | 0 | 0 | 0 | 0 | 0 | 0 | 0 | 0 | 0 | 0 | 0 | 0 | 0 | 0 | 0 | 0 | 0
F4_Commercial_Restaurant_New_Food Preparation_Natural Gas_Griddle_E7 | F4 | Commercial | Restaurant | New | Food Preparation | Natural Gas | Griddle | E7 | Utility - Cost of Equipment | 0 | 0 | 0 | 0 | 0 | 0 | 0 | 0 | 0 | 0 | 0 | 0 | 0 | 0 | 0 | 0 | 0 | 0 | 0 | 0 | 0 | 0 | 0 | 0 | 0 | 0 | 0
F4_Commercial_Restaurant_New_Food Preparation_Natural Gas_Griddle_E8 | F4 | Commercial | Restaurant | New | Food Preparation | Natural Gas | Griddle | E8 | Utility - Cost of Equipment | 0 | 0 | 0 | 0 | 0 | 0 | 0 | 0 | 0 | 0 | 0 | 0 | 0 | 0 | 0 | 0 | 0 | 0 | 0 | 0 | 0 | 0 | 0 | 0 | 0 | 0 | 0
F4_Commercial_Restaurant_New_Food Preparation_Natural Gas_Griddle_E9 | F4 | Commercial | Restaurant | New | Food Preparation | Natural Gas | Griddle | E9 | Utility - Cost of Equipment | 0 | 0 | 0 | 0 | 0 | 0 | 0 | 0 | 0 | 0 | 0 | 0 | 0 | 0 | 0 | 0 | 0 | 0 | 0 | 0 | 0 | 0 | 0 | 0 | 0 | 0 | 0
F4_Commercial_Restaurant_New_Food Preparation_Natural Gas_Griddle_E10 | F4 | Commercial | Restaurant | New | Food Preparation | Natural Gas | Griddle | E10 | Utility - Cost of Equipment | 0 | 0 | 0 | 0 | 0 | 0 | 0 | 0 | 0 | 0 | 0 | 0 | 0 | 0 | 0 | 0 | 0 | 0 | 0 | 0 | 0 | 0 | 0 | 0 | 0 | 0 | 0
F5_Commercial_Restaurant_New_Food Preparation_Natural Gas_Griddle_E1 | F5 | Commercial | Restaurant | New | Food Preparation | Natural Gas | Griddle | E1 | Utility - Cost of Operation | 0.47088 | 0.46584 | 0.46098 | 0.45633 | 0.45748 | 0.46242 | 0.46959 | 0.47758 | 0.48529 | 0.49185 | 0.4972 | 0.50103 | 0.5032 | 0.50296 | 0.50023 | 0.495 | 0.48733 | 0.47767 | 0.46612 | 0.4524 | 0.43631 | 0.41777 | 0.40133 | 0.39077 | 0.38632 | 0.38822 | 0.39012
F5_Commercial_Restaurant_New_Food Preparation_Natural Gas_Griddle_E2 | F5 | Commercial | Restaurant | New | Food Preparation | Natural Gas | Griddle | E2 | Utility - Cost of Operation | 0.40669 | 0.40233 | 0.39813 | 0.39412 | 0.39511 | 0.39937 | 0.40557 | 0.41247 | 0.41913 | 0.4248 | 0.42942 | 0.43272 | 0.4346 | 0.43439 | 0.43203 | 0.42751 | 0.42089 | 0.41255 | 0.40257 | 0.39072 | 0.37683 | 0.36081 | 0.34662 | 0.33749 | 0.33366 | 0.33529 | 0.33693
F5_Commercial_Restaurant_New_Food Preparation_Natural Gas_Griddle_E3 | F5 | Commercial | Restaurant | New | Food Preparation | Natural Gas | Griddle | E3 | Utility - Cost of Operation | 0 | 0 | 0 | 0 | 0 | 0 | 0 | 0 | 0 | 0 | 0 | 0 | 0 | 0 | 0 | 0 | 0 | 0 | 0 | 0 | 0 | 0 | 0 | 0 | 0 | 0 | 0
F5_Commercial_Restaurant_New_Food Preparation_Natural Gas_Griddle_E4 | F5 | Commercial | Restaurant | New | Food Preparation | Natural Gas | Griddle | E4 | Utility - Cost of Operation | 0 | 0 | 0 | 0 | 0 | 0 | 0 | 0 | 0 | 0 | 0 | 0 | 0 | 0 | 0 | 0 | 0 | 0 | 0 | 0 | 0 | 0 | 0 | 0 | 0 | 0 | 0
F5_Commercial_Restaurant_New_Food Preparation_Natural Gas_Griddle_E5 | F5 | Commercial | Restaurant | New | Food Preparation | Natural Gas | Griddle | E5 | Utility - Cost of Operation | 0 | 0 | 0 | 0 | 0 | 0 | 0 | 0 | 0 | 0 | 0 | 0 | 0 | 0 | 0 | 0 | 0 | 0 | 0 | 0 | 0 | 0 | 0 | 0 | 0 | 0 | 0
F5_Commercial_Restaurant_New_Food Preparation_Natural Gas_Griddle_E6 | F5 | Commercial | Restaurant | New | Food Preparation | Natural Gas | Griddle | E6 | Utility - Cost of Operation | 0 | 0 | 0 | 0 | 0 | 0 | 0 | 0 | 0 | 0 | 0 | 0 | 0 | 0 | 0 | 0 | 0 | 0 | 0 | 0 | 0 | 0 | 0 | 0 | 0 | 0 | 0
F5_Commercial_Restaurant_New_Food Preparation_Natural Gas_Griddle_E7 | F5 | Commercial | Restaurant | New | Food Preparation | Natural Gas | Griddle | E7 | Utility - Cost of Operation | 0 | 0 | 0 | 0 | 0 | 0 | 0 | 0 | 0 | 0 | 0 | 0 | 0 | 0 | 0 | 0 | 0 | 0 | 0 | 0 | 0 | 0 | 0 | 0 | 0 | 0 | 0
F5_Commercial_Restaurant_New_Food Preparation_Natural Gas_Griddle_E8 | F5 | Commercial | Restaurant | New | Food Preparation | Natural Gas | Griddle | E8 | Utility - Cost of Operation | 0 | 0 | 0 | 0 | 0 | 0 | 0 | 0 | 0 | 0 | 0 | 0 | 0 | 0 | 0 | 0 | 0 | 0 | 0 | 0 | 0 | 0 | 0 | 0 | 0 | 0 | 0
F5_Commercial_Restaurant_New_Food Preparation_Natural Gas_Griddle_E9 | F5 | Commercial | Restaurant | New | Food Preparation | Natural Gas | Griddle | E9 | Utility - Cost of Operation | 0 | 0 | 0 | 0 | 0 | 0 | 0 | 0 | 0 | 0 | 0 | 0 | 0 | 0 | 0 | 0 | 0 | 0 | 0 | 0 | 0 | 0 | 0 | 0 | 0 | 0 | 0
F5_Commercial_Restaurant_New_Food Preparation_Natural Gas_Griddle_E10 | F5 | Commercial | Restaurant | New | Food Preparation | Natural Gas | Griddle | E10 | Utility - Cost of Operation | 0 | 0 | 0 | 0 | 0 | 0 | 0 | 0 | 0 | 0 | 0 | 0 | 0 | 0 | 0 | 0 | 0 | 0 | 0 | 0 | 0 | 0 | 0 | 0 | 0 | 0 | 0
F6_Commercial_Restaurant_New_Food Preparation_Natural Gas_Griddle_E1 | F6 | Commercial | Restaurant | New | Food Preparation | Natural Gas | Griddle | E1 | Utility - Value of Sales | 0 | 0 | 0 | 0 | 0 | 0 | 0 | 0 | 0 | 0 | 0 | 0 | 0 | 0 | 0 | 0 | 0 | 0 | 0 | 0 | 0 | 0 | 0 | 0 | 0 | 0 | 0
F6_Commercial_Restaurant_New_Food Preparation_Natural Gas_Griddle_E2 | F6 | Commercial | Restaurant | New | Food Preparation | Natural Gas | Griddle | E2 | Utility - Value of Sales | 0 | 0 | 0 | 0 | 0 | 0 | 0 | 0 | 0 | 0 | 0 | 0 | 0 | 0 | 0 | 0 | 0 | 0 | 0 | 0 | 0 | 0 | 0 | 0 | 0 | 0 | 0
F6_Commercial_Restaurant_New_Food Preparation_Natural Gas_Griddle_E3 | F6 | Commercial | Restaurant | New | Food Preparation | Natural Gas | Griddle | E3 | Utility - Value of Sales | 0 | 0 | 0 | 0 | 0 | 0 | 0 | 0 | 0 | 0 | 0 | 0 | 0 | 0 | 0 | 0 | 0 | 0 | 0 | 0 | 0 | 0 | 0 | 0 | 0 | 0 | 0
F6_Commercial_Restaurant_New_Food Preparation_Natural Gas_Griddle_E4 | F6 | Commercial | Restaurant | New | Food Preparation | Natural Gas | Griddle | E4 | Utility - Value of Sales | 0 | 0 | 0 | 0 | 0 | 0 | 0 | 0 | 0 | 0 | 0 | 0 | 0 | 0 | 0 | 0 | 0 | 0 | 0 | 0 | 0 | 0 | 0 | 0 | 0 | 0 | 0
F6_Commercial_Restaurant_New_Food Preparation_Natural Gas_Griddle_E5 | F6 | Commercial | Restaurant | New | Food Preparation | Natural Gas | Griddle | E5 | Utility - Value of Sales | 0 | 0 | 0 | 0 | 0 | 0 | 0 | 0 | 0 | 0 | 0 | 0 | 0 | 0 | 0 | 0 | 0 | 0 | 0 | 0 | 0 | 0 | 0 | 0 | 0 | 0 | 0
F6_Commercial_Restaurant_New_Food Preparation_Natural Gas_Griddle_E6 | F6 | Commercial | Restaurant | New | Food Preparation | Natural Gas | Griddle | E6 | Utility - Value of Sales | 0 | 0 | 0 | 0 | 0 | 0 | 0 | 0 | 0 | 0 | 0 | 0 | 0 | 0 | 0 | 0 | 0 | 0 | 0 | 0 | 0 | 0 | 0 | 0 | 0 | 0 | 0
F6_Commercial_Restaurant_New_Food Preparation_Natural Gas_Griddle_E7 | F6 | Commercial | Restaurant | New | Food Preparation | Natural Gas | Griddle | E7 | Utility - Value of Sales | 0 | 0 | 0 | 0 | 0 | 0 | 0 | 0 | 0 | 0 | 0 | 0 | 0 | 0 | 0 | 0 | 0 | 0 | 0 | 0 | 0 | 0 | 0 | 0 | 0 | 0 | 0
F6_Commercial_Restaurant_New_Food Preparation_Natural Gas_Griddle_E8 | F6 | Commercial | Restaurant | New | Food Preparation | Natural Gas | Griddle | E8 | Utility - Value of Sales | 0 | 0 | 0 | 0 | 0 | 0 | 0 | 0 | 0 | 0 | 0 | 0 | 0 | 0 | 0 | 0 | 0 | 0 | 0 | 0 | 0 | 0 | 0 | 0 | 0 | 0 | 0
F6_Commercial_Restaurant_New_Food Preparation_Natural Gas_Griddle_E9 | F6 | Commercial | Restaurant | New | Food Preparation | Natural Gas | Griddle | E9 | Utility - Value of Sales | 0 | 0 | 0 | 0 | 0 | 0 | 0 | 0 | 0 | 0 | 0 | 0 | 0 | 0 | 0 | 0 | 0 | 0 | 0 | 0 | 0 | 0 | 0 | 0 | 0 | 0 | 0
F6_Commercial_Restaurant_New_Food Preparation_Natural Gas_Griddle_E10 | F6 | Commercial | Restaurant | New | Food Preparation | Natural Gas | Griddle | E10 | Utility - Value of Sales | 0 | 0 | 0 | 0 | 0 | 0 | 0 | 0 | 0 | 0 | 0 | 0 | 0 | 0 | 0 | 0 | 0 | 0 | 0 | 0 | 0 | 0 | 0 | 0 | 0 | 0 | 0
F1_Commercial_Restaurant_New_Food Preparation_Natural Gas_Range_E1 | F1 | Commercial | Restaurant | New | Food Preparation | Natural Gas | Range | E1 | RVT - Cost of Equipment | 0.31112 | 0.31112 | 0.31112 | 0.31112 | 0.31112 | 0.31112 | 0.31112 | 0.31112 | 0.31112 | 0.31112 | 0.31112 | 0.31112 | 0.31112 | 0.31112 | 0.31112 | 0.31112 | 0.31112 | 0.31112 | 0.31112 | 0.31112 | 0.31112 | 0.31112 | 0.31112 | 0.31112 | 0.31112 | 0.31112 | 0.31112
F1_Commercial_Restaurant_New_Food Preparation_Natural Gas_Range_E2 | F1 | Commercial | Restaurant | New | Food Preparation | Natural Gas | Range | E2 | RVT - Cost of Equipment | 0.31112 | 0.31112 | 0.31112 | 0.31112 | 0.31112 | 0.31112 | 0.31112 | 0.31112 | 0.31112 | 0.31112 | 0.31112 | 0.31112 | 0.31112 | 0.31112 | 0.31112 | 0.31112 | 0.31112 | 0.31112 | 0.31112 | 0.31112 | 0.31112 | 0.31112 | 0.31112 | 0.31112 | 0.31112 | 0.31112 | 0.31112
F1_Commercial_Restaurant_New_Food Preparation_Natural Gas_Range_E3 | F1 | Commercial | Restaurant | New | Food Preparation | Natural Gas | Range | E3 | RVT - Cost of Equipment | 0 | 0 | 0 | 0 | 0 | 0 | 0 | 0 | 0 | 0 | 0 | 0 | 0 | 0 | 0 | 0 | 0 | 0 | 0 | 0 | 0 | 0 | 0 | 0 | 0 | 0 | 0
F1_Commercial_Restaurant_New_Food Preparation_Natural Gas_Range_E4 | F1 | Commercial | Restaurant | New | Food Preparation | Natural Gas | Range | E4 | RVT - Cost of Equipment | 0 | 0 | 0 | 0 | 0 | 0 | 0 | 0 | 0 | 0 | 0 | 0 | 0 | 0 | 0 | 0 | 0 | 0 | 0 | 0 | 0 | 0 | 0 | 0 | 0 | 0 | 0
F1_Commercial_Restaurant_New_Food Preparation_Natural Gas_Range_E5 | F1 | Commercial | Restaurant | New | Food Preparation | Natural Gas | Range | E5 | RVT - Cost of Equipment | 0 | 0 | 0 | 0 | 0 | 0 | 0 | 0 | 0 | 0 | 0 | 0 | 0 | 0 | 0 | 0 | 0 | 0 | 0 | 0 | 0 | 0 | 0 | 0 | 0 | 0 | 0
F1_Commercial_Restaurant_New_Food Preparation_Natural Gas_Range_E6 | F1 | Commercial | Restaurant | New | Food Preparation | Natural Gas | Range | E6 | RVT - Cost of Equipment | 0 | 0 | 0 | 0 | 0 | 0 | 0 | 0 | 0 | 0 | 0 | 0 | 0 | 0 | 0 | 0 | 0 | 0 | 0 | 0 | 0 | 0 | 0 | 0 | 0 | 0 | 0
F1_Commercial_Restaurant_New_Food Preparation_Natural Gas_Range_E7 | F1 | Commercial | Restaurant | New | Food Preparation | Natural Gas | Range | E7 | RVT - Cost of Equipment | 0 | 0 | 0 | 0 | 0 | 0 | 0 | 0 | 0 | 0 | 0 | 0 | 0 | 0 | 0 | 0 | 0 | 0 | 0 | 0 | 0 | 0 | 0 | 0 | 0 | 0 | 0
F1_Commercial_Restaurant_New_Food Preparation_Natural Gas_Range_E8 | F1 | Commercial | Restaurant | New | Food Preparation | Natural Gas | Range | E8 | RVT - Cost of Equipment | 0 | 0 | 0 | 0 | 0 | 0 | 0 | 0 | 0 | 0 | 0 | 0 | 0 | 0 | 0 | 0 | 0 | 0 | 0 | 0 | 0 | 0 | 0 | 0 | 0 | 0 | 0
F1_Commercial_Restaurant_New_Food Preparation_Natural Gas_Range_E9 | F1 | Commercial | Restaurant | New | Food Preparation | Natural Gas | Range | E9 | RVT - Cost of Equipment | 0 | 0 | 0 | 0 | 0 | 0 | 0 | 0 | 0 | 0 | 0 | 0 | 0 | 0 | 0 | 0 | 0 | 0 | 0 | 0 | 0 | 0 | 0 | 0 | 0 | 0 | 0
F1_Commercial_Restaurant_New_Food Preparation_Natural Gas_Range_E10 | F1 | Commercial | Restaurant | New | Food Preparation | Natural Gas | Range | E10 | RVT - Cost of Equipment | 0 | 0 | 0 | 0 | 0 | 0 | 0 | 0 | 0 | 0 | 0 | 0 | 0 | 0 | 0 | 0 | 0 | 0 | 0 | 0 | 0 | 0 | 0 | 0 | 0 | 0 | 0
F2_Commercial_Restaurant_New_Food Preparation_Natural Gas_Range_E1 | F2 | Commercial | Restaurant | New | Food Preparation | Natural Gas | Range | E1 | RVT - Cost of Operation | 0 | 0 | 0 | 0 | 0 | 0 | 0 | 0 | 0 | 0 | 0 | 0 | 0 | 0 | 0 | 0 | 0 | 0 | 0 | 0 | 0 | 0 | 0 | 0 | 0 | 0 | 0
F2_Commercial_Restaurant_New_Food Preparation_Natural Gas_Range_E2 | F2 | Commercial | Restaurant | New | Food Preparation | Natural Gas | Range | E2 | RVT - Cost of Operation | 0 | 0 | 0 | 0 | 0 | 0 | 0 | 0 | 0 | 0 | 0 | 0 | 0 | 0 | 0 | 0 | 0 | 0 | 0 | 0 | 0 | 0 | 0 | 0 | 0 | 0 | 0
F2_Commercial_Restaurant_New_Food Preparation_Natural Gas_Range_E3 | F2 | Commercial | Restaurant | New | Food Preparation | Natural Gas | Range | E3 | RVT - Cost of Operation | 0 | 0 | 0 | 0 | 0 | 0 | 0 | 0 | 0 | 0 | 0 | 0 | 0 | 0 | 0 | 0 | 0 | 0 | 0 | 0 | 0 | 0 | 0 | 0 | 0 | 0 | 0
F2_Commercial_Restaurant_New_Food Preparation_Natural Gas_Range_E4 | F2 | Commercial | Restaurant | New | Food Preparation | Natural Gas | Range | E4 | RVT - Cost of Operation | 0 | 0 | 0 | 0 | 0 | 0 | 0 | 0 | 0 | 0 | 0 | 0 | 0 | 0 | 0 | 0 | 0 | 0 | 0 | 0 | 0 | 0 | 0 | 0 | 0 | 0 | 0
F2_Commercial_Restaurant_New_Food Preparation_Natural Gas_Range_E5 | F2 | Commercial | Restaurant | New | Food Preparation | Natural Gas | Range | E5 | RVT - Cost of Operation | 0 | 0 | 0 | 0 | 0 | 0 | 0 | 0 | 0 | 0 | 0 | 0 | 0 | 0 | 0 | 0 | 0 | 0 | 0 | 0 | 0 | 0 | 0 | 0 | 0 | 0 | 0
F2_Commercial_Restaurant_New_Food Preparation_Natural Gas_Range_E6 | F2 | Commercial | Restaurant | New | Food Preparation | Natural Gas | Range | E6 | RVT - Cost of Operation | 0 | 0 | 0 | 0 | 0 | 0 | 0 | 0 | 0 | 0 | 0 | 0 | 0 | 0 | 0 | 0 | 0 | 0 | 0 | 0 | 0 | 0 | 0 | 0 | 0 | 0 | 0
F2_Commercial_Restaurant_New_Food Preparation_Natural Gas_Range_E7 | F2 | Commercial | Restaurant | New | Food Preparation | Natural Gas | Range | E7 | RVT - Cost of Operation | 0 | 0 | 0 | 0 | 0 | 0 | 0 | 0 | 0 | 0 | 0 | 0 | 0 | 0 | 0 | 0 | 0 | 0 | 0 | 0 | 0 | 0 | 0 | 0 | 0 | 0 | 0
F2_Commercial_Restaurant_New_Food Preparation_Natural Gas_Range_E8 | F2 | Commercial | Restaurant | New | Food Preparation | Natural Gas | Range | E8 | RVT - Cost of Operation | 0 | 0 | 0 | 0 | 0 | 0 | 0 | 0 | 0 | 0 | 0 | 0 | 0 | 0 | 0 | 0 | 0 | 0 | 0 | 0 | 0 | 0 | 0 | 0 | 0 | 0 | 0
F2_Commercial_Restaurant_New_Food Preparation_Natural Gas_Range_E9 | F2 | Commercial | Restaurant | New | Food Preparation | Natural Gas | Range | E9 | RVT - Cost of Operation | 0 | 0 | 0 | 0 | 0 | 0 | 0 | 0 | 0 | 0 | 0 | 0 | 0 | 0 | 0 | 0 | 0 | 0 | 0 | 0 | 0 | 0 | 0 | 0 | 0 | 0 | 0
F2_Commercial_Restaurant_New_Food Preparation_Natural Gas_Range_E10 | F2 | Commercial | Restaurant | New | Food Preparation | Natural Gas | Range | E10 | RVT - Cost of Operation | 0 | 0 | 0 | 0 | 0 | 0 | 0 | 0 | 0 | 0 | 0 | 0 | 0 | 0 | 0 | 0 | 0 | 0 | 0 | 0 | 0 | 0 | 0 | 0 | 0 | 0 | 0
F3_Commercial_Restaurant_New_Food Preparation_Natural Gas_Range_E1 | F3 | Commercial | Restaurant | New | Food Preparation | Natural Gas | Range | E1 | System - kBTUs of Consumption | 33.2465 | 33.2465 | 33.2465 | 33.2465 | 33.2465 | 33.2465 | 33.2465 | 33.2465 | 33.2465 | 33.2465 | 33.2465 | 33.2465 | 33.2465 | 33.2465 | 33.2465 | 33.2465 | 33.2465 | 33.2465 | 33.2465 | 33.2465 | 33.2465 | 33.2465 | 33.2465 | 33.2465 | 33.2465 | 33.2465 | 33.2465
F3_Commercial_Restaurant_New_Food Preparation_Natural Gas_Range_E2 | F3 | Commercial | Restaurant | New | Food Preparation | Natural Gas | Range | E2 | System - kBTUs of Consumption | 28.497 | 28.497 | 28.497 | 28.497 | 28.497 | 28.497 | 28.497 | 28.497 | 28.497 | 28.497 | 28.497 | 28.497 | 28.497 | 28.497 | 28.497 | 28.497 | 28.497 | 28.497 | 28.497 | 28.497 | 28.497 | 28.497 | 28.497 | 28.497 | 28.497 | 28.497 | 28.497
F3_Commercial_Restaurant_New_Food Preparation_Natural Gas_Range_E3 | F3 | Commercial | Restaurant | New | Food Preparation | Natural Gas | Range | E3 | System - kBTUs of Consumption | 0 | 0 | 0 | 0 | 0 | 0 | 0 | 0 | 0 | 0 | 0 | 0 | 0 | 0 | 0 | 0 | 0 | 0 | 0 | 0 | 0 | 0 | 0 | 0 | 0 | 0 | 0
F3_Commercial_Restaurant_New_Food Preparation_Natural Gas_Range_E4 | F3 | Commercial | Restaurant | New | Food Preparation | Natural Gas | Range | E4 | System - kBTUs of Consumption | 0 | 0 | 0 | 0 | 0 | 0 | 0 | 0 | 0 | 0 | 0 | 0 | 0 | 0 | 0 | 0 | 0 | 0 | 0 | 0 | 0 | 0 | 0 | 0 | 0 | 0 | 0
F3_Commercial_Restaurant_New_Food Preparation_Natural Gas_Range_E5 | F3 | Commercial | Restaurant | New | Food Preparation | Natural Gas | Range | E5 | System - kBTUs of Consumption | 0 | 0 | 0 | 0 | 0 | 0 | 0 | 0 | 0 | 0 | 0 | 0 | 0 | 0 | 0 | 0 | 0 | 0 | 0 | 0 | 0 | 0 | 0 | 0 | 0 | 0 | 0
F3_Commercial_Restaurant_New_Food Preparation_Natural Gas_Range_E6 | F3 | Commercial | Restaurant | New | Food Preparation | Natural Gas | Range | E6 | System - kBTUs of Consumption | 0 | 0 | 0 | 0 | 0 | 0 | 0 | 0 | 0 | 0 | 0 | 0 | 0 | 0 | 0 | 0 | 0 | 0 | 0 | 0 | 0 | 0 | 0 | 0 | 0 | 0 | 0
F3_Commercial_Restaurant_New_Food Preparation_Natural Gas_Range_E7 | F3 | Commercial | Restaurant | New | Food Preparation | Natural Gas | Range | E7 | System - kBTUs of Consumption | 0 | 0 | 0 | 0 | 0 | 0 | 0 | 0 | 0 | 0 | 0 | 0 | 0 | 0 | 0 | 0 | 0 | 0 | 0 | 0 | 0 | 0 | 0 | 0 | 0 | 0 | 0
F3_Commercial_Restaurant_New_Food Preparation_Natural Gas_Range_E8 | F3 | Commercial | Restaurant | New | Food Preparation | Natural Gas | Range | E8 | System - kBTUs of Consumption | 0 | 0 | 0 | 0 | 0 | 0 | 0 | 0 | 0 | 0 | 0 | 0 | 0 | 0 | 0 | 0 | 0 | 0 | 0 | 0 | 0 | 0 | 0 | 0 | 0 | 0 | 0
F3_Commercial_Restaurant_New_Food Preparation_Natural Gas_Range_E9 | F3 | Commercial | Restaurant | New | Food Preparation | Natural Gas | Range | E9 | System - kBTUs of Consumption | 0 | 0 | 0 | 0 | 0 | 0 | 0 | 0 | 0 | 0 | 0 | 0 | 0 | 0 | 0 | 0 | 0 | 0 | 0 | 0 | 0 | 0 | 0 | 0 | 0 | 0 | 0
F3_Commercial_Restaurant_New_Food Preparation_Natural Gas_Range_E10 | F3 | Commercial | Restaurant | New | Food Preparation | Natural Gas | Range | E10 | System - kBTUs of Consumption | 0 | 0 | 0 | 0 | 0 | 0 | 0 | 0 | 0 | 0 | 0 | 0 | 0 | 0 | 0 | 0 | 0 | 0 | 0 | 0 | 0 | 0 | 0 | 0 | 0 | 0 | 0
F4_Commercial_Restaurant_New_Food Preparation_Natural Gas_Range_E1 | F4 | Commercial | Restaurant | New | Food Preparation | Natural Gas | Range | E1 | Utility - Cost of Equipment | 0.31112 | 0.31112 | 0.31112 | 0.31112 | 0.31112 | 0.31112 | 0.31112 | 0.31112 | 0.31112 | 0.31112 | 0.31112 | 0.31112 | 0.31112 | 0.31112 | 0.31112 | 0.31112 | 0.31112 | 0.31112 | 0.31112 | 0.31112 | 0.31112 | 0.31112 | 0.31112 | 0.31112 | 0.31112 | 0.31112 | 0.31112
F4_Commercial_Restaurant_New_Food Preparation_Natural Gas_Range_E2 | F4 | Commercial | Restaurant | New | Food Preparation | Natural Gas | Range | E2 | Utility - Cost of Equipment | 0.31112 | 0.31112 | 0.31112 | 0.31112 | 0.31112 | 0.31112 | 0.31112 | 0.31112 | 0.31112 | 0.31112 | 0.31112 | 0.31112 | 0.31112 | 0.31112 | 0.31112 | 0.31112 | 0.31112 | 0.31112 | 0.31112 | 0.31112 | 0.31112 | 0.31112 | 0.31112 | 0.31112 | 0.31112 | 0.31112 | 0.31112
F4_Commercial_Restaurant_New_Food Preparation_Natural Gas_Range_E3 | F4 | Commercial | Restaurant | New | Food Preparation | Natural Gas | Range | E3 | Utility - Cost of Equipment | 0 | 0 | 0 | 0 | 0 | 0 | 0 | 0 | 0 | 0 | 0 | 0 | 0 | 0 | 0 | 0 | 0 | 0 | 0 | 0 | 0 | 0 | 0 | 0 | 0 | 0 | 0
F4_Commercial_Restaurant_New_Food Preparation_Natural Gas_Range_E4 | F4 | Commercial | Restaurant | New | Food Preparation | Natural Gas | Range | E4 | Utility - Cost of Equipment | 0 | 0 | 0 | 0 | 0 | 0 | 0 | 0 | 0 | 0 | 0 | 0 | 0 | 0 | 0 | 0 | 0 | 0 | 0 | 0 | 0 | 0 | 0 | 0 | 0 | 0 | 0
F4_Commercial_Restaurant_New_Food Preparation_Natural Gas_Range_E5 | F4 | Commercial | Restaurant | New | Food Preparation | Natural Gas | Range | E5 | Utility - Cost of Equipment | 0 | 0 | 0 | 0 | 0 | 0 | 0 | 0 | 0 | 0 | 0 | 0 | 0 | 0 | 0 | 0 | 0 | 0 | 0 | 0 | 0 | 0 | 0 | 0 | 0 | 0 | 0
F4_Commercial_Restaurant_New_Food Preparation_Natural Gas_Range_E6 | F4 | Commercial | Restaurant | New | Food Preparation | Natural Gas | Range | E6 | Utility - Cost of Equipment | 0 | 0 | 0 | 0 | 0 | 0 | 0 | 0 | 0 | 0 | 0 | 0 | 0 | 0 | 0 | 0 | 0 | 0 | 0 | 0 | 0 | 0 | 0 | 0 | 0 | 0 | 0
F4_Commercial_Restaurant_New_Food Preparation_Natural Gas_Range_E7 | F4 | Commercial | Restaurant | New | Food Preparation | Natural Gas | Range | E7 | Utility - Cost of Equipment | 0 | 0 | 0 | 0 | 0 | 0 | 0 | 0 | 0 | 0 | 0 | 0 | 0 | 0 | 0 | 0 | 0 | 0 | 0 | 0 | 0 | 0 | 0 | 0 | 0 | 0 | 0
F4_Commercial_Restaurant_New_Food Preparation_Natural Gas_Range_E8 | F4 | Commercial | Restaurant | New | Food Preparation | Natural Gas | Range | E8 | Utility - Cost of Equipment | 0 | 0 | 0 | 0 | 0 | 0 | 0 | 0 | 0 | 0 | 0 | 0 | 0 | 0 | 0 | 0 | 0 | 0 | 0 | 0 | 0 | 0 | 0 | 0 | 0 | 0 | 0
F4_Commercial_Restaurant_New_Food Preparation_Natural Gas_Range_E9 | F4 | Commercial | Restaurant | New | Food Preparation | Natural Gas | Range | E9 | Utility - Cost of Equipment | 0 | 0 | 0 | 0 | 0 | 0 | 0 | 0 | 0 | 0 | 0 | 0 | 0 | 0 | 0 | 0 | 0 | 0 | 0 | 0 | 0 | 0 | 0 | 0 | 0 | 0 | 0
F4_Commercial_Restaurant_New_Food Preparation_Natural Gas_Range_E10 | F4 | Commercial | Restaurant | New | Food Preparation | Natural Gas | Range | E10 | Utility - Cost of Equipment | 0 | 0 | 0 | 0 | 0 | 0 | 0 | 0 | 0 | 0 | 0 | 0 | 0 | 0 | 0 | 0 | 0 | 0 | 0 | 0 | 0 | 0 | 0 | 0 | 0 | 0 | 0
F5_Commercial_Restaurant_New_Food Preparation_Natural Gas_Range_E1 | F5 | Commercial | Restaurant | New | Food Preparation | Natural Gas | Range | E1 | Utility - Cost of Operation | 0.45687 | 0.45027 | 0.44384 | 0.43761 | 0.43767 | 0.44182 | 0.44855 | 0.4567 | 0.4655 | 0.4745 | 0.4834 | 0.49128 | 0.4973 | 0.49985 | 0.49867 | 0.49378 | 0.48556 | 0.4748 | 0.46198 | 0.44679 | 0.42902 | 0.40857 | 0.39041 | 0.37866 | 0.37358 | 0.37541 | 0.37725
F5_Commercial_Restaurant_New_Food Preparation_Natural Gas_Range_E2 | F5 | Commercial | Restaurant | New | Food Preparation | Natural Gas | Range | E2 | Utility - Cost of Operation | 0.3916 | 0.38595 | 0.38044 | 0.3751 | 0.37515 | 0.3787 | 0.38447 | 0.39146 | 0.399 | 0.40671 | 0.41435 | 0.4211 | 0.42625 | 0.42844 | 0.42743 | 0.42324 | 0.41619 | 0.40697 | 0.39598 | 0.38296 | 0.36773 | 0.3502 | 0.33464 | 0.32457 | 0.32021 | 0.32178 | 0.32336
F5_Commercial_Restaurant_New_Food Preparation_Natural Gas_Range_E3 | F5 | Commercial | Restaurant | New | Food Preparation | Natural Gas | Range | E3 | Utility - Cost of Operation | 0 | 0 | 0 | 0 | 0 | 0 | 0 | 0 | 0 | 0 | 0 | 0 | 0 | 0 | 0 | 0 | 0 | 0 | 0 | 0 | 0 | 0 | 0 | 0 | 0 | 0 | 0
F5_Commercial_Restaurant_New_Food Preparation_Natural Gas_Range_E4 | F5 | Commercial | Restaurant | New | Food Preparation | Natural Gas | Range | E4 | Utility - Cost of Operation | 0 | 0 | 0 | 0 | 0 | 0 | 0 | 0 | 0 | 0 | 0 | 0 | 0 | 0 | 0 | 0 | 0 | 0 | 0 | 0 | 0 | 0 | 0 | 0 | 0 | 0 | 0
F5_Commercial_Restaurant_New_Food Preparation_Natural Gas_Range_E5 | F5 | Commercial | Restaurant | New | Food Preparation | Natural Gas | Range | E5 | Utility - Cost of Operation | 0 | 0 | 0 | 0 | 0 | 0 | 0 | 0 | 0 | 0 | 0 | 0 | 0 | 0 | 0 | 0 | 0 | 0 | 0 | 0 | 0 | 0 | 0 | 0 | 0 | 0 | 0
F5_Commercial_Restaurant_New_Food Preparation_Natural Gas_Range_E6 | F5 | Commercial | Restaurant | New | Food Preparation | Natural Gas | Range | E6 | Utility - Cost of Operation | 0 | 0 | 0 | 0 | 0 | 0 | 0 | 0 | 0 | 0 | 0 | 0 | 0 | 0 | 0 | 0 | 0 | 0 | 0 | 0 | 0 | 0 | 0 | 0 | 0 | 0 | 0
F5_Commercial_Restaurant_New_Food Preparation_Natural Gas_Range_E7 | F5 | Commercial | Restaurant | New | Food Preparation | Natural Gas | Range | E7 | Utility - Cost of Operation | 0 | 0 | 0 | 0 | 0 | 0 | 0 | 0 | 0 | 0 | 0 | 0 | 0 | 0 | 0 | 0 | 0 | 0 | 0 | 0 | 0 | 0 | 0 | 0 | 0 | 0 | 0
F5_Commercial_Restaurant_New_Food Preparation_Natural Gas_Range_E8 | F5 | Commercial | Restaurant | New | Food Preparation | Natural Gas | Range | E8 | Utility - Cost of Operation | 0 | 0 | 0 | 0 | 0 | 0 | 0 | 0 | 0 | 0 | 0 | 0 | 0 | 0 | 0 | 0 | 0 | 0 | 0 | 0 | 0 | 0 | 0 | 0 | 0 | 0 | 0
F5_Commercial_Restaurant_New_Food Preparation_Natural Gas_Range_E9 | F5 | Commercial | Restaurant | New | Food Preparation | Natural Gas | Range | E9 | Utility - Cost of Operation | 0 | 0 | 0 | 0 | 0 | 0 | 0 | 0 | 0 | 0 | 0 | 0 | 0 | 0 | 0 | 0 | 0 | 0 | 0 | 0 | 0 | 0 | 0 | 0 | 0 | 0 | 0
F5_Commercial_Restaurant_New_Food Preparation_Natural Gas_Range_E10 | F5 | Commercial | Restaurant | New | Food Preparation | Natural Gas | Range | E10 | Utility - Cost of Operation | 0 | 0 | 0 | 0 | 0 | 0 | 0 | 0 | 0 | 0 | 0 | 0 | 0 | 0 | 0 | 0 | 0 | 0 | 0 | 0 | 0 | 0 | 0 | 0 | 0 | 0 | 0
F6_Commercial_Restaurant_New_Food Preparation_Natural Gas_Range_E1 | F6 | Commercial | Restaurant | New | Food Preparation | Natural Gas | Range | E1 | Utility - Value of Sales | 0 | 0 | 0 | 0 | 0 | 0 | 0 | 0 | 0 | 0 | 0 | 0 | 0 | 0 | 0 | 0 | 0 | 0 | 0 | 0 | 0 | 0 | 0 | 0 | 0 | 0 | 0
F6_Commercial_Restaurant_New_Food Preparation_Natural Gas_Range_E2 | F6 | Commercial | Restaurant | New | Food Preparation | Natural Gas | Range | E2 | Utility - Value of Sales | 0 | 0 | 0 | 0 | 0 | 0 | 0 | 0 | 0 | 0 | 0 | 0 | 0 | 0 | 0 | 0 | 0 | 0 | 0 | 0 | 0 | 0 | 0 | 0 | 0 | 0 | 0
F6_Commercial_Restaurant_New_Food Preparation_Natural Gas_Range_E3 | F6 | Commercial | Restaurant | New | Food Preparation | Natural Gas | Range | E3 | Utility - Value of Sales | 0 | 0 | 0 | 0 | 0 | 0 | 0 | 0 | 0 | 0 | 0 | 0 | 0 | 0 | 0 | 0 | 0 | 0 | 0 | 0 | 0 | 0 | 0 | 0 | 0 | 0 | 0
F6_Commercial_Restaurant_New_Food Preparation_Natural Gas_Range_E4 | F6 | Commercial | Restaurant | New | Food Preparation | Natural Gas | Range | E4 | Utility - Value of Sales | 0 | 0 | 0 | 0 | 0 | 0 | 0 | 0 | 0 | 0 | 0 | 0 | 0 | 0 | 0 | 0 | 0 | 0 | 0 | 0 | 0 | 0 | 0 | 0 | 0 | 0 | 0
F6_Commercial_Restaurant_New_Food Preparation_Natural Gas_Range_E5 | F6 | Commercial | Restaurant | New | Food Preparation | Natural Gas | Range | E5 | Utility - Value of Sales | 0 | 0 | 0 | 0 | 0 | 0 | 0 | 0 | 0 | 0 | 0 | 0 | 0 | 0 | 0 | 0 | 0 | 0 | 0 | 0 | 0 | 0 | 0 | 0 | 0 | 0 | 0
F6_Commercial_Restaurant_New_Food Preparation_Natural Gas_Range_E6 | F6 | Commercial | Restaurant | New | Food Preparation | Natural Gas | Range | E6 | Utility - Value of Sales | 0 | 0 | 0 | 0 | 0 | 0 | 0 | 0 | 0 | 0 | 0 | 0 | 0 | 0 | 0 | 0 | 0 | 0 | 0 | 0 | 0 | 0 | 0 | 0 | 0 | 0 | 0
F6_Commercial_Restaurant_New_Food Preparation_Natural Gas_Range_E7 | F6 | Commercial | Restaurant | New | Food Preparation | Natural Gas | Range | E7 | Utility - Value of Sales | 0 | 0 | 0 | 0 | 0 | 0 | 0 | 0 | 0 | 0 | 0 | 0 | 0 | 0 | 0 | 0 | 0 | 0 | 0 | 0 | 0 | 0 | 0 | 0 | 0 | 0 | 0
F6_Commercial_Restaurant_New_Food Preparation_Natural Gas_Range_E8 | F6 | Commercial | Restaurant | New | Food Preparation | Natural Gas | Range | E8 | Utility - Value of Sales | 0 | 0 | 0 | 0 | 0 | 0 | 0 | 0 | 0 | 0 | 0 | 0 | 0 | 0 | 0 | 0 | 0 | 0 | 0 | 0 | 0 | 0 | 0 | 0 | 0 | 0 | 0
F6_Commercial_Restaurant_New_Food Preparation_Natural Gas_Range_E9 | F6 | Commercial | Restaurant | New | Food Preparation | Natural Gas | Range | E9 | Utility - Value of Sales | 0 | 0 | 0 | 0 | 0 | 0 | 0 | 0 | 0 | 0 | 0 | 0 | 0 | 0 | 0 | 0 | 0 | 0 | 0 | 0 | 0 | 0 | 0 | 0 | 0 | 0 | 0
F6_Commercial_Restaurant_New_Food Preparation_Natural Gas_Range_E10 | F6 | Commercial | Restaurant | New | Food Preparation | Natural Gas | Range | E10 | Utility - Value of Sales | 0 | 0 | 0 | 0 | 0 | 0 | 0 | 0 | 0 | 0 | 0 | 0 | 0 | 0 | 0 | 0 | 0 | 0 | 0 | 0 | 0 | 0 | 0 | 0 | 0 | 0 | 0
F1_Commercial_Restaurant_New_Food Preparation_Natural Gas_Steamer_E1 | F1 | Commercial | Restaurant | New | Food Preparation | Natural Gas | Steamer | E1 | RVT - Cost of Equipment | 0.78565 | 0 | 0 | 0 | 0 | 0 | 0 | 0 | 0 | 0 | 0 | 0 | 0 | 0 | 0 | 0 | 0 | 0 | 0 | 0 | 0 | 0 | 0 | 0 | 0 | 0 | 0
F1_Commercial_Restaurant_New_Food Preparation_Natural Gas_Steamer_E2 | F1 | Commercial | Restaurant | New | Food Preparation | Natural Gas | Steamer | E2 | RVT - Cost of Equipment | 0.45637 | 0.45637 | 0.45637 | 0.45637 | 0.45637 | 0.45637 | 0.45637 | 0.45637 | 0.45637 | 0.45637 | 0.45637 | 0.45637 | 0.45637 | 0.45637 | 0.45637 | 0.45637 | 0.45637 | 0.45637 | 0.45637 | 0.45637 | 0.45637 | 0.45637 | 0.45637 | 0.45637 | 0.45637 | 0.45637 | 0.45637
F1_Commercial_Restaurant_New_Food Preparation_Natural Gas_Steamer_E3 | F1 | Commercial | Restaurant | New | Food Preparation | Natural Gas | Steamer | E3 | RVT - Cost of Equipment | 0 | 0 | 0 | 0 | 0 | 0 | 0 | 0 | 0 | 0 | 0 | 0 | 0 | 0 | 0 | 0 | 0 | 0 | 0 | 0 | 0 | 0 | 0 | 0 | 0 | 0 | 0
F1_Commercial_Restaurant_New_Food Preparation_Natural Gas_Steamer_E4 | F1 | Commercial | Restaurant | New | Food Preparation | Natural Gas | Steamer | E4 | RVT - Cost of Equipment | 0 | 0 | 0 | 0 | 0 | 0 | 0 | 0 | 0 | 0 | 0 | 0 | 0 | 0 | 0 | 0 | 0 | 0 | 0 | 0 | 0 | 0 | 0 | 0 | 0 | 0 | 0
F1_Commercial_Restaurant_New_Food Preparation_Natural Gas_Steamer_E5 | F1 | Commercial | Restaurant | New | Food Preparation | Natural Gas | Steamer | E5 | RVT - Cost of Equipment | 0 | 0 | 0 | 0 | 0 | 0 | 0 | 0 | 0 | 0 | 0 | 0 | 0 | 0 | 0 | 0 | 0 | 0 | 0 | 0 | 0 | 0 | 0 | 0 | 0 | 0 | 0
F1_Commercial_Restaurant_New_Food Preparation_Natural Gas_Steamer_E6 | F1 | Commercial | Restaurant | New | Food Preparation | Natural Gas | Steamer | E6 | RVT - Cost of Equipment | 0 | 0 | 0 | 0 | 0 | 0 | 0 | 0 | 0 | 0 | 0 | 0 | 0 | 0 | 0 | 0 | 0 | 0 | 0 | 0 | 0 | 0 | 0 | 0 | 0 | 0 | 0
F1_Commercial_Restaurant_New_Food Preparation_Natural Gas_Steamer_E7 | F1 | Commercial | Restaurant | New | Food Preparation | Natural Gas | Steamer | E7 | RVT - Cost of Equipment | 0 | 0 | 0 | 0 | 0 | 0 | 0 | 0 | 0 | 0 | 0 | 0 | 0 | 0 | 0 | 0 | 0 | 0 | 0 | 0 | 0 | 0 | 0 | 0 | 0 | 0 | 0
F1_Commercial_Restaurant_New_Food Preparation_Natural Gas_Steamer_E8 | F1 | Commercial | Restaurant | New | Food Preparation | Natural Gas | Steamer | E8 | RVT - Cost of Equipment | 0 | 0 | 0 | 0 | 0 | 0 | 0 | 0 | 0 | 0 | 0 | 0 | 0 | 0 | 0 | 0 | 0 | 0 | 0 | 0 | 0 | 0 | 0 | 0 | 0 | 0 | 0
F1_Commercial_Restaurant_New_Food Preparation_Natural Gas_Steamer_E9 | F1 | Commercial | Restaurant | New | Food Preparation | Natural Gas | Steamer | E9 | RVT - Cost of Equipment | 0 | 0 | 0 | 0 | 0 | 0 | 0 | 0 | 0 | 0 | 0 | 0 | 0 | 0 | 0 | 0 | 0 | 0 | 0 | 0 | 0 | 0 | 0 | 0 | 0 | 0 | 0
F1_Commercial_Restaurant_New_Food Preparation_Natural Gas_Steamer_E10 | F1 | Commercial | Restaurant | New | Food Preparation | Natural Gas | Steamer | E10 | RVT - Cost of Equipment | 0 | 0 | 0 | 0 | 0 | 0 | 0 | 0 | 0 | 0 | 0 | 0 | 0 | 0 | 0 | 0 | 0 | 0 | 0 | 0 | 0 | 0 | 0 | 0 | 0 | 0 | 0
F2_Commercial_Restaurant_New_Food Preparation_Natural Gas_Steamer_E1 | F2 | Commercial | Restaurant | New | Food Preparation | Natural Gas | Steamer | E1 | RVT - Cost of Operation | 0 | 0 | 0 | 0 | 0 | 0 | 0 | 0 | 0 | 0 | 0 | 0 | 0 | 0 | 0 | 0 | 0 | 0 | 0 | 0 | 0 | 0 | 0 | 0 | 0 | 0 | 0
F2_Commercial_Restaurant_New_Food Preparation_Natural Gas_Steamer_E2 | F2 | Commercial | Restaurant | New | Food Preparation | Natural Gas | Steamer | E2 | RVT - Cost of Operation | 0 | 0 | 0 | 0 | 0 | 0 | 0 | 0 | 0 | 0 | 0 | 0 | 0 | 0 | 0 | 0 | 0 | 0 | 0 | 0 | 0 | 0 | 0 | 0 | 0 | 0 | 0
F2_Commercial_Restaurant_New_Food Preparation_Natural Gas_Steamer_E3 | F2 | Commercial | Restaurant | New | Food Preparation | Natural Gas | Steamer | E3 | RVT - Cost of Operation | 0 | 0 | 0 | 0 | 0 | 0 | 0 | 0 | 0 | 0 | 0 | 0 | 0 | 0 | 0 | 0 | 0 | 0 | 0 | 0 | 0 | 0 | 0 | 0 | 0 | 0 | 0
F2_Commercial_Restaurant_New_Food Preparation_Natural Gas_Steamer_E4 | F2 | Commercial | Restaurant | New | Food Preparation | Natural Gas | Steamer | E4 | RVT - Cost of Operation | 0 | 0 | 0 | 0 | 0 | 0 | 0 | 0 | 0 | 0 | 0 | 0 | 0 | 0 | 0 | 0 | 0 | 0 | 0 | 0 | 0 | 0 | 0 | 0 | 0 | 0 | 0
F2_Commercial_Restaurant_New_Food Preparation_Natural Gas_Steamer_E5 | F2 | Commercial | Restaurant | New | Food Preparation | Natural Gas | Steamer | E5 | RVT - Cost of Operation | 0 | 0 | 0 | 0 | 0 | 0 | 0 | 0 | 0 | 0 | 0 | 0 | 0 | 0 | 0 | 0 | 0 | 0 | 0 | 0 | 0 | 0 | 0 | 0 | 0 | 0 | 0
F2_Commercial_Restaurant_New_Food Preparation_Natural Gas_Steamer_E6 | F2 | Commercial | Restaurant | New | Food Preparation | Natural Gas | Steamer | E6 | RVT - Cost of Operation | 0 | 0 | 0 | 0 | 0 | 0 | 0 | 0 | 0 | 0 | 0 | 0 | 0 | 0 | 0 | 0 | 0 | 0 | 0 | 0 | 0 | 0 | 0 | 0 | 0 | 0 | 0
F2_Commercial_Restaurant_New_Food Preparation_Natural Gas_Steamer_E7 | F2 | Commercial | Restaurant | New | Food Preparation | Natural Gas | Steamer | E7 | RVT - Cost of Operation | 0 | 0 | 0 | 0 | 0 | 0 | 0 | 0 | 0 | 0 | 0 | 0 | 0 | 0 | 0 | 0 | 0 | 0 | 0 | 0 | 0 | 0 | 0 | 0 | 0 | 0 | 0
F2_Commercial_Restaurant_New_Food Preparation_Natural Gas_Steamer_E8 | F2 | Commercial | Restaurant | New | Food Preparation | Natural Gas | Steamer | E8 | RVT - Cost of Operation | 0 | 0 | 0 | 0 | 0 | 0 | 0 | 0 | 0 | 0 | 0 | 0 | 0 | 0 | 0 | 0 | 0 | 0 | 0 | 0 | 0 | 0 | 0 | 0 | 0 | 0 | 0
F2_Commercial_Restaurant_New_Food Preparation_Natural Gas_Steamer_E9 | F2 | Commercial | Restaurant | New | Food Preparation | Natural Gas | Steamer | E9 | RVT - Cost of Operation | 0 | 0 | 0 | 0 | 0 | 0 | 0 | 0 | 0 | 0 | 0 | 0 | 0 | 0 | 0 | 0 | 0 | 0 | 0 | 0 | 0 | 0 | 0 | 0 | 0 | 0 | 0
F2_Commercial_Restaurant_New_Food Preparation_Natural Gas_Steamer_E10 | F2 | Commercial | Restaurant | New | Food Preparation | Natural Gas | Steamer | E10 | RVT - Cost of Operation | 0 | 0 | 0 | 0 | 0 | 0 | 0 | 0 | 0 | 0 | 0 | 0 | 0 | 0 | 0 | 0 | 0 | 0 | 0 | 0 | 0 | 0 | 0 | 0 | 0 | 0 | 0
F3_Commercial_Restaurant_New_Food Preparation_Natural Gas_Steamer_E1 | F3 | Commercial | Restaurant | New | Food Preparation | Natural Gas | Steamer | E1 | System - kBTUs of Consumption | 61.9007 | 0 | 0 | 0 | 0 | 0 | 0 | 0 | 0 | 0 | 0 | 0 | 0 | 0 | 0 | 0 | 0 | 0 | 0 | 0 | 0 | 0 | 0 | 0 | 0 | 0 | 0
F3_Commercial_Restaurant_New_Food Preparation_Natural Gas_Steamer_E2 | F3 | Commercial | Restaurant | New | Food Preparation | Natural Gas | Steamer | E2 | System - kBTUs of Consumption | 10.8549 | 10.8549 | 10.8549 | 10.8549 | 10.8549 | 10.8549 | 10.8549 | 10.8549 | 10.8549 | 10.8549 | 10.8549 | 10.8549 | 10.8549 | 10.8549 | 10.8549 | 10.8549 | 10.8549 | 10.8549 | 10.8549 | 10.8549 | 10.8549 | 10.8549 | 10.8549 | 10.8549 | 10.8549 | 10.8549 | 10.8549
F3_Commercial_Restaurant_New_Food Preparation_Natural Gas_Steamer_E3 | F3 | Commercial | Restaurant | New | Food Preparation | Natural Gas | Steamer | E3 | System - kBTUs of Consumption | 0 | 0 | 0 | 0 | 0 | 0 | 0 | 0 | 0 | 0 | 0 | 0 | 0 | 0 | 0 | 0 | 0 | 0 | 0 | 0 | 0 | 0 | 0 | 0 | 0 | 0 | 0
F3_Commercial_Restaurant_New_Food Preparation_Natural Gas_Steamer_E4 | F3 | Commercial | Restaurant | New | Food Preparation | Natural Gas | Steamer | E4 | System - kBTUs of Consumption | 0 | 0 | 0 | 0 | 0 | 0 | 0 | 0 | 0 | 0 | 0 | 0 | 0 | 0 | 0 | 0 | 0 | 0 | 0 | 0 | 0 | 0 | 0 | 0 | 0 | 0 | 0
F3_Commercial_Restaurant_New_Food Preparation_Natural Gas_Steamer_E5 | F3 | Commercial | Restaurant | New | Food Preparation | Natural Gas | Steamer | E5 | System - kBTUs of Consumption | 0 | 0 | 0 | 0 | 0 | 0 | 0 | 0 | 0 | 0 | 0 | 0 | 0 | 0 | 0 | 0 | 0 | 0 | 0 | 0 | 0 | 0 | 0 | 0 | 0 | 0 | 0
F3_Commercial_Restaurant_New_Food Preparation_Natural Gas_Steamer_E6 | F3 | Commercial | Restaurant | New | Food Preparation | Natural Gas | Steamer | E6 | System - kBTUs of Consumption | 0 | 0 | 0 | 0 | 0 | 0 | 0 | 0 | 0 | 0 | 0 | 0 | 0 | 0 | 0 | 0 | 0 | 0 | 0 | 0 | 0 | 0 | 0 | 0 | 0 | 0 | 0
F3_Commercial_Restaurant_New_Food Preparation_Natural Gas_Steamer_E7 | F3 | Commercial | Restaurant | New | Food Preparation | Natural Gas | Steamer | E7 | System - kBTUs of Consumption | 0 | 0 | 0 | 0 | 0 | 0 | 0 | 0 | 0 | 0 | 0 | 0 | 0 | 0 | 0 | 0 | 0 | 0 | 0 | 0 | 0 | 0 | 0 | 0 | 0 | 0 | 0
F3_Commercial_Restaurant_New_Food Preparation_Natural Gas_Steamer_E8 | F3 | Commercial | Restaurant | New | Food Preparation | Natural Gas | Steamer | E8 | System - kBTUs of Consumption | 0 | 0 | 0 | 0 | 0 | 0 | 0 | 0 | 0 | 0 | 0 | 0 | 0 | 0 | 0 | 0 | 0 | 0 | 0 | 0 | 0 | 0 | 0 | 0 | 0 | 0 | 0
F3_Commercial_Restaurant_New_Food Preparation_Natural Gas_Steamer_E9 | F3 | Commercial | Restaurant | New | Food Preparation | Natural Gas | Steamer | E9 | System - kBTUs of Consumption | 0 | 0 | 0 | 0 | 0 | 0 | 0 | 0 | 0 | 0 | 0 | 0 | 0 | 0 | 0 | 0 | 0 | 0 | 0 | 0 | 0 | 0 | 0 | 0 | 0 | 0 | 0
F3_Commercial_Restaurant_New_Food Preparation_Natural Gas_Steamer_E10 | F3 | Commercial | Restaurant | New | Food Preparation | Natural Gas | Steamer | E10 | System - kBTUs of Consumption | 0 | 0 | 0 | 0 | 0 | 0 | 0 | 0 | 0 | 0 | 0 | 0 | 0 | 0 | 0 | 0 | 0 | 0 | 0 | 0 | 0 | 0 | 0 | 0 | 0 | 0 | 0
F4_Commercial_Restaurant_New_Food Preparation_Natural Gas_Steamer_E1 | F4 | Commercial | Restaurant | New | Food Preparation | Natural Gas | Steamer | E1 | Utility - Cost of Equipment | 0.78565 | 0 | 0 | 0 | 0 | 0 | 0 | 0 | 0 | 0 | 0 | 0 | 0 | 0 | 0 | 0 | 0 | 0 | 0 | 0 | 0 | 0 | 0 | 0 | 0 | 0 | 0
F4_Commercial_Restaurant_New_Food Preparation_Natural Gas_Steamer_E2 | F4 | Commercial | Restaurant | New | Food Preparation | Natural Gas | Steamer | E2 | Utility - Cost of Equipment | 0.45637 | 0.45637 | 0.45637 | 0.45637 | 0.45637 | 0.45637 | 0.45637 | 0.45637 | 0.45637 | 0.45637 | 0.45637 | 0.45637 | 0.45637 | 0.45637 | 0.45637 | 0.45637 | 0.45637 | 0.45637 | 0.45637 | 0.45637 | 0.45637 | 0.45637 | 0.45637 | 0.45637 | 0.45637 | 0.45637 | 0.45637
F4_Commercial_Restaurant_New_Food Preparation_Natural Gas_Steamer_E3 | F4 | Commercial | Restaurant | New | Food Preparation | Natural Gas | Steamer | E3 | Utility - Cost of Equipment | 0 | 0 | 0 | 0 | 0 | 0 | 0 | 0 | 0 | 0 | 0 | 0 | 0 | 0 | 0 | 0 | 0 | 0 | 0 | 0 | 0 | 0 | 0 | 0 | 0 | 0 | 0
F4_Commercial_Restaurant_New_Food Preparation_Natural Gas_Steamer_E4 | F4 | Commercial | Restaurant | New | Food Preparation | Natural Gas | Steamer | E4 | Utility - Cost of Equipment | 0 | 0 | 0 | 0 | 0 | 0 | 0 | 0 | 0 | 0 | 0 | 0 | 0 | 0 | 0 | 0 | 0 | 0 | 0 | 0 | 0 | 0 | 0 | 0 | 0 | 0 | 0
F4_Commercial_Restaurant_New_Food Preparation_Natural Gas_Steamer_E5 | F4 | Commercial | Restaurant | New | Food Preparation | Natural Gas | Steamer | E5 | Utility - Cost of Equipment | 0 | 0 | 0 | 0 | 0 | 0 | 0 | 0 | 0 | 0 | 0 | 0 | 0 | 0 | 0 | 0 | 0 | 0 | 0 | 0 | 0 | 0 | 0 | 0 | 0 | 0 | 0
F4_Commercial_Restaurant_New_Food Preparation_Natural Gas_Steamer_E6 | F4 | Commercial | Restaurant | New | Food Preparation | Natural Gas | Steamer | E6 | Utility - Cost of Equipment | 0 | 0 | 0 | 0 | 0 | 0 | 0 | 0 | 0 | 0 | 0 | 0 | 0 | 0 | 0 | 0 | 0 | 0 | 0 | 0 | 0 | 0 | 0 | 0 | 0 | 0 | 0
F4_Commercial_Restaurant_New_Food Preparation_Natural Gas_Steamer_E7 | F4 | Commercial | Restaurant | New | Food Preparation | Natural Gas | Steamer | E7 | Utility - Cost of Equipment | 0 | 0 | 0 | 0 | 0 | 0 | 0 | 0 | 0 | 0 | 0 | 0 | 0 | 0 | 0 | 0 | 0 | 0 | 0 | 0 | 0 | 0 | 0 | 0 | 0 | 0 | 0
F4_Commercial_Restaurant_New_Food Preparation_Natural Gas_Steamer_E8 | F4 | Commercial | Restaurant | New | Food Preparation | Natural Gas | Steamer | E8 | Utility - Cost of Equipment | 0 | 0 | 0 | 0 | 0 | 0 | 0 | 0 | 0 | 0 | 0 | 0 | 0 | 0 | 0 | 0 | 0 | 0 | 0 | 0 | 0 | 0 | 0 | 0 | 0 | 0 | 0
F4_Commercial_Restaurant_New_Food Preparation_Natural Gas_Steamer_E9 | F4 | Commercial | Restaurant | New | Food Preparation | Natural Gas | Steamer | E9 | Utility - Cost of Equipment | 0 | 0 | 0 | 0 | 0 | 0 | 0 | 0 | 0 | 0 | 0 | 0 | 0 | 0 | 0 | 0 | 0 | 0 | 0 | 0 | 0 | 0 | 0 | 0 | 0 | 0 | 0
F4_Commercial_Restaurant_New_Food Preparation_Natural Gas_Steamer_E10 | F4 | Commercial | Restaurant | New | Food Preparation | Natural Gas | Steamer | E10 | Utility - Cost of Equipment | 0 | 0 | 0 | 0 | 0 | 0 | 0 | 0 | 0 | 0 | 0 | 0 | 0 | 0 | 0 | 0 | 0 | 0 | 0 | 0 | 0 | 0 | 0 | 0 | 0 | 0 | 0
F5_Commercial_Restaurant_New_Food Preparation_Natural Gas_Steamer_E1 | F5 | Commercial | Restaurant | New | Food Preparation | Natural Gas | Steamer | E1 | Utility - Cost of Operation | 0.8568 | 0 | 0 | 0 | 0 | 0 | 0 | 0 | 0 | 0 | 0 | 0 | 0 | 0 | 0 | 0 | 0 | 0 | 0 | 0 | 0 | 0 | 0 | 0 | 0 | 0 | 0
F5_Commercial_Restaurant_New_Food Preparation_Natural Gas_Steamer_E2 | F5 | Commercial | Restaurant | New | Food Preparation | Natural Gas | Steamer | E2 | Utility - Cost of Operation | 0.15025 | 0.14727 | 0.1443 | 0.14141 | 0.14091 | 0.14196 | 0.144 | 0.14658 | 0.14938 | 0.15223 | 0.1552 | 0.15827 | 0.16131 | 0.16375 | 0.16527 | 0.16539 | 0.16381 | 0.1606 | 0.15592 | 0.14998 | 0.14304 | 0.13508 | 0.12799 | 0.12337 | 0.12131 | 0.1219 | 0.1225
F5_Commercial_Restaurant_New_Food Preparation_Natural Gas_Steamer_E3 | F5 | Commercial | Restaurant | New | Food Preparation | Natural Gas | Steamer | E3 | Utility - Cost of Operation | 0 | 0 | 0 | 0 | 0 | 0 | 0 | 0 | 0 | 0 | 0 | 0 | 0 | 0 | 0 | 0 | 0 | 0 | 0 | 0 | 0 | 0 | 0 | 0 | 0 | 0 | 0
F5_Commercial_Restaurant_New_Food Preparation_Natural Gas_Steamer_E4 | F5 | Commercial | Restaurant | New | Food Preparation | Natural Gas | Steamer | E4 | Utility - Cost of Operation | 0 | 0 | 0 | 0 | 0 | 0 | 0 | 0 | 0 | 0 | 0 | 0 | 0 | 0 | 0 | 0 | 0 | 0 | 0 | 0 | 0 | 0 | 0 | 0 | 0 | 0 | 0
F5_Commercial_Restaurant_New_Food Preparation_Natural Gas_Steamer_E5 | F5 | Commercial | Restaurant | New | Food Preparation | Natural Gas | Steamer | E5 | Utility - Cost of Operation | 0 | 0 | 0 | 0 | 0 | 0 | 0 | 0 | 0 | 0 | 0 | 0 | 0 | 0 | 0 | 0 | 0 | 0 | 0 | 0 | 0 | 0 | 0 | 0 | 0 | 0 | 0
F5_Commercial_Restaurant_New_Food Preparation_Natural Gas_Steamer_E6 | F5 | Commercial | Restaurant | New | Food Preparation | Natural Gas | Steamer | E6 | Utility - Cost of Operation | 0 | 0 | 0 | 0 | 0 | 0 | 0 | 0 | 0 | 0 | 0 | 0 | 0 | 0 | 0 | 0 | 0 | 0 | 0 | 0 | 0 | 0 | 0 | 0 | 0 | 0 | 0
F5_Commercial_Restaurant_New_Food Preparation_Natural Gas_Steamer_E7 | F5 | Commercial | Restaurant | New | Food Preparation | Natural Gas | Steamer | E7 | Utility - Cost of Operation | 0 | 0 | 0 | 0 | 0 | 0 | 0 | 0 | 0 | 0 | 0 | 0 | 0 | 0 | 0 | 0 | 0 | 0 | 0 | 0 | 0 | 0 | 0 | 0 | 0 | 0 | 0
F5_Commercial_Restaurant_New_Food Preparation_Natural Gas_Steamer_E8 | F5 | Commercial | Restaurant | New | Food Preparation | Natural Gas | Steamer | E8 | Utility - Cost of Operation | 0 | 0 | 0 | 0 | 0 | 0 | 0 | 0 | 0 | 0 | 0 | 0 | 0 | 0 | 0 | 0 | 0 | 0 | 0 | 0 | 0 | 0 | 0 | 0 | 0 | 0 | 0
F5_Commercial_Restaurant_New_Food Preparation_Natural Gas_Steamer_E9 | F5 | Commercial | Restaurant | New | Food Preparation | Natural Gas | Steamer | E9 | Utility - Cost of Operation | 0 | 0 | 0 | 0 | 0 | 0 | 0 | 0 | 0 | 0 | 0 | 0 | 0 | 0 | 0 | 0 | 0 | 0 | 0 | 0 | 0 | 0 | 0 | 0 | 0 | 0 | 0
F5_Commercial_Restaurant_New_Food Preparation_Natural Gas_Steamer_E10 | F5 | Commercial | Restaurant | New | Food Preparation | Natural Gas | Steamer | E10 | Utility - Cost of Operation | 0 | 0 | 0 | 0 | 0 | 0 | 0 | 0 | 0 | 0 | 0 | 0 | 0 | 0 | 0 | 0 | 0 | 0 | 0 | 0 | 0 | 0 | 0 | 0 | 0 | 0 | 0
F6_Commercial_Restaurant_New_Food Preparation_Natural Gas_Steamer_E1 | F6 | Commercial | Restaurant | New | Food Preparation | Natural Gas | Steamer | E1 | Utility - Value of Sales | 0 | 0 | 0 | 0 | 0 | 0 | 0 | 0 | 0 | 0 | 0 | 0 | 0 | 0 | 0 | 0 | 0 | 0 | 0 | 0 | 0 | 0 | 0 | 0 | 0 | 0 | 0
F6_Commercial_Restaurant_New_Food Preparation_Natural Gas_Steamer_E2 | F6 | Commercial | Restaurant | New | Food Preparation | Natural Gas | Steamer | E2 | Utility - Value of Sales | 0 | 0 | 0 | 0 | 0 | 0 | 0 | 0 | 0 | 0 | 0 | 0 | 0 | 0 | 0 | 0 | 0 | 0 | 0 | 0 | 0 | 0 | 0 | 0 | 0 | 0 | 0
F6_Commercial_Restaurant_New_Food Preparation_Natural Gas_Steamer_E3 | F6 | Commercial | Restaurant | New | Food Preparation | Natural Gas | Steamer | E3 | Utility - Value of Sales | 0 | 0 | 0 | 0 | 0 | 0 | 0 | 0 | 0 | 0 | 0 | 0 | 0 | 0 | 0 | 0 | 0 | 0 | 0 | 0 | 0 | 0 | 0 | 0 | 0 | 0 | 0
F6_Commercial_Restaurant_New_Food Preparation_Natural Gas_Steamer_E4 | F6 | Commercial | Restaurant | New | Food Preparation | Natural Gas | Steamer | E4 | Utility - Value of Sales | 0 | 0 | 0 | 0 | 0 | 0 | 0 | 0 | 0 | 0 | 0 | 0 | 0 | 0 | 0 | 0 | 0 | 0 | 0 | 0 | 0 | 0 | 0 | 0 | 0 | 0 | 0
F6_Commercial_Restaurant_New_Food Preparation_Natural Gas_Steamer_E5 | F6 | Commercial | Restaurant | New | Food Preparation | Natural Gas | Steamer | E5 | Utility - Value of Sales | 0 | 0 | 0 | 0 | 0 | 0 | 0 | 0 | 0 | 0 | 0 | 0 | 0 | 0 | 0 | 0 | 0 | 0 | 0 | 0 | 0 | 0 | 0 | 0 | 0 | 0 | 0
F6_Commercial_Restaurant_New_Food Preparation_Natural Gas_Steamer_E6 | F6 | Commercial | Restaurant | New | Food Preparation | Natural Gas | Steamer | E6 | Utility - Value of Sales | 0 | 0 | 0 | 0 | 0 | 0 | 0 | 0 | 0 | 0 | 0 | 0 | 0 | 0 | 0 | 0 | 0 | 0 | 0 | 0 | 0 | 0 | 0 | 0 | 0 | 0 | 0
F6_Commercial_Restaurant_New_Food Preparation_Natural Gas_Steamer_E7 | F6 | Commercial | Restaurant | New | Food Preparation | Natural Gas | Steamer | E7 | Utility - Value of Sales | 0 | 0 | 0 | 0 | 0 | 0 | 0 | 0 | 0 | 0 | 0 | 0 | 0 | 0 | 0 | 0 | 0 | 0 | 0 | 0 | 0 | 0 | 0 | 0 | 0 | 0 | 0
F6_Commercial_Restaurant_New_Food Preparation_Natural Gas_Steamer_E8 | F6 | Commercial | Restaurant | New | Food Preparation | Natural Gas | Steamer | E8 | Utility - Value of Sales | 0 | 0 | 0 | 0 | 0 | 0 | 0 | 0 | 0 | 0 | 0 | 0 | 0 | 0 | 0 | 0 | 0 | 0 | 0 | 0 | 0 | 0 | 0 | 0 | 0 | 0 | 0
F6_Commercial_Restaurant_New_Food Preparation_Natural Gas_Steamer_E9 | F6 | Commercial | Restaurant | New | Food Preparation | Natural Gas | Steamer | E9 | Utility - Value of Sales | 0 | 0 | 0 | 0 | 0 | 0 | 0 | 0 | 0 | 0 | 0 | 0 | 0 | 0 | 0 | 0 | 0 | 0 | 0 | 0 | 0 | 0 | 0 | 0 | 0 | 0 | 0
F6_Commercial_Restaurant_New_Food Preparation_Natural Gas_Steamer_E10 | F6 | Commercial | Restaurant | New | Food Preparation | Natural Gas | Steamer | E10 | Utility - Value of Sales | 0 | 0 | 0 | 0 | 0 | 0 | 0 | 0 | 0 | 0 | 0 | 0 | 0 | 0 | 0 | 0 | 0 | 0 | 0 | 0 | 0 | 0 | 0 | 0 | 0 | 0 | 0
F1_Commercial_Restaurant_New_Food Preparation_Natural Gas_Commercial Food Prep Other_E1 | F1 | Commercial | Restaurant | New | Food Preparation | Natural Gas | Commercial Food Prep Other | E1 | RVT - Cost of Equipment | 0.017517 | 0.017517 | 0.017517 | 0.017517 | 0.017517 | 0.017517 | 0.017517 | 0.017517 | 0.017517 | 0.017517 | 0.017517 | 0.017517 | 0.017517 | 0.017517 | 0.017517 | 0.017517 | 0.017517 | 0.017517 | 0.017517 | 0.017517 | 0.017517 | 0.017517 | 0.017517 | 0.017517 | 0.017517 | 0.017517 | 0.017517
F1_Commercial_Restaurant_New_Food Preparation_Natural Gas_Commercial Food Prep Other_E2 | F1 | Commercial | Restaurant | New | Food Preparation | Natural Gas | Commercial Food Prep Other | E2 | RVT - Cost of Equipment | 0.021278 | 0.021278 | 0.021278 | 0.021278 | 0.021278 | 0.021278 | 0.021278 | 0.021278 | 0.021278 | 0.021278 | 0.021278 | 0.021278 | 0.021278 | 0.021278 | 0.021278 | 0.021278 | 0.021278 | 0.021278 | 0.021278 | 0.021278 | 0.021278 | 0.021278 | 0.021278 | 0.021278 | 0.021278 | 0.021278 | 0.021278
F1_Commercial_Restaurant_New_Food Preparation_Natural Gas_Commercial Food Prep Other_E3 | F1 | Commercial | Restaurant | New | Food Preparation | Natural Gas | Commercial Food Prep Other | E3 | RVT - Cost of Equipment | 0 | 0 | 0 | 0 | 0 | 0 | 0 | 0 | 0 | 0 | 0 | 0 | 0 | 0 | 0 | 0 | 0 | 0 | 0 | 0 | 0 | 0 | 0 | 0 | 0 | 0 | 0
F1_Commercial_Restaurant_New_Food Preparation_Natural Gas_Commercial Food Prep Other_E4 | F1 | Commercial | Restaurant | New | Food Preparation | Natural Gas | Commercial Food Prep Other | E4 | RVT - Cost of Equipment | 0 | 0 | 0 | 0 | 0 | 0 | 0 | 0 | 0 | 0 | 0 | 0 | 0 | 0 | 0 | 0 | 0 | 0 | 0 | 0 | 0 | 0 | 0 | 0 | 0 | 0 | 0
F1_Commercial_Restaurant_New_Food Preparation_Natural Gas_Commercial Food Prep Other_E5 | F1 | Commercial | Restaurant | New | Food Preparation | Natural Gas | Commercial Food Prep Other | E5 | RVT - Cost of Equipment | 0 | 0 | 0 | 0 | 0 | 0 | 0 | 0 | 0 | 0 | 0 | 0 | 0 | 0 | 0 | 0 | 0 | 0 | 0 | 0 | 0 | 0 | 0 | 0 | 0 | 0 | 0
F1_Commercial_Restaurant_New_Food Preparation_Natural Gas_Commercial Food Prep Other_E6 | F1 | Commercial | Restaurant | New | Food Preparation | Natural Gas | Commercial Food Prep Other | E6 | RVT - Cost of Equipment | 0 | 0 | 0 | 0 | 0 | 0 | 0 | 0 | 0 | 0 | 0 | 0 | 0 | 0 | 0 | 0 | 0 | 0 | 0 | 0 | 0 | 0 | 0 | 0 | 0 | 0 | 0
F1_Commercial_Restaurant_New_Food Preparation_Natural Gas_Commercial Food Prep Other_E7 | F1 | Commercial | Restaurant | New | Food Preparation | Natural Gas | Commercial Food Prep Other | E7 | RVT - Cost of Equipment | 0 | 0 | 0 | 0 | 0 | 0 | 0 | 0 | 0 | 0 | 0 | 0 | 0 | 0 | 0 | 0 | 0 | 0 | 0 | 0 | 0 | 0 | 0 | 0 | 0 | 0 | 0
F1_Commercial_Restaurant_New_Food Preparation_Natural Gas_Commercial Food Prep Other_E8 | F1 | Commercial | Restaurant | New | Food Preparation | Natural Gas | Commercial Food Prep Other | E8 | RVT - Cost of Equipment | 0 | 0 | 0 | 0 | 0 | 0 | 0 | 0 | 0 | 0 | 0 | 0 | 0 | 0 | 0 | 0 | 0 | 0 | 0 | 0 | 0 | 0 | 0 | 0 | 0 | 0 | 0
F1_Commercial_Restaurant_New_Food Preparation_Natural Gas_Commercial Food Prep Other_E9 | F1 | Commercial | Restaurant | New | Food Preparation | Natural Gas | Commercial Food Prep Other | E9 | RVT - Cost of Equipment | 0 | 0 | 0 | 0 | 0 | 0 | 0 | 0 | 0 | 0 | 0 | 0 | 0 | 0 | 0 | 0 | 0 | 0 | 0 | 0 | 0 | 0 | 0 | 0 | 0 | 0 | 0
F1_Commercial_Restaurant_New_Food Preparation_Natural Gas_Commercial Food Prep Other_E10 | F1 | Commercial | Restaurant | New | Food Preparation | Natural Gas | Commercial Food Prep Other | E10 | RVT - Cost of Equipment | 0 | 0 | 0 | 0 | 0 | 0 | 0 | 0 | 0 | 0 | 0 | 0 | 0 | 0 | 0 | 0 | 0 | 0 | 0 | 0 | 0 | 0 | 0 | 0 | 0 | 0 | 0
F2_Commercial_Restaurant_New_Food Preparation_Natural Gas_Commercial Food Prep Other_E1 | F2 | Commercial | Restaurant | New | Food Preparation | Natural Gas | Commercial Food Prep Other | E1 | RVT - Cost of Operation | 0 | 0 | 0 | 0 | 0 | 0 | 0 | 0 | 0 | 0 | 0 | 0 | 0 | 0 | 0 | 0 | 0 | 0 | 0 | 0 | 0 | 0 | 0 | 0 | 0 | 0 | 0
F2_Commercial_Restaurant_New_Food Preparation_Natural Gas_Commercial Food Prep Other_E2 | F2 | Commercial | Restaurant | New | Food Preparation | Natural Gas | Commercial Food Prep Other | E2 | RVT - Cost of Operation | 0 | 0 | 0 | 0 | 0 | 0 | 0 | 0 | 0 | 0 | 0 | 0 | 0 | 0 | 0 | 0 | 0 | 0 | 0 | 0 | 0 | 0 | 0 | 0 | 0 | 0 | 0
F2_Commercial_Restaurant_New_Food Preparation_Natural Gas_Commercial Food Prep Other_E3 | F2 | Commercial | Restaurant | New | Food Preparation | Natural Gas | Commercial Food Prep Other | E3 | RVT - Cost of Operation | 0 | 0 | 0 | 0 | 0 | 0 | 0 | 0 | 0 | 0 | 0 | 0 | 0 | 0 | 0 | 0 | 0 | 0 | 0 | 0 | 0 | 0 | 0 | 0 | 0 | 0 | 0
F2_Commercial_Restaurant_New_Food Preparation_Natural Gas_Commercial Food Prep Other_E4 | F2 | Commercial | Restaurant | New | Food Preparation | Natural Gas | Commercial Food Prep Other | E4 | RVT - Cost of Operation | 0 | 0 | 0 | 0 | 0 | 0 | 0 | 0 | 0 | 0 | 0 | 0 | 0 | 0 | 0 | 0 | 0 | 0 | 0 | 0 | 0 | 0 | 0 | 0 | 0 | 0 | 0
F2_Commercial_Restaurant_New_Food Preparation_Natural Gas_Commercial Food Prep Other_E5 | F2 | Commercial | Restaurant | New | Food Preparation | Natural Gas | Commercial Food Prep Other | E5 | RVT - Cost of Operation | 0 | 0 | 0 | 0 | 0 | 0 | 0 | 0 | 0 | 0 | 0 | 0 | 0 | 0 | 0 | 0 | 0 | 0 | 0 | 0 | 0 | 0 | 0 | 0 | 0 | 0 | 0
F2_Commercial_Restaurant_New_Food Preparation_Natural Gas_Commercial Food Prep Other_E6 | F2 | Commercial | Restaurant | New | Food Preparation | Natural Gas | Commercial Food Prep Other | E6 | RVT - Cost of Operation | 0 | 0 | 0 | 0 | 0 | 0 | 0 | 0 | 0 | 0 | 0 | 0 | 0 | 0 | 0 | 0 | 0 | 0 | 0 | 0 | 0 | 0 | 0 | 0 | 0 | 0 | 0
F2_Commercial_Restaurant_New_Food Preparation_Natural Gas_Commercial Food Prep Other_E7 | F2 | Commercial | Restaurant | New | Food Preparation | Natural Gas | Commercial Food Prep Other | E7 | RVT - Cost of Operation | 0 | 0 | 0 | 0 | 0 | 0 | 0 | 0 | 0 | 0 | 0 | 0 | 0 | 0 | 0 | 0 | 0 | 0 | 0 | 0 | 0 | 0 | 0 | 0 | 0 | 0 | 0
F2_Commercial_Restaurant_New_Food Preparation_Natural Gas_Commercial Food Prep Other_E8 | F2 | Commercial | Restaurant | New | Food Preparation | Natural Gas | Commercial Food Prep Other | E8 | RVT - Cost of Operation | 0 | 0 | 0 | 0 | 0 | 0 | 0 | 0 | 0 | 0 | 0 | 0 | 0 | 0 | 0 | 0 | 0 | 0 | 0 | 0 | 0 | 0 | 0 | 0 | 0 | 0 | 0
F2_Commercial_Restaurant_New_Food Preparation_Natural Gas_Commercial Food Prep Other_E9 | F2 | Commercial | Restaurant | New | Food Preparation | Natural Gas | Commercial Food Prep Other | E9 | RVT - Cost of Operation | 0 | 0 | 0 | 0 | 0 | 0 | 0 | 0 | 0 | 0 | 0 | 0 | 0 | 0 | 0 | 0 | 0 | 0 | 0 | 0 | 0 | 0 | 0 | 0 | 0 | 0 | 0
F2_Commercial_Restaurant_New_Food Preparation_Natural Gas_Commercial Food Prep Other_E10 | F2 | Commercial | Restaurant | New | Food Preparation | Natural Gas | Commercial Food Prep Other | E10 | RVT - Cost of Operation | 0 | 0 | 0 | 0 | 0 | 0 | 0 | 0 | 0 | 0 | 0 | 0 | 0 | 0 | 0 | 0 | 0 | 0 | 0 | 0 | 0 | 0 | 0 | 0 | 0 | 0 | 0
F3_Commercial_Restaurant_New_Food Preparation_Natural Gas_Commercial Food Prep Other_E1 | F3 | Commercial | Restaurant | New | Food Preparation | Natural Gas | Commercial Food Prep Other | E1 | System - kBTUs of Consumption | 14.8287 | 14.8287 | 14.8287 | 14.8287 | 14.8287 | 14.8287 | 14.8287 | 14.8287 | 14.8287 | 14.8287 | 14.8287 | 14.8287 | 14.8287 | 14.8287 | 14.8287 | 14.8287 | 14.8287 | 14.8287 | 14.8287 | 14.8287 | 14.8287 | 14.8287 | 14.8287 | 14.8287 | 14.8287 | 14.8287 | 14.8287
F3_Commercial_Restaurant_New_Food Preparation_Natural Gas_Commercial Food Prep Other_E2 | F3 | Commercial | Restaurant | New | Food Preparation | Natural Gas | Commercial Food Prep Other | E2 | System - kBTUs of Consumption | 11.0135 | 11.0135 | 11.0135 | 11.0135 | 11.0135 | 11.0135 | 11.0135 | 11.0135 | 11.0135 | 11.0135 | 11.0135 | 11.0135 | 11.0135 | 11.0135 | 11.0135 | 11.0135 | 11.0135 | 11.0135 | 11.0135 | 11.0135 | 11.0135 | 11.0135 | 11.0135 | 11.0135 | 11.0135 | 11.0135 | 11.0135
F3_Commercial_Restaurant_New_Food Preparation_Natural Gas_Commercial Food Prep Other_E3 | F3 | Commercial | Restaurant | New | Food Preparation | Natural Gas | Commercial Food Prep Other | E3 | System - kBTUs of Consumption | 0 | 0 | 0 | 0 | 0 | 0 | 0 | 0 | 0 | 0 | 0 | 0 | 0 | 0 | 0 | 0 | 0 | 0 | 0 | 0 | 0 | 0 | 0 | 0 | 0 | 0 | 0
F3_Commercial_Restaurant_New_Food Preparation_Natural Gas_Commercial Food Prep Other_E4 | F3 | Commercial | Restaurant | New | Food Preparation | Natural Gas | Commercial Food Prep Other | E4 | System - kBTUs of Consumption | 0 | 0 | 0 | 0 | 0 | 0 | 0 | 0 | 0 | 0 | 0 | 0 | 0 | 0 | 0 | 0 | 0 | 0 | 0 | 0 | 0 | 0 | 0 | 0 | 0 | 0 | 0
F3_Commercial_Restaurant_New_Food Preparation_Natural Gas_Commercial Food Prep Other_E5 | F3 | Commercial | Restaurant | New | Food Preparation | Natural Gas | Commercial Food Prep Other | E5 | System - kBTUs of Consumption | 0 | 0 | 0 | 0 | 0 | 0 | 0 | 0 | 0 | 0 | 0 | 0 | 0 | 0 | 0 | 0 | 0 | 0 | 0 | 0 | 0 | 0 | 0 | 0 | 0 | 0 | 0
F3_Commercial_Restaurant_New_Food Preparation_Natural Gas_Commercial Food Prep Other_E6 | F3 | Commercial | Restaurant | New | Food Preparation | Natural Gas | Commercial Food Prep Other | E6 | System - kBTUs of Consumption | 0 | 0 | 0 | 0 | 0 | 0 | 0 | 0 | 0 | 0 | 0 | 0 | 0 | 0 | 0 | 0 | 0 | 0 | 0 | 0 | 0 | 0 | 0 | 0 | 0 | 0 | 0
F3_Commercial_Restaurant_New_Food Preparation_Natural Gas_Commercial Food Prep Other_E7 | F3 | Commercial | Restaurant | New | Food Preparation | Natural Gas | Commercial Food Prep Other | E7 | System - kBTUs of Consumption | 0 | 0 | 0 | 0 | 0 | 0 | 0 | 0 | 0 | 0 | 0 | 0 | 0 | 0 | 0 | 0 | 0 | 0 | 0 | 0 | 0 | 0 | 0 | 0 | 0 | 0 | 0
F3_Commercial_Restaurant_New_Food Preparation_Natural Gas_Commercial Food Prep Other_E8 | F3 | Commercial | Restaurant | New | Food Preparation | Natural Gas | Commercial Food Prep Other | E8 | System - kBTUs of Consumption | 0 | 0 | 0 | 0 | 0 | 0 | 0 | 0 | 0 | 0 | 0 | 0 | 0 | 0 | 0 | 0 | 0 | 0 | 0 | 0 | 0 | 0 | 0 | 0 | 0 | 0 | 0
F3_Commercial_Restaurant_New_Food Preparation_Natural Gas_Commercial Food Prep Other_E9 | F3 | Commercial | Restaurant | New | Food Preparation | Natural Gas | Commercial Food Prep Other | E9 | System - kBTUs of Consumption | 0 | 0 | 0 | 0 | 0 | 0 | 0 | 0 | 0 | 0 | 0 | 0 | 0 | 0 | 0 | 0 | 0 | 0 | 0 | 0 | 0 | 0 | 0 | 0 | 0 | 0 | 0
F3_Commercial_Restaurant_New_Food Preparation_Natural Gas_Commercial Food Prep Other_E10 | F3 | Commercial | Restaurant | New | Food Preparation | Natural Gas | Commercial Food Prep Other | E10 | System - kBTUs of Consumption | 0 | 0 | 0 | 0 | 0 | 0 | 0 | 0 | 0 | 0 | 0 | 0 | 0 | 0 | 0 | 0 | 0 | 0 | 0 | 0 | 0 | 0 | 0 | 0 | 0 | 0 | 0
F4_Commercial_Restaurant_New_Food Preparation_Natural Gas_Commercial Food Prep Other_E1 | F4 | Commercial | Restaurant | New | Food Preparation | Natural Gas | Commercial Food Prep Other | E1 | Utility - Cost of Equipment | 0.017517 | 0.017517 | 0.017517 | 0.017517 | 0.017517 | 0.017517 | 0.017517 | 0.017517 | 0.017517 | 0.017517 | 0.017517 | 0.017517 | 0.017517 | 0.017517 | 0.017517 | 0.017517 | 0.017517 | 0.017517 | 0.017517 | 0.017517 | 0.017517 | 0.017517 | 0.017517 | 0.017517 | 0.017517 | 0.017517 | 0.017517
F4_Commercial_Restaurant_New_Food Preparation_Natural Gas_Commercial Food Prep Other_E2 | F4 | Commercial | Restaurant | New | Food Preparation | Natural Gas | Commercial Food Prep Other | E2 | Utility - Cost of Equipment | 0.021278 | 0.021278 | 0.021278 | 0.021278 | 0.021278 | 0.021278 | 0.021278 | 0.021278 | 0.021278 | 0.021278 | 0.021278 | 0.021278 | 0.021278 | 0.021278 | 0.021278 | 0.021278 | 0.021278 | 0.021278 | 0.021278 | 0.021278 | 0.021278 | 0.021278 | 0.021278 | 0.021278 | 0.021278 | 0.021278 | 0.021278
F4_Commercial_Restaurant_New_Food Preparation_Natural Gas_Commercial Food Prep Other_E3 | F4 | Commercial | Restaurant | New | Food Preparation | Natural Gas | Commercial Food Prep Other | E3 | Utility - Cost of Equipment | 0 | 0 | 0 | 0 | 0 | 0 | 0 | 0 | 0 | 0 | 0 | 0 | 0 | 0 | 0 | 0 | 0 | 0 | 0 | 0 | 0 | 0 | 0 | 0 | 0 | 0 | 0
F4_Commercial_Restaurant_New_Food Preparation_Natural Gas_Commercial Food Prep Other_E4 | F4 | Commercial | Restaurant | New | Food Preparation | Natural Gas | Commercial Food Prep Other | E4 | Utility - Cost of Equipment | 0 | 0 | 0 | 0 | 0 | 0 | 0 | 0 | 0 | 0 | 0 | 0 | 0 | 0 | 0 | 0 | 0 | 0 | 0 | 0 | 0 | 0 | 0 | 0 | 0 | 0 | 0
F4_Commercial_Restaurant_New_Food Preparation_Natural Gas_Commercial Food Prep Other_E5 | F4 | Commercial | Restaurant | New | Food Preparation | Natural Gas | Commercial Food Prep Other | E5 | Utility - Cost of Equipment | 0 | 0 | 0 | 0 | 0 | 0 | 0 | 0 | 0 | 0 | 0 | 0 | 0 | 0 | 0 | 0 | 0 | 0 | 0 | 0 | 0 | 0 | 0 | 0 | 0 | 0 | 0
F4_Commercial_Restaurant_New_Food Preparation_Natural Gas_Commercial Food Prep Other_E6 | F4 | Commercial | Restaurant | New | Food Preparation | Natural Gas | Commercial Food Prep Other | E6 | Utility - Cost of Equipment | 0 | 0 | 0 | 0 | 0 | 0 | 0 | 0 | 0 | 0 | 0 | 0 | 0 | 0 | 0 | 0 | 0 | 0 | 0 | 0 | 0 | 0 | 0 | 0 | 0 | 0 | 0
F4_Commercial_Restaurant_New_Food Preparation_Natural Gas_Commercial Food Prep Other_E7 | F4 | Commercial | Restaurant | New | Food Preparation | Natural Gas | Commercial Food Prep Other | E7 | Utility - Cost of Equipment | 0 | 0 | 0 | 0 | 0 | 0 | 0 | 0 | 0 | 0 | 0 | 0 | 0 | 0 | 0 | 0 | 0 | 0 | 0 | 0 | 0 | 0 | 0 | 0 | 0 | 0 | 0
F4_Commercial_Restaurant_New_Food Preparation_Natural Gas_Commercial Food Prep Other_E8 | F4 | Commercial | Restaurant | New | Food Preparation | Natural Gas | Commercial Food Prep Other | E8 | Utility - Cost of Equipment | 0 | 0 | 0 | 0 | 0 | 0 | 0 | 0 | 0 | 0 | 0 | 0 | 0 | 0 | 0 | 0 | 0 | 0 | 0 | 0 | 0 | 0 | 0 | 0 | 0 | 0 | 0
F4_Commercial_Restaurant_New_Food Preparation_Natural Gas_Commercial Food Prep Other_E9 | F4 | Commercial | Restaurant | New | Food Preparation | Natural Gas | Commercial Food Prep Other | E9 | Utility - Cost of Equipment | 0 | 0 | 0 | 0 | 0 | 0 | 0 | 0 | 0 | 0 | 0 | 0 | 0 | 0 | 0 | 0 | 0 | 0 | 0 | 0 | 0 | 0 | 0 | 0 | 0 | 0 | 0
F4_Commercial_Restaurant_New_Food Preparation_Natural Gas_Commercial Food Prep Other_E10 | F4 | Commercial | Restaurant | New | Food Preparation | Natural Gas | Commercial Food Prep Other | E10 | Utility - Cost of Equipment | 0 | 0 | 0 | 0 | 0 | 0 | 0 | 0 | 0 | 0 | 0 | 0 | 0 | 0 | 0 | 0 | 0 | 0 | 0 | 0 | 0 | 0 | 0 | 0 | 0 | 0 | 0
F5_Commercial_Restaurant_New_Food Preparation_Natural Gas_Commercial Food Prep Other_E1 | F5 | Commercial | Restaurant | New | Food Preparation | Natural Gas | Commercial Food Prep Other | E1 | Utility - Cost of Operation | 0.20377 | 0.20083 | 0.19796 | 0.19518 | 0.19521 | 0.19706 | 0.20006 | 0.2037 | 0.20762 | 0.21164 | 0.21561 | 0.21912 | 0.22181 | 0.22295 | 0.22242 | 0.22024 | 0.21657 | 0.21177 | 0.20605 | 0.19928 | 0.19135 | 0.18223 | 0.17413 | 0.16889 | 0.16663 | 0.16744 | 0.16826
F5_Commercial_Restaurant_New_Food Preparation_Natural Gas_Commercial Food Prep Other_E2 | F5 | Commercial | Restaurant | New | Food Preparation | Natural Gas | Commercial Food Prep Other | E2 | Utility - Cost of Operation | 0.15135 | 0.14916 | 0.14703 | 0.14497 | 0.14499 | 0.14636 | 0.14859 | 0.15129 | 0.15421 | 0.15719 | 0.16014 | 0.16275 | 0.16474 | 0.16558 | 0.16519 | 0.16357 | 0.16085 | 0.15728 | 0.15304 | 0.14801 | 0.14212 | 0.13535 | 0.12933 | 0.12544 | 0.12376 | 0.12436 | 0.12497
F5_Commercial_Restaurant_New_Food Preparation_Natural Gas_Commercial Food Prep Other_E3 | F5 | Commercial | Restaurant | New | Food Preparation | Natural Gas | Commercial Food Prep Other | E3 | Utility - Cost of Operation | 0 | 0 | 0 | 0 | 0 | 0 | 0 | 0 | 0 | 0 | 0 | 0 | 0 | 0 | 0 | 0 | 0 | 0 | 0 | 0 | 0 | 0 | 0 | 0 | 0 | 0 | 0
F5_Commercial_Restaurant_New_Food Preparation_Natural Gas_Commercial Food Prep Other_E4 | F5 | Commercial | Restaurant | New | Food Preparation | Natural Gas | Commercial Food Prep Other | E4 | Utility - Cost of Operation | 0 | 0 | 0 | 0 | 0 | 0 | 0 | 0 | 0 | 0 | 0 | 0 | 0 | 0 | 0 | 0 | 0 | 0 | 0 | 0 | 0 | 0 | 0 | 0 | 0 | 0 | 0
F5_Commercial_Restaurant_New_Food Preparation_Natural Gas_Commercial Food Prep Other_E5 | F5 | Commercial | Restaurant | New | Food Preparation | Natural Gas | Commercial Food Prep Other | E5 | Utility - Cost of Operation | 0 | 0 | 0 | 0 | 0 | 0 | 0 | 0 | 0 | 0 | 0 | 0 | 0 | 0 | 0 | 0 | 0 | 0 | 0 | 0 | 0 | 0 | 0 | 0 | 0 | 0 | 0
F5_Commercial_Restaurant_New_Food Preparation_Natural Gas_Commercial Food Prep Other_E6 | F5 | Commercial | Restaurant | New | Food Preparation | Natural Gas | Commercial Food Prep Other | E6 | Utility - Cost of Operation | 0 | 0 | 0 | 0 | 0 | 0 | 0 | 0 | 0 | 0 | 0 | 0 | 0 | 0 | 0 | 0 | 0 | 0 | 0 | 0 | 0 | 0 | 0 | 0 | 0 | 0 | 0
F5_Commercial_Restaurant_New_Food Preparation_Natural Gas_Commercial Food Prep Other_E7 | F5 | Commercial | Restaurant | New | Food Preparation | Natural Gas | Commercial Food Prep Other | E7 | Utility - Cost of Operation | 0 | 0 | 0 | 0 | 0 | 0 | 0 | 0 | 0 | 0 | 0 | 0 | 0 | 0 | 0 | 0 | 0 | 0 | 0 | 0 | 0 | 0 | 0 | 0 | 0 | 0 | 0
F5_Commercial_Restaurant_New_Food Preparation_Natural Gas_Commercial Food Prep Other_E8 | F5 | Commercial | Restaurant | New | Food Preparation | Natural Gas | Commercial Food Prep Other | E8 | Utility - Cost of Operation | 0 | 0 | 0 | 0 | 0 | 0 | 0 | 0 | 0 | 0 | 0 | 0 | 0 | 0 | 0 | 0 | 0 | 0 | 0 | 0 | 0 | 0 | 0 | 0 | 0 | 0 | 0
F5_Commercial_Restaurant_New_Food Preparation_Natural Gas_Commercial Food Prep Other_E9 | F5 | Commercial | Restaurant | New | Food Preparation | Natural Gas | Commercial Food Prep Other | E9 | Utility - Cost of Operation | 0 | 0 | 0 | 0 | 0 | 0 | 0 | 0 | 0 | 0 | 0 | 0 | 0 | 0 | 0 | 0 | 0 | 0 | 0 | 0 | 0 | 0 | 0 | 0 | 0 | 0 | 0
F5_Commercial_Restaurant_New_Food Preparation_Natural Gas_Commercial Food Prep Other_E10 | F5 | Commercial | Restaurant | New | Food Preparation | Natural Gas | Commercial Food Prep Other | E10 | Utility - Cost of Operation | 0 | 0 | 0 | 0 | 0 | 0 | 0 | 0 | 0 | 0 | 0 | 0 | 0 | 0 | 0 | 0 | 0 | 0 | 0 | 0 | 0 | 0 | 0 | 0 | 0 | 0 | 0
F6_Commercial_Restaurant_New_Food Preparation_Natural Gas_Commercial Food Prep Other_E1 | F6 | Commercial | Restaurant | New | Food Preparation | Natural Gas | Commercial Food Prep Other | E1 | Utility - Value of Sales | 0 | 0 | 0 | 0 | 0 | 0 | 0 | 0 | 0 | 0 | 0 | 0 | 0 | 0 | 0 | 0 | 0 | 0 | 0 | 0 | 0 | 0 | 0 | 0 | 0 | 0 | 0
F6_Commercial_Restaurant_New_Food Preparation_Natural Gas_Commercial Food Prep Other_E2 | F6 | Commercial | Restaurant | New | Food Preparation | Natural Gas | Commercial Food Prep Other | E2 | Utility - Value of Sales | 0 | 0 | 0 | 0 | 0 | 0 | 0 | 0 | 0 | 0 | 0 | 0 | 0 | 0 | 0 | 0 | 0 | 0 | 0 | 0 | 0 | 0 | 0 | 0 | 0 | 0 | 0
F6_Commercial_Restaurant_New_Food Preparation_Natural Gas_Commercial Food Prep Other_E3 | F6 | Commercial | Restaurant | New | Food Preparation | Natural Gas | Commercial Food Prep Other | E3 | Utility - Value of Sales | 0 | 0 | 0 | 0 | 0 | 0 | 0 | 0 | 0 | 0 | 0 | 0 | 0 | 0 | 0 | 0 | 0 | 0 | 0 | 0 | 0 | 0 | 0 | 0 | 0 | 0 | 0
F6_Commercial_Restaurant_New_Food Preparation_Natural Gas_Commercial Food Prep Other_E4 | F6 | Commercial | Restaurant | New | Food Preparation | Natural Gas | Commercial Food Prep Other | E4 | Utility - Value of Sales | 0 | 0 | 0 | 0 | 0 | 0 | 0 | 0 | 0 | 0 | 0 | 0 | 0 | 0 | 0 | 0 | 0 | 0 | 0 | 0 | 0 | 0 | 0 | 0 | 0 | 0 | 0
F6_Commercial_Restaurant_New_Food Preparation_Natural Gas_Commercial Food Prep Other_E5 | F6 | Commercial | Restaurant | New | Food Preparation | Natural Gas | Commercial Food Prep Other | E5 | Utility - Value of Sales | 0 | 0 | 0 | 0 | 0 | 0 | 0 | 0 | 0 | 0 | 0 | 0 | 0 | 0 | 0 | 0 | 0 | 0 | 0 | 0 | 0 | 0 | 0 | 0 | 0 | 0 | 0
F6_Commercial_Restaurant_New_Food Preparation_Natural Gas_Commercial Food Prep Other_E6 | F6 | Commercial | Restaurant | New | Food Preparation | Natural Gas | Commercial Food Prep Other | E6 | Utility - Value of Sales | 0 | 0 | 0 | 0 | 0 | 0 | 0 | 0 | 0 | 0 | 0 | 0 | 0 | 0 | 0 | 0 | 0 | 0 | 0 | 0 | 0 | 0 | 0 | 0 | 0 | 0 | 0
F6_Commercial_Restaurant_New_Food Preparation_Natural Gas_Commercial Food Prep Other_E7 | F6 | Commercial | Restaurant | New | Food Preparation | Natural Gas | Commercial Food Prep Other | E7 | Utility - Value of Sales | 0 | 0 | 0 | 0 | 0 | 0 | 0 | 0 | 0 | 0 | 0 | 0 | 0 | 0 | 0 | 0 | 0 | 0 | 0 | 0 | 0 | 0 | 0 | 0 | 0 | 0 | 0
F6_Commercial_Restaurant_New_Food Preparation_Natural Gas_Commercial Food Prep Other_E8 | F6 | Commercial | Restaurant | New | Food Preparation | Natural Gas | Commercial Food Prep Other | E8 | Utility - Value of Sales | 0 | 0 | 0 | 0 | 0 | 0 | 0 | 0 | 0 | 0 | 0 | 0 | 0 | 0 | 0 | 0 | 0 | 0 | 0 | 0 | 0 | 0 | 0 | 0 | 0 | 0 | 0
F6_Commercial_Restaurant_New_Food Preparation_Natural Gas_Commercial Food Prep Other_E9 | F6 | Commercial | Restaurant | New | Food Preparation | Natural Gas | Commercial Food Prep Other | E9 | Utility - Value of Sales | 0 | 0 | 0 | 0 | 0 | 0 | 0 | 0 | 0 | 0 | 0 | 0 | 0 | 0 | 0 | 0 | 0 | 0 | 0 | 0 | 0 | 0 | 0 | 0 | 0 | 0 | 0
F6_Commercial_Restaurant_New_Food Preparation_Natural Gas_Commercial Food Prep Other_E10 | F6 | Commercial | Restaurant | New | Food Preparation | Natural Gas | Commercial Food Prep Other | E10 | Utility - Value of Sales | 0 | 0 | 0 | 0 | 0 | 0 | 0 | 0 | 0 | 0 | 0 | 0 | 0 | 0 | 0 | 0 | 0 | 0 | 0 | 0 | 0 | 0 | 0 | 0 | 0 | 0 | 0
F1_Commercial_Restaurant_New_Miscellaneous_Natural Gas_Pool Heater_E1 | F1 | Commercial | Restaurant | New | Miscellaneous | Natural Gas | Pool Heater | E1 | RVT - Cost of Equipment | 0.002803 | 0.002803 | 0.002803 | 0.002803 | 0.002803 | 0.002803 | 0.002803 | 0.002803 | 0.002803 | 0.002803 | 0.002803 | 0.002803 | 0.002803 | 0.002803 | 0.002803 | 0.002803 | 0.002803 | 0.002803 | 0.002803 | 0.002803 | 0.002803 | 0.002803 | 0.002803 | 0.002803 | 0.002803 | 0.002803 | 0.002803
F1_Commercial_Restaurant_New_Miscellaneous_Natural Gas_Pool Heater_E2 | F1 | Commercial | Restaurant | New | Miscellaneous | Natural Gas | Pool Heater | E2 | RVT - Cost of Equipment | 0.0045896 | 0.0045896 | 0.0045896 | 0.0045896 | 0.0045896 | 0.0045896 | 0.0045896 | 0.0045896 | 0.0045896 | 0.0045896 | 0.0045896 | 0.0045896 | 0.0045896 | 0.0045896 | 0.0045896 | 0.0045896 | 0.0045896 | 0.0045896 | 0.0045896 | 0.0045896 | 0.0045896 | 0.0045896 | 0.0045896 | 0.0045896 | 0.0045896 | 0.0045896 | 0.0045896
F1_Commercial_Restaurant_New_Miscellaneous_Natural Gas_Pool Heater_E3 | F1 | Commercial | Restaurant | New | Miscellaneous | Natural Gas | Pool Heater | E3 | RVT - Cost of Equipment | 0 | 0 | 0 | 0 | 0 | 0 | 0 | 0 | 0 | 0 | 0 | 0 | 0 | 0 | 0 | 0 | 0 | 0 | 0 | 0 | 0 | 0 | 0 | 0 | 0 | 0 | 0
F1_Commercial_Restaurant_New_Miscellaneous_Natural Gas_Pool Heater_E4 | F1 | Commercial | Restaurant | New | Miscellaneous | Natural Gas | Pool Heater | E4 | RVT - Cost of Equipment | 0 | 0 | 0 | 0 | 0 | 0 | 0 | 0 | 0 | 0 | 0 | 0 | 0 | 0 | 0 | 0 | 0 | 0 | 0 | 0 | 0 | 0 | 0 | 0 | 0 | 0 | 0
F1_Commercial_Restaurant_New_Miscellaneous_Natural Gas_Pool Heater_E5 | F1 | Commercial | Restaurant | New | Miscellaneous | Natural Gas | Pool Heater | E5 | RVT - Cost of Equipment | 0 | 0 | 0 | 0 | 0 | 0 | 0 | 0 | 0 | 0 | 0 | 0 | 0 | 0 | 0 | 0 | 0 | 0 | 0 | 0 | 0 | 0 | 0 | 0 | 0 | 0 | 0
F1_Commercial_Restaurant_New_Miscellaneous_Natural Gas_Pool Heater_E6 | F1 | Commercial | Restaurant | New | Miscellaneous | Natural Gas | Pool Heater | E6 | RVT - Cost of Equipment | 0 | 0 | 0 | 0 | 0 | 0 | 0 | 0 | 0 | 0 | 0 | 0 | 0 | 0 | 0 | 0 | 0 | 0 | 0 | 0 | 0 | 0 | 0 | 0 | 0 | 0 | 0
F1_Commercial_Restaurant_New_Miscellaneous_Natural Gas_Pool Heater_E7 | F1 | Commercial | Restaurant | New | Miscellaneous | Natural Gas | Pool Heater | E7 | RVT - Cost of Equipment | 0 | 0 | 0 | 0 | 0 | 0 | 0 | 0 | 0 | 0 | 0 | 0 | 0 | 0 | 0 | 0 | 0 | 0 | 0 | 0 | 0 | 0 | 0 | 0 | 0 | 0 | 0
F1_Commercial_Restaurant_New_Miscellaneous_Natural Gas_Pool Heater_E8 | F1 | Commercial | Restaurant | New | Miscellaneous | Natural Gas | Pool Heater | E8 | RVT - Cost of Equipment | 0 | 0 | 0 | 0 | 0 | 0 | 0 | 0 | 0 | 0 | 0 | 0 | 0 | 0 | 0 | 0 | 0 | 0 | 0 | 0 | 0 | 0 | 0 | 0 | 0 | 0 | 0
F1_Commercial_Restaurant_New_Miscellaneous_Natural Gas_Pool Heater_E9 | F1 | Commercial | Restaurant | New | Miscellaneous | Natural Gas | Pool Heater | E9 | RVT - Cost of Equipment | 0 | 0 | 0 | 0 | 0 | 0 | 0 | 0 | 0 | 0 | 0 | 0 | 0 | 0 | 0 | 0 | 0 | 0 | 0 | 0 | 0 | 0 | 0 | 0 | 0 | 0 | 0
F1_Commercial_Restaurant_New_Miscellaneous_Natural Gas_Pool Heater_E10 | F1 | Commercial | Restaurant | New | Miscellaneous | Natural Gas | Pool Heater | E10 | RVT - Cost of Equipment | 0 | 0 | 0 | 0 | 0 | 0 | 0 | 0 | 0 | 0 | 0 | 0 | 0 | 0 | 0 | 0 | 0 | 0 | 0 | 0 | 0 | 0 | 0 | 0 | 0 | 0 | 0
F2_Commercial_Restaurant_New_Miscellaneous_Natural Gas_Pool Heater_E1 | F2 | Commercial | Restaurant | New | Miscellaneous | Natural Gas | Pool Heater | E1 | RVT - Cost of Operation | 0 | 0 | 0 | 0 | 0 | 0 | 0 | 0 | 0 | 0 | 0 | 0 | 0 | 0 | 0 | 0 | 0 | 0 | 0 | 0 | 0 | 0 | 0 | 0 | 0 | 0 | 0
F2_Commercial_Restaurant_New_Miscellaneous_Natural Gas_Pool Heater_E2 | F2 | Commercial | Restaurant | New | Miscellaneous | Natural Gas | Pool Heater | E2 | RVT - Cost of Operation | 0 | 0 | 0 | 0 | 0 | 0 | 0 | 0 | 0 | 0 | 0 | 0 | 0 | 0 | 0 | 0 | 0 | 0 | 0 | 0 | 0 | 0 | 0 | 0 | 0 | 0 | 0
F2_Commercial_Restaurant_New_Miscellaneous_Natural Gas_Pool Heater_E3 | F2 | Commercial | Restaurant | New | Miscellaneous | Natural Gas | Pool Heater | E3 | RVT - Cost of Operation | 0 | 0 | 0 | 0 | 0 | 0 | 0 | 0 | 0 | 0 | 0 | 0 | 0 | 0 | 0 | 0 | 0 | 0 | 0 | 0 | 0 | 0 | 0 | 0 | 0 | 0 | 0
F2_Commercial_Restaurant_New_Miscellaneous_Natural Gas_Pool Heater_E4 | F2 | Commercial | Restaurant | New | Miscellaneous | Natural Gas | Pool Heater | E4 | RVT - Cost of Operation | 0 | 0 | 0 | 0 | 0 | 0 | 0 | 0 | 0 | 0 | 0 | 0 | 0 | 0 | 0 | 0 | 0 | 0 | 0 | 0 | 0 | 0 | 0 | 0 | 0 | 0 | 0
F2_Commercial_Restaurant_New_Miscellaneous_Natural Gas_Pool Heater_E5 | F2 | Commercial | Restaurant | New | Miscellaneous | Natural Gas | Pool Heater | E5 | RVT - Cost of Operation | 0 | 0 | 0 | 0 | 0 | 0 | 0 | 0 | 0 | 0 | 0 | 0 | 0 | 0 | 0 | 0 | 0 | 0 | 0 | 0 | 0 | 0 | 0 | 0 | 0 | 0 | 0
F2_Commercial_Restaurant_New_Miscellaneous_Natural Gas_Pool Heater_E6 | F2 | Commercial | Restaurant | New | Miscellaneous | Natural Gas | Pool Heater | E6 | RVT - Cost of Operation | 0 | 0 | 0 | 0 | 0 | 0 | 0 | 0 | 0 | 0 | 0 | 0 | 0 | 0 | 0 | 0 | 0 | 0 | 0 | 0 | 0 | 0 | 0 | 0 | 0 | 0 | 0
F2_Commercial_Restaurant_New_Miscellaneous_Natural Gas_Pool Heater_E7 | F2 | Commercial | Restaurant | New | Miscellaneous | Natural Gas | Pool Heater | E7 | RVT - Cost of Operation | 0 | 0 | 0 | 0 | 0 | 0 | 0 | 0 | 0 | 0 | 0 | 0 | 0 | 0 | 0 | 0 | 0 | 0 | 0 | 0 | 0 | 0 | 0 | 0 | 0 | 0 | 0
F2_Commercial_Restaurant_New_Miscellaneous_Natural Gas_Pool Heater_E8 | F2 | Commercial | Restaurant | New | Miscellaneous | Natural Gas | Pool Heater | E8 | RVT - Cost of Operation | 0 | 0 | 0 | 0 | 0 | 0 | 0 | 0 | 0 | 0 | 0 | 0 | 0 | 0 | 0 | 0 | 0 | 0 | 0 | 0 | 0 | 0 | 0 | 0 | 0 | 0 | 0
F2_Commercial_Restaurant_New_Miscellaneous_Natural Gas_Pool Heater_E9 | F2 | Commercial | Restaurant | New | Miscellaneous | Natural Gas | Pool Heater | E9 | RVT - Cost of Operation | 0 | 0 | 0 | 0 | 0 | 0 | 0 | 0 | 0 | 0 | 0 | 0 | 0 | 0 | 0 | 0 | 0 | 0 | 0 | 0 | 0 | 0 | 0 | 0 | 0 | 0 | 0
F2_Commercial_Restaurant_New_Miscellaneous_Natural Gas_Pool Heater_E10 | F2 | Commercial | Restaurant | New | Miscellaneous | Natural Gas | Pool Heater | E10 | RVT - Cost of Operation | 0 | 0 | 0 | 0 | 0 | 0 | 0 | 0 | 0 | 0 | 0 | 0 | 0 | 0 | 0 | 0 | 0 | 0 | 0 | 0 | 0 | 0 | 0 | 0 | 0 | 0 | 0
F3_Commercial_Restaurant_New_Miscellaneous_Natural Gas_Pool Heater_E1 | F3 | Commercial | Restaurant | New | Miscellaneous | Natural Gas | Pool Heater | E1 | System - kBTUs of Consumption | bar: 2021 to 2047
F3_Commercial_Restaurant_New_Miscellaneous_Natural Gas_Pool Heater_E2 | F3 | Commercial | Restaurant | New | Miscellaneous | Natural Gas | Pool Heater | E2 | System - kBTUs of Consumption | 0.85 | 0.85 | 0.85 | 0.85 | 0.85 | 0.85 | 0.85 | 0.85 | 0.85 | 0.85 | 0.85 | 0.85 | 0.85 | 0.85 | 0.85 | 0.85 | 0.85 | 0.85 | 0.85 | 0.85 | 0.85 | 0.85 | 0.85 | 0.85 | 0.85 | 0.85 | 0.85
F3_Commercial_Restaurant_New_Miscellaneous_Natural Gas_Pool Heater_E3 | F3 | Commercial | Restaurant | New | Miscellaneous | Natural Gas | Pool Heater | E3 | System - kBTUs of Consumption | 0 | 0 | 0 | 0 | 0 | 0 | 0 | 0 | 0 | 0 | 0 | 0 | 0 | 0 | 0 | 0 | 0 | 0 | 0 | 0 | 0 | 0 | 0 | 0 | 0 | 0 | 0
F3_Commercial_Restaurant_New_Miscellaneous_Natural Gas_Pool Heater_E4 | F3 | Commercial | Restaurant | New | Miscellaneous | Natural Gas | Pool Heater | E4 | System - kBTUs of Consumption | 0 | 0 | 0 | 0 | 0 | 0 | 0 | 0 | 0 | 0 | 0 | 0 | 0 | 0 | 0 | 0 | 0 | 0 | 0 | 0 | 0 | 0 | 0 | 0 | 0 | 0 | 0
F3_Commercial_Restaurant_New_Miscellaneous_Natural Gas_Pool Heater_E5 | F3 | Commercial | Restaurant | New | Miscellaneous | Natural Gas | Pool Heater | E5 | System - kBTUs of Consumption | 0 | 0 | 0 | 0 | 0 | 0 | 0 | 0 | 0 | 0 | 0 | 0 | 0 | 0 | 0 | 0 | 0 | 0 | 0 | 0 | 0 | 0 | 0 | 0 | 0 | 0 | 0
F3_Commercial_Restaurant_New_Miscellaneous_Natural Gas_Pool Heater_E6 | F3 | Commercial | Restaurant | New | Miscellaneous | Natural Gas | Pool Heater | E6 | System - kBTUs of Consumption | 0 | 0 | 0 | 0 | 0 | 0 | 0 | 0 | 0 | 0 | 0 | 0 | 0 | 0 | 0 | 0 | 0 | 0 | 0 | 0 | 0 | 0 | 0 | 0 | 0 | 0 | 0
F3_Commercial_Restaurant_New_Miscellaneous_Natural Gas_Pool Heater_E7 | F3 | Commercial | Restaurant | New | Miscellaneous | Natural Gas | Pool Heater | E7 | System - kBTUs of Consumption | 0 | 0 | 0 | 0 | 0 | 0 | 0 | 0 | 0 | 0 | 0 | 0 | 0 | 0 | 0 | 0 | 0 | 0 | 0 | 0 | 0 | 0 | 0 | 0 | 0 | 0 | 0
F3_Commercial_Restaurant_New_Miscellaneous_Natural Gas_Pool Heater_E8 | F3 | Commercial | Restaurant | New | Miscellaneous | Natural Gas | Pool Heater | E8 | System - kBTUs of Consumption | 0 | 0 | 0 | 0 | 0 | 0 | 0 | 0 | 0 | 0 | 0 | 0 | 0 | 0 | 0 | 0 | 0 | 0 | 0 | 0 | 0 | 0 | 0 | 0 | 0 | 0 | 0
F3_Commercial_Restaurant_New_Miscellaneous_Natural Gas_Pool Heater_E9 | F3 | Commercial | Restaurant | New | Miscellaneous | Natural Gas | Pool Heater | E9 | System - kBTUs of Consumption | 0 | 0 | 0 | 0 | 0 | 0 | 0 | 0 | 0 | 0 | 0 | 0 | 0 | 0 | 0 | 0 | 0 | 0 | 0 | 0 | 0 | 0 | 0 | 0 | 0 | 0 | 0
F3_Commercial_Restaurant_New_Miscellaneous_Natural Gas_Pool Heater_E10 | F3 | Commercial | Restaurant | New | Miscellaneous | Natural Gas | Pool Heater | E10 | System - kBTUs of Consumption | 0 | 0 | 0 | 0 | 0 | 0 | 0 | 0 | 0 | 0 | 0 | 0 | 0 | 0 | 0 | 0 | 0 | 0 | 0 | 0 | 0 | 0 | 0 | 0 | 0 | 0 | 0
F4_Commercial_Restaurant_New_Miscellaneous_Natural Gas_Pool Heater_E1 | F4 | Commercial | Restaurant | New | Miscellaneous | Natural Gas | Pool Heater | E1 | Utility - Cost of Equipment | 0.002803 | 0.002803 | 0.002803 | 0.002803 | 0.002803 | 0.002803 | 0.002803 | 0.002803 | 0.002803 | 0.002803 | 0.002803 | 0.002803 | 0.002803 | 0.002803 | 0.002803 | 0.002803 | 0.002803 | 0.002803 | 0.002803 | 0.002803 | 0.002803 | 0.002803 | 0.002803 | 0.002803 | 0.002803 | 0.002803 | 0.002803
F4_Commercial_Restaurant_New_Miscellaneous_Natural Gas_Pool Heater_E2 | F4 | Commercial | Restaurant | New | Miscellaneous | Natural Gas | Pool Heater | E2 | Utility - Cost of Equipment | 0.0045896 | 0.0045896 | 0.0045896 | 0.0045896 | 0.0045896 | 0.0045896 | 0.0045896 | 0.0045896 | 0.0045896 | 0.0045896 | 0.0045896 | 0.0045896 | 0.0045896 | 0.0045896 | 0.0045896 | 0.0045896 | 0.0045896 | 0.0045896 | 0.0045896 | 0.0045896 | 0.0045896 | 0.0045896 | 0.0045896 | 0.0045896 | 0.0045896 | 0.0045896 | 0.0045896
F4_Commercial_Restaurant_New_Miscellaneous_Natural Gas_Pool Heater_E3 | F4 | Commercial | Restaurant | New | Miscellaneous | Natural Gas | Pool Heater | E3 | Utility - Cost of Equipment | 0 | 0 | 0 | 0 | 0 | 0 | 0 | 0 | 0 | 0 | 0 | 0 | 0 | 0 | 0 | 0 | 0 | 0 | 0 | 0 | 0 | 0 | 0 | 0 | 0 | 0 | 0
F4_Commercial_Restaurant_New_Miscellaneous_Natural Gas_Pool Heater_E4 | F4 | Commercial | Restaurant | New | Miscellaneous | Natural Gas | Pool Heater | E4 | Utility - Cost of Equipment | 0 | 0 | 0 | 0 | 0 | 0 | 0 | 0 | 0 | 0 | 0 | 0 | 0 | 0 | 0 | 0 | 0 | 0 | 0 | 0 | 0 | 0 | 0 | 0 | 0 | 0 | 0
F4_Commercial_Restaurant_New_Miscellaneous_Natural Gas_Pool Heater_E5 | F4 | Commercial | Restaurant | New | Miscellaneous | Natural Gas | Pool Heater | E5 | Utility - Cost of Equipment | 0 | 0 | 0 | 0 | 0 | 0 | 0 | 0 | 0 | 0 | 0 | 0 | 0 | 0 | 0 | 0 | 0 | 0 | 0 | 0 | 0 | 0 | 0 | 0 | 0 | 0 | 0
F4_Commercial_Restaurant_New_Miscellaneous_Natural Gas_Pool Heater_E6 | F4 | Commercial | Restaurant | New | Miscellaneous | Natural Gas | Pool Heater | E6 | Utility - Cost of Equipment | 0 | 0 | 0 | 0 | 0 | 0 | 0 | 0 | 0 | 0 | 0 | 0 | 0 | 0 | 0 | 0 | 0 | 0 | 0 | 0 | 0 | 0 | 0 | 0 | 0 | 0 | 0
F4_Commercial_Restaurant_New_Miscellaneous_Natural Gas_Pool Heater_E7 | F4 | Commercial | Restaurant | New | Miscellaneous | Natural Gas | Pool Heater | E7 | Utility - Cost of Equipment | 0 | 0 | 0 | 0 | 0 | 0 | 0 | 0 | 0 | 0 | 0 | 0 | 0 | 0 | 0 | 0 | 0 | 0 | 0 | 0 | 0 | 0 | 0 | 0 | 0 | 0 | 0
F4_Commercial_Restaurant_New_Miscellaneous_Natural Gas_Pool Heater_E8 | F4 | Commercial | Restaurant | New | Miscellaneous | Natural Gas | Pool Heater | E8 | Utility - Cost of Equipment | 0 | 0 | 0 | 0 | 0 | 0 | 0 | 0 | 0 | 0 | 0 | 0 | 0 | 0 | 0 | 0 | 0 | 0 | 0 | 0 | 0 | 0 | 0 | 0 | 0 | 0 | 0
F4_Commercial_Restaurant_New_Miscellaneous_Natural Gas_Pool Heater_E9 | F4 | Commercial | Restaurant | New | Miscellaneous | Natural Gas | Pool Heater | E9 | Utility - Cost of Equipment | 0 | 0 | 0 | 0 | 0 | 0 | 0 | 0 | 0 | 0 | 0 | 0 | 0 | 0 | 0 | 0 | 0 | 0 | 0 | 0 | 0 | 0 | 0 | 0 | 0 | 0 | 0
F4_Commercial_Restaurant_New_Miscellaneous_Natural Gas_Pool Heater_E10 | F4 | Commercial | Restaurant | New | Miscellaneous | Natural Gas | Pool Heater | E10 | Utility - Cost of Equipment | 0 | 0 | 0 | 0 | 0 | 0 | 0 | 0 | 0 | 0 | 0 | 0 | 0 | 0 | 0 | 0 | 0 | 0 | 0 | 0 | 0 | 0 | 0 | 0 | 0 | 0 | 0
F5_Commercial_Restaurant_New_Miscellaneous_Natural Gas_Pool Heater_E1 | F5 | Commercial | Restaurant | New | Miscellaneous | Natural Gas | Pool Heater | E1 | Utility - Cost of Operation | 0.014079 | 0.013712 | 0.013323 | 0.012929 | 0.012807 | 0.012863 | 0.01303 | 0.013256 | 0.013507 | 0.013763 | 0.014029 | 0.014303 | 0.014594 | 0.014882 | 0.015153 | 0.01536 | 0.015438 | 0.015331 | 0.014999 | 0.014435 | 0.013667 | 0.012733 | 0.011901 | 0.011353 | 0.011101 | 0.011155 | 0.01121
F5_Commercial_Restaurant_New_Miscellaneous_Natural Gas_Pool Heater_E2 | F5 | Commercial | Restaurant | New | Miscellaneous | Natural Gas | Pool Heater | E2 | Utility - Cost of Operation | 0.011967 | 0.011655 | 0.011325 | 0.01099 | 0.010886 | 0.010933 | 0.011075 | 0.011267 | 0.011481 | 0.011698 | 0.011924 | 0.012158 | 0.012405 | 0.012649 | 0.01288 | 0.013056 | 0.013122 | 0.013032 | 0.012749 | 0.01227 | 0.011617 | 0.010823 | 0.010116 | 0.0096497 | 0.0094355 | 0.0094817 | 0.0095282
F5_Commercial_Restaurant_New_Miscellaneous_Natural Gas_Pool Heater_E3 | F5 | Commercial | Restaurant | New | Miscellaneous | Natural Gas | Pool Heater | E3 | Utility - Cost of Operation | 0 | 0 | 0 | 0 | 0 | 0 | 0 | 0 | 0 | 0 | 0 | 0 | 0 | 0 | 0 | 0 | 0 | 0 | 0 | 0 | 0 | 0 | 0 | 0 | 0 | 0 | 0
F5_Commercial_Restaurant_New_Miscellaneous_Natural Gas_Pool Heater_E4 | F5 | Commercial | Restaurant | New | Miscellaneous | Natural Gas | Pool Heater | E4 | Utility - Cost of Operation | 0 | 0 | 0 | 0 | 0 | 0 | 0 | 0 | 0 | 0 | 0 | 0 | 0 | 0 | 0 | 0 | 0 | 0 | 0 | 0 | 0 | 0 | 0 | 0 | 0 | 0 | 0
F5_Commercial_Restaurant_New_Miscellaneous_Natural Gas_Pool Heater_E5 | F5 | Commercial | Restaurant | New | Miscellaneous | Natural Gas | Pool Heater | E5 | Utility - Cost of Operation | 0 | 0 | 0 | 0 | 0 | 0 | 0 | 0 | 0 | 0 | 0 | 0 | 0 | 0 | 0 | 0 | 0 | 0 | 0 | 0 | 0 | 0 | 0 | 0 | 0 | 0 | 0
F5_Commercial_Restaurant_New_Miscellaneous_Natural Gas_Pool Heater_E6 | F5 | Commercial | Restaurant | New | Miscellaneous | Natural Gas | Pool Heater | E6 | Utility - Cost of Operation | 0 | 0 | 0 | 0 | 0 | 0 | 0 | 0 | 0 | 0 | 0 | 0 | 0 | 0 | 0 | 0 | 0 | 0 | 0 | 0 | 0 | 0 | 0 | 0 | 0 | 0 | 0
F5_Commercial_Restaurant_New_Miscellaneous_Natural Gas_Pool Heater_E7 | F5 | Commercial | Restaurant | New | Miscellaneous | Natural Gas | Pool Heater | E7 | Utility - Cost of Operation | 0 | 0 | 0 | 0 | 0 | 0 | 0 | 0 | 0 | 0 | 0 | 0 | 0 | 0 | 0 | 0 | 0 | 0 | 0 | 0 | 0 | 0 | 0 | 0 | 0 | 0 | 0
F5_Commercial_Restaurant_New_Miscellaneous_Natural Gas_Pool Heater_E8 | F5 | Commercial | Restaurant | New | Miscellaneous | Natural Gas | Pool Heater | E8 | Utility - Cost of Operation | 0 | 0 | 0 | 0 | 0 | 0 | 0 | 0 | 0 | 0 | 0 | 0 | 0 | 0 | 0 | 0 | 0 | 0 | 0 | 0 | 0 | 0 | 0 | 0 | 0 | 0 | 0
F5_Commercial_Restaurant_New_Miscellaneous_Natural Gas_Pool Heater_E9 | F5 | Commercial | Restaurant | New | Miscellaneous | Natural Gas | Pool Heater | E9 | Utility - Cost of Operation | 0 | 0 | 0 | 0 | 0 | 0 | 0 | 0 | 0 | 0 | 0 | 0 | 0 | 0 | 0 | 0 | 0 | 0 | 0 | 0 | 0 | 0 | 0 | 0 | 0 | 0 | 0
F5_Commercial_Restaurant_New_Miscellaneous_Natural Gas_Pool Heater_E10 | F5 | Commercial | Restaurant | New | Miscellaneous | Natural Gas | Pool Heater | E10 | Utility - Cost of Operation | 0 | 0 | 0 | 0 | 0 | 0 | 0 | 0 | 0 | 0 | 0 | 0 | 0 | 0 | 0 | 0 | 0 | 0 | 0 | 0 | 0 | 0 | 0 | 0 | 0 | 0 | 0
F6_Commercial_Restaurant_New_Miscellaneous_Natural Gas_Pool Heater_E1 | F6 | Commercial | Restaurant | New | Miscellaneous | Natural Gas | Pool Heater | E1 | Utility - Value of Sales | 0 | 0 | 0 | 0 | 0 | 0 | 0 | 0 | 0 | 0 | 0 | 0 | 0 | 0 | 0 | 0 | 0 | 0 | 0 | 0 | 0 | 0 | 0 | 0 | 0 | 0 | 0
F6_Commercial_Restaurant_New_Miscellaneous_Natural Gas_Pool Heater_E2 | F6 | Commercial | Restaurant | New | Miscellaneous | Natural Gas | Pool Heater | E2 | Utility - Value of Sales | 0 | 0 | 0 | 0 | 0 | 0 | 0 | 0 | 0 | 0 | 0 | 0 | 0 | 0 | 0 | 0 | 0 | 0 | 0 | 0 | 0 | 0 | 0 | 0 | 0 | 0 | 0
F6_Commercial_Restaurant_New_Miscellaneous_Natural Gas_Pool Heater_E3 | F6 | Commercial | Restaurant | New | Miscellaneous | Natural Gas | Pool Heater | E3 | Utility - Value of Sales | 0 | 0 | 0 | 0 | 0 | 0 | 0 | 0 | 0 | 0 | 0 | 0 | 0 | 0 | 0 | 0 | 0 | 0 | 0 | 0 | 0 | 0 | 0 | 0 | 0 | 0 | 0
F6_Commercial_Restaurant_New_Miscellaneous_Natural Gas_Pool Heater_E4 | F6 | Commercial | Restaurant | New | Miscellaneous | Natural Gas | Pool Heater | E4 | Utility - Value of Sales | 0 | 0 | 0 | 0 | 0 | 0 | 0 | 0 | 0 | 0 | 0 | 0 | 0 | 0 | 0 | 0 | 0 | 0 | 0 | 0 | 0 | 0 | 0 | 0 | 0 | 0 | 0
F6_Commercial_Restaurant_New_Miscellaneous_Natural Gas_Pool Heater_E5 | F6 | Commercial | Restaurant | New | Miscellaneous | Natural Gas | Pool Heater | E5 | Utility - Value of Sales | 0 | 0 | 0 | 0 | 0 | 0 | 0 | 0 | 0 | 0 | 0 | 0 | 0 | 0 | 0 | 0 | 0 | 0 | 0 | 0 | 0 | 0 | 0 | 0 | 0 | 0 | 0
F6_Commercial_Restaurant_New_Miscellaneous_Natural Gas_Pool Heater_E6 | F6 | Commercial | Restaurant | New | Miscellaneous | Natural Gas | Pool Heater | E6 | Utility - Value of Sales | 0 | 0 | 0 | 0 | 0 | 0 | 0 | 0 | 0 | 0 | 0 | 0 | 0 | 0 | 0 | 0 | 0 | 0 | 0 | 0 | 0 | 0 | 0 | 0 | 0 | 0 | 0
F6_Commercial_Restaurant_New_Miscellaneous_Natural Gas_Pool Heater_E7 | F6 | Commercial | Restaurant | New | Miscellaneous | Natural Gas | Pool Heater | E7 | Utility - Value of Sales | 0 | 0 | 0 | 0 | 0 | 0 | 0 | 0 | 0 | 0 | 0 | 0 | 0 | 0 | 0 | 0 | 0 | 0 | 0 | 0 | 0 | 0 | 0 | 0 | 0 | 0 | 0
F6_Commercial_Restaurant_New_Miscellaneous_Natural Gas_Pool Heater_E8 | F6 | Commercial | Restaurant | New | Miscellaneous | Natural Gas | Pool Heater | E8 | Utility - Value of Sales | 0 | 0 | 0 | 0 | 0 | 0 | 0 | 0 | 0 | 0 | 0 | 0 | 0 | 0 | 0 | 0 | 0 | 0 | 0 | 0 | 0 | 0 | 0 | 0 | 0 | 0 | 0
F6_Commercial_Restaurant_New_Miscellaneous_Natural Gas_Pool Heater_E9 | F6 | Commercial | Restaurant | New | Miscellaneous | Natural Gas | Pool Heater | E9 | Utility - Value of Sales | 0 | 0 | 0 | 0 | 0 | 0 | 0 | 0 | 0 | 0 | 0 | 0 | 0 | 0 | 0 | 0 | 0 | 0 | 0 | 0 | 0 | 0 | 0 | 0 | 0 | 0 | 0
F6_Commercial_Restaurant_New_Miscellaneous_Natural Gas_Pool Heater_E10 | F6 | Commercial | Restaurant | New | Miscellaneous | Natural Gas | Pool Heater | E10 | Utility - Value of Sales | 0 | 0 | 0 | 0 | 0 | 0 | 0 | 0 | 0 | 0 | 0 | 0 | 0 | 0 | 0 | 0 | 0 | 0 | 0 | 0 | 0 | 0 | 0 | 0 | 0 | 0 | 0
F1_Commercial_Restaurant_New_Miscellaneous_Natural Gas_Miscellaneous_E1 | F1 | Commercial | Restaurant | New | Miscellaneous | Natural Gas | Miscellaneous | E1 | RVT - Cost of Equipment | 0.0055166 | 0.0055166 | 0.0055166 | 0.0055166 | 0.0055166 | 0.0055166 | 0.0055166 | 0.0055166 | 0.0055166 | 0.0055166 | 0.0055166 | 0.0055166 | 0.0055166 | 0.0055166 | 0.0055166 | 0.0055166 | 0.0055166 | 0.0055166 | 0.0055166 | 0.0055166 | 0.0055166 | 0.0055166 | 0.0055166 | 0.0055166 | 0.0055166 | 0.0055166 | 0.0055166
F1_Commercial_Restaurant_New_Miscellaneous_Natural Gas_Miscellaneous_E2 | F1 | Commercial | Restaurant | New | Miscellaneous | Natural Gas | Miscellaneous | E2 | RVT - Cost of Equipment | 0 | 0 | 0 | 0 | 0 | 0 | 0 | 0 | 0 | 0 | 0 | 0 | 0 | 0 | 0 | 0 | 0 | 0 | 0 | 0 | 0 | 0 | 0 | 0 | 0 | 0 | 0
F1_Commercial_Restaurant_New_Miscellaneous_Natural Gas_Miscellaneous_E3 | F1 | Commercial | Restaurant | New | Miscellaneous | Natural Gas | Miscellaneous | E3 | RVT - Cost of Equipment | 0 | 0 | 0 | 0 | 0 | 0 | 0 | 0 | 0 | 0 | 0 | 0 | 0 | 0 | 0 | 0 | 0 | 0 | 0 | 0 | 0 | 0 | 0 | 0 | 0 | 0 | 0
F1_Commercial_Restaurant_New_Miscellaneous_Natural Gas_Miscellaneous_E4 | F1 | Commercial | Restaurant | New | Miscellaneous | Natural Gas | Miscellaneous | E4 | RVT - Cost of Equipment | 0 | 0 | 0 | 0 | 0 | 0 | 0 | 0 | 0 | 0 | 0 | 0 | 0 | 0 | 0 | 0 | 0 | 0 | 0 | 0 | 0 | 0 | 0 | 0 | 0 | 0 | 0
F1_Commercial_Restaurant_New_Miscellaneous_Natural Gas_Miscellaneous_E5 | F1 | Commercial | Restaurant | New | Miscellaneous | Natural Gas | Miscellaneous | E5 | RVT - Cost of Equipment | 0 | 0 | 0 | 0 | 0 | 0 | 0 | 0 | 0 | 0 | 0 | 0 | 0 | 0 | 0 | 0 | 0 | 0 | 0 | 0 | 0 | 0 | 0 | 0 | 0 | 0 | 0
F1_Commercial_Restaurant_New_Miscellaneous_Natural Gas_Miscellaneous_E6 | F1 | Commercial | Restaurant | New | Miscellaneous | Natural Gas | Miscellaneous | E6 | RVT - Cost of Equipment | 0 | 0 | 0 | 0 | 0 | 0 | 0 | 0 | 0 | 0 | 0 | 0 | 0 | 0 | 0 | 0 | 0 | 0 | 0 | 0 | 0 | 0 | 0 | 0 | 0 | 0 | 0
F1_Commercial_Restaurant_New_Miscellaneous_Natural Gas_Miscellaneous_E7 | F1 | Commercial | Restaurant | New | Miscellaneous | Natural Gas | Miscellaneous | E7 | RVT - Cost of Equipment | 0 | 0 | 0 | 0 | 0 | 0 | 0 | 0 | 0 | 0 | 0 | 0 | 0 | 0 | 0 | 0 | 0 | 0 | 0 | 0 | 0 | 0 | 0 | 0 | 0 | 0 | 0
F1_Commercial_Restaurant_New_Miscellaneous_Natural Gas_Miscellaneous_E8 | F1 | Commercial | Restaurant | New | Miscellaneous | Natural Gas | Miscellaneous | E8 | RVT - Cost of Equipment | 0 | 0 | 0 | 0 | 0 | 0 | 0 | 0 | 0 | 0 | 0 | 0 | 0 | 0 | 0 | 0 | 0 | 0 | 0 | 0 | 0 | 0 | 0 | 0 | 0 | 0 | 0
F1_Commercial_Restaurant_New_Miscellaneous_Natural Gas_Miscellaneous_E9 | F1 | Commercial | Restaurant | New | Miscellaneous | Natural Gas | Miscellaneous | E9 | RVT - Cost of Equipment | 0 | 0 | 0 | 0 | 0 | 0 | 0 | 0 | 0 | 0 | 0 | 0 | 0 | 0 | 0 | 0 | 0 | 0 | 0 | 0 | 0 | 0 | 0 | 0 | 0 | 0 | 0
F1_Commercial_Restaurant_New_Miscellaneous_Natural Gas_Miscellaneous_E10 | F1 | Commercial | Restaurant | New | Miscellaneous | Natural Gas | Miscellaneous | E10 | RVT - Cost of Equipment | 0 | 0 | 0 | 0 | 0 | 0 | 0 | 0 | 0 | 0 | 0 | 0 | 0 | 0 | 0 | 0 | 0 | 0 | 0 | 0 | 0 | 0 | 0 | 0 | 0 | 0 | 0
F2_Commercial_Restaurant_New_Miscellaneous_Natural Gas_Miscellaneous_E1 | F2 | Commercial | Restaurant | New | Miscellaneous | Natural Gas | Miscellaneous | E1 | RVT - Cost of Operation | 0 | 0 | 0 | 0 | 0 | 0 | 0 | 0 | 0 | 0 | 0 | 0 | 0 | 0 | 0 | 0 | 0 | 0 | 0 | 0 | 0 | 0 | 0 | 0 | 0 | 0 | 0
F2_Commercial_Restaurant_New_Miscellaneous_Natural Gas_Miscellaneous_E2 | F2 | Commercial | Restaurant | New | Miscellaneous | Natural Gas | Miscellaneous | E2 | RVT - Cost of Operation | 0 | 0 | 0 | 0 | 0 | 0 | 0 | 0 | 0 | 0 | 0 | 0 | 0 | 0 | 0 | 0 | 0 | 0 | 0 | 0 | 0 | 0 | 0 | 0 | 0 | 0 | 0
F2_Commercial_Restaurant_New_Miscellaneous_Natural Gas_Miscellaneous_E3 | F2 | Commercial | Restaurant | New | Miscellaneous | Natural Gas | Miscellaneous | E3 | RVT - Cost of Operation | 0 | 0 | 0 | 0 | 0 | 0 | 0 | 0 | 0 | 0 | 0 | 0 | 0 | 0 | 0 | 0 | 0 | 0 | 0 | 0 | 0 | 0 | 0 | 0 | 0 | 0 | 0
F2_Commercial_Restaurant_New_Miscellaneous_Natural Gas_Miscellaneous_E4 | F2 | Commercial | Restaurant | New | Miscellaneous | Natural Gas | Miscellaneous | E4 | RVT - Cost of Operation | 0 | 0 | 0 | 0 | 0 | 0 | 0 | 0 | 0 | 0 | 0 | 0 | 0 | 0 | 0 | 0 | 0 | 0 | 0 | 0 | 0 | 0 | 0 | 0 | 0 | 0 | 0
F2_Commercial_Restaurant_New_Miscellaneous_Natural Gas_Miscellaneous_E5 | F2 | Commercial | Restaurant | New | Miscellaneous | Natural Gas | Miscellaneous | E5 | RVT - Cost of Operation | 0 | 0 | 0 | 0 | 0 | 0 | 0 | 0 | 0 | 0 | 0 | 0 | 0 | 0 | 0 | 0 | 0 | 0 | 0 | 0 | 0 | 0 | 0 | 0 | 0 | 0 | 0
F2_Commercial_Restaurant_New_Miscellaneous_Natural Gas_Miscellaneous_E6 | F2 | Commercial | Restaurant | New | Miscellaneous | Natural Gas | Miscellaneous | E6 | RVT - Cost of Operation | 0 | 0 | 0 | 0 | 0 | 0 | 0 | 0 | 0 | 0 | 0 | 0 | 0 | 0 | 0 | 0 | 0 | 0 | 0 | 0 | 0 | 0 | 0 | 0 | 0 | 0 | 0
F2_Commercial_Restaurant_New_Miscellaneous_Natural Gas_Miscellaneous_E7 | F2 | Commercial | Restaurant | New | Miscellaneous | Natural Gas | Miscellaneous | E7 | RVT - Cost of Operation | 0 | 0 | 0 | 0 | 0 | 0 | 0 | 0 | 0 | 0 | 0 | 0 | 0 | 0 | 0 | 0 | 0 | 0 | 0 | 0 | 0 | 0 | 0 | 0 | 0 | 0 | 0
F2_Commercial_Restaurant_New_Miscellaneous_Natural Gas_Miscellaneous_E8 | F2 | Commercial | Restaurant | New | Miscellaneous | Natural Gas | Miscellaneous | E8 | RVT - Cost of Operation | 0 | 0 | 0 | 0 | 0 | 0 | 0 | 0 | 0 | 0 | 0 | 0 | 0 | 0 | 0 | 0 | 0 | 0 | 0 | 0 | 0 | 0 | 0 | 0 | 0 | 0 | 0
F2_Commercial_Restaurant_New_Miscellaneous_Natural Gas_Miscellaneous_E9 | F2 | Commercial | Restaurant | New | Miscellaneous | Natural Gas | Miscellaneous | E9 | RVT - Cost of Operation | 0 | 0 | 0 | 0 | 0 | 0 | 0 | 0 | 0 | 0 | 0 | 0 | 0 | 0 | 0 | 0 | 0 | 0 | 0 | 0 | 0 | 0 | 0 | 0 | 0 | 0 | 0
F2_Commercial_Restaurant_New_Miscellaneous_Natural Gas_Miscellaneous_E10 | F2 | Commercial | Restaurant | New | Miscellaneous | Natural Gas | Miscellaneous | E10 | RVT - Cost of Operation | 0 | 0 | 0 | 0 | 0 | 0 | 0 | 0 | 0 | 0 | 0 | 0 | 0 | 0 | 0 | 0 | 0 | 0 | 0 | 0 | 0 | 0 | 0 | 0 | 0 | 0 | 0
F3_Commercial_Restaurant_New_Miscellaneous_Natural Gas_Miscellaneous_E1 | F3 | Commercial | Restaurant | New | Miscellaneous | Natural Gas | Miscellaneous | E1 | System - kBTUs of Consumption | 2.1106 | 2.1106 | 2.1106 | 2.1106 | 2.1106 | 2.1106 | 2.1106 | 2.1106 | 2.1106 | 2.1106 | 2.1106 | 2.1106 | 2.1106 | 2.1106 | 2.1106 | 2.1106 | 2.1106 | 2.1106 | 2.1106 | 2.1106 | 2.1106 | 2.1106 | 2.1106 | 2.1106 | 2.1106 | 2.1106 | 2.1106
F3_Commercial_Restaurant_New_Miscellaneous_Natural Gas_Miscellaneous_E2 | F3 | Commercial | Restaurant | New | Miscellaneous | Natural Gas | Miscellaneous | E2 | System - kBTUs of Consumption | 0 | 0 | 0 | 0 | 0 | 0 | 0 | 0 | 0 | 0 | 0 | 0 | 0 | 0 | 0 | 0 | 0 | 0 | 0 | 0 | 0 | 0 | 0 | 0 | 0 | 0 | 0
F3_Commercial_Restaurant_New_Miscellaneous_Natural Gas_Miscellaneous_E3 | F3 | Commercial | Restaurant | New | Miscellaneous | Natural Gas | Miscellaneous | E3 | System - kBTUs of Consumption | 0 | 0 | 0 | 0 | 0 | 0 | 0 | 0 | 0 | 0 | 0 | 0 | 0 | 0 | 0 | 0 | 0 | 0 | 0 | 0 | 0 | 0 | 0 | 0 | 0 | 0 | 0
F3_Commercial_Restaurant_New_Miscellaneous_Natural Gas_Miscellaneous_E4 | F3 | Commercial | Restaurant | New | Miscellaneous | Natural Gas | Miscellaneous | E4 | System - kBTUs of Consumption | 0 | 0 | 0 | 0 | 0 | 0 | 0 | 0 | 0 | 0 | 0 | 0 | 0 | 0 | 0 | 0 | 0 | 0 | 0 | 0 | 0 | 0 | 0 | 0 | 0 | 0 | 0
F3_Commercial_Restaurant_New_Miscellaneous_Natural Gas_Miscellaneous_E5 | F3 | Commercial | Restaurant | New | Miscellaneous | Natural Gas | Miscellaneous | E5 | System - kBTUs of Consumption | 0 | 0 | 0 | 0 | 0 | 0 | 0 | 0 | 0 | 0 | 0 | 0 | 0 | 0 | 0 | 0 | 0 | 0 | 0 | 0 | 0 | 0 | 0 | 0 | 0 | 0 | 0
F3_Commercial_Restaurant_New_Miscellaneous_Natural Gas_Miscellaneous_E6 | F3 | Commercial | Restaurant | New | Miscellaneous | Natural Gas | Miscellaneous | E6 | System - kBTUs of Consumption | 0 | 0 | 0 | 0 | 0 | 0 | 0 | 0 | 0 | 0 | 0 | 0 | 0 | 0 | 0 | 0 | 0 | 0 | 0 | 0 | 0 | 0 | 0 | 0 | 0 | 0 | 0
F3_Commercial_Restaurant_New_Miscellaneous_Natural Gas_Miscellaneous_E7 | F3 | Commercial | Restaurant | New | Miscellaneous | Natural Gas | Miscellaneous | E7 | System - kBTUs of Consumption | 0 | 0 | 0 | 0 | 0 | 0 | 0 | 0 | 0 | 0 | 0 | 0 | 0 | 0 | 0 | 0 | 0 | 0 | 0 | 0 | 0 | 0 | 0 | 0 | 0 | 0 | 0
F3_Commercial_Restaurant_New_Miscellaneous_Natural Gas_Miscellaneous_E8 | F3 | Commercial | Restaurant | New | Miscellaneous | Natural Gas | Miscellaneous | E8 | System - kBTUs of Consumption | 0 | 0 | 0 | 0 | 0 | 0 | 0 | 0 | 0 | 0 | 0 | 0 | 0 | 0 | 0 | 0 | 0 | 0 | 0 | 0 | 0 | 0 | 0 | 0 | 0 | 0 | 0
F3_Commercial_Restaurant_New_Miscellaneous_Natural Gas_Miscellaneous_E9 | F3 | Commercial | Restaurant | New | Miscellaneous | Natural Gas | Miscellaneous | E9 | System - kBTUs of Consumption | 0 | 0 | 0 | 0 | 0 | 0 | 0 | 0 | 0 | 0 | 0 | 0 | 0 | 0 | 0 | 0 | 0 | 0 | 0 | 0 | 0 | 0 | 0 | 0 | 0 | 0 | 0
F3_Commercial_Restaurant_New_Miscellaneous_Natural Gas_Miscellaneous_E10 | F3 | Commercial | Restaurant | New | Miscellaneous | Natural Gas | Miscellaneous | E10 | System - kBTUs of Consumption | 0 | 0 | 0 | 0 | 0 | 0 | 0 | 0 | 0 | 0 | 0 | 0 | 0 | 0 | 0 | 0 | 0 | 0 | 0 | 0 | 0 | 0 | 0 | 0 | 0 | 0 | 0
F4_Commercial_Restaurant_New_Miscellaneous_Natural Gas_Miscellaneous_E1 | F4 | Commercial | Restaurant | New | Miscellaneous | Natural Gas | Miscellaneous | E1 | Utility - Cost of Equipment | 0.0055166 | 0.0055166 | 0.0055166 | 0.0055166 | 0.0055166 | 0.0055166 | 0.0055166 | 0.0055166 | 0.0055166 | 0.0055166 | 0.0055166 | 0.0055166 | 0.0055166 | 0.0055166 | 0.0055166 | 0.0055166 | 0.0055166 | 0.0055166 | 0.0055166 | 0.0055166 | 0.0055166 | 0.0055166 | 0.0055166 | 0.0055166 | 0.0055166 | 0.0055166 | 0.0055166
F4_Commercial_Restaurant_New_Miscellaneous_Natural Gas_Miscellaneous_E2 | F4 | Commercial | Restaurant | New | Miscellaneous | Natural Gas | Miscellaneous | E2 | Utility - Cost of Equipment | 0 | 0 | 0 | 0 | 0 | 0 | 0 | 0 | 0 | 0 | 0 | 0 | 0 | 0 | 0 | 0 | 0 | 0 | 0 | 0 | 0 | 0 | 0 | 0 | 0 | 0 | 0
F4_Commercial_Restaurant_New_Miscellaneous_Natural Gas_Miscellaneous_E3 | F4 | Commercial | Restaurant | New | Miscellaneous | Natural Gas | Miscellaneous | E3 | Utility - Cost of Equipment | 0 | 0 | 0 | 0 | 0 | 0 | 0 | 0 | 0 | 0 | 0 | 0 | 0 | 0 | 0 | 0 | 0 | 0 | 0 | 0 | 0 | 0 | 0 | 0 | 0 | 0 | 0
F4_Commercial_Restaurant_New_Miscellaneous_Natural Gas_Miscellaneous_E4 | F4 | Commercial | Restaurant | New | Miscellaneous | Natural Gas | Miscellaneous | E4 | Utility - Cost of Equipment | 0 | 0 | 0 | 0 | 0 | 0 | 0 | 0 | 0 | 0 | 0 | 0 | 0 | 0 | 0 | 0 | 0 | 0 | 0 | 0 | 0 | 0 | 0 | 0 | 0 | 0 | 0
F4_Commercial_Restaurant_New_Miscellaneous_Natural Gas_Miscellaneous_E5 | F4 | Commercial | Restaurant | New | Miscellaneous | Natural Gas | Miscellaneous | E5 | Utility - Cost of Equipment | 0 | 0 | 0 | 0 | 0 | 0 | 0 | 0 | 0 | 0 | 0 | 0 | 0 | 0 | 0 | 0 | 0 | 0 | 0 | 0 | 0 | 0 | 0 | 0 | 0 | 0 | 0
F4_Commercial_Restaurant_New_Miscellaneous_Natural Gas_Miscellaneous_E6 | F4 | Commercial | Restaurant | New | Miscellaneous | Natural Gas | Miscellaneous | E6 | Utility - Cost of Equipment | 0 | 0 | 0 | 0 | 0 | 0 | 0 | 0 | 0 | 0 | 0 | 0 | 0 | 0 | 0 | 0 | 0 | 0 | 0 | 0 | 0 | 0 | 0 | 0 | 0 | 0 | 0
F4_Commercial_Restaurant_New_Miscellaneous_Natural Gas_Miscellaneous_E7 | F4 | Commercial | Restaurant | New | Miscellaneous | Natural Gas | Miscellaneous | E7 | Utility - Cost of Equipment | 0 | 0 | 0 | 0 | 0 | 0 | 0 | 0 | 0 | 0 | 0 | 0 | 0 | 0 | 0 | 0 | 0 | 0 | 0 | 0 | 0 | 0 | 0 | 0 | 0 | 0 | 0
F4_Commercial_Restaurant_New_Miscellaneous_Natural Gas_Miscellaneous_E8 | F4 | Commercial | Restaurant | New | Miscellaneous | Natural Gas | Miscellaneous | E8 | Utility - Cost of Equipment | 0 | 0 | 0 | 0 | 0 | 0 | 0 | 0 | 0 | 0 | 0 | 0 | 0 | 0 | 0 | 0 | 0 | 0 | 0 | 0 | 0 | 0 | 0 | 0 | 0 | 0 | 0
F4_Commercial_Restaurant_New_Miscellaneous_Natural Gas_Miscellaneous_E9 | F4 | Commercial | Restaurant | New | Miscellaneous | Natural Gas | Miscellaneous | E9 | Utility - Cost of Equipment | 0 | 0 | 0 | 0 | 0 | 0 | 0 | 0 | 0 | 0 | 0 | 0 | 0 | 0 | 0 | 0 | 0 | 0 | 0 | 0 | 0 | 0 | 0 | 0 | 0 | 0 | 0
F4_Commercial_Restaurant_New_Miscellaneous_Natural Gas_Miscellaneous_E10 | F4 | Commercial | Restaurant | New | Miscellaneous | Natural Gas | Miscellaneous | E10 | Utility - Cost of Equipment | 0 | 0 | 0 | 0 | 0 | 0 | 0 | 0 | 0 | 0 | 0 | 0 | 0 | 0 | 0 | 0 | 0 | 0 | 0 | 0 | 0 | 0 | 0 | 0 | 0 | 0 | 0
F5_Commercial_Restaurant_New_Miscellaneous_Natural Gas_Miscellaneous_E1 | F5 | Commercial | Restaurant | New | Miscellaneous | Natural Gas | Miscellaneous | E1 | Utility - Cost of Operation | 0.02958 | 0.02886 | 0.02797 | 0.026991 | 0.026631 | 0.026683 | 0.027002 | 0.027464 | 0.027982 | 0.028507 | 0.029054 | 0.029624 | 0.03023 | 0.030822 | 0.03139 | 0.031846 | 0.032078 | 0.031999 | 0.03153 | 0.030587 | 0.029094 | 0.027054 | 0.025085 | 0.023719 | 0.02308 | 0.023193 | 0.023307
F5_Commercial_Restaurant_New_Miscellaneous_Natural Gas_Miscellaneous_E2 | F5 | Commercial | Restaurant | New | Miscellaneous | Natural Gas | Miscellaneous | E2 | Utility - Cost of Operation | 0 | 0 | 0 | 0 | 0 | 0 | 0 | 0 | 0 | 0 | 0 | 0 | 0 | 0 | 0 | 0 | 0 | 0 | 0 | 0 | 0 | 0 | 0 | 0 | 0 | 0 | 0
F5_Commercial_Restaurant_New_Miscellaneous_Natural Gas_Miscellaneous_E3 | F5 | Commercial | Restaurant | New | Miscellaneous | Natural Gas | Miscellaneous | E3 | Utility - Cost of Operation | 0 | 0 | 0 | 0 | 0 | 0 | 0 | 0 | 0 | 0 | 0 | 0 | 0 | 0 | 0 | 0 | 0 | 0 | 0 | 0 | 0 | 0 | 0 | 0 | 0 | 0 | 0
F5_Commercial_Restaurant_New_Miscellaneous_Natural Gas_Miscellaneous_E4 | F5 | Commercial | Restaurant | New | Miscellaneous | Natural Gas | Miscellaneous | E4 | Utility - Cost of Operation | 0 | 0 | 0 | 0 | 0 | 0 | 0 | 0 | 0 | 0 | 0 | 0 | 0 | 0 | 0 | 0 | 0 | 0 | 0 | 0 | 0 | 0 | 0 | 0 | 0 | 0 | 0
F5_Commercial_Restaurant_New_Miscellaneous_Natural Gas_Miscellaneous_E5 | F5 | Commercial | Restaurant | New | Miscellaneous | Natural Gas | Miscellaneous | E5 | Utility - Cost of Operation | 0 | 0 | 0 | 0 | 0 | 0 | 0 | 0 | 0 | 0 | 0 | 0 | 0 | 0 | 0 | 0 | 0 | 0 | 0 | 0 | 0 | 0 | 0 | 0 | 0 | 0 | 0
F5_Commercial_Restaurant_New_Miscellaneous_Natural Gas_Miscellaneous_E6 | F5 | Commercial | Restaurant | New | Miscellaneous | Natural Gas | Miscellaneous | E6 | Utility - Cost of Operation | 0 | 0 | 0 | 0 | 0 | 0 | 0 | 0 | 0 | 0 | 0 | 0 | 0 | 0 | 0 | 0 | 0 | 0 | 0 | 0 | 0 | 0 | 0 | 0 | 0 | 0 | 0
F5_Commercial_Restaurant_New_Miscellaneous_Natural Gas_Miscellaneous_E7 | F5 | Commercial | Restaurant | New | Miscellaneous | Natural Gas | Miscellaneous | E7 | Utility - Cost of Operation | 0 | 0 | 0 | 0 | 0 | 0 | 0 | 0 | 0 | 0 | 0 | 0 | 0 | 0 | 0 | 0 | 0 | 0 | 0 | 0 | 0 | 0 | 0 | 0 | 0 | 0 | 0
F5_Commercial_Restaurant_New_Miscellaneous_Natural Gas_Miscellaneous_E8 | F5 | Commercial | Restaurant | New | Miscellaneous | Natural Gas | Miscellaneous | E8 | Utility - Cost of Operation | 0 | 0 | 0 | 0 | 0 | 0 | 0 | 0 | 0 | 0 | 0 | 0 | 0 | 0 | 0 | 0 | 0 | 0 | 0 | 0 | 0 | 0 | 0 | 0 | 0 | 0 | 0
F5_Commercial_Restaurant_New_Miscellaneous_Natural Gas_Miscellaneous_E9 | F5 | Commercial | Restaurant | New | Miscellaneous | Natural Gas | Miscellaneous | E9 | Utility - Cost of Operation | 0 | 0 | 0 | 0 | 0 | 0 | 0 | 0 | 0 | 0 | 0 | 0 | 0 | 0 | 0 | 0 | 0 | 0 | 0 | 0 | 0 | 0 | 0 | 0 | 0 | 0 | 0
F5_Commercial_Restaurant_New_Miscellaneous_Natural Gas_Miscellaneous_E10 | F5 | Commercial | Restaurant | New | Miscellaneous | Natural Gas | Miscellaneous | E10 | Utility - Cost of Operation | 0 | 0 | 0 | 0 | 0 | 0 | 0 | 0 | 0 | 0 | 0 | 0 | 0 | 0 | 0 | 0 | 0 | 0 | 0 | 0 | 0 | 0 | 0 | 0 | 0 | 0 | 0
F6_Commercial_Restaurant_New_Miscellaneous_Natural Gas_Miscellaneous_E1 | F6 | Commercial | Restaurant | New | Miscellaneous | Natural Gas | Miscellaneous | E1 | Utility - Value of Sales | 0 | 0 | 0 | 0 | 0 | 0 | 0 | 0 | 0 | 0 | 0 | 0 | 0 | 0 | 0 | 0 | 0 | 0 | 0 | 0 | 0 | 0 | 0 | 0 | 0 | 0 | 0
F6_Commercial_Restaurant_New_Miscellaneous_Natural Gas_Miscellaneous_E2 | F6 | Commercial | Restaurant | New | Miscellaneous | Natural Gas | Miscellaneous | E2 | Utility - Value of Sales | 0 | 0 | 0 | 0 | 0 | 0 | 0 | 0 | 0 | 0 | 0 | 0 | 0 | 0 | 0 | 0 | 0 | 0 | 0 | 0 | 0 | 0 | 0 | 0 | 0 | 0 | 0
F6_Commercial_Restaurant_New_Miscellaneous_Natural Gas_Miscellaneous_E3 | F6 | Commercial | Restaurant | New | Miscellaneous | Natural Gas | Miscellaneous | E3 | Utility - Value of Sales | 0 | 0 | 0 | 0 | 0 | 0 | 0 | 0 | 0 | 0 | 0 | 0 | 0 | 0 | 0 | 0 | 0 | 0 | 0 | 0 | 0 | 0 | 0 | 0 | 0 | 0 | 0
F6_Commercial_Restaurant_New_Miscellaneous_Natural Gas_Miscellaneous_E4 | F6 | Commercial | Restaurant | New | Miscellaneous | Natural Gas | Miscellaneous | E4 | Utility - Value of Sales | 0 | 0 | 0 | 0 | 0 | 0 | 0 | 0 | 0 | 0 | 0 | 0 | 0 | 0 | 0 | 0 | 0 | 0 | 0 | 0 | 0 | 0 | 0 | 0 | 0 | 0 | 0
F6_Commercial_Restaurant_New_Miscellaneous_Natural Gas_Miscellaneous_E5 | F6 | Commercial | Restaurant | New | Miscellaneous | Natural Gas | Miscellaneous | E5 | Utility - Value of Sales | 0 | 0 | 0 | 0 | 0 | 0 | 0 | 0 | 0 | 0 | 0 | 0 | 0 | 0 | 0 | 0 | 0 | 0 | 0 | 0 | 0 | 0 | 0 | 0 | 0 | 0 | 0
F6_Commercial_Restaurant_New_Miscellaneous_Natural Gas_Miscellaneous_E6 | F6 | Commercial | Restaurant | New | Miscellaneous | Natural Gas | Miscellaneous | E6 | Utility - Value of Sales | 0 | 0 | 0 | 0 | 0 | 0 | 0 | 0 | 0 | 0 | 0 | 0 | 0 | 0 | 0 | 0 | 0 | 0 | 0 | 0 | 0 | 0 | 0 | 0 | 0 | 0 | 0
F6_Commercial_Restaurant_New_Miscellaneous_Natural Gas_Miscellaneous_E7 | F6 | Commercial | Restaurant | New | Miscellaneous | Natural Gas | Miscellaneous | E7 | Utility - Value of Sales | 0 | 0 | 0 | 0 | 0 | 0 | 0 | 0 | 0 | 0 | 0 | 0 | 0 | 0 | 0 | 0 | 0 | 0 | 0 | 0 | 0 | 0 | 0 | 0 | 0 | 0 | 0
F6_Commercial_Restaurant_New_Miscellaneous_Natural Gas_Miscellaneous_E8 | F6 | Commercial | Restaurant | New | Miscellaneous | Natural Gas | Miscellaneous | E8 | Utility - Value of Sales | 0 | 0 | 0 | 0 | 0 | 0 | 0 | 0 | 0 | 0 | 0 | 0 | 0 | 0 | 0 | 0 | 0 | 0 | 0 | 0 | 0 | 0 | 0 | 0 | 0 | 0 | 0
F6_Commercial_Restaurant_New_Miscellaneous_Natural Gas_Miscellaneous_E9 | F6 | Commercial | Restaurant | New | Miscellaneous | Natural Gas | Miscellaneous | E9 | Utility - Value of Sales | 0 | 0 | 0 | 0 | 0 | 0 | 0 | 0 | 0 | 0 | 0 | 0 | 0 | 0 | 0 | 0 | 0 | 0 | 0 | 0 | 0 | 0 | 0 | 0 | 0 | 0 | 0
F6_Commercial_Restaurant_New_Miscellaneous_Natural Gas_Miscellaneous_E10 | F6 | Commercial | Restaurant | New | Miscellaneous | Natural Gas | Miscellaneous | E10 | Utility - Value of Sales | 0 | 0 | 0 | 0 | 0 | 0 | 0 | 0 | 0 | 0 | 0 | 0 | 0 | 0 | 0 | 0 | 0 | 0 | 0 | 0 | 0 | 0 | 0 | 0 | 0 | 0 | 0
F1_Commercial_Retail_Existing_Space Heating_Natural Gas_Furnace_E1 | F1 | Commercial | Retail | Existing | Space Heating | Natural Gas | Furnace | E1 | RVT - Cost of Equipment | 0.090896 | 0.090896 | 0.090896 | 0 | 0 | 0 | 0 | 0 | 0 | 0 | 0 | 0 | 0 | 0 | 0 | 0 | 0 | 0 | 0 | 0 | 0 | 0 | 0 | 0 | 0 | 0 | 0
F1_Commercial_Retail_Existing_Space Heating_Natural Gas_Furnace_E2 | F1 | Commercial | Retail | Existing | Space Heating | Natural Gas | Furnace | E2 | RVT - Cost of Equipment | 0.11169 | 0.11169 | 0.11169 | 0.11169 | 0.11169 | 0.11169 | 0.11169 | 0.11169 | 0.11169 | 0.11169 | 0.11169 | 0.11169 | 0.11169 | 0.11169 | 0.11169 | 0.11169 | 0.11169 | 0.11169 | 0.11169 | 0.11169 | 0.11169 | 0.11169 | 0.11169 | 0.11169 | 0.11169 | 0.11169 | 0.11169
F1_Commercial_Retail_Existing_Space Heating_Natural Gas_Furnace_E3 | F1 | Commercial | Retail | Existing | Space Heating | Natural Gas | Furnace | E3 | RVT - Cost of Equipment | 0.13249 | 0.13249 | 0.13249 | 0.13249 | 0.13249 | 0.13249 | 0.13249 | 0.13249 | 0.13249 | 0.13249 | 0.13249 | 0.13249 | 0.13249 | 0.13249 | 0.13249 | 0.13249 | 0.13249 | 0.13249 | 0.13249 | 0.13249 | 0.13249 | 0.13249 | 0.13249 | 0.13249 | 0.13249 | 0.13249 | 0.13249
F1_Commercial_Retail_Existing_Space Heating_Natural Gas_Furnace_E4 | F1 | Commercial | Retail | Existing | Space Heating | Natural Gas | Furnace | E4 | RVT - Cost of Equipment | 0 | 0 | 0 | 0 | 0 | 0 | 0 | 0 | 0 | 0 | 0 | 0 | 0 | 0 | 0 | 0 | 0 | 0 | 0 | 0 | 0 | 0 | 0 | 0 | 0 | 0 | 0
F1_Commercial_Retail_Existing_Space Heating_Natural Gas_Furnace_E5 | F1 | Commercial | Retail | Existing | Space Heating | Natural Gas | Furnace | E5 | RVT - Cost of Equipment | 0 | 0 | 0 | 0 | 0 | 0 | 0 | 0 | 0 | 0 | 0 | 0 | 0 | 0 | 0 | 0 | 0 | 0 | 0 | 0 | 0 | 0 | 0 | 0 | 0 | 0 | 0
F1_Commercial_Retail_Existing_Space Heating_Natural Gas_Furnace_E6 | F1 | Commercial | Retail | Existing | Space Heating | Natural Gas | Furnace | E6 | RVT - Cost of Equipment | 0 | 0 | 0 | 0 | 0 | 0 | 0 | 0 | 0 | 0 | 0 | 0 | 0 | 0 | 0 | 0 | 0 | 0 | 0 | 0 | 0 | 0 | 0 | 0 | 0 | 0 | 0
F1_Commercial_Retail_Existing_Space Heating_Natural Gas_Furnace_E7 | F1 | Commercial | Retail | Existing | Space Heating | Natural Gas | Furnace | E7 | RVT - Cost of Equipment | 0 | 0 | 0 | 0 | 0 | 0 | 0 | 0 | 0 | 0 | 0 | 0 | 0 | 0 | 0 | 0 | 0 | 0 | 0 | 0 | 0 | 0 | 0 | 0 | 0 | 0 | 0
F1_Commercial_Retail_Existing_Space Heating_Natural Gas_Furnace_E8 | F1 | Commercial | Retail | Existing | Space Heating | Natural Gas | Furnace | E8 | RVT - Cost of Equipment | 0 | 0 | 0 | 0 | 0 | 0 | 0 | 0 | 0 | 0 | 0 | 0 | 0 | 0 | 0 | 0 | 0 | 0 | 0 | 0 | 0 | 0 | 0 | 0 | 0 | 0 | 0
F1_Commercial_Retail_Existing_Space Heating_Natural Gas_Furnace_E9 | F1 | Commercial | Retail | Existing | Space Heating | Natural Gas | Furnace | E9 | RVT - Cost of Equipment | 0 | 0 | 0 | 0 | 0 | 0 | 0 | 0 | 0 | 0 | 0 | 0 | 0 | 0 | 0 | 0 | 0 | 0 | 0 | 0 | 0 | 0 | 0 | 0 | 0 | 0 | 0
F1_Commercial_Retail_Existing_Space Heating_Natural Gas_Furnace_E10 | F1 | Commercial | Retail | Existing | Space Heating | Natural Gas | Furnace | E10 | RVT - Cost of Equipment | 0 | 0 | 0 | 0 | 0 | 0 | 0 | 0 | 0 | 0 | 0 | 0 | 0 | 0 | 0 | 0 | 0 | 0 | 0 | 0 | 0 | 0 | 0 | 0 | 0 | 0 | 0
F2_Commercial_Retail_Existing_Space Heating_Natural Gas_Furnace_E1 | F2 | Commercial | Retail | Existing | Space Heating | Natural Gas | Furnace | E1 | RVT - Cost of Operation | 0 | 0 | 0 | 0 | 0 | 0 | 0 | 0 | 0 | 0 | 0 | 0 | 0 | 0 | 0 | 0 | 0 | 0 | 0 | 0 | 0 | 0 | 0 | 0 | 0 | 0 | 0
F2_Commercial_Retail_Existing_Space Heating_Natural Gas_Furnace_E2 | F2 | Commercial | Retail | Existing | Space Heating | Natural Gas | Furnace | E2 | RVT - Cost of Operation | 0 | 0 | 0 | 0 | 0 | 0 | 0 | 0 | 0 | 0 | 0 | 0 | 0 | 0 | 0 | 0 | 0 | 0 | 0 | 0 | 0 | 0 | 0 | 0 | 0 | 0 | 0
F2_Commercial_Retail_Existing_Space Heating_Natural Gas_Furnace_E3 | F2 | Commercial | Retail | Existing | Space Heating | Natural Gas | Furnace | E3 | RVT - Cost of Operation | 0 | 0 | 0 | 0 | 0 | 0 | 0 | 0 | 0 | 0 | 0 | 0 | 0 | 0 | 0 | 0 | 0 | 0 | 0 | 0 | 0 | 0 | 0 | 0 | 0 | 0 | 0
F2_Commercial_Retail_Existing_Space Heating_Natural Gas_Furnace_E4 | F2 | Commercial | Retail | Existing | Space Heating | Natural Gas | Furnace | E4 | RVT - Cost of Operation | 0 | 0 | 0 | 0 | 0 | 0 | 0 | 0 | 0 | 0 | 0 | 0 | 0 | 0 | 0 | 0 | 0 | 0 | 0 | 0 | 0 | 0 | 0 | 0 | 0 | 0 | 0
F2_Commercial_Retail_Existing_Space Heating_Natural Gas_Furnace_E5 | F2 | Commercial | Retail | Existing | Space Heating | Natural Gas | Furnace | E5 | RVT - Cost of Operation | 0 | 0 | 0 | 0 | 0 | 0 | 0 | 0 | 0 | 0 | 0 | 0 | 0 | 0 | 0 | 0 | 0 | 0 | 0 | 0 | 0 | 0 | 0 | 0 | 0 | 0 | 0
F2_Commercial_Retail_Existing_Space Heating_Natural Gas_Furnace_E6 | F2 | Commercial | Retail | Existing | Space Heating | Natural Gas | Furnace | E6 | RVT - Cost of Operation | 0 | 0 | 0 | 0 | 0 | 0 | 0 | 0 | 0 | 0 | 0 | 0 | 0 | 0 | 0 | 0 | 0 | 0 | 0 | 0 | 0 | 0 | 0 | 0 | 0 | 0 | 0
F2_Commercial_Retail_Existing_Space Heating_Natural Gas_Furnace_E7 | F2 | Commercial | Retail | Existing | Space Heating | Natural Gas | Furnace | E7 | RVT - Cost of Operation | 0 | 0 | 0 | 0 | 0 | 0 | 0 | 0 | 0 | 0 | 0 | 0 | 0 | 0 | 0 | 0 | 0 | 0 | 0 | 0 | 0 | 0 | 0 | 0 | 0 | 0 | 0
F2_Commercial_Retail_Existing_Space Heating_Natural Gas_Furnace_E8 | F2 | Commercial | Retail | Existing | Space Heating | Natural Gas | Furnace | E8 | RVT - Cost of Operation | 0 | 0 | 0 | 0 | 0 | 0 | 0 | 0 | 0 | 0 | 0 | 0 | 0 | 0 | 0 | 0 | 0 | 0 | 0 | 0 | 0 | 0 | 0 | 0 | 0 | 0 | 0
F2_Commercial_Retail_Existing_Space Heating_Natural Gas_Furnace_E9 | F2 | Commercial | Retail | Existing | Space Heating | Natural Gas | Furnace | E9 | RVT - Cost of Operation | 0 | 0 | 0 | 0 | 0 | 0 | 0 | 0 | 0 | 0 | 0 | 0 | 0 | 0 | 0 | 0 | 0 | 0 | 0 | 0 | 0 | 0 | 0 | 0 | 0 | 0 | 0
F2_Commercial_Retail_Existing_Space Heating_Natural Gas_Furnace_E10 | F2 | Commercial | Retail | Existing | Space Heating | Natural Gas | Furnace | E10 | RVT - Cost of Operation | 0 | 0 | 0 | 0 | 0 | 0 | 0 | 0 | 0 | 0 | 0 | 0 | 0 | 0 | 0 | 0 | 0 | 0 | 0 | 0 | 0 | 0 | 0 | 0 | 0 | 0 | 0
F3_Commercial_Retail_Existing_Space Heating_Natural Gas_Furnace_E1 | F3 | Commercial | Retail | Existing | Space Heating | Natural Gas | Furnace | E1 | System - kBTUs of Consumption | 53.7271 | 53.8836 | 53.8745 | 0 | 0 | 0 | 0 | 0 | 0 | 0 | 0 | 0 | 0 | 0 | 0 | 0 | 0 | 0 | 0 | 0 | 0 | 0 | 0 | 0 | 0 | 0 | 0
F3_Commercial_Retail_Existing_Space Heating_Natural Gas_Furnace_E2 | F3 | Commercial | Retail | Existing | Space Heating | Natural Gas | Furnace | E2 | System - kBTUs of Consumption | 47.7574 | 47.8966 | 47.8885 | 47.8885 | 47.8885 | 47.8885 | 47.8885 | 47.8885 | 47.8885 | 47.8885 | 47.8885 | 47.8885 | 47.8885 | 47.8885 | 47.8885 | 47.8885 | 47.8885 | 47.8885 | 47.8885 | 47.8885 | 47.8885 | 47.8885 | 47.8885 | 47.8885 | 47.8885 | 47.8885 | 47.8885
F3_Commercial_Retail_Existing_Space Heating_Natural Gas_Furnace_E3 | F3 | Commercial | Retail | Existing | Space Heating | Natural Gas | Furnace | E3 | System - kBTUs of Consumption | 44.7726 | 44.903 | 44.8954 | 44.8954 | 44.8954 | 44.8954 | 44.8954 | 44.8954 | 44.8954 | 44.8954 | 44.8954 | 44.8954 | 44.8954 | 44.8954 | 44.8954 | 44.8954 | 44.8954 | 44.8954 | 44.8954 | 44.8954 | 44.8954 | 44.8954 | 44.8954 | 44.8954 | 44.8954 | 44.8954 | 44.8954
F3_Commercial_Retail_Existing_Space Heating_Natural Gas_Furnace_E4 | F3 | Commercial | Retail | Existing | Space Heating | Natural Gas | Furnace | E4 | System - kBTUs of Consumption | 0 | 0 | 0 | 0 | 0 | 0 | 0 | 0 | 0 | 0 | 0 | 0 | 0 | 0 | 0 | 0 | 0 | 0 | 0 | 0 | 0 | 0 | 0 | 0 | 0 | 0 | 0
F3_Commercial_Retail_Existing_Space Heating_Natural Gas_Furnace_E5 | F3 | Commercial | Retail | Existing | Space Heating | Natural Gas | Furnace | E5 | System - kBTUs of Consumption | 0 | 0 | 0 | 0 | 0 | 0 | 0 | 0 | 0 | 0 | 0 | 0 | 0 | 0 | 0 | 0 | 0 | 0 | 0 | 0 | 0 | 0 | 0 | 0 | 0 | 0 | 0
F3_Commercial_Retail_Existing_Space Heating_Natural Gas_Furnace_E6 | F3 | Commercial | Retail | Existing | Space Heating | Natural Gas | Furnace | E6 | System - kBTUs of Consumption | 0 | 0 | 0 | 0 | 0 | 0 | 0 | 0 | 0 | 0 | 0 | 0 | 0 | 0 | 0 | 0 | 0 | 0 | 0 | 0 | 0 | 0 | 0 | 0 | 0 | 0 | 0
F3_Commercial_Retail_Existing_Space Heating_Natural Gas_Furnace_E7 | F3 | Commercial | Retail | Existing | Space Heating | Natural Gas | Furnace | E7 | System - kBTUs of Consumption | 0 | 0 | 0 | 0 | 0 | 0 | 0 | 0 | 0 | 0 | 0 | 0 | 0 | 0 | 0 | 0 | 0 | 0 | 0 | 0 | 0 | 0 | 0 | 0 | 0 | 0 | 0
F3_Commercial_Retail_Existing_Space Heating_Natural Gas_Furnace_E8 | F3 | Commercial | Retail | Existing | Space Heating | Natural Gas | Furnace | E8 | System - kBTUs of Consumption | 0 | 0 | 0 | 0 | 0 | 0 | 0 | 0 | 0 | 0 | 0 | 0 | 0 | 0 | 0 | 0 | 0 | 0 | 0 | 0 | 0 | 0 | 0 | 0 | 0 | 0 | 0
F3_Commercial_Retail_Existing_Space Heating_Natural Gas_Furnace_E9 | F3 | Commercial | Retail | Existing | Space Heating | Natural Gas | Furnace | E9 | System - kBTUs of Consumption | 0 | 0 | 0 | 0 | 0 | 0 | 0 | 0 | 0 | 0 | 0 | 0 | 0 | 0 | 0 | 0 | 0 | 0 | 0 | 0 | 0 | 0 | 0 | 0 | 0 | 0 | 0
F3_Commercial_Retail_Existing_Space Heating_Natural Gas_Furnace_E10 | F3 | Commercial | Retail | Existing | Space Heating | Natural Gas | Furnace | E10 | System - kBTUs of Consumption | 0 | 0 | 0 | 0 | 0 | 0 | 0 | 0 | 0 | 0 | 0 | 0 | 0 | 0 | 0 | 0 | 0 | 0 | 0 | 0 | 0 | 0 | 0 | 0 | 0 | 0 | 0
F4_Commercial_Retail_Existing_Space Heating_Natural Gas_Furnace_E1 | F4 | Commercial | Retail | Existing | Space Heating | Natural Gas | Furnace | E1 | Utility - Cost of Equipment | 0.090896 | 0.090896 | 0.090896 | 0 | 0 | 0 | 0 | 0 | 0 | 0 | 0 | 0 | 0 | 0 | 0 | 0 | 0 | 0 | 0 | 0 | 0 | 0 | 0 | 0 | 0 | 0 | 0
F4_Commercial_Retail_Existing_Space Heating_Natural Gas_Furnace_E2 | F4 | Commercial | Retail | Existing | Space Heating | Natural Gas | Furnace | E2 | Utility - Cost of Equipment | 0.11169 | 0.11169 | 0.11169 | 0.11169 | 0.11169 | 0.11169 | 0.11169 | 0.11169 | 0.11169 | 0.11169 | 0.11169 | 0.11169 | 0.11169 | 0.11169 | 0.11169 | 0.11169 | 0.11169 | 0.11169 | 0.11169 | 0.11169 | 0.11169 | 0.11169 | 0.11169 | 0.11169 | 0.11169 | 0.11169 | 0.11169
F4_Commercial_Retail_Existing_Space Heating_Natural Gas_Furnace_E3 | F4 | Commercial | Retail | Existing | Space Heating | Natural Gas | Furnace | E3 | Utility - Cost of Equipment | 0.13249 | 0.13249 | 0.13249 | 0.13249 | 0.13249 | 0.13249 | 0.13249 | 0.13249 | 0.13249 | 0.13249 | 0.13249 | 0.13249 | 0.13249 | 0.13249 | 0.13249 | 0.13249 | 0.13249 | 0.13249 | 0.13249 | 0.13249 | 0.13249 | 0.13249 | 0.13249 | 0.13249 | 0.13249 | 0.13249 | 0.13249
F4_Commercial_Retail_Existing_Space Heating_Natural Gas_Furnace_E4 | F4 | Commercial | Retail | Existing | Space Heating | Natural Gas | Furnace | E4 | Utility - Cost of Equipment | 0 | 0 | 0 | 0 | 0 | 0 | 0 | 0 | 0 | 0 | 0 | 0 | 0 | 0 | 0 | 0 | 0 | 0 | 0 | 0 | 0 | 0 | 0 | 0 | 0 | 0 | 0
F4_Commercial_Retail_Existing_Space Heating_Natural Gas_Furnace_E5 | F4 | Commercial | Retail | Existing | Space Heating | Natural Gas | Furnace | E5 | Utility - Cost of Equipment | 0 | 0 | 0 | 0 | 0 | 0 | 0 | 0 | 0 | 0 | 0 | 0 | 0 | 0 | 0 | 0 | 0 | 0 | 0 | 0 | 0 | 0 | 0 | 0 | 0 | 0 | 0
F4_Commercial_Retail_Existing_Space Heating_Natural Gas_Furnace_E6 | F4 | Commercial | Retail | Existing | Space Heating | Natural Gas | Furnace | E6 | Utility - Cost of Equipment | 0 | 0 | 0 | 0 | 0 | 0 | 0 | 0 | 0 | 0 | 0 | 0 | 0 | 0 | 0 | 0 | 0 | 0 | 0 | 0 | 0 | 0 | 0 | 0 | 0 | 0 | 0
F4_Commercial_Retail_Existing_Space Heating_Natural Gas_Furnace_E7 | F4 | Commercial | Retail | Existing | Space Heating | Natural Gas | Furnace | E7 | Utility - Cost of Equipment | 0 | 0 | 0 | 0 | 0 | 0 | 0 | 0 | 0 | 0 | 0 | 0 | 0 | 0 | 0 | 0 | 0 | 0 | 0 | 0 | 0 | 0 | 0 | 0 | 0 | 0 | 0
F4_Commercial_Retail_Existing_Space Heating_Natural Gas_Furnace_E8 | F4 | Commercial | Retail | Existing | Space Heating | Natural Gas | Furnace | E8 | Utility - Cost of Equipment | 0 | 0 | 0 | 0 | 0 | 0 | 0 | 0 | 0 | 0 | 0 | 0 | 0 | 0 | 0 | 0 | 0 | 0 | 0 | 0 | 0 | 0 | 0 | 0 | 0 | 0 | 0
F4_Commercial_Retail_Existing_Space Heating_Natural Gas_Furnace_E9 | F4 | Commercial | Retail | Existing | Space Heating | Natural Gas | Furnace | E9 | Utility - Cost of Equipment | 0 | 0 | 0 | 0 | 0 | 0 | 0 | 0 | 0 | 0 | 0 | 0 | 0 | 0 | 0 | 0 | 0 | 0 | 0 | 0 | 0 | 0 | 0 | 0 | 0 | 0 | 0
F4_Commercial_Retail_Existing_Space Heating_Natural Gas_Furnace_E10 | F4 | Commercial | Retail | Existing | Space Heating | Natural Gas | Furnace | E10 | Utility - Cost of Equipment | 0 | 0 | 0 | 0 | 0 | 0 | 0 | 0 | 0 | 0 | 0 | 0 | 0 | 0 | 0 | 0 | 0 | 0 | 0 | 0 | 0 | 0 | 0 | 0 | 0 | 0 | 0
F5_Commercial_Retail_Existing_Space Heating_Natural Gas_Furnace_E1 | F5 | Commercial | Retail | Existing | Space Heating | Natural Gas | Furnace | E1 | Utility - Cost of Operation | 0.78078 | 0.77619 | 0.76537 | 0 | 0 | 0 | 0 | 0 | 0 | 0 | 0 | 0 | 0 | 0 | 0 | 0 | 0 | 0 | 0 | 0 | 0 | 0 | 0 | 0 | 0 | 0 | 0
F5_Commercial_Retail_Existing_Space Heating_Natural Gas_Furnace_E2 | F5 | Commercial | Retail | Existing | Space Heating | Natural Gas | Furnace | E2 | Utility - Cost of Operation | 0.69403 | 0.68995 | 0.68032 | 0.66993 | 0.66705 | 0.66663 | 0.66795 | 0.66974 | 0.67113 | 0.6718 | 0.67174 | 0.67086 | 0.66892 | 0.6654 | 0.66032 | 0.65397 | 0.64578 | 0.63611 | 0.62459 | 0.61085 | 0.59449 | 0.5759 | 0.56054 | 0.5509 | 0.54727 | 0.54995 | 0.55264
F5_Commercial_Retail_Existing_Space Heating_Natural Gas_Furnace_E3 | F5 | Commercial | Retail | Existing | Space Heating | Natural Gas | Furnace | E3 | Utility - Cost of Operation | 0.65065 | 0.64682 | 0.6378 | 0.62806 | 0.62536 | 0.62497 | 0.6262 | 0.62788 | 0.62918 | 0.62982 | 0.62976 | 0.62893 | 0.62711 | 0.62381 | 0.61905 | 0.6131 | 0.60542 | 0.59635 | 0.58556 | 0.57267 | 0.55733 | 0.5399 | 0.52551 | 0.51647 | 0.51306 | 0.51558 | 0.5181
F5_Commercial_Retail_Existing_Space Heating_Natural Gas_Furnace_E4 | F5 | Commercial | Retail | Existing | Space Heating | Natural Gas | Furnace | E4 | Utility - Cost of Operation | 0 | 0 | 0 | 0 | 0 | 0 | 0 | 0 | 0 | 0 | 0 | 0 | 0 | 0 | 0 | 0 | 0 | 0 | 0 | 0 | 0 | 0 | 0 | 0 | 0 | 0 | 0
F5_Commercial_Retail_Existing_Space Heating_Natural Gas_Furnace_E5 | F5 | Commercial | Retail | Existing | Space Heating | Natural Gas | Furnace | E5 | Utility - Cost of Operation | 0 | 0 | 0 | 0 | 0 | 0 | 0 | 0 | 0 | 0 | 0 | 0 | 0 | 0 | 0 | 0 | 0 | 0 | 0 | 0 | 0 | 0 | 0 | 0 | 0 | 0 | 0
F5_Commercial_Retail_Existing_Space Heating_Natural Gas_Furnace_E6 | F5 | Commercial | Retail | Existing | Space Heating | Natural Gas | Furnace | E6 | Utility - Cost of Operation | 0 | 0 | 0 | 0 | 0 | 0 | 0 | 0 | 0 | 0 | 0 | 0 | 0 | 0 | 0 | 0 | 0 | 0 | 0 | 0 | 0 | 0 | 0 | 0 | 0 | 0 | 0
F5_Commercial_Retail_Existing_Space Heating_Natural Gas_Furnace_E7 | F5 | Commercial | Retail | Existing | Space Heating | Natural Gas | Furnace | E7 | Utility - Cost of Operation | 0 | 0 | 0 | 0 | 0 | 0 | 0 | 0 | 0 | 0 | 0 | 0 | 0 | 0 | 0 | 0 | 0 | 0 | 0 | 0 | 0 | 0 | 0 | 0 | 0 | 0 | 0
F5_Commercial_Retail_Existing_Space Heating_Natural Gas_Furnace_E8 | F5 | Commercial | Retail | Existing | Space Heating | Natural Gas | Furnace | E8 | Utility - Cost of Operation | 0 | 0 | 0 | 0 | 0 | 0 | 0 | 0 | 0 | 0 | 0 | 0 | 0 | 0 | 0 | 0 | 0 | 0 | 0 | 0 | 0 | 0 | 0 | 0 | 0 | 0 | 0
F5_Commercial_Retail_Existing_Space Heating_Natural Gas_Furnace_E9 | F5 | Commercial | Retail | Existing | Space Heating | Natural Gas | Furnace | E9 | Utility - Cost of Operation | 0 | 0 | 0 | 0 | 0 | 0 | 0 | 0 | 0 | 0 | 0 | 0 | 0 | 0 | 0 | 0 | 0 | 0 | 0 | 0 | 0 | 0 | 0 | 0 | 0 | 0 | 0
F5_Commercial_Retail_Existing_Space Heating_Natural Gas_Furnace_E10 | F5 | Commercial | Retail | Existing | Space Heating | Natural Gas | Furnace | E10 | Utility - Cost of Operation | 0 | 0 | 0 | 0 | 0 | 0 | 0 | 0 | 0 | 0 | 0 | 0 | 0 | 0 | 0 | 0 | 0 | 0 | 0 | 0 | 0 | 0 | 0 | 0 | 0 | 0 | 0
F6_Commercial_Retail_Existing_Space Heating_Natural Gas_Furnace_E1 | F6 | Commercial | Retail | Existing | Space Heating | Natural Gas | Furnace | E1 | Utility - Value of Sales | 0 | 0 | 0 | 0 | 0 | 0 | 0 | 0 | 0 | 0 | 0 | 0 | 0 | 0 | 0 | 0 | 0 | 0 | 0 | 0 | 0 | 0 | 0 | 0 | 0 | 0 | 0
F6_Commercial_Retail_Existing_Space Heating_Natural Gas_Furnace_E2 | F6 | Commercial | Retail | Existing | Space Heating | Natural Gas | Furnace | E2 | Utility - Value of Sales | 0 | 0 | 0 | 0 | 0 | 0 | 0 | 0 | 0 | 0 | 0 | 0 | 0 | 0 | 0 | 0 | 0 | 0 | 0 | 0 | 0 | 0 | 0 | 0 | 0 | 0 | 0
F6_Commercial_Retail_Existing_Space Heating_Natural Gas_Furnace_E3 | F6 | Commercial | Retail | Existing | Space Heating | Natural Gas | Furnace | E3 | Utility - Value of Sales | 0 | 0 | 0 | 0 | 0 | 0 | 0 | 0 | 0 | 0 | 0 | 0 | 0 | 0 | 0 | 0 | 0 | 0 | 0 | 0 | 0 | 0 | 0 | 0 | 0 | 0 | 0
F6_Commercial_Retail_Existing_Space Heating_Natural Gas_Furnace_E4 | F6 | Commercial | Retail | Existing | Space Heating | Natural Gas | Furnace | E4 | Utility - Value of Sales | 0 | 0 | 0 | 0 | 0 | 0 | 0 | 0 | 0 | 0 | 0 | 0 | 0 | 0 | 0 | 0 | 0 | 0 | 0 | 0 | 0 | 0 | 0 | 0 | 0 | 0 | 0
F6_Commercial_Retail_Existing_Space Heating_Natural Gas_Furnace_E5 | F6 | Commercial | Retail | Existing | Space Heating | Natural Gas | Furnace | E5 | Utility - Value of Sales | 0 | 0 | 0 | 0 | 0 | 0 | 0 | 0 | 0 | 0 | 0 | 0 | 0 | 0 | 0 | 0 | 0 | 0 | 0 | 0 | 0 | 0 | 0 | 0 | 0 | 0 | 0
F6_Commercial_Retail_Existing_Space Heating_Natural Gas_Furnace_E6 | F6 | Commercial | Retail | Existing | Space Heating | Natural Gas | Furnace | E6 | Utility - Value of Sales | 0 | 0 | 0 | 0 | 0 | 0 | 0 | 0 | 0 | 0 | 0 | 0 | 0 | 0 | 0 | 0 | 0 | 0 | 0 | 0 | 0 | 0 | 0 | 0 | 0 | 0 | 0
F6_Commercial_Retail_Existing_Space Heating_Natural Gas_Furnace_E7 | F6 | Commercial | Retail | Existing | Space Heating | Natural Gas | Furnace | E7 | Utility - Value of Sales | 0 | 0 | 0 | 0 | 0 | 0 | 0 | 0 | 0 | 0 | 0 | 0 | 0 | 0 | 0 | 0 | 0 | 0 | 0 | 0 | 0 | 0 | 0 | 0 | 0 | 0 | 0
F6_Commercial_Retail_Existing_Space Heating_Natural Gas_Furnace_E8 | F6 | Commercial | Retail | Existing | Space Heating | Natural Gas | Furnace | E8 | Utility - Value of Sales | 0 | 0 | 0 | 0 | 0 | 0 | 0 | 0 | 0 | 0 | 0 | 0 | 0 | 0 | 0 | 0 | 0 | 0 | 0 | 0 | 0 | 0 | 0 | 0 | 0 | 0 | 0
F6_Commercial_Retail_Existing_Space Heating_Natural Gas_Furnace_E9 | F6 | Commercial | Retail | Existing | Space Heating | Natural Gas | Furnace | E9 | Utility - Value of Sales | 0 | 0 | 0 | 0 | 0 | 0 | 0 | 0 | 0 | 0 | 0 | 0 | 0 | 0 | 0 | 0 | 0 | 0 | 0 | 0 | 0 | 0 | 0 | 0 | 0 | 0 | 0
F6_Commercial_Retail_Existing_Space Heating_Natural Gas_Furnace_E10 | F6 | Commercial | Retail | Existing | Space Heating | Natural Gas | Furnace | E10 | Utility - Value of Sales | 0 | 0 | 0 | 0 | 0 | 0 | 0 | 0 | 0 | 0 | 0 | 0 | 0 | 0 | 0 | 0 | 0 | 0 | 0 | 0 | 0 | 0 | 0 | 0 | 0 | 0 | 0
F1_Commercial_Retail_Existing_Space Heating_Natural Gas_Boiler_E1 | F1 | Commercial | Retail | Existing | Space Heating | Natural Gas | Boiler | E1 | RVT - Cost of Equipment | 0.49942 | 0.49942 | 0.49942 | 0.49942 | 0.49942 | 0.49942 | 0.49942 | 0.49942 | 0.49942 | 0.49942 | 0.49942 | 0.49942 | 0.49942 | 0.49942 | 0.49942 | 0.49942 | 0.49942 | 0.49942 | 0.49942 | 0.49942 | 0.49942 | 0.49942 | 0.49942 | 0.49942 | 0.49942 | 0.49942 | 0.49942
F1_Commercial_Retail_Existing_Space Heating_Natural Gas_Boiler_E2 | F1 | Commercial | Retail | Existing | Space Heating | Natural Gas | Boiler | E2 | RVT - Cost of Equipment | 0.5682 | 0.5682 | 0.5682 | 0.5682 | 0.5682 | 0.5682 | 0.5682 | 0.5682 | 0.5682 | 0.5682 | 0.5682 | 0.5682 | 0.5682 | 0.5682 | 0.5682 | 0.5682 | 0.5682 | 0.5682 | 0.5682 | 0.5682 | 0.5682 | 0.5682 | 0.5682 | 0.5682 | 0.5682 | 0.5682 | 0.5682
F1_Commercial_Retail_Existing_Space Heating_Natural Gas_Boiler_E3 | F1 | Commercial | Retail | Existing | Space Heating | Natural Gas | Boiler | E3 | RVT - Cost of Equipment | 0.70632 | 0.70632 | 0.70632 | 0.70632 | 0.70632 | 0.70632 | 0.70632 | 0.70632 | 0.70632 | 0.70632 | 0.70632 | 0.70632 | 0.70632 | 0.70632 | 0.70632 | 0.70632 | 0.70632 | 0.70632 | 0.70632 | 0.70632 | 0.70632 | 0.70632 | 0.70632 | 0.70632 | 0.70632 | 0.70632 | 0.70632
F1_Commercial_Retail_Existing_Space Heating_Natural Gas_Boiler_E4 | F1 | Commercial | Retail | Existing | Space Heating | Natural Gas | Boiler | E4 | RVT - Cost of Equipment | 2.6343 | 2.6343 | 2.6343 | 2.6343 | 2.6343 | 2.6343 | 2.6343 | 2.6343 | 2.6343 | 2.6343 | 2.6343 | 2.6343 | 2.6343 | 2.6343 | 2.6343 | 2.6343 | 2.6343 | 2.6343 | 2.6343 | 2.6343 | 2.6343 | 2.6343 | 2.6343 | 2.6343 | 2.6343 | 2.6343 | 2.6343
F1_Commercial_Retail_Existing_Space Heating_Natural Gas_Boiler_E5 | F1 | Commercial | Retail | Existing | Space Heating | Natural Gas | Boiler | E5 | RVT - Cost of Equipment | 0 | 0 | 0 | 0 | 0 | 0 | 0 | 0 | 0 | 0 | 0 | 0 | 0 | 0 | 0 | 0 | 0 | 0 | 0 | 0 | 0 | 0 | 0 | 0 | 0 | 0 | 0
F1_Commercial_Retail_Existing_Space Heating_Natural Gas_Boiler_E6 | F1 | Commercial | Retail | Existing | Space Heating | Natural Gas | Boiler | E6 | RVT - Cost of Equipment | 0 | 0 | 0 | 0 | 0 | 0 | 0 | 0 | 0 | 0 | 0 | 0 | 0 | 0 | 0 | 0 | 0 | 0 | 0 | 0 | 0 | 0 | 0 | 0 | 0 | 0 | 0
F1_Commercial_Retail_Existing_Space Heating_Natural Gas_Boiler_E7 | F1 | Commercial | Retail | Existing | Space Heating | Natural Gas | Boiler | E7 | RVT - Cost of Equipment | 0 | 0 | 0 | 0 | 0 | 0 | 0 | 0 | 0 | 0 | 0 | 0 | 0 | 0 | 0 | 0 | 0 | 0 | 0 | 0 | 0 | 0 | 0 | 0 | 0 | 0 | 0
F1_Commercial_Retail_Existing_Space Heating_Natural Gas_Boiler_E8 | F1 | Commercial | Retail | Existing | Space Heating | Natural Gas | Boiler | E8 | RVT - Cost of Equipment | 0 | 0 | 0 | 0 | 0 | 0 | 0 | 0 | 0 | 0 | 0 | 0 | 0 | 0 | 0 | 0 | 0 | 0 | 0 | 0 | 0 | 0 | 0 | 0 | 0 | 0 | 0
F1_Commercial_Retail_Existing_Space Heating_Natural Gas_Boiler_E9 | F1 | Commercial | Retail | Existing | Space Heating | Natural Gas | Boiler | E9 | RVT - Cost of Equipment | 0 | 0 | 0 | 0 | 0 | 0 | 0 | 0 | 0 | 0 | 0 | 0 | 0 | 0 | 0 | 0 | 0 | 0 | 0 | 0 | 0 | 0 | 0 | 0 | 0 | 0 | 0
F1_Commercial_Retail_Existing_Space Heating_Natural Gas_Boiler_E10 | F1 | Commercial | Retail | Existing | Space Heating | Natural Gas | Boiler | E10 | RVT - Cost of Equipment | 0 | 0 | 0 | 0 | 0 | 0 | 0 | 0 | 0 | 0 | 0 | 0 | 0 | 0 | 0 | 0 | 0 | 0 | 0 | 0 | 0 | 0 | 0 | 0 | 0 | 0 | 0
F2_Commercial_Retail_Existing_Space Heating_Natural Gas_Boiler_E1 | F2 | Commercial | Retail | Existing | Space Heating | Natural Gas | Boiler | E1 | RVT - Cost of Operation | 0 | 0 | 0 | 0 | 0 | 0 | 0 | 0 | 0 | 0 | 0 | 0 | 0 | 0 | 0 | 0 | 0 | 0 | 0 | 0 | 0 | 0 | 0 | 0 | 0 | 0 | 0
F2_Commercial_Retail_Existing_Space Heating_Natural Gas_Boiler_E2 | F2 | Commercial | Retail | Existing | Space Heating | Natural Gas | Boiler | E2 | RVT - Cost of Operation | 0 | 0 | 0 | 0 | 0 | 0 | 0 | 0 | 0 | 0 | 0 | 0 | 0 | 0 | 0 | 0 | 0 | 0 | 0 | 0 | 0 | 0 | 0 | 0 | 0 | 0 | 0
F2_Commercial_Retail_Existing_Space Heating_Natural Gas_Boiler_E3 | F2 | Commercial | Retail | Existing | Space Heating | Natural Gas | Boiler | E3 | RVT - Cost of Operation | 0 | 0 | 0 | 0 | 0 | 0 | 0 | 0 | 0 | 0 | 0 | 0 | 0 | 0 | 0 | 0 | 0 | 0 | 0 | 0 | 0 | 0 | 0 | 0 | 0 | 0 | 0
F2_Commercial_Retail_Existing_Space Heating_Natural Gas_Boiler_E4 | F2 | Commercial | Retail | Existing | Space Heating | Natural Gas | Boiler | E4 | RVT - Cost of Operation | 0 | 0 | 0 | 0 | 0 | 0 | 0 | 0 | 0 | 0 | 0 | 0 | 0 | 0 | 0 | 0 | 0 | 0 | 0 | 0 | 0 | 0 | 0 | 0 | 0 | 0 | 0
F2_Commercial_Retail_Existing_Space Heating_Natural Gas_Boiler_E5 | F2 | Commercial | Retail | Existing | Space Heating | Natural Gas | Boiler | E5 | RVT - Cost of Operation | 0 | 0 | 0 | 0 | 0 | 0 | 0 | 0 | 0 | 0 | 0 | 0 | 0 | 0 | 0 | 0 | 0 | 0 | 0 | 0 | 0 | 0 | 0 | 0 | 0 | 0 | 0
F2_Commercial_Retail_Existing_Space Heating_Natural Gas_Boiler_E6 | F2 | Commercial | Retail | Existing | Space Heating | Natural Gas | Boiler | E6 | RVT - Cost of Operation | 0 | 0 | 0 | 0 | 0 | 0 | 0 | 0 | 0 | 0 | 0 | 0 | 0 | 0 | 0 | 0 | 0 | 0 | 0 | 0 | 0 | 0 | 0 | 0 | 0 | 0 | 0
F2_Commercial_Retail_Existing_Space Heating_Natural Gas_Boiler_E7 | F2 | Commercial | Retail | Existing | Space Heating | Natural Gas | Boiler | E7 | RVT - Cost of Operation | 0 | 0 | 0 | 0 | 0 | 0 | 0 | 0 | 0 | 0 | 0 | 0 | 0 | 0 | 0 | 0 | 0 | 0 | 0 | 0 | 0 | 0 | 0 | 0 | 0 | 0 | 0
F2_Commercial_Retail_Existing_Space Heating_Natural Gas_Boiler_E8 | F2 | Commercial | Retail | Existing | Space Heating | Natural Gas | Boiler | E8 | RVT - Cost of Operation | 0 | 0 | 0 | 0 | 0 | 0 | 0 | 0 | 0 | 0 | 0 | 0 | 0 | 0 | 0 | 0 | 0 | 0 | 0 | 0 | 0 | 0 | 0 | 0 | 0 | 0 | 0
F2_Commercial_Retail_Existing_Space Heating_Natural Gas_Boiler_E9 | F2 | Commercial | Retail | Existing | Space Heating | Natural Gas | Boiler | E9 | RVT - Cost of Operation | 0 | 0 | 0 | 0 | 0 | 0 | 0 | 0 | 0 | 0 | 0 | 0 | 0 | 0 | 0 | 0 | 0 | 0 | 0 | 0 | 0 | 0 | 0 | 0 | 0 | 0 | 0
F2_Commercial_Retail_Existing_Space Heating_Natural Gas_Boiler_E10 | F2 | Commercial | Retail | Existing | Space Heating | Natural Gas | Boiler | E10 | RVT - Cost of Operation | 0 | 0 | 0 | 0 | 0 | 0 | 0 | 0 | 0 | 0 | 0 | 0 | 0 | 0 | 0 | 0 | 0 | 0 | 0 | 0 | 0 | 0 | 0 | 0 | 0 | 0 | 0
F3_Commercial_Retail_Existing_Space Heating_Natural Gas_Boiler_E1 | F3 | Commercial | Retail | Existing | Space Heating | Natural Gas | Boiler | E1 | System - kBTUs of Consumption | 83.562 | 83.786 | 83.7729 | 83.7729 | 83.7729 | 83.7729 | 83.7729 | 83.7729 | 83.7729 | 83.7729 | 83.7729 | 83.7729 | 83.7729 | 83.7729 | 83.7729 | 83.7729 | 83.7729 | 83.7729 | 83.7729 | 83.7729 | 83.7729 | 83.7729 | 83.7729 | 83.7729 | 83.7729 | 83.7729 | 83.7729
F3_Commercial_Retail_Existing_Space Heating_Natural Gas_Boiler_E2 | F3 | Commercial | Retail | Existing | Space Heating | Natural Gas | Boiler | E2 | System - kBTUs of Consumption | 78.6466 | 78.8574 | 78.8451 | 78.8451 | 78.8451 | 78.8451 | 78.8451 | 78.8451 | 78.8451 | 78.8451 | 78.8451 | 78.8451 | 78.8451 | 78.8451 | 78.8451 | 78.8451 | 78.8451 | 78.8451 | 78.8451 | 78.8451 | 78.8451 | 78.8451 | 78.8451 | 78.8451 | 78.8451 | 78.8451 | 78.8451
F3_Commercial_Retail_Existing_Space Heating_Natural Gas_Boiler_E3 | F3 | Commercial | Retail | Existing | Space Heating | Natural Gas | Boiler | E3 | System - kBTUs of Consumption | 68.9171 | 69.1018 | 69.0911 | 69.0911 | 69.0911 | 69.0911 | 69.0911 | 69.0911 | 69.0911 | 69.0911 | 69.0911 | 69.0911 | 69.0911 | 69.0911 | 69.0911 | 69.0911 | 69.0911 | 69.0911 | 69.0911 | 69.0911 | 69.0911 | 69.0911 | 69.0911 | 69.0911 | 69.0911 | 69.0911 | 69.0911
F3_Commercial_Retail_Existing_Space Heating_Natural Gas_Boiler_E4 | F3 | Commercial | Retail | Existing | Space Heating | Natural Gas | Boiler | E4 | System - kBTUs of Consumption | 47.6693 | 47.8827 | 47.8702 | 47.8702 | 47.8702 | 47.8702 | 47.8702 | 47.8702 | 47.8702 | 47.8702 | 47.8702 | 47.8702 | 47.8702 | 47.8702 | 47.8702 | 47.8702 | 47.8702 | 47.8702 | 47.8702 | 47.8702 | 47.8702 | 47.8702 | 47.8702 | 47.8702 | 47.8702 | 47.8702 | 47.8702
F3_Commercial_Retail_Existing_Space Heating_Natural Gas_Boiler_E5 | F3 | Commercial | Retail | Existing | Space Heating | Natural Gas | Boiler | E5 | System - kBTUs of Consumption | 0 | 0 | 0 | 0 | 0 | 0 | 0 | 0 | 0 | 0 | 0 | 0 | 0 | 0 | 0 | 0 | 0 | 0 | 0 | 0 | 0 | 0 | 0 | 0 | 0 | 0 | 0
F3_Commercial_Retail_Existing_Space Heating_Natural Gas_Boiler_E6 | F3 | Commercial | Retail | Existing | Space Heating | Natural Gas | Boiler | E6 | System - kBTUs of Consumption | 0 | 0 | 0 | 0 | 0 | 0 | 0 | 0 | 0 | 0 | 0 | 0 | 0 | 0 | 0 | 0 | 0 | 0 | 0 | 0 | 0 | 0 | 0 | 0 | 0 | 0 | 0
F3_Commercial_Retail_Existing_Space Heating_Natural Gas_Boiler_E7 | F3 | Commercial | Retail | Existing | Space Heating | Natural Gas | Boiler | E7 | System - kBTUs of Consumption | 0 | 0 | 0 | 0 | 0 | 0 | 0 | 0 | 0 | 0 | 0 | 0 | 0 | 0 | 0 | 0 | 0 | 0 | 0 | 0 | 0 | 0 | 0 | 0 | 0 | 0 | 0
F3_Commercial_Retail_Existing_Space Heating_Natural Gas_Boiler_E8 | F3 | Commercial | Retail | Existing | Space Heating | Natural Gas | Boiler | E8 | System - kBTUs of Consumption | 0 | 0 | 0 | 0 | 0 | 0 | 0 | 0 | 0 | 0 | 0 | 0 | 0 | 0 | 0 | 0 | 0 | 0 | 0 | 0 | 0 | 0 | 0 | 0 | 0 | 0 | 0
F3_Commercial_Retail_Existing_Space Heating_Natural Gas_Boiler_E9 | F3 | Commercial | Retail | Existing | Space Heating | Natural Gas | Boiler | E9 | System - kBTUs of Consumption | 0 | 0 | 0 | 0 | 0 | 0 | 0 | 0 | 0 | 0 | 0 | 0 | 0 | 0 | 0 | 0 | 0 | 0 | 0 | 0 | 0 | 0 | 0 | 0 | 0 | 0 | 0
F3_Commercial_Retail_Existing_Space Heating_Natural Gas_Boiler_E10 | F3 | Commercial | Retail | Existing | Space Heating | Natural Gas | Boiler | E10 | System - kBTUs of Consumption | 0 | 0 | 0 | 0 | 0 | 0 | 0 | 0 | 0 | 0 | 0 | 0 | 0 | 0 | 0 | 0 | 0 | 0 | 0 | 0 | 0 | 0 | 0 | 0 | 0 | 0 | 0
F4_Commercial_Retail_Existing_Space Heating_Natural Gas_Boiler_E1 | F4 | Commercial | Retail | Existing | Space Heating | Natural Gas | Boiler | E1 | Utility - Cost of Equipment | 0.49942 | 0.49942 | 0.49942 | 0.49942 | 0.49942 | 0.49942 | 0.49942 | 0.49942 | 0.49942 | 0.49942 | 0.49942 | 0.49942 | 0.49942 | 0.49942 | 0.49942 | 0.49942 | 0.49942 | 0.49942 | 0.49942 | 0.49942 | 0.49942 | 0.49942 | 0.49942 | 0.49942 | 0.49942 | 0.49942 | 0.49942
F4_Commercial_Retail_Existing_Space Heating_Natural Gas_Boiler_E2 | F4 | Commercial | Retail | Existing | Space Heating | Natural Gas | Boiler | E2 | Utility - Cost of Equipment | 0.5682 | 0.5682 | 0.5682 | 0.5682 | 0.5682 | 0.5682 | 0.5682 | 0.5682 | 0.5682 | 0.5682 | 0.5682 | 0.5682 | 0.5682 | 0.5682 | 0.5682 | 0.5682 | 0.5682 | 0.5682 | 0.5682 | 0.5682 | 0.5682 | 0.5682 | 0.5682 | 0.5682 | 0.5682 | 0.5682 | 0.5682
F4_Commercial_Retail_Existing_Space Heating_Natural Gas_Boiler_E3 | F4 | Commercial | Retail | Existing | Space Heating | Natural Gas | Boiler | E3 | Utility - Cost of Equipment | 0.70632 | 0.70632 | 0.70632 | 0.70632 | 0.70632 | 0.70632 | 0.70632 | 0.70632 | 0.70632 | 0.70632 | 0.70632 | 0.70632 | 0.70632 | 0.70632 | 0.70632 | 0.70632 | 0.70632 | 0.70632 | 0.70632 | 0.70632 | 0.70632 | 0.70632 | 0.70632 | 0.70632 | 0.70632 | 0.70632 | 0.70632
F4_Commercial_Retail_Existing_Space Heating_Natural Gas_Boiler_E4 | F4 | Commercial | Retail | Existing | Space Heating | Natural Gas | Boiler | E4 | Utility - Cost of Equipment | 2.6343 | 2.6343 | 2.6343 | 2.6343 | 2.6343 | 2.6343 | 2.6343 | 2.6343 | 2.6343 | 2.6343 | 2.6343 | 2.6343 | 2.6343 | 2.6343 | 2.6343 | 2.6343 | 2.6343 | 2.6343 | 2.6343 | 2.6343 | 2.6343 | 2.6343 | 2.6343 | 2.6343 | 2.6343 | 2.6343 | 2.6343
F4_Commercial_Retail_Existing_Space Heating_Natural Gas_Boiler_E5 | F4 | Commercial | Retail | Existing | Space Heating | Natural Gas | Boiler | E5 | Utility - Cost of Equipment | 0 | 0 | 0 | 0 | 0 | 0 | 0 | 0 | 0 | 0 | 0 | 0 | 0 | 0 | 0 | 0 | 0 | 0 | 0 | 0 | 0 | 0 | 0 | 0 | 0 | 0 | 0
F4_Commercial_Retail_Existing_Space Heating_Natural Gas_Boiler_E6 | F4 | Commercial | Retail | Existing | Space Heating | Natural Gas | Boiler | E6 | Utility - Cost of Equipment | 0 | 0 | 0 | 0 | 0 | 0 | 0 | 0 | 0 | 0 | 0 | 0 | 0 | 0 | 0 | 0 | 0 | 0 | 0 | 0 | 0 | 0 | 0 | 0 | 0 | 0 | 0
F4_Commercial_Retail_Existing_Space Heating_Natural Gas_Boiler_E7 | F4 | Commercial | Retail | Existing | Space Heating | Natural Gas | Boiler | E7 | Utility - Cost of Equipment | 0 | 0 | 0 | 0 | 0 | 0 | 0 | 0 | 0 | 0 | 0 | 0 | 0 | 0 | 0 | 0 | 0 | 0 | 0 | 0 | 0 | 0 | 0 | 0 | 0 | 0 | 0
F4_Commercial_Retail_Existing_Space Heating_Natural Gas_Boiler_E8 | F4 | Commercial | Retail | Existing | Space Heating | Natural Gas | Boiler | E8 | Utility - Cost of Equipment | 0 | 0 | 0 | 0 | 0 | 0 | 0 | 0 | 0 | 0 | 0 | 0 | 0 | 0 | 0 | 0 | 0 | 0 | 0 | 0 | 0 | 0 | 0 | 0 | 0 | 0 | 0
F4_Commercial_Retail_Existing_Space Heating_Natural Gas_Boiler_E9 | F4 | Commercial | Retail | Existing | Space Heating | Natural Gas | Boiler | E9 | Utility - Cost of Equipment | 0 | 0 | 0 | 0 | 0 | 0 | 0 | 0 | 0 | 0 | 0 | 0 | 0 | 0 | 0 | 0 | 0 | 0 | 0 | 0 | 0 | 0 | 0 | 0 | 0 | 0 | 0
F4_Commercial_Retail_Existing_Space Heating_Natural Gas_Boiler_E10 | F4 | Commercial | Retail | Existing | Space Heating | Natural Gas | Boiler | E10 | Utility - Cost of Equipment | 0 | 0 | 0 | 0 | 0 | 0 | 0 | 0 | 0 | 0 | 0 | 0 | 0 | 0 | 0 | 0 | 0 | 0 | 0 | 0 | 0 | 0 | 0 | 0 | 0 | 0 | 0
F5_Commercial_Retail_Existing_Space Heating_Natural Gas_Boiler_E1 | F5 | Commercial | Retail | Existing | Space Heating | Natural Gas | Boiler | E1 | Utility - Cost of Operation | 1.2174 | 1.209 | 1.1909 | 1.1714 | 1.1647 | 1.1627 | 1.1643 | 1.1672 | 1.1697 | 1.1711 | 1.1711 | 1.1698 | 1.1667 | 1.1609 | 1.1525 | 1.1419 | 1.1283 | 1.1121 | 1.0928 | 1.0697 | 1.0422 | 1.0109 | 0.98515 | 0.96903 | 0.96306 | 0.96778 | 0.97253
F5_Commercial_Retail_Existing_Space Heating_Natural Gas_Boiler_E2 | F5 | Commercial | Retail | Existing | Space Heating | Natural Gas | Boiler | E2 | Utility - Cost of Operation | 1.1458 | 1.1379 | 1.1209 | 1.1025 | 1.0962 | 1.0943 | 1.0958 | 1.0986 | 1.1009 | 1.1022 | 1.1022 | 1.101 | 1.0981 | 1.0926 | 1.0847 | 1.0748 | 1.0619 | 1.0467 | 1.0285 | 1.0068 | 0.9809 | 0.95148 | 0.9272 | 0.91203 | 0.90641 | 0.91086 | 0.91532
F5_Commercial_Retail_Existing_Space Heating_Natural Gas_Boiler_E3 | F5 | Commercial | Retail | Existing | Space Heating | Natural Gas | Boiler | E3 | Utility - Cost of Operation | 1.004 | 0.99715 | 0.98223 | 0.96607 | 0.96055 | 0.9589 | 0.96024 | 0.96266 | 0.96473 | 0.96582 | 0.96587 | 0.96478 | 0.96221 | 0.95745 | 0.95051 | 0.9418 | 0.93052 | 0.91717 | 0.90125 | 0.88223 | 0.85955 | 0.83377 | 0.8125 | 0.7992 | 0.79428 | 0.79817 | 0.80209
F5_Commercial_Retail_Existing_Space Heating_Natural Gas_Boiler_E4 | F5 | Commercial | Retail | Existing | Space Heating | Natural Gas | Boiler | E4 | Utility - Cost of Operation | 0.68685 | 0.68313 | 0.67346 | 0.66365 | 0.66384 | 0.66761 | 0.6739 | 0.68087 | 0.68717 | 0.69207 | 0.69537 | 0.69675 | 0.69572 | 0.69177 | 0.68519 | 0.67666 | 0.66585 | 0.65321 | 0.63827 | 0.62056 | 0.59961 | 0.57589 | 0.55618 | 0.54355 | 0.53836 | 0.541 | 0.54365
F5_Commercial_Retail_Existing_Space Heating_Natural Gas_Boiler_E5 | F5 | Commercial | Retail | Existing | Space Heating | Natural Gas | Boiler | E5 | Utility - Cost of Operation | 0 | 0 | 0 | 0 | 0 | 0 | 0 | 0 | 0 | 0 | 0 | 0 | 0 | 0 | 0 | 0 | 0 | 0 | 0 | 0 | 0 | 0 | 0 | 0 | 0 | 0 | 0
F5_Commercial_Retail_Existing_Space Heating_Natural Gas_Boiler_E6 | F5 | Commercial | Retail | Existing | Space Heating | Natural Gas | Boiler | E6 | Utility - Cost of Operation | 0 | 0 | 0 | 0 | 0 | 0 | 0 | 0 | 0 | 0 | 0 | 0 | 0 | 0 | 0 | 0 | 0 | 0 | 0 | 0 | 0 | 0 | 0 | 0 | 0 | 0 | 0
F5_Commercial_Retail_Existing_Space Heating_Natural Gas_Boiler_E7 | F5 | Commercial | Retail | Existing | Space Heating | Natural Gas | Boiler | E7 | Utility - Cost of Operation | 0 | 0 | 0 | 0 | 0 | 0 | 0 | 0 | 0 | 0 | 0 | 0 | 0 | 0 | 0 | 0 | 0 | 0 | 0 | 0 | 0 | 0 | 0 | 0 | 0 | 0 | 0
F5_Commercial_Retail_Existing_Space Heating_Natural Gas_Boiler_E8 | F5 | Commercial | Retail | Existing | Space Heating | Natural Gas | Boiler | E8 | Utility - Cost of Operation | 0 | 0 | 0 | 0 | 0 | 0 | 0 | 0 | 0 | 0 | 0 | 0 | 0 | 0 | 0 | 0 | 0 | 0 | 0 | 0 | 0 | 0 | 0 | 0 | 0 | 0 | 0
F5_Commercial_Retail_Existing_Space Heating_Natural Gas_Boiler_E9 | F5 | Commercial | Retail | Existing | Space Heating | Natural Gas | Boiler | E9 | Utility - Cost of Operation | 0 | 0 | 0 | 0 | 0 | 0 | 0 | 0 | 0 | 0 | 0 | 0 | 0 | 0 | 0 | 0 | 0 | 0 | 0 | 0 | 0 | 0 | 0 | 0 | 0 | 0 | 0
F5_Commercial_Retail_Existing_Space Heating_Natural Gas_Boiler_E10 | F5 | Commercial | Retail | Existing | Space Heating | Natural Gas | Boiler | E10 | Utility - Cost of Operation | 0 | 0 | 0 | 0 | 0 | 0 | 0 | 0 | 0 | 0 | 0 | 0 | 0 | 0 | 0 | 0 | 0 | 0 | 0 | 0 | 0 | 0 | 0 | 0 | 0 | 0 | 0
F6_Commercial_Retail_Existing_Space Heating_Natural Gas_Boiler_E1 | F6 | Commercial | Retail | Existing | Space Heating | Natural Gas | Boiler | E1 | Utility - Value of Sales | 0 | 0 | 0 | 0 | 0 | 0 | 0 | 0 | 0 | 0 | 0 | 0 | 0 | 0 | 0 | 0 | 0 | 0 | 0 | 0 | 0 | 0 | 0 | 0 | 0 | 0 | 0
F6_Commercial_Retail_Existing_Space Heating_Natural Gas_Boiler_E2 | F6 | Commercial | Retail | Existing | Space Heating | Natural Gas | Boiler | E2 | Utility - Value of Sales | 0 | 0 | 0 | 0 | 0 | 0 | 0 | 0 | 0 | 0 | 0 | 0 | 0 | 0 | 0 | 0 | 0 | 0 | 0 | 0 | 0 | 0 | 0 | 0 | 0 | 0 | 0
F6_Commercial_Retail_Existing_Space Heating_Natural Gas_Boiler_E3 | F6 | Commercial | Retail | Existing | Space Heating | Natural Gas | Boiler | E3 | Utility - Value of Sales | 0 | 0 | 0 | 0 | 0 | 0 | 0 | 0 | 0 | 0 | 0 | 0 | 0 | 0 | 0 | 0 | 0 | 0 | 0 | 0 | 0 | 0 | 0 | 0 | 0 | 0 | 0
F6_Commercial_Retail_Existing_Space Heating_Natural Gas_Boiler_E4 | F6 | Commercial | Retail | Existing | Space Heating | Natural Gas | Boiler | E4 | Utility - Value of Sales | 0 | 0 | 0 | 0 | 0 | 0 | 0 | 0 | 0 | 0 | 0 | 0 | 0 | 0 | 0 | 0 | 0 | 0 | 0 | 0 | 0 | 0 | 0 | 0 | 0 | 0 | 0
F6_Commercial_Retail_Existing_Space Heating_Natural Gas_Boiler_E5 | F6 | Commercial | Retail | Existing | Space Heating | Natural Gas | Boiler | E5 | Utility - Value of Sales | 0 | 0 | 0 | 0 | 0 | 0 | 0 | 0 | 0 | 0 | 0 | 0 | 0 | 0 | 0 | 0 | 0 | 0 | 0 | 0 | 0 | 0 | 0 | 0 | 0 | 0 | 0
F6_Commercial_Retail_Existing_Space Heating_Natural Gas_Boiler_E6 | F6 | Commercial | Retail | Existing | Space Heating | Natural Gas | Boiler | E6 | Utility - Value of Sales | 0 | 0 | 0 | 0 | 0 | 0 | 0 | 0 | 0 | 0 | 0 | 0 | 0 | 0 | 0 | 0 | 0 | 0 | 0 | 0 | 0 | 0 | 0 | 0 | 0 | 0 | 0
F6_Commercial_Retail_Existing_Space Heating_Natural Gas_Boiler_E7 | F6 | Commercial | Retail | Existing | Space Heating | Natural Gas | Boiler | E7 | Utility - Value of Sales | 0 | 0 | 0 | 0 | 0 | 0 | 0 | 0 | 0 | 0 | 0 | 0 | 0 | 0 | 0 | 0 | 0 | 0 | 0 | 0 | 0 | 0 | 0 | 0 | 0 | 0 | 0
F6_Commercial_Retail_Existing_Space Heating_Natural Gas_Boiler_E8 | F6 | Commercial | Retail | Existing | Space Heating | Natural Gas | Boiler | E8 | Utility - Value of Sales | 0 | 0 | 0 | 0 | 0 | 0 | 0 | 0 | 0 | 0 | 0 | 0 | 0 | 0 | 0 | 0 | 0 | 0 | 0 | 0 | 0 | 0 | 0 | 0 | 0 | 0 | 0
F6_Commercial_Retail_Existing_Space Heating_Natural Gas_Boiler_E9 | F6 | Commercial | Retail | Existing | Space Heating | Natural Gas | Boiler | E9 | Utility - Value of Sales | 0 | 0 | 0 | 0 | 0 | 0 | 0 | 0 | 0 | 0 | 0 | 0 | 0 | 0 | 0 | 0 | 0 | 0 | 0 | 0 | 0 | 0 | 0 | 0 | 0 | 0 | 0
F6_Commercial_Retail_Existing_Space Heating_Natural Gas_Boiler_E10 | F6 | Commercial | Retail | Existing | Space Heating | Natural Gas | Boiler | E10 | Utility - Value of Sales | 0 | 0 | 0 | 0 | 0 | 0 | 0 | 0 | 0 | 0 | 0 | 0 | 0 | 0 | 0 | 0 | 0 | 0 | 0 | 0 | 0 | 0 | 0 | 0 | 0 | 0 | 0
F1_Commercial_Retail_Existing_Space Heating_Natural Gas_Unit Heater_E1 | F1 | Commercial | Retail | Existing | Space Heating | Natural Gas | Unit Heater | E1 | RVT - Cost of Equipment | 0.012764 | 0.012764 | 0.012764 | 0.012764 | 0.012764 | 0.012764 | 0.012764 | 0.012764 | 0.012764 | 0.012764 | 0.012764 | 0.012764 | 0.012764 | 0.012764 | 0.012764 | 0.012764 | 0.012764 | 0.012764 | 0.012764 | 0.012764 | 0.012764 | 0.012764 | 0.012764 | 0.012764 | 0.012764 | 0.012764 | 0.012764
F1_Commercial_Retail_Existing_Space Heating_Natural Gas_Unit Heater_E2 | F1 | Commercial | Retail | Existing | Space Heating | Natural Gas | Unit Heater | E2 | RVT - Cost of Equipment | 0.01522 | 0.01522 | 0.01522 | 0.01522 | 0.01522 | 0.01522 | 0.01522 | 0.01522 | 0.01522 | 0.01522 | 0.01522 | 0.01522 | 0.01522 | 0.01522 | 0.01522 | 0.01522 | 0.01522 | 0.01522 | 0.01522 | 0.01522 | 0.01522 | 0.01522 | 0.01522 | 0.01522 | 0.01522 | 0.01522 | 0.01522
F1_Commercial_Retail_Existing_Space Heating_Natural Gas_Unit Heater_E3 | F1 | Commercial | Retail | Existing | Space Heating | Natural Gas | Unit Heater | E3 | RVT - Cost of Equipment | 0.016685 | 0.016685 | 0.016685 | 0.016685 | 0.016685 | 0.016685 | 0.016685 | 0.016685 | 0.016685 | 0.016685 | 0.016685 | 0.016685 | 0.016685 | 0.016685 | 0.016685 | 0.016685 | 0.016685 | 0.016685 | 0.016685 | 0.016685 | 0.016685 | 0.016685 | 0.016685 | 0.016685 | 0.016685 | 0.016685 | 0.016685
F1_Commercial_Retail_Existing_Space Heating_Natural Gas_Unit Heater_E4 | F1 | Commercial | Retail | Existing | Space Heating | Natural Gas | Unit Heater | E4 | RVT - Cost of Equipment | 0 | 0 | 0 | 0 | 0 | 0 | 0 | 0 | 0 | 0 | 0 | 0 | 0 | 0 | 0 | 0 | 0 | 0 | 0 | 0 | 0 | 0 | 0 | 0 | 0 | 0 | 0
F1_Commercial_Retail_Existing_Space Heating_Natural Gas_Unit Heater_E5 | F1 | Commercial | Retail | Existing | Space Heating | Natural Gas | Unit Heater | E5 | RVT - Cost of Equipment | 0 | 0 | 0 | 0 | 0 | 0 | 0 | 0 | 0 | 0 | 0 | 0 | 0 | 0 | 0 | 0 | 0 | 0 | 0 | 0 | 0 | 0 | 0 | 0 | 0 | 0 | 0
F1_Commercial_Retail_Existing_Space Heating_Natural Gas_Unit Heater_E6 | F1 | Commercial | Retail | Existing | Space Heating | Natural Gas | Unit Heater | E6 | RVT - Cost of Equipment | 0 | 0 | 0 | 0 | 0 | 0 | 0 | 0 | 0 | 0 | 0 | 0 | 0 | 0 | 0 | 0 | 0 | 0 | 0 | 0 | 0 | 0 | 0 | 0 | 0 | 0 | 0
F1_Commercial_Retail_Existing_Space Heating_Natural Gas_Unit Heater_E7 | F1 | Commercial | Retail | Existing | Space Heating | Natural Gas | Unit Heater | E7 | RVT - Cost of Equipment | 0 | 0 | 0 | 0 | 0 | 0 | 0 | 0 | 0 | 0 | 0 | 0 | 0 | 0 | 0 | 0 | 0 | 0 | 0 | 0 | 0 | 0 | 0 | 0 | 0 | 0 | 0
F1_Commercial_Retail_Existing_Space Heating_Natural Gas_Unit Heater_E8 | F1 | Commercial | Retail | Existing | Space Heating | Natural Gas | Unit Heater | E8 | RVT - Cost of Equipment | 0 | 0 | 0 | 0 | 0 | 0 | 0 | 0 | 0 | 0 | 0 | 0 | 0 | 0 | 0 | 0 | 0 | 0 | 0 | 0 | 0 | 0 | 0 | 0 | 0 | 0 | 0
F1_Commercial_Retail_Existing_Space Heating_Natural Gas_Unit Heater_E9 | F1 | Commercial | Retail | Existing | Space Heating | Natural Gas | Unit Heater | E9 | RVT - Cost of Equipment | 0 | 0 | 0 | 0 | 0 | 0 | 0 | 0 | 0 | 0 | 0 | 0 | 0 | 0 | 0 | 0 | 0 | 0 | 0 | 0 | 0 | 0 | 0 | 0 | 0 | 0 | 0
F1_Commercial_Retail_Existing_Space Heating_Natural Gas_Unit Heater_E10 | F1 | Commercial | Retail | Existing | Space Heating | Natural Gas | Unit Heater | E10 | RVT - Cost of Equipment | 0 | 0 | 0 | 0 | 0 | 0 | 0 | 0 | 0 | 0 | 0 | 0 | 0 | 0 | 0 | 0 | 0 | 0 | 0 | 0 | 0 | 0 | 0 | 0 | 0 | 0 | 0
F2_Commercial_Retail_Existing_Space Heating_Natural Gas_Unit Heater_E1 | F2 | Commercial | Retail | Existing | Space Heating | Natural Gas | Unit Heater | E1 | RVT - Cost of Operation | 0 | 0 | 0 | 0 | 0 | 0 | 0 | 0 | 0 | 0 | 0 | 0 | 0 | 0 | 0 | 0 | 0 | 0 | 0 | 0 | 0 | 0 | 0 | 0 | 0 | 0 | 0
F2_Commercial_Retail_Existing_Space Heating_Natural Gas_Unit Heater_E2 | F2 | Commercial | Retail | Existing | Space Heating | Natural Gas | Unit Heater | E2 | RVT - Cost of Operation | 0 | 0 | 0 | 0 | 0 | 0 | 0 | 0 | 0 | 0 | 0 | 0 | 0 | 0 | 0 | 0 | 0 | 0 | 0 | 0 | 0 | 0 | 0 | 0 | 0 | 0 | 0
F2_Commercial_Retail_Existing_Space Heating_Natural Gas_Unit Heater_E3 | F2 | Commercial | Retail | Existing | Space Heating | Natural Gas | Unit Heater | E3 | RVT - Cost of Operation | 0 | 0 | 0 | 0 | 0 | 0 | 0 | 0 | 0 | 0 | 0 | 0 | 0 | 0 | 0 | 0 | 0 | 0 | 0 | 0 | 0 | 0 | 0 | 0 | 0 | 0 | 0
F2_Commercial_Retail_Existing_Space Heating_Natural Gas_Unit Heater_E4 | F2 | Commercial | Retail | Existing | Space Heating | Natural Gas | Unit Heater | E4 | RVT - Cost of Operation | 0 | 0 | 0 | 0 | 0 | 0 | 0 | 0 | 0 | 0 | 0 | 0 | 0 | 0 | 0 | 0 | 0 | 0 | 0 | 0 | 0 | 0 | 0 | 0 | 0 | 0 | 0
F2_Commercial_Retail_Existing_Space Heating_Natural Gas_Unit Heater_E5 | F2 | Commercial | Retail | Existing | Space Heating | Natural Gas | Unit Heater | E5 | RVT - Cost of Operation | 0 | 0 | 0 | 0 | 0 | 0 | 0 | 0 | 0 | 0 | 0 | 0 | 0 | 0 | 0 | 0 | 0 | 0 | 0 | 0 | 0 | 0 | 0 | 0 | 0 | 0 | 0
F2_Commercial_Retail_Existing_Space Heating_Natural Gas_Unit Heater_E6 | F2 | Commercial | Retail | Existing | Space Heating | Natural Gas | Unit Heater | E6 | RVT - Cost of Operation | 0 | 0 | 0 | 0 | 0 | 0 | 0 | 0 | 0 | 0 | 0 | 0 | 0 | 0 | 0 | 0 | 0 | 0 | 0 | 0 | 0 | 0 | 0 | 0 | 0 | 0 | 0
F2_Commercial_Retail_Existing_Space Heating_Natural Gas_Unit Heater_E7 | F2 | Commercial | Retail | Existing | Space Heating | Natural Gas | Unit Heater | E7 | RVT - Cost of Operation | 0 | 0 | 0 | 0 | 0 | 0 | 0 | 0 | 0 | 0 | 0 | 0 | 0 | 0 | 0 | 0 | 0 | 0 | 0 | 0 | 0 | 0 | 0 | 0 | 0 | 0 | 0
F2_Commercial_Retail_Existing_Space Heating_Natural Gas_Unit Heater_E8 | F2 | Commercial | Retail | Existing | Space Heating | Natural Gas | Unit Heater | E8 | RVT - Cost of Operation | 0 | 0 | 0 | 0 | 0 | 0 | 0 | 0 | 0 | 0 | 0 | 0 | 0 | 0 | 0 | 0 | 0 | 0 | 0 | 0 | 0 | 0 | 0 | 0 | 0 | 0 | 0
F2_Commercial_Retail_Existing_Space Heating_Natural Gas_Unit Heater_E9 | F2 | Commercial | Retail | Existing | Space Heating | Natural Gas | Unit Heater | E9 | RVT - Cost of Operation | 0 | 0 | 0 | 0 | 0 | 0 | 0 | 0 | 0 | 0 | 0 | 0 | 0 | 0 | 0 | 0 | 0 | 0 | 0 | 0 | 0 | 0 | 0 | 0 | 0 | 0 | 0
F2_Commercial_Retail_Existing_Space Heating_Natural Gas_Unit Heater_E10 | F2 | Commercial | Retail | Existing | Space Heating | Natural Gas | Unit Heater | E10 | RVT - Cost of Operation | 0 | 0 | 0 | 0 | 0 | 0 | 0 | 0 | 0 | 0 | 0 | 0 | 0 | 0 | 0 | 0 | 0 | 0 | 0 | 0 | 0 | 0 | 0 | 0 | 0 | 0 | 0
F3_Commercial_Retail_Existing_Space Heating_Natural Gas_Unit Heater_E1 | F3 | Commercial | Retail | Existing | Space Heating | Natural Gas | Unit Heater | E1 | System - kBTUs of Consumption | 27.541 | 27.6333 | 27.628 | 27.628 | 27.628 | 27.628 | 27.628 | 27.628 | 27.628 | 27.628 | 27.628 | 27.628 | 27.628 | 27.628 | 27.628 | 27.628 | 27.628 | 27.628 | 27.628 | 27.628 | 27.628 | 27.628 | 27.628 | 27.628 | 27.628 | 27.628 | 27.628
F3_Commercial_Retail_Existing_Space Heating_Natural Gas_Unit Heater_E2 | F3 | Commercial | Retail | Existing | Space Heating | Natural Gas | Unit Heater | E2 | System - kBTUs of Consumption | 24.4956 | 24.5777 | 24.5729 | 24.5729 | 24.5729 | 24.5729 | 24.5729 | 24.5729 | 24.5729 | 24.5729 | 24.5729 | 24.5729 | 24.5729 | 24.5729 | 24.5729 | 24.5729 | 24.5729 | 24.5729 | 24.5729 | 24.5729 | 24.5729 | 24.5729 | 24.5729 | 24.5729 | 24.5729 | 24.5729 | 24.5729
F3_Commercial_Retail_Existing_Space Heating_Natural Gas_Unit Heater_E3 | F3 | Commercial | Retail | Existing | Space Heating | Natural Gas | Unit Heater | E3 | System - kBTUs of Consumption | 24.3376 | 24.4465 | 24.4401 | 24.4401 | 24.4401 | 24.4401 | 24.4401 | 24.4401 | 24.4401 | 24.4401 | 24.4401 | 24.4401 | 24.4401 | 24.4401 | 24.4401 | 24.4401 | 24.4401 | 24.4401 | 24.4401 | 24.4401 | 24.4401 | 24.4401 | 24.4401 | 24.4401 | 24.4401 | 24.4401 | 24.4401
F3_Commercial_Retail_Existing_Space Heating_Natural Gas_Unit Heater_E4 | F3 | Commercial | Retail | Existing | Space Heating | Natural Gas | Unit Heater | E4 | System - kBTUs of Consumption | 0 | 0 | 0 | 0 | 0 | 0 | 0 | 0 | 0 | 0 | 0 | 0 | 0 | 0 | 0 | 0 | 0 | 0 | 0 | 0 | 0 | 0 | 0 | 0 | 0 | 0 | 0
F3_Commercial_Retail_Existing_Space Heating_Natural Gas_Unit Heater_E5 | F3 | Commercial | Retail | Existing | Space Heating | Natural Gas | Unit Heater | E5 | System - kBTUs of Consumption | 0 | 0 | 0 | 0 | 0 | 0 | 0 | 0 | 0 | 0 | 0 | 0 | 0 | 0 | 0 | 0 | 0 | 0 | 0 | 0 | 0 | 0 | 0 | 0 | 0 | 0 | 0
F3_Commercial_Retail_Existing_Space Heating_Natural Gas_Unit Heater_E6 | F3 | Commercial | Retail | Existing | Space Heating | Natural Gas | Unit Heater | E6 | System - kBTUs of Consumption | 0 | 0 | 0 | 0 | 0 | 0 | 0 | 0 | 0 | 0 | 0 | 0 | 0 | 0 | 0 | 0 | 0 | 0 | 0 | 0 | 0 | 0 | 0 | 0 | 0 | 0 | 0
F3_Commercial_Retail_Existing_Space Heating_Natural Gas_Unit Heater_E7 | F3 | Commercial | Retail | Existing | Space Heating | Natural Gas | Unit Heater | E7 | System - kBTUs of Consumption | 0 | 0 | 0 | 0 | 0 | 0 | 0 | 0 | 0 | 0 | 0 | 0 | 0 | 0 | 0 | 0 | 0 | 0 | 0 | 0 | 0 | 0 | 0 | 0 | 0 | 0 | 0
F3_Commercial_Retail_Existing_Space Heating_Natural Gas_Unit Heater_E8 | F3 | Commercial | Retail | Existing | Space Heating | Natural Gas | Unit Heater | E8 | System - kBTUs of Consumption | 0 | 0 | 0 | 0 | 0 | 0 | 0 | 0 | 0 | 0 | 0 | 0 | 0 | 0 | 0 | 0 | 0 | 0 | 0 | 0 | 0 | 0 | 0 | 0 | 0 | 0 | 0
F3_Commercial_Retail_Existing_Space Heating_Natural Gas_Unit Heater_E9 | F3 | Commercial | Retail | Existing | Space Heating | Natural Gas | Unit Heater | E9 | System - kBTUs of Consumption | 0 | 0 | 0 | 0 | 0 | 0 | 0 | 0 | 0 | 0 | 0 | 0 | 0 | 0 | 0 | 0 | 0 | 0 | 0 | 0 | 0 | 0 | 0 | 0 | 0 | 0 | 0
F3_Commercial_Retail_Existing_Space Heating_Natural Gas_Unit Heater_E10 | F3 | Commercial | Retail | Existing | Space Heating | Natural Gas | Unit Heater | E10 | System - kBTUs of Consumption | 0 | 0 | 0 | 0 | 0 | 0 | 0 | 0 | 0 | 0 | 0 | 0 | 0 | 0 | 0 | 0 | 0 | 0 | 0 | 0 | 0 | 0 | 0 | 0 | 0 | 0 | 0
F4_Commercial_Retail_Existing_Space Heating_Natural Gas_Unit Heater_E1 | F4 | Commercial | Retail | Existing | Space Heating | Natural Gas | Unit Heater | E1 | Utility - Cost of Equipment | 0.012764 | 0.012764 | 0.012764 | 0.012764 | 0.012764 | 0.012764 | 0.012764 | 0.012764 | 0.012764 | 0.012764 | 0.012764 | 0.012764 | 0.012764 | 0.012764 | 0.012764 | 0.012764 | 0.012764 | 0.012764 | 0.012764 | 0.012764 | 0.012764 | 0.012764 | 0.012764 | 0.012764 | 0.012764 | 0.012764 | 0.012764
F4_Commercial_Retail_Existing_Space Heating_Natural Gas_Unit Heater_E2 | F4 | Commercial | Retail | Existing | Space Heating | Natural Gas | Unit Heater | E2 | Utility - Cost of Equipment | 0.01522 | 0.01522 | 0.01522 | 0.01522 | 0.01522 | 0.01522 | 0.01522 | 0.01522 | 0.01522 | 0.01522 | 0.01522 | 0.01522 | 0.01522 | 0.01522 | 0.01522 | 0.01522 | 0.01522 | 0.01522 | 0.01522 | 0.01522 | 0.01522 | 0.01522 | 0.01522 | 0.01522 | 0.01522 | 0.01522 | 0.01522
F4_Commercial_Retail_Existing_Space Heating_Natural Gas_Unit Heater_E3 | F4 | Commercial | Retail | Existing | Space Heating | Natural Gas | Unit Heater | E3 | Utility - Cost of Equipment | 0.016685 | 0.016685 | 0.016685 | 0.016685 | 0.016685 | 0.016685 | 0.016685 | 0.016685 | 0.016685 | 0.016685 | 0.016685 | 0.016685 | 0.016685 | 0.016685 | 0.016685 | 0.016685 | 0.016685 | 0.016685 | 0.016685 | 0.016685 | 0.016685 | 0.016685 | 0.016685 | 0.016685 | 0.016685 | 0.016685 | 0.016685
F4_Commercial_Retail_Existing_Space Heating_Natural Gas_Unit Heater_E4 | F4 | Commercial | Retail | Existing | Space Heating | Natural Gas | Unit Heater | E4 | Utility - Cost of Equipment | 0 | 0 | 0 | 0 | 0 | 0 | 0 | 0 | 0 | 0 | 0 | 0 | 0 | 0 | 0 | 0 | 0 | 0 | 0 | 0 | 0 | 0 | 0 | 0 | 0 | 0 | 0
F4_Commercial_Retail_Existing_Space Heating_Natural Gas_Unit Heater_E5 | F4 | Commercial | Retail | Existing | Space Heating | Natural Gas | Unit Heater | E5 | Utility - Cost of Equipment | 0 | 0 | 0 | 0 | 0 | 0 | 0 | 0 | 0 | 0 | 0 | 0 | 0 | 0 | 0 | 0 | 0 | 0 | 0 | 0 | 0 | 0 | 0 | 0 | 0 | 0 | 0
F4_Commercial_Retail_Existing_Space Heating_Natural Gas_Unit Heater_E6 | F4 | Commercial | Retail | Existing | Space Heating | Natural Gas | Unit Heater | E6 | Utility - Cost of Equipment | 0 | 0 | 0 | 0 | 0 | 0 | 0 | 0 | 0 | 0 | 0 | 0 | 0 | 0 | 0 | 0 | 0 | 0 | 0 | 0 | 0 | 0 | 0 | 0 | 0 | 0 | 0
F4_Commercial_Retail_Existing_Space Heating_Natural Gas_Unit Heater_E7 | F4 | Commercial | Retail | Existing | Space Heating | Natural Gas | Unit Heater | E7 | Utility - Cost of Equipment | 0 | 0 | 0 | 0 | 0 | 0 | 0 | 0 | 0 | 0 | 0 | 0 | 0 | 0 | 0 | 0 | 0 | 0 | 0 | 0 | 0 | 0 | 0 | 0 | 0 | 0 | 0
F4_Commercial_Retail_Existing_Space Heating_Natural Gas_Unit Heater_E8 | F4 | Commercial | Retail | Existing | Space Heating | Natural Gas | Unit Heater | E8 | Utility - Cost of Equipment | 0 | 0 | 0 | 0 | 0 | 0 | 0 | 0 | 0 | 0 | 0 | 0 | 0 | 0 | 0 | 0 | 0 | 0 | 0 | 0 | 0 | 0 | 0 | 0 | 0 | 0 | 0
F4_Commercial_Retail_Existing_Space Heating_Natural Gas_Unit Heater_E9 | F4 | Commercial | Retail | Existing | Space Heating | Natural Gas | Unit Heater | E9 | Utility - Cost of Equipment | 0 | 0 | 0 | 0 | 0 | 0 | 0 | 0 | 0 | 0 | 0 | 0 | 0 | 0 | 0 | 0 | 0 | 0 | 0 | 0 | 0 | 0 | 0 | 0 | 0 | 0 | 0
F4_Commercial_Retail_Existing_Space Heating_Natural Gas_Unit Heater_E10 | F4 | Commercial | Retail | Existing | Space Heating | Natural Gas | Unit Heater | E10 | Utility - Cost of Equipment | 0 | 0 | 0 | 0 | 0 | 0 | 0 | 0 | 0 | 0 | 0 | 0 | 0 | 0 | 0 | 0 | 0 | 0 | 0 | 0 | 0 | 0 | 0 | 0 | 0 | 0 | 0
F5_Commercial_Retail_Existing_Space Heating_Natural Gas_Unit Heater_E1 | F5 | Commercial | Retail | Existing | Space Heating | Natural Gas | Unit Heater | E1 | Utility - Cost of Operation | 0.40124 | 0.39935 | 0.39409 | 0.3884 | 0.38739 | 0.38793 | 0.38947 | 0.39109 | 0.39222 | 0.39267 | 0.39253 | 0.39189 | 0.3906 | 0.38834 | 0.38512 | 0.38112 | 0.37599 | 0.36995 | 0.36277 | 0.35422 | 0.34407 | 0.33255 | 0.32301 | 0.31698 | 0.31465 | 0.31619 | 0.31774
F5_Commercial_Retail_Existing_Space Heating_Natural Gas_Unit Heater_E2 | F5 | Commercial | Retail | Existing | Space Heating | Natural Gas | Unit Heater | E2 | Utility - Cost of Operation | 0.35687 | 0.35519 | 0.35051 | 0.34545 | 0.34455 | 0.34503 | 0.3464 | 0.34785 | 0.34885 | 0.34925 | 0.34913 | 0.34856 | 0.34741 | 0.3454 | 0.34254 | 0.33898 | 0.33441 | 0.32904 | 0.32266 | 0.31505 | 0.30602 | 0.29577 | 0.28729 | 0.28193 | 0.27985 | 0.28123 | 0.2826
F5_Commercial_Retail_Existing_Space Heating_Natural Gas_Unit Heater_E3 | F5 | Commercial | Retail | Existing | Space Heating | Natural Gas | Unit Heater | E3 | Utility - Cost of Operation | 0.35067 | 0.34877 | 0.34383 | 0.33882 | 0.33892 | 0.34085 | 0.34406 | 0.34762 | 0.35083 | 0.35334 | 0.35502 | 0.35573 | 0.3552 | 0.35318 | 0.34982 | 0.34547 | 0.33995 | 0.33349 | 0.32587 | 0.31683 | 0.30613 | 0.29402 | 0.28396 | 0.27751 | 0.27486 | 0.2762 | 0.27756
F5_Commercial_Retail_Existing_Space Heating_Natural Gas_Unit Heater_E4 | F5 | Commercial | Retail | Existing | Space Heating | Natural Gas | Unit Heater | E4 | Utility - Cost of Operation | 0 | 0 | 0 | 0 | 0 | 0 | 0 | 0 | 0 | 0 | 0 | 0 | 0 | 0 | 0 | 0 | 0 | 0 | 0 | 0 | 0 | 0 | 0 | 0 | 0 | 0 | 0
F5_Commercial_Retail_Existing_Space Heating_Natural Gas_Unit Heater_E5 | F5 | Commercial | Retail | Existing | Space Heating | Natural Gas | Unit Heater | E5 | Utility - Cost of Operation | 0 | 0 | 0 | 0 | 0 | 0 | 0 | 0 | 0 | 0 | 0 | 0 | 0 | 0 | 0 | 0 | 0 | 0 | 0 | 0 | 0 | 0 | 0 | 0 | 0 | 0 | 0
F5_Commercial_Retail_Existing_Space Heating_Natural Gas_Unit Heater_E6 | F5 | Commercial | Retail | Existing | Space Heating | Natural Gas | Unit Heater | E6 | Utility - Cost of Operation | 0 | 0 | 0 | 0 | 0 | 0 | 0 | 0 | 0 | 0 | 0 | 0 | 0 | 0 | 0 | 0 | 0 | 0 | 0 | 0 | 0 | 0 | 0 | 0 | 0 | 0 | 0
F5_Commercial_Retail_Existing_Space Heating_Natural Gas_Unit Heater_E7 | F5 | Commercial | Retail | Existing | Space Heating | Natural Gas | Unit Heater | E7 | Utility - Cost of Operation | 0 | 0 | 0 | 0 | 0 | 0 | 0 | 0 | 0 | 0 | 0 | 0 | 0 | 0 | 0 | 0 | 0 | 0 | 0 | 0 | 0 | 0 | 0 | 0 | 0 | 0 | 0
F5_Commercial_Retail_Existing_Space Heating_Natural Gas_Unit Heater_E8 | F5 | Commercial | Retail | Existing | Space Heating | Natural Gas | Unit Heater | E8 | Utility - Cost of Operation | 0 | 0 | 0 | 0 | 0 | 0 | 0 | 0 | 0 | 0 | 0 | 0 | 0 | 0 | 0 | 0 | 0 | 0 | 0 | 0 | 0 | 0 | 0 | 0 | 0 | 0 | 0
F5_Commercial_Retail_Existing_Space Heating_Natural Gas_Unit Heater_E9 | F5 | Commercial | Retail | Existing | Space Heating | Natural Gas | Unit Heater | E9 | Utility - Cost of Operation | 0 | 0 | 0 | 0 | 0 | 0 | 0 | 0 | 0 | 0 | 0 | 0 | 0 | 0 | 0 | 0 | 0 | 0 | 0 | 0 | 0 | 0 | 0 | 0 | 0 | 0 | 0
F5_Commercial_Retail_Existing_Space Heating_Natural Gas_Unit Heater_E10 | F5 | Commercial | Retail | Existing | Space Heating | Natural Gas | Unit Heater | E10 | Utility - Cost of Operation | 0 | 0 | 0 | 0 | 0 | 0 | 0 | 0 | 0 | 0 | 0 | 0 | 0 | 0 | 0 | 0 | 0 | 0 | 0 | 0 | 0 | 0 | 0 | 0 | 0 | 0 | 0
F6_Commercial_Retail_Existing_Space Heating_Natural Gas_Unit Heater_E1 | F6 | Commercial | Retail | Existing | Space Heating | Natural Gas | Unit Heater | E1 | Utility - Value of Sales | 0 | 0 | 0 | 0 | 0 | 0 | 0 | 0 | 0 | 0 | 0 | 0 | 0 | 0 | 0 | 0 | 0 | 0 | 0 | 0 | 0 | 0 | 0 | 0 | 0 | 0 | 0
F6_Commercial_Retail_Existing_Space Heating_Natural Gas_Unit Heater_E2 | F6 | Commercial | Retail | Existing | Space Heating | Natural Gas | Unit Heater | E2 | Utility - Value of Sales | 0 | 0 | 0 | 0 | 0 | 0 | 0 | 0 | 0 | 0 | 0 | 0 | 0 | 0 | 0 | 0 | 0 | 0 | 0 | 0 | 0 | 0 | 0 | 0 | 0 | 0 | 0
F6_Commercial_Retail_Existing_Space Heating_Natural Gas_Unit Heater_E3 | F6 | Commercial | Retail | Existing | Space Heating | Natural Gas | Unit Heater | E3 | Utility - Value of Sales | 0 | 0 | 0 | 0 | 0 | 0 | 0 | 0 | 0 | 0 | 0 | 0 | 0 | 0 | 0 | 0 | 0 | 0 | 0 | 0 | 0 | 0 | 0 | 0 | 0 | 0 | 0
F6_Commercial_Retail_Existing_Space Heating_Natural Gas_Unit Heater_E4 | F6 | Commercial | Retail | Existing | Space Heating | Natural Gas | Unit Heater | E4 | Utility - Value of Sales | 0 | 0 | 0 | 0 | 0 | 0 | 0 | 0 | 0 | 0 | 0 | 0 | 0 | 0 | 0 | 0 | 0 | 0 | 0 | 0 | 0 | 0 | 0 | 0 | 0 | 0 | 0
F6_Commercial_Retail_Existing_Space Heating_Natural Gas_Unit Heater_E5 | F6 | Commercial | Retail | Existing | Space Heating | Natural Gas | Unit Heater | E5 | Utility - Value of Sales | 0 | 0 | 0 | 0 | 0 | 0 | 0 | 0 | 0 | 0 | 0 | 0 | 0 | 0 | 0 | 0 | 0 | 0 | 0 | 0 | 0 | 0 | 0 | 0 | 0 | 0 | 0
F6_Commercial_Retail_Existing_Space Heating_Natural Gas_Unit Heater_E6 | F6 | Commercial | Retail | Existing | Space Heating | Natural Gas | Unit Heater | E6 | Utility - Value of Sales | 0 | 0 | 0 | 0 | 0 | 0 | 0 | 0 | 0 | 0 | 0 | 0 | 0 | 0 | 0 | 0 | 0 | 0 | 0 | 0 | 0 | 0 | 0 | 0 | 0 | 0 | 0
F6_Commercial_Retail_Existing_Space Heating_Natural Gas_Unit Heater_E7 | F6 | Commercial | Retail | Existing | Space Heating | Natural Gas | Unit Heater | E7 | Utility - Value of Sales | 0 | 0 | 0 | 0 | 0 | 0 | 0 | 0 | 0 | 0 | 0 | 0 | 0 | 0 | 0 | 0 | 0 | 0 | 0 | 0 | 0 | 0 | 0 | 0 | 0 | 0 | 0
F6_Commercial_Retail_Existing_Space Heating_Natural Gas_Unit Heater_E8 | F6 | Commercial | Retail | Existing | Space Heating | Natural Gas | Unit Heater | E8 | Utility - Value of Sales | 0 | 0 | 0 | 0 | 0 | 0 | 0 | 0 | 0 | 0 | 0 | 0 | 0 | 0 | 0 | 0 | 0 | 0 | 0 | 0 | 0 | 0 | 0 | 0 | 0 | 0 | 0
F6_Commercial_Retail_Existing_Space Heating_Natural Gas_Unit Heater_E9 | F6 | Commercial | Retail | Existing | Space Heating | Natural Gas | Unit Heater | E9 | Utility - Value of Sales | 0 | 0 | 0 | 0 | 0 | 0 | 0 | 0 | 0 | 0 | 0 | 0 | 0 | 0 | 0 | 0 | 0 | 0 | 0 | 0 | 0 | 0 | 0 | 0 | 0 | 0 | 0
F6_Commercial_Retail_Existing_Space Heating_Natural Gas_Unit Heater_E10 | F6 | Commercial | Retail | Existing | Space Heating | Natural Gas | Unit Heater | E10 | Utility - Value of Sales | 0 | 0 | 0 | 0 | 0 | 0 | 0 | 0 | 0 | 0 | 0 | 0 | 0 | 0 | 0 | 0 | 0 | 0 | 0 | 0 | 0 | 0 | 0 | 0 | 0 | 0 | 0
F1_Commercial_Retail_Existing_Water Heating_Natural Gas_Water Heater_E1 | F1 | Commercial | Retail | Existing | Water Heating | Natural Gas | Water Heater | E1 | RVT - Cost of Equipment | 0.032398 | 0.032398 | 0.032398 | 0.032398 | 0.032398 | 0.032398 | 0.032398 | 0.032398 | 0.032398 | 0.032398 | 0.032398 | 0.032398 | 0.032398 | 0.032398 | 0.032398 | 0.032398 | 0.032398 | 0.032398 | 0.032398 | 0.032398 | 0.032398 | 0.032398 | 0.032398 | 0.032398 | 0.032398 | 0.032398 | 0.032398
F1_Commercial_Retail_Existing_Water Heating_Natural Gas_Water Heater_E2 | F1 | Commercial | Retail | Existing | Water Heating | Natural Gas | Water Heater | E2 | RVT - Cost of Equipment | 0.036295 | 0.036295 | 0.036295 | 0.036295 | 0.036295 | 0.036295 | 0.036295 | 0.036295 | 0.036295 | 0.036295 | 0.036295 | 0.036295 | 0.036295 | 0.036295 | 0.036295 | 0.036295 | 0.036295 | 0.036295 | 0.036295 | 0.036295 | 0.036295 | 0.036295 | 0.036295 | 0.036295 | 0.036295 | 0.036295 | 0.036295
F1_Commercial_Retail_Existing_Water Heating_Natural Gas_Water Heater_E3 | F1 | Commercial | Retail | Existing | Water Heating | Natural Gas | Water Heater | E3 | RVT - Cost of Equipment | 0.028631 | 0.028631 | 0.028631 | 0.028631 | 0.028631 | 0.028631 | 0.028631 | 0.028631 | 0.028631 | 0.028631 | 0.028631 | 0.028631 | 0.028631 | 0.028631 | 0.028631 | 0.028631 | 0.028631 | 0.028631 | 0.028631 | 0.028631 | 0.028631 | 0.028631 | 0.028631 | 0.028631 | 0.028631 | 0.028631 | 0.028631
F1_Commercial_Retail_Existing_Water Heating_Natural Gas_Water Heater_E4 | F1 | Commercial | Retail | Existing | Water Heating | Natural Gas | Water Heater | E4 | RVT - Cost of Equipment | 0 | 0 | 0.11572 | 0.11572 | 0.11572 | 0.11572 | 0.11572 | 0.11572 | 0.11572 | 0.11572 | 0.11572 | 0.11572 | 0.11572 | 0.11572 | 0.11572 | 0.11572 | 0.11572 | 0.11572 | 0.11572 | 0.11572 | 0.11572 | 0.11572 | 0.11572 | 0.11572 | 0.11572 | 0.11572 | 0.11572
F1_Commercial_Retail_Existing_Water Heating_Natural Gas_Water Heater_E5 | F1 | Commercial | Retail | Existing | Water Heating | Natural Gas | Water Heater | E5 | RVT - Cost of Equipment | 0 | 0 | 0 | 0 | 0 | 0 | 0 | 0 | 0 | 0 | 0 | 0 | 0 | 0 | 0 | 0 | 0 | 0 | 0 | 0 | 0 | 0 | 0 | 0 | 0 | 0 | 0
F1_Commercial_Retail_Existing_Water Heating_Natural Gas_Water Heater_E6 | F1 | Commercial | Retail | Existing | Water Heating | Natural Gas | Water Heater | E6 | RVT - Cost of Equipment | 0 | 0 | 0 | 0 | 0 | 0 | 0 | 0 | 0 | 0 | 0 | 0 | 0 | 0 | 0 | 0 | 0 | 0 | 0 | 0 | 0 | 0 | 0 | 0 | 0 | 0 | 0
F1_Commercial_Retail_Existing_Water Heating_Natural Gas_Water Heater_E7 | F1 | Commercial | Retail | Existing | Water Heating | Natural Gas | Water Heater | E7 | RVT - Cost of Equipment | 0 | 0 | 0 | 0 | 0 | 0 | 0 | 0 | 0 | 0 | 0 | 0 | 0 | 0 | 0 | 0 | 0 | 0 | 0 | 0 | 0 | 0 | 0 | 0 | 0 | 0 | 0
F1_Commercial_Retail_Existing_Water Heating_Natural Gas_Water Heater_E8 | F1 | Commercial | Retail | Existing | Water Heating | Natural Gas | Water Heater | E8 | RVT - Cost of Equipment | 0 | 0 | 0 | 0 | 0 | 0 | 0 | 0 | 0 | 0 | 0 | 0 | 0 | 0 | 0 | 0 | 0 | 0 | 0 | 0 | 0 | 0 | 0 | 0 | 0 | 0 | 0
F1_Commercial_Retail_Existing_Water Heating_Natural Gas_Water Heater_E9 | F1 | Commercial | Retail | Existing | Water Heating | Natural Gas | Water Heater | E9 | RVT - Cost of Equipment | 0 | 0 | 0 | 0 | 0 | 0 | 0 | 0 | 0 | 0 | 0 | 0 | 0 | 0 | 0 | 0 | 0 | 0 | 0 | 0 | 0 | 0 | 0 | 0 | 0 | 0 | 0
F1_Commercial_Retail_Existing_Water Heating_Natural Gas_Water Heater_E10 | F1 | Commercial | Retail | Existing | Water Heating | Natural Gas | Water Heater | E10 | RVT - Cost of Equipment | 0 | 0 | 0 | 0 | 0 | 0 | 0 | 0 | 0 | 0 | 0 | 0 | 0 | 0 | 0 | 0 | 0 | 0 | 0 | 0 | 0 | 0 | 0 | 0 | 0 | 0 | 0
F2_Commercial_Retail_Existing_Water Heating_Natural Gas_Water Heater_E1 | F2 | Commercial | Retail | Existing | Water Heating | Natural Gas | Water Heater | E1 | RVT - Cost of Operation | 0 | 0 | 0 | 0 | 0 | 0 | 0 | 0 | 0 | 0 | 0 | 0 | 0 | 0 | 0 | 0 | 0 | 0 | 0 | 0 | 0 | 0 | 0 | 0 | 0 | 0 | 0
F2_Commercial_Retail_Existing_Water Heating_Natural Gas_Water Heater_E2 | F2 | Commercial | Retail | Existing | Water Heating | Natural Gas | Water Heater | E2 | RVT - Cost of Operation | 0 | 0 | 0 | 0 | 0 | 0 | 0 | 0 | 0 | 0 | 0 | 0 | 0 | 0 | 0 | 0 | 0 | 0 | 0 | 0 | 0 | 0 | 0 | 0 | 0 | 0 | 0
F2_Commercial_Retail_Existing_Water Heating_Natural Gas_Water Heater_E3 | F2 | Commercial | Retail | Existing | Water Heating | Natural Gas | Water Heater | E3 | RVT - Cost of Operation | 0 | 0 | 0 | 0 | 0 | 0 | 0 | 0 | 0 | 0 | 0 | 0 | 0 | 0 | 0 | 0 | 0 | 0 | 0 | 0 | 0 | 0 | 0 | 0 | 0 | 0 | 0
F2_Commercial_Retail_Existing_Water Heating_Natural Gas_Water Heater_E4 | F2 | Commercial | Retail | Existing | Water Heating | Natural Gas | Water Heater | E4 | RVT - Cost of Operation | 0 | 0 | 0 | 0 | 0 | 0 | 0 | 0 | 0 | 0 | 0 | 0 | 0 | 0 | 0 | 0 | 0 | 0 | 0 | 0 | 0 | 0 | 0 | 0 | 0 | 0 | 0
F2_Commercial_Retail_Existing_Water Heating_Natural Gas_Water Heater_E5 | F2 | Commercial | Retail | Existing | Water Heating | Natural Gas | Water Heater | E5 | RVT - Cost of Operation | 0 | 0 | 0 | 0 | 0 | 0 | 0 | 0 | 0 | 0 | 0 | 0 | 0 | 0 | 0 | 0 | 0 | 0 | 0 | 0 | 0 | 0 | 0 | 0 | 0 | 0 | 0
F2_Commercial_Retail_Existing_Water Heating_Natural Gas_Water Heater_E6 | F2 | Commercial | Retail | Existing | Water Heating | Natural Gas | Water Heater | E6 | RVT - Cost of Operation | 0 | 0 | 0 | 0 | 0 | 0 | 0 | 0 | 0 | 0 | 0 | 0 | 0 | 0 | 0 | 0 | 0 | 0 | 0 | 0 | 0 | 0 | 0 | 0 | 0 | 0 | 0
F2_Commercial_Retail_Existing_Water Heating_Natural Gas_Water Heater_E7 | F2 | Commercial | Retail | Existing | Water Heating | Natural Gas | Water Heater | E7 | RVT - Cost of Operation | 0 | 0 | 0 | 0 | 0 | 0 | 0 | 0 | 0 | 0 | 0 | 0 | 0 | 0 | 0 | 0 | 0 | 0 | 0 | 0 | 0 | 0 | 0 | 0 | 0 | 0 | 0
F2_Commercial_Retail_Existing_Water Heating_Natural Gas_Water Heater_E8 | F2 | Commercial | Retail | Existing | Water Heating | Natural Gas | Water Heater | E8 | RVT - Cost of Operation | 0 | 0 | 0 | 0 | 0 | 0 | 0 | 0 | 0 | 0 | 0 | 0 | 0 | 0 | 0 | 0 | 0 | 0 | 0 | 0 | 0 | 0 | 0 | 0 | 0 | 0 | 0
F2_Commercial_Retail_Existing_Water Heating_Natural Gas_Water Heater_E9 | F2 | Commercial | Retail | Existing | Water Heating | Natural Gas | Water Heater | E9 | RVT - Cost of Operation | 0 | 0 | 0 | 0 | 0 | 0 | 0 | 0 | 0 | 0 | 0 | 0 | 0 | 0 | 0 | 0 | 0 | 0 | 0 | 0 | 0 | 0 | 0 | 0 | 0 | 0 | 0
F2_Commercial_Retail_Existing_Water Heating_Natural Gas_Water Heater_E10 | F2 | Commercial | Retail | Existing | Water Heating | Natural Gas | Water Heater | E10 | RVT - Cost of Operation | 0 | 0 | 0 | 0 | 0 | 0 | 0 | 0 | 0 | 0 | 0 | 0 | 0 | 0 | 0 | 0 | 0 | 0 | 0 | 0 | 0 | 0 | 0 | 0 | 0 | 0 | 0
F3_Commercial_Retail_Existing_Water Heating_Natural Gas_Water Heater_E1 | F3 | Commercial | Retail | Existing | Water Heating | Natural Gas | Water Heater | E1 | System - kBTUs of Consumption | 26.0505 | 26.0505 | 26.0505 | 26.0505 | 26.0505 | 26.0505 | 26.0505 | 26.0505 | 26.0505 | 26.0505 | 26.0505 | 26.0505 | 26.0505 | 26.0505 | 26.0505 | 26.0505 | 26.0505 | 26.0505 | 26.0505 | 26.0505 | 26.0505 | 26.0505 | 26.0505 | 26.0505 | 26.0505 | 26.0505 | 26.0505
F3_Commercial_Retail_Existing_Water Heating_Natural Gas_Water Heater_E2 | F3 | Commercial | Retail | Existing | Water Heating | Natural Gas | Water Heater | E2 | System - kBTUs of Consumption | 23.8797 | 23.8797 | 23.8797 | 23.8797 | 23.8797 | 23.8797 | 23.8797 | 23.8797 | 23.8797 | 23.8797 | 23.8797 | 23.8797 | 23.8797 | 23.8797 | 23.8797 | 23.8797 | 23.8797 | 23.8797 | 23.8797 | 23.8797 | 23.8797 | 23.8797 | 23.8797 | 23.8797 | 23.8797 | 23.8797 | 23.8797
F3_Commercial_Retail_Existing_Water Heating_Natural Gas_Water Heater_E3 | F3 | Commercial | Retail | Existing | Water Heating | Natural Gas | Water Heater | E3 | System - kBTUs of Consumption | 23.3923 | 23.3923 | 23.3923 | 23.3923 | 23.3923 | 23.3923 | 23.3923 | 23.3923 | 23.3923 | 23.3923 | 23.3923 | 23.3923 | 23.3923 | 23.3923 | 23.3923 | 23.3923 | 23.3923 | 23.3923 | 23.3923 | 23.3923 | 23.3923 | 23.3923 | 23.3923 | 23.3923 | 23.3923 | 23.3923 | 23.3923
F3_Commercial_Retail_Existing_Water Heating_Natural Gas_Water Heater_E4 | F3 | Commercial | Retail | Existing | Water Heating | Natural Gas | Water Heater | E4 | System - kBTUs of Consumption | 0 | 0 | 21.6269 | 21.6269 | 21.6269 | 21.6269 | 21.6269 | 21.6269 | 21.6269 | 21.6269 | 21.6269 | 21.6269 | 21.6269 | 21.6269 | 21.6269 | 21.6269 | 21.6269 | 21.6269 | 21.6269 | 21.6269 | 21.6269 | 21.6269 | 21.6269 | 21.6269 | 21.6269 | 21.6269 | 21.6269
F3_Commercial_Retail_Existing_Water Heating_Natural Gas_Water Heater_E5 | F3 | Commercial | Retail | Existing | Water Heating | Natural Gas | Water Heater | E5 | System - kBTUs of Consumption | 0 | 0 | 0 | 0 | 0 | 0 | 0 | 0 | 0 | 0 | 0 | 0 | 0 | 0 | 0 | 0 | 0 | 0 | 0 | 0 | 0 | 0 | 0 | 0 | 0 | 0 | 0
F3_Commercial_Retail_Existing_Water Heating_Natural Gas_Water Heater_E6 | F3 | Commercial | Retail | Existing | Water Heating | Natural Gas | Water Heater | E6 | System - kBTUs of Consumption | 0 | 0 | 0 | 0 | 0 | 0 | 0 | 0 | 0 | 0 | 0 | 0 | 0 | 0 | 0 | 0 | 0 | 0 | 0 | 0 | 0 | 0 | 0 | 0 | 0 | 0 | 0
F3_Commercial_Retail_Existing_Water Heating_Natural Gas_Water Heater_E7 | F3 | Commercial | Retail | Existing | Water Heating | Natural Gas | Water Heater | E7 | System - kBTUs of Consumption | 0 | 0 | 0 | 0 | 0 | 0 | 0 | 0 | 0 | 0 | 0 | 0 | 0 | 0 | 0 | 0 | 0 | 0 | 0 | 0 | 0 | 0 | 0 | 0 | 0 | 0 | 0
F3_Commercial_Retail_Existing_Water Heating_Natural Gas_Water Heater_E8 | F3 | Commercial | Retail | Existing | Water Heating | Natural Gas | Water Heater | E8 | System - kBTUs of Consumption | 0 | 0 | 0 | 0 | 0 | 0 | 0 | 0 | 0 | 0 | 0 | 0 | 0 | 0 | 0 | 0 | 0 | 0 | 0 | 0 | 0 | 0 | 0 | 0 | 0 | 0 | 0
F3_Commercial_Retail_Existing_Water Heating_Natural Gas_Water Heater_E9 | F3 | Commercial | Retail | Existing | Water Heating | Natural Gas | Water Heater | E9 | System - kBTUs of Consumption | 0 | 0 | 0 | 0 | 0 | 0 | 0 | 0 | 0 | 0 | 0 | 0 | 0 | 0 | 0 | 0 | 0 | 0 | 0 | 0 | 0 | 0 | 0 | 0 | 0 | 0 | 0
F3_Commercial_Retail_Existing_Water Heating_Natural Gas_Water Heater_E10 | F3 | Commercial | Retail | Existing | Water Heating | Natural Gas | Water Heater | E10 | System - kBTUs of Consumption | 0 | 0 | 0 | 0 | 0 | 0 | 0 | 0 | 0 | 0 | 0 | 0 | 0 | 0 | 0 | 0 | 0 | 0 | 0 | 0 | 0 | 0 | 0 | 0 | 0 | 0 | 0
F4_Commercial_Retail_Existing_Water Heating_Natural Gas_Water Heater_E1 | F4 | Commercial | Retail | Existing | Water Heating | Natural Gas | Water Heater | E1 | Utility - Cost of Equipment | 0.032398 | 0.032398 | 0.032398 | 0.032398 | 0.032398 | 0.032398 | 0.032398 | 0.032398 | 0.032398 | 0.032398 | 0.032398 | 0.032398 | 0.032398 | 0.032398 | 0.032398 | 0.032398 | 0.032398 | 0.032398 | 0.032398 | 0.032398 | 0.032398 | 0.032398 | 0.032398 | 0.032398 | 0.032398 | 0.032398 | 0.032398
F4_Commercial_Retail_Existing_Water Heating_Natural Gas_Water Heater_E2 | F4 | Commercial | Retail | Existing | Water Heating | Natural Gas | Water Heater | E2 | Utility - Cost of Equipment | 0.036295 | 0.036295 | 0.036295 | 0.036295 | 0.036295 | 0.036295 | 0.036295 | 0.036295 | 0.036295 | 0.036295 | 0.036295 | 0.036295 | 0.036295 | 0.036295 | 0.036295 | 0.036295 | 0.036295 | 0.036295 | 0.036295 | 0.036295 | 0.036295 | 0.036295 | 0.036295 | 0.036295 | 0.036295 | 0.036295 | 0.036295
F4_Commercial_Retail_Existing_Water Heating_Natural Gas_Water Heater_E3 | F4 | Commercial | Retail | Existing | Water Heating | Natural Gas | Water Heater | E3 | Utility - Cost of Equipment | 0.028631 | 0.028631 | 0.028631 | 0.028631 | 0.028631 | 0.028631 | 0.028631 | 0.028631 | 0.028631 | 0.028631 | 0.028631 | 0.028631 | 0.028631 | 0.028631 | 0.028631 | 0.028631 | 0.028631 | 0.028631 | 0.028631 | 0.028631 | 0.028631 | 0.028631 | 0.028631 | 0.028631 | 0.028631 | 0.028631 | 0.028631
F4_Commercial_Retail_Existing_Water Heating_Natural Gas_Water Heater_E4 | F4 | Commercial | Retail | Existing | Water Heating | Natural Gas | Water Heater | E4 | Utility - Cost of Equipment | 0 | 0 | 0.11572 | 0.11572 | 0.11572 | 0.11572 | 0.11572 | 0.11572 | 0.11572 | 0.11572 | 0.11572 | 0.11572 | 0.11572 | 0.11572 | 0.11572 | 0.11572 | 0.11572 | 0.11572 | 0.11572 | 0.11572 | 0.11572 | 0.11572 | 0.11572 | 0.11572 | 0.11572 | 0.11572 | 0.11572
F4_Commercial_Retail_Existing_Water Heating_Natural Gas_Water Heater_E5 | F4 | Commercial | Retail | Existing | Water Heating | Natural Gas | Water Heater | E5 | Utility - Cost of Equipment | 0 | 0 | 0 | 0 | 0 | 0 | 0 | 0 | 0 | 0 | 0 | 0 | 0 | 0 | 0 | 0 | 0 | 0 | 0 | 0 | 0 | 0 | 0 | 0 | 0 | 0 | 0
F4_Commercial_Retail_Existing_Water Heating_Natural Gas_Water Heater_E6 | F4 | Commercial | Retail | Existing | Water Heating | Natural Gas | Water Heater | E6 | Utility - Cost of Equipment | 0 | 0 | 0 | 0 | 0 | 0 | 0 | 0 | 0 | 0 | 0 | 0 | 0 | 0 | 0 | 0 | 0 | 0 | 0 | 0 | 0 | 0 | 0 | 0 | 0 | 0 | 0
F4_Commercial_Retail_Existing_Water Heating_Natural Gas_Water Heater_E7 | F4 | Commercial | Retail | Existing | Water Heating | Natural Gas | Water Heater | E7 | Utility - Cost of Equipment | 0 | 0 | 0 | 0 | 0 | 0 | 0 | 0 | 0 | 0 | 0 | 0 | 0 | 0 | 0 | 0 | 0 | 0 | 0 | 0 | 0 | 0 | 0 | 0 | 0 | 0 | 0
F4_Commercial_Retail_Existing_Water Heating_Natural Gas_Water Heater_E8 | F4 | Commercial | Retail | Existing | Water Heating | Natural Gas | Water Heater | E8 | Utility - Cost of Equipment | 0 | 0 | 0 | 0 | 0 | 0 | 0 | 0 | 0 | 0 | 0 | 0 | 0 | 0 | 0 | 0 | 0 | 0 | 0 | 0 | 0 | 0 | 0 | 0 | 0 | 0 | 0
F4_Commercial_Retail_Existing_Water Heating_Natural Gas_Water Heater_E9 | F4 | Commercial | Retail | Existing | Water Heating | Natural Gas | Water Heater | E9 | Utility - Cost of Equipment | 0 | 0 | 0 | 0 | 0 | 0 | 0 | 0 | 0 | 0 | 0 | 0 | 0 | 0 | 0 | 0 | 0 | 0 | 0 | 0 | 0 | 0 | 0 | 0 | 0 | 0 | 0
F4_Commercial_Retail_Existing_Water Heating_Natural Gas_Water Heater_E10 | F4 | Commercial | Retail | Existing | Water Heating | Natural Gas | Water Heater | E10 | Utility - Cost of Equipment | 0 | 0 | 0 | 0 | 0 | 0 | 0 | 0 | 0 | 0 | 0 | 0 | 0 | 0 | 0 | 0 | 0 | 0 | 0 | 0 | 0 | 0 | 0 | 0 | 0 | 0 | 0
F5_Commercial_Retail_Existing_Water Heating_Natural Gas_Water Heater_E1 | F5 | Commercial | Retail | Existing | Water Heating | Natural Gas | Water Heater | E1 | Utility - Cost of Operation | 0.35798 | 0.35282 | 0.34778 | 0.34289 | 0.34294 | 0.34619 | 0.35146 | 0.35785 | 0.36475 | 0.3718 | 0.37877 | 0.38495 | 0.38966 | 0.39166 | 0.39074 | 0.38691 | 0.38046 | 0.37203 | 0.36199 | 0.35009 | 0.33616 | 0.32014 | 0.30591 | 0.2967 | 0.29272 | 0.29416 | 0.2956
F5_Commercial_Retail_Existing_Water Heating_Natural Gas_Water Heater_E2 | F5 | Commercial | Retail | Existing | Water Heating | Natural Gas | Water Heater | E2 | Utility - Cost of Operation | 0.32815 | 0.32341 | 0.3188 | 0.31432 | 0.31436 | 0.31734 | 0.32218 | 0.32803 | 0.33435 | 0.34081 | 0.34721 | 0.35287 | 0.35719 | 0.35902 | 0.35818 | 0.35466 | 0.34876 | 0.34103 | 0.33182 | 0.32091 | 0.30815 | 0.29346 | 0.28042 | 0.27198 | 0.26833 | 0.26965 | 0.27097
F5_Commercial_Retail_Existing_Water Heating_Natural Gas_Water Heater_E3 | F5 | Commercial | Retail | Existing | Water Heating | Natural Gas | Water Heater | E3 | Utility - Cost of Operation | 0.32145 | 0.31681 | 0.31229 | 0.3079 | 0.30795 | 0.31087 | 0.3156 | 0.32134 | 0.32753 | 0.33386 | 0.34012 | 0.34567 | 0.3499 | 0.3517 | 0.35087 | 0.34743 | 0.34164 | 0.33407 | 0.32505 | 0.31436 | 0.30186 | 0.28747 | 0.2747 | 0.26643 | 0.26285 | 0.26414 | 0.26544
F5_Commercial_Retail_Existing_Water Heating_Natural Gas_Water Heater_E4 | F5 | Commercial | Retail | Existing | Water Heating | Natural Gas | Water Heater | E4 | Utility - Cost of Operation | 0 | 0 | 0.29139 | 0.28896 | 0.28999 | 0.29327 | 0.29788 | 0.30289 | 0.30758 | 0.3114 | 0.31422 | 0.31583 | 0.3161 | 0.31474 | 0.31208 | 0.30831 | 0.30357 | 0.29788 | 0.29107 | 0.28296 | 0.27345 | 0.26247 | 0.25275 | 0.24652 | 0.24394 | 0.24514 | 0.24634
F5_Commercial_Retail_Existing_Water Heating_Natural Gas_Water Heater_E5 | F5 | Commercial | Retail | Existing | Water Heating | Natural Gas | Water Heater | E5 | Utility - Cost of Operation | 0 | 0 | 0 | 0 | 0 | 0 | 0 | 0 | 0 | 0 | 0 | 0 | 0 | 0 | 0 | 0 | 0 | 0 | 0 | 0 | 0 | 0 | 0 | 0 | 0 | 0 | 0
F5_Commercial_Retail_Existing_Water Heating_Natural Gas_Water Heater_E6 | F5 | Commercial | Retail | Existing | Water Heating | Natural Gas | Water Heater | E6 | Utility - Cost of Operation | 0 | 0 | 0 | 0 | 0 | 0 | 0 | 0 | 0 | 0 | 0 | 0 | 0 | 0 | 0 | 0 | 0 | 0 | 0 | 0 | 0 | 0 | 0 | 0 | 0 | 0 | 0
F5_Commercial_Retail_Existing_Water Heating_Natural Gas_Water Heater_E7 | F5 | Commercial | Retail | Existing | Water Heating | Natural Gas | Water Heater | E7 | Utility - Cost of Operation | 0 | 0 | 0 | 0 | 0 | 0 | 0 | 0 | 0 | 0 | 0 | 0 | 0 | 0 | 0 | 0 | 0 | 0 | 0 | 0 | 0 | 0 | 0 | 0 | 0 | 0 | 0
F5_Commercial_Retail_Existing_Water Heating_Natural Gas_Water Heater_E8 | F5 | Commercial | Retail | Existing | Water Heating | Natural Gas | Water Heater | E8 | Utility - Cost of Operation | 0 | 0 | 0 | 0 | 0 | 0 | 0 | 0 | 0 | 0 | 0 | 0 | 0 | 0 | 0 | 0 | 0 | 0 | 0 | 0 | 0 | 0 | 0 | 0 | 0 | 0 | 0
F5_Commercial_Retail_Existing_Water Heating_Natural Gas_Water Heater_E9 | F5 | Commercial | Retail | Existing | Water Heating | Natural Gas | Water Heater | E9 | Utility - Cost of Operation | 0 | 0 | 0 | 0 | 0 | 0 | 0 | 0 | 0 | 0 | 0 | 0 | 0 | 0 | 0 | 0 | 0 | 0 | 0 | 0 | 0 | 0 | 0 | 0 | 0 | 0 | 0
F5_Commercial_Retail_Existing_Water Heating_Natural Gas_Water Heater_E10 | F5 | Commercial | Retail | Existing | Water Heating | Natural Gas | Water Heater | E10 | Utility - Cost of Operation | 0 | 0 | 0 | 0 | 0 | 0 | 0 | 0 | 0 | 0 | 0 | 0 | 0 | 0 | 0 | 0 | 0 | 0 | 0 | 0 | 0 | 0 | 0 | 0 | 0 | 0 | 0
F6_Commercial_Retail_Existing_Water Heating_Natural Gas_Water Heater_E1 | F6 | Commercial | Retail | Existing | Water Heating | Natural Gas | Water Heater | E1 | Utility - Value of Sales | 0 | 0 | 0 | 0 | 0 | 0 | 0 | 0 | 0 | 0 | 0 | 0 | 0 | 0 | 0 | 0 | 0 | 0 | 0 | 0 | 0 | 0 | 0 | 0 | 0 | 0 | 0
F6_Commercial_Retail_Existing_Water Heating_Natural Gas_Water Heater_E2 | F6 | Commercial | Retail | Existing | Water Heating | Natural Gas | Water Heater | E2 | Utility - Value of Sales | 0 | 0 | 0 | 0 | 0 | 0 | 0 | 0 | 0 | 0 | 0 | 0 | 0 | 0 | 0 | 0 | 0 | 0 | 0 | 0 | 0 | 0 | 0 | 0 | 0 | 0 | 0
F6_Commercial_Retail_Existing_Water Heating_Natural Gas_Water Heater_E3 | F6 | Commercial | Retail | Existing | Water Heating | Natural Gas | Water Heater | E3 | Utility - Value of Sales | 0 | 0 | 0 | 0 | 0 | 0 | 0 | 0 | 0 | 0 | 0 | 0 | 0 | 0 | 0 | 0 | 0 | 0 | 0 | 0 | 0 | 0 | 0 | 0 | 0 | 0 | 0
F6_Commercial_Retail_Existing_Water Heating_Natural Gas_Water Heater_E4 | F6 | Commercial | Retail | Existing | Water Heating | Natural Gas | Water Heater | E4 | Utility - Value of Sales | 0 | 0 | 0 | 0 | 0 | 0 | 0 | 0 | 0 | 0 | 0 | 0 | 0 | 0 | 0 | 0 | 0 | 0 | 0 | 0 | 0 | 0 | 0 | 0 | 0 | 0 | 0
F6_Commercial_Retail_Existing_Water Heating_Natural Gas_Water Heater_E5 | F6 | Commercial | Retail | Existing | Water Heating | Natural Gas | Water Heater | E5 | Utility - Value of Sales | 0 | 0 | 0 | 0 | 0 | 0 | 0 | 0 | 0 | 0 | 0 | 0 | 0 | 0 | 0 | 0 | 0 | 0 | 0 | 0 | 0 | 0 | 0 | 0 | 0 | 0 | 0
F6_Commercial_Retail_Existing_Water Heating_Natural Gas_Water Heater_E6 | F6 | Commercial | Retail | Existing | Water Heating | Natural Gas | Water Heater | E6 | Utility - Value of Sales | 0 | 0 | 0 | 0 | 0 | 0 | 0 | 0 | 0 | 0 | 0 | 0 | 0 | 0 | 0 | 0 | 0 | 0 | 0 | 0 | 0 | 0 | 0 | 0 | 0 | 0 | 0
F6_Commercial_Retail_Existing_Water Heating_Natural Gas_Water Heater_E7 | F6 | Commercial | Retail | Existing | Water Heating | Natural Gas | Water Heater | E7 | Utility - Value of Sales | 0 | 0 | 0 | 0 | 0 | 0 | 0 | 0 | 0 | 0 | 0 | 0 | 0 | 0 | 0 | 0 | 0 | 0 | 0 | 0 | 0 | 0 | 0 | 0 | 0 | 0 | 0
F6_Commercial_Retail_Existing_Water Heating_Natural Gas_Water Heater_E8 | F6 | Commercial | Retail | Existing | Water Heating | Natural Gas | Water Heater | E8 | Utility - Value of Sales | 0 | 0 | 0 | 0 | 0 | 0 | 0 | 0 | 0 | 0 | 0 | 0 | 0 | 0 | 0 | 0 | 0 | 0 | 0 | 0 | 0 | 0 | 0 | 0 | 0 | 0 | 0
F6_Commercial_Retail_Existing_Water Heating_Natural Gas_Water Heater_E9 | F6 | Commercial | Retail | Existing | Water Heating | Natural Gas | Water Heater | E9 | Utility - Value of Sales | 0 | 0 | 0 | 0 | 0 | 0 | 0 | 0 | 0 | 0 | 0 | 0 | 0 | 0 | 0 | 0 | 0 | 0 | 0 | 0 | 0 | 0 | 0 | 0 | 0 | 0 | 0
F6_Commercial_Retail_Existing_Water Heating_Natural Gas_Water Heater_E10 | F6 | Commercial | Retail | Existing | Water Heating | Natural Gas | Water Heater | E10 | Utility - Value of Sales | 0 | 0 | 0 | 0 | 0 | 0 | 0 | 0 | 0 | 0 | 0 | 0 | 0 | 0 | 0 | 0 | 0 | 0 | 0 | 0 | 0 | 0 | 0 | 0 | 0 | 0 | 0
F1_Commercial_Retail_Existing_Food Preparation_Natural Gas_Oven_E1 | F1 | Commercial | Retail | Existing | Food Preparation | Natural Gas | Oven | E1 | RVT - Cost of Equipment | 2.1129 | 2.1129 | 2.1129 | 2.1129 | 2.1129 | 2.1129 | 2.1129 | 2.1129 | 2.1129 | 2.1129 | 2.1129 | 2.1129 | 2.1129 | 2.1129 | 2.1129 | 2.1129 | 2.1129 | 2.1129 | 2.1129 | 2.1129 | 2.1129 | 2.1129 | 2.1129 | 2.1129 | 2.1129 | 2.1129 | 2.1129
F1_Commercial_Retail_Existing_Food Preparation_Natural Gas_Oven_E2 | F1 | Commercial | Retail | Existing | Food Preparation | Natural Gas | Oven | E2 | RVT - Cost of Equipment | 2.2258 | 2.2258 | 2.2258 | 2.2258 | 2.2258 | 2.2258 | 2.2258 | 2.2258 | 2.2258 | 2.2258 | 2.2258 | 2.2258 | 2.2258 | 2.2258 | 2.2258 | 2.2258 | 2.2258 | 2.2258 | 2.2258 | 2.2258 | 2.2258 | 2.2258 | 2.2258 | 2.2258 | 2.2258 | 2.2258 | 2.2258
F1_Commercial_Retail_Existing_Food Preparation_Natural Gas_Oven_E3 | F1 | Commercial | Retail | Existing | Food Preparation | Natural Gas | Oven | E3 | RVT - Cost of Equipment | 0 | 0 | 0 | 0 | 0 | 0 | 0 | 0 | 0 | 0 | 0 | 0 | 0 | 0 | 0 | 0 | 0 | 0 | 0 | 0 | 0 | 0 | 0 | 0 | 0 | 0 | 0
F1_Commercial_Retail_Existing_Food Preparation_Natural Gas_Oven_E4 | F1 | Commercial | Retail | Existing | Food Preparation | Natural Gas | Oven | E4 | RVT - Cost of Equipment | 0 | 0 | 0 | 0 | 0 | 0 | 0 | 0 | 0 | 0 | 0 | 0 | 0 | 0 | 0 | 0 | 0 | 0 | 0 | 0 | 0 | 0 | 0 | 0 | 0 | 0 | 0
F1_Commercial_Retail_Existing_Food Preparation_Natural Gas_Oven_E5 | F1 | Commercial | Retail | Existing | Food Preparation | Natural Gas | Oven | E5 | RVT - Cost of Equipment | 0 | 0 | 0 | 0 | 0 | 0 | 0 | 0 | 0 | 0 | 0 | 0 | 0 | 0 | 0 | 0 | 0 | 0 | 0 | 0 | 0 | 0 | 0 | 0 | 0 | 0 | 0
F1_Commercial_Retail_Existing_Food Preparation_Natural Gas_Oven_E6 | F1 | Commercial | Retail | Existing | Food Preparation | Natural Gas | Oven | E6 | RVT - Cost of Equipment | 0 | 0 | 0 | 0 | 0 | 0 | 0 | 0 | 0 | 0 | 0 | 0 | 0 | 0 | 0 | 0 | 0 | 0 | 0 | 0 | 0 | 0 | 0 | 0 | 0 | 0 | 0
F1_Commercial_Retail_Existing_Food Preparation_Natural Gas_Oven_E7 | F1 | Commercial | Retail | Existing | Food Preparation | Natural Gas | Oven | E7 | RVT - Cost of Equipment | 0 | 0 | 0 | 0 | 0 | 0 | 0 | 0 | 0 | 0 | 0 | 0 | 0 | 0 | 0 | 0 | 0 | 0 | 0 | 0 | 0 | 0 | 0 | 0 | 0 | 0 | 0
F1_Commercial_Retail_Existing_Food Preparation_Natural Gas_Oven_E8 | F1 | Commercial | Retail | Existing | Food Preparation | Natural Gas | Oven | E8 | RVT - Cost of Equipment | 0 | 0 | 0 | 0 | 0 | 0 | 0 | 0 | 0 | 0 | 0 | 0 | 0 | 0 | 0 | 0 | 0 | 0 | 0 | 0 | 0 | 0 | 0 | 0 | 0 | 0 | 0
F1_Commercial_Retail_Existing_Food Preparation_Natural Gas_Oven_E9 | F1 | Commercial | Retail | Existing | Food Preparation | Natural Gas | Oven | E9 | RVT - Cost of Equipment | 0 | 0 | 0 | 0 | 0 | 0 | 0 | 0 | 0 | 0 | 0 | 0 | 0 | 0 | 0 | 0 | 0 | 0 | 0 | 0 | 0 | 0 | 0 | 0 | 0 | 0 | 0
F1_Commercial_Retail_Existing_Food Preparation_Natural Gas_Oven_E10 | F1 | Commercial | Retail | Existing | Food Preparation | Natural Gas | Oven | E10 | RVT - Cost of Equipment | 0 | 0 | 0 | 0 | 0 | 0 | 0 | 0 | 0 | 0 | 0 | 0 | 0 | 0 | 0 | 0 | 0 | 0 | 0 | 0 | 0 | 0 | 0 | 0 | 0 | 0 | 0
F2_Commercial_Retail_Existing_Food Preparation_Natural Gas_Oven_E1 | F2 | Commercial | Retail | Existing | Food Preparation | Natural Gas | Oven | E1 | RVT - Cost of Operation | 0 | 0 | 0 | 0 | 0 | 0 | 0 | 0 | 0 | 0 | 0 | 0 | 0 | 0 | 0 | 0 | 0 | 0 | 0 | 0 | 0 | 0 | 0 | 0 | 0 | 0 | 0
F2_Commercial_Retail_Existing_Food Preparation_Natural Gas_Oven_E2 | F2 | Commercial | Retail | Existing | Food Preparation | Natural Gas | Oven | E2 | RVT - Cost of Operation | 0 | 0 | 0 | 0 | 0 | 0 | 0 | 0 | 0 | 0 | 0 | 0 | 0 | 0 | 0 | 0 | 0 | 0 | 0 | 0 | 0 | 0 | 0 | 0 | 0 | 0 | 0
F2_Commercial_Retail_Existing_Food Preparation_Natural Gas_Oven_E3 | F2 | Commercial | Retail | Existing | Food Preparation | Natural Gas | Oven | E3 | RVT - Cost of Operation | 0 | 0 | 0 | 0 | 0 | 0 | 0 | 0 | 0 | 0 | 0 | 0 | 0 | 0 | 0 | 0 | 0 | 0 | 0 | 0 | 0 | 0 | 0 | 0 | 0 | 0 | 0
F2_Commercial_Retail_Existing_Food Preparation_Natural Gas_Oven_E4 | F2 | Commercial | Retail | Existing | Food Preparation | Natural Gas | Oven | E4 | RVT - Cost of Operation | 0 | 0 | 0 | 0 | 0 | 0 | 0 | 0 | 0 | 0 | 0 | 0 | 0 | 0 | 0 | 0 | 0 | 0 | 0 | 0 | 0 | 0 | 0 | 0 | 0 | 0 | 0
F2_Commercial_Retail_Existing_Food Preparation_Natural Gas_Oven_E5 | F2 | Commercial | Retail | Existing | Food Preparation | Natural Gas | Oven | E5 | RVT - Cost of Operation | 0 | 0 | 0 | 0 | 0 | 0 | 0 | 0 | 0 | 0 | 0 | 0 | 0 | 0 | 0 | 0 | 0 | 0 | 0 | 0 | 0 | 0 | 0 | 0 | 0 | 0 | 0
F2_Commercial_Retail_Existing_Food Preparation_Natural Gas_Oven_E6 | F2 | Commercial | Retail | Existing | Food Preparation | Natural Gas | Oven | E6 | RVT - Cost of Operation | 0 | 0 | 0 | 0 | 0 | 0 | 0 | 0 | 0 | 0 | 0 | 0 | 0 | 0 | 0 | 0 | 0 | 0 | 0 | 0 | 0 | 0 | 0 | 0 | 0 | 0 | 0
F2_Commercial_Retail_Existing_Food Preparation_Natural Gas_Oven_E7 | F2 | Commercial | Retail | Existing | Food Preparation | Natural Gas | Oven | E7 | RVT - Cost of Operation | 0 | 0 | 0 | 0 | 0 | 0 | 0 | 0 | 0 | 0 | 0 | 0 | 0 | 0 | 0 | 0 | 0 | 0 | 0 | 0 | 0 | 0 | 0 | 0 | 0 | 0 | 0
F2_Commercial_Retail_Existing_Food Preparation_Natural Gas_Oven_E8 | F2 | Commercial | Retail | Existing | Food Preparation | Natural Gas | Oven | E8 | RVT - Cost of Operation | 0 | 0 | 0 | 0 | 0 | 0 | 0 | 0 | 0 | 0 | 0 | 0 | 0 | 0 | 0 | 0 | 0 | 0 | 0 | 0 | 0 | 0 | 0 | 0 | 0 | 0 | 0
F2_Commercial_Retail_Existing_Food Preparation_Natural Gas_Oven_E9 | F2 | Commercial | Retail | Existing | Food Preparation | Natural Gas | Oven | E9 | RVT - Cost of Operation | 0 | 0 | 0 | 0 | 0 | 0 | 0 | 0 | 0 | 0 | 0 | 0 | 0 | 0 | 0 | 0 | 0 | 0 | 0 | 0 | 0 | 0 | 0 | 0 | 0 | 0 | 0
F2_Commercial_Retail_Existing_Food Preparation_Natural Gas_Oven_E10 | F2 | Commercial | Retail | Existing | Food Preparation | Natural Gas | Oven | E10 | RVT - Cost of Operation | 0 | 0 | 0 | 0 | 0 | 0 | 0 | 0 | 0 | 0 | 0 | 0 | 0 | 0 | 0 | 0 | 0 | 0 | 0 | 0 | 0 | 0 | 0 | 0 | 0 | 0 | 0
F3_Commercial_Retail_Existing_Food Preparation_Natural Gas_Oven_E1 | F3 | Commercial | Retail | Existing | Food Preparation | Natural Gas | Oven | E1 | System - kBTUs of Consumption | 167.9482 | 167.9482 | 167.9482 | 167.9482 | 167.9482 | 167.9482 | 167.9482 | 167.9482 | 167.9482 | 167.9482 | 167.9482 | 167.9482 | 167.9482 | 167.9482 | 167.9482 | 167.9482 | 167.9482 | 167.9482 | 167.9482 | 167.9482 | 167.9482 | 167.9482 | 167.9482 | 167.9482 | 167.9482 | 167.9482 | 167.9482
F3_Commercial_Retail_Existing_Food Preparation_Natural Gas_Oven_E2 | F3 | Commercial | Retail | Existing | Food Preparation | Natural Gas | Oven | E2 | System - kBTUs of Consumption | 145.9226 | 145.9226 | 145.9226 | 145.9226 | 145.9226 | 145.9226 | 145.9226 | 145.9226 | 145.9226 | 145.9226 | 145.9226 | 145.9226 | 145.9226 | 145.9226 | 145.9226 | 145.9226 | 145.9226 | 145.9226 | 145.9226 | 145.9226 | 145.9226 | 145.9226 | 145.9226 | 145.9226 | 145.9226 | 145.9226 | 145.9226
F3_Commercial_Retail_Existing_Food Preparation_Natural Gas_Oven_E3 | F3 | Commercial | Retail | Existing | Food Preparation | Natural Gas | Oven | E3 | System - kBTUs of Consumption | 0 | 0 | 0 | 0 | 0 | 0 | 0 | 0 | 0 | 0 | 0 | 0 | 0 | 0 | 0 | 0 | 0 | 0 | 0 | 0 | 0 | 0 | 0 | 0 | 0 | 0 | 0
F3_Commercial_Retail_Existing_Food Preparation_Natural Gas_Oven_E4 | F3 | Commercial | Retail | Existing | Food Preparation | Natural Gas | Oven | E4 | System - kBTUs of Consumption | 0 | 0 | 0 | 0 | 0 | 0 | 0 | 0 | 0 | 0 | 0 | 0 | 0 | 0 | 0 | 0 | 0 | 0 | 0 | 0 | 0 | 0 | 0 | 0 | 0 | 0 | 0
F3_Commercial_Retail_Existing_Food Preparation_Natural Gas_Oven_E5 | F3 | Commercial | Retail | Existing | Food Preparation | Natural Gas | Oven | E5 | System - kBTUs of Consumption | 0 | 0 | 0 | 0 | 0 | 0 | 0 | 0 | 0 | 0 | 0 | 0 | 0 | 0 | 0 | 0 | 0 | 0 | 0 | 0 | 0 | 0 | 0 | 0 | 0 | 0 | 0
F3_Commercial_Retail_Existing_Food Preparation_Natural Gas_Oven_E6 | F3 | Commercial | Retail | Existing | Food Preparation | Natural Gas | Oven | E6 | System - kBTUs of Consumption | 0 | 0 | 0 | 0 | 0 | 0 | 0 | 0 | 0 | 0 | 0 | 0 | 0 | 0 | 0 | 0 | 0 | 0 | 0 | 0 | 0 | 0 | 0 | 0 | 0 | 0 | 0
F3_Commercial_Retail_Existing_Food Preparation_Natural Gas_Oven_E7 | F3 | Commercial | Retail | Existing | Food Preparation | Natural Gas | Oven | E7 | System - kBTUs of Consumption | 0 | 0 | 0 | 0 | 0 | 0 | 0 | 0 | 0 | 0 | 0 | 0 | 0 | 0 | 0 | 0 | 0 | 0 | 0 | 0 | 0 | 0 | 0 | 0 | 0 | 0 | 0
F3_Commercial_Retail_Existing_Food Preparation_Natural Gas_Oven_E8 | F3 | Commercial | Retail | Existing | Food Preparation | Natural Gas | Oven | E8 | System - kBTUs of Consumption | 0 | 0 | 0 | 0 | 0 | 0 | 0 | 0 | 0 | 0 | 0 | 0 | 0 | 0 | 0 | 0 | 0 | 0 | 0 | 0 | 0 | 0 | 0 | 0 | 0 | 0 | 0
F3_Commercial_Retail_Existing_Food Preparation_Natural Gas_Oven_E9 | F3 | Commercial | Retail | Existing | Food Preparation | Natural Gas | Oven | E9 | System - kBTUs of Consumption | 0 | 0 | 0 | 0 | 0 | 0 | 0 | 0 | 0 | 0 | 0 | 0 | 0 | 0 | 0 | 0 | 0 | 0 | 0 | 0 | 0 | 0 | 0 | 0 | 0 | 0 | 0
F3_Commercial_Retail_Existing_Food Preparation_Natural Gas_Oven_E10 | F3 | Commercial | Retail | Existing | Food Preparation | Natural Gas | Oven | E10 | System - kBTUs of Consumption | 0 | 0 | 0 | 0 | 0 | 0 | 0 | 0 | 0 | 0 | 0 | 0 | 0 | 0 | 0 | 0 | 0 | 0 | 0 | 0 | 0 | 0 | 0 | 0 | 0 | 0 | 0
F4_Commercial_Retail_Existing_Food Preparation_Natural Gas_Oven_E1 | F4 | Commercial | Retail | Existing | Food Preparation | Natural Gas | Oven | E1 | Utility - Cost of Equipment | 2.1129 | 2.1129 | 2.1129 | 2.1129 | 2.1129 | 2.1129 | 2.1129 | 2.1129 | 2.1129 | 2.1129 | 2.1129 | 2.1129 | 2.1129 | 2.1129 | 2.1129 | 2.1129 | 2.1129 | 2.1129 | 2.1129 | 2.1129 | 2.1129 | 2.1129 | 2.1129 | 2.1129 | 2.1129 | 2.1129 | 2.1129
F4_Commercial_Retail_Existing_Food Preparation_Natural Gas_Oven_E2 | F4 | Commercial | Retail | Existing | Food Preparation | Natural Gas | Oven | E2 | Utility - Cost of Equipment | 2.2258 | 2.2258 | 2.2258 | 2.2258 | 2.2258 | 2.2258 | 2.2258 | 2.2258 | 2.2258 | 2.2258 | 2.2258 | 2.2258 | 2.2258 | 2.2258 | 2.2258 | 2.2258 | 2.2258 | 2.2258 | 2.2258 | 2.2258 | 2.2258 | 2.2258 | 2.2258 | 2.2258 | 2.2258 | 2.2258 | 2.2258
F4_Commercial_Retail_Existing_Food Preparation_Natural Gas_Oven_E3 | F4 | Commercial | Retail | Existing | Food Preparation | Natural Gas | Oven | E3 | Utility - Cost of Equipment | 0 | 0 | 0 | 0 | 0 | 0 | 0 | 0 | 0 | 0 | 0 | 0 | 0 | 0 | 0 | 0 | 0 | 0 | 0 | 0 | 0 | 0 | 0 | 0 | 0 | 0 | 0
F4_Commercial_Retail_Existing_Food Preparation_Natural Gas_Oven_E4 | F4 | Commercial | Retail | Existing | Food Preparation | Natural Gas | Oven | E4 | Utility - Cost of Equipment | 0 | 0 | 0 | 0 | 0 | 0 | 0 | 0 | 0 | 0 | 0 | 0 | 0 | 0 | 0 | 0 | 0 | 0 | 0 | 0 | 0 | 0 | 0 | 0 | 0 | 0 | 0
F4_Commercial_Retail_Existing_Food Preparation_Natural Gas_Oven_E5 | F4 | Commercial | Retail | Existing | Food Preparation | Natural Gas | Oven | E5 | Utility - Cost of Equipment | 0 | 0 | 0 | 0 | 0 | 0 | 0 | 0 | 0 | 0 | 0 | 0 | 0 | 0 | 0 | 0 | 0 | 0 | 0 | 0 | 0 | 0 | 0 | 0 | 0 | 0 | 0
F4_Commercial_Retail_Existing_Food Preparation_Natural Gas_Oven_E6 | F4 | Commercial | Retail | Existing | Food Preparation | Natural Gas | Oven | E6 | Utility - Cost of Equipment | 0 | 0 | 0 | 0 | 0 | 0 | 0 | 0 | 0 | 0 | 0 | 0 | 0 | 0 | 0 | 0 | 0 | 0 | 0 | 0 | 0 | 0 | 0 | 0 | 0 | 0 | 0
F4_Commercial_Retail_Existing_Food Preparation_Natural Gas_Oven_E7 | F4 | Commercial | Retail | Existing | Food Preparation | Natural Gas | Oven | E7 | Utility - Cost of Equipment | 0 | 0 | 0 | 0 | 0 | 0 | 0 | 0 | 0 | 0 | 0 | 0 | 0 | 0 | 0 | 0 | 0 | 0 | 0 | 0 | 0 | 0 | 0 | 0 | 0 | 0 | 0
F4_Commercial_Retail_Existing_Food Preparation_Natural Gas_Oven_E8 | F4 | Commercial | Retail | Existing | Food Preparation | Natural Gas | Oven | E8 | Utility - Cost of Equipment | 0 | 0 | 0 | 0 | 0 | 0 | 0 | 0 | 0 | 0 | 0 | 0 | 0 | 0 | 0 | 0 | 0 | 0 | 0 | 0 | 0 | 0 | 0 | 0 | 0 | 0 | 0
F4_Commercial_Retail_Existing_Food Preparation_Natural Gas_Oven_E9 | F4 | Commercial | Retail | Existing | Food Preparation | Natural Gas | Oven | E9 | Utility - Cost of Equipment | 0 | 0 | 0 | 0 | 0 | 0 | 0 | 0 | 0 | 0 | 0 | 0 | 0 | 0 | 0 | 0 | 0 | 0 | 0 | 0 | 0 | 0 | 0 | 0 | 0 | 0 | 0
F4_Commercial_Retail_Existing_Food Preparation_Natural Gas_Oven_E10 | F4 | Commercial | Retail | Existing | Food Preparation | Natural Gas | Oven | E10 | Utility - Cost of Equipment | 0 | 0 | 0 | 0 | 0 | 0 | 0 | 0 | 0 | 0 | 0 | 0 | 0 | 0 | 0 | 0 | 0 | 0 | 0 | 0 | 0 | 0 | 0 | 0 | 0 | 0 | 0
F5_Commercial_Retail_Existing_Food Preparation_Natural Gas_Oven_E1 | F5 | Commercial | Retail | Existing | Food Preparation | Natural Gas | Oven | E1 | Utility - Cost of Operation | 2.3065 | 2.2821 | 2.2587 | 2.2364 | 2.2422 | 2.2664 | 2.3023 | 2.3449 | 2.3888 | 2.4285 | 2.4609 | 2.4812 | 2.488 | 2.4791 | 2.4578 | 2.4266 | 2.3873 | 2.3403 | 2.2842 | 2.2175 | 2.1392 | 2.049 | 1.9691 | 1.9177 | 1.8962 | 1.9055 | 1.9148
F5_Commercial_Retail_Existing_Food Preparation_Natural Gas_Oven_E2 | F5 | Commercial | Retail | Existing | Food Preparation | Natural Gas | Oven | E2 | Utility - Cost of Operation | 2.004 | 1.9828 | 1.9625 | 1.9431 | 1.9482 | 1.9691 | 2.0004 | 2.0374 | 2.0755 | 2.11 | 2.1381 | 2.1558 | 2.1617 | 2.154 | 2.1355 | 2.1083 | 2.0742 | 2.0334 | 1.9846 | 1.9267 | 1.8587 | 1.7803 | 1.7109 | 1.6662 | 1.6475 | 1.6556 | 1.6637
F5_Commercial_Retail_Existing_Food Preparation_Natural Gas_Oven_E3 | F5 | Commercial | Retail | Existing | Food Preparation | Natural Gas | Oven | E3 | Utility - Cost of Operation | 0 | 0 | 0 | 0 | 0 | 0 | 0 | 0 | 0 | 0 | 0 | 0 | 0 | 0 | 0 | 0 | 0 | 0 | 0 | 0 | 0 | 0 | 0 | 0 | 0 | 0 | 0
F5_Commercial_Retail_Existing_Food Preparation_Natural Gas_Oven_E4 | F5 | Commercial | Retail | Existing | Food Preparation | Natural Gas | Oven | E4 | Utility - Cost of Operation | 0 | 0 | 0 | 0 | 0 | 0 | 0 | 0 | 0 | 0 | 0 | 0 | 0 | 0 | 0 | 0 | 0 | 0 | 0 | 0 | 0 | 0 | 0 | 0 | 0 | 0 | 0
F5_Commercial_Retail_Existing_Food Preparation_Natural Gas_Oven_E5 | F5 | Commercial | Retail | Existing | Food Preparation | Natural Gas | Oven | E5 | Utility - Cost of Operation | 0 | 0 | 0 | 0 | 0 | 0 | 0 | 0 | 0 | 0 | 0 | 0 | 0 | 0 | 0 | 0 | 0 | 0 | 0 | 0 | 0 | 0 | 0 | 0 | 0 | 0 | 0
F5_Commercial_Retail_Existing_Food Preparation_Natural Gas_Oven_E6 | F5 | Commercial | Retail | Existing | Food Preparation | Natural Gas | Oven | E6 | Utility - Cost of Operation | 0 | 0 | 0 | 0 | 0 | 0 | 0 | 0 | 0 | 0 | 0 | 0 | 0 | 0 | 0 | 0 | 0 | 0 | 0 | 0 | 0 | 0 | 0 | 0 | 0 | 0 | 0
F5_Commercial_Retail_Existing_Food Preparation_Natural Gas_Oven_E7 | F5 | Commercial | Retail | Existing | Food Preparation | Natural Gas | Oven | E7 | Utility - Cost of Operation | 0 | 0 | 0 | 0 | 0 | 0 | 0 | 0 | 0 | 0 | 0 | 0 | 0 | 0 | 0 | 0 | 0 | 0 | 0 | 0 | 0 | 0 | 0 | 0 | 0 | 0 | 0
F5_Commercial_Retail_Existing_Food Preparation_Natural Gas_Oven_E8 | F5 | Commercial | Retail | Existing | Food Preparation | Natural Gas | Oven | E8 | Utility - Cost of Operation | 0 | 0 | 0 | 0 | 0 | 0 | 0 | 0 | 0 | 0 | 0 | 0 | 0 | 0 | 0 | 0 | 0 | 0 | 0 | 0 | 0 | 0 | 0 | 0 | 0 | 0 | 0
F5_Commercial_Retail_Existing_Food Preparation_Natural Gas_Oven_E9 | F5 | Commercial | Retail | Existing | Food Preparation | Natural Gas | Oven | E9 | Utility - Cost of Operation | 0 | 0 | 0 | 0 | 0 | 0 | 0 | 0 | 0 | 0 | 0 | 0 | 0 | 0 | 0 | 0 | 0 | 0 | 0 | 0 | 0 | 0 | 0 | 0 | 0 | 0 | 0
F5_Commercial_Retail_Existing_Food Preparation_Natural Gas_Oven_E10 | F5 | Commercial | Retail | Existing | Food Preparation | Natural Gas | Oven | E10 | Utility - Cost of Operation | 0 | 0 | 0 | 0 | 0 | 0 | 0 | 0 | 0 | 0 | 0 | 0 | 0 | 0 | 0 | 0 | 0 | 0 | 0 | 0 | 0 | 0 | 0 | 0 | 0 | 0 | 0
F6_Commercial_Retail_Existing_Food Preparation_Natural Gas_Oven_E1 | F6 | Commercial | Retail | Existing | Food Preparation | Natural Gas | Oven | E1 | Utility - Value of Sales | 0 | 0 | 0 | 0 | 0 | 0 | 0 | 0 | 0 | 0 | 0 | 0 | 0 | 0 | 0 | 0 | 0 | 0 | 0 | 0 | 0 | 0 | 0 | 0 | 0 | 0 | 0
F6_Commercial_Retail_Existing_Food Preparation_Natural Gas_Oven_E2 | F6 | Commercial | Retail | Existing | Food Preparation | Natural Gas | Oven | E2 | Utility - Value of Sales | 0 | 0 | 0 | 0 | 0 | 0 | 0 | 0 | 0 | 0 | 0 | 0 | 0 | 0 | 0 | 0 | 0 | 0 | 0 | 0 | 0 | 0 | 0 | 0 | 0 | 0 | 0
F6_Commercial_Retail_Existing_Food Preparation_Natural Gas_Oven_E3 | F6 | Commercial | Retail | Existing | Food Preparation | Natural Gas | Oven | E3 | Utility - Value of Sales | 0 | 0 | 0 | 0 | 0 | 0 | 0 | 0 | 0 | 0 | 0 | 0 | 0 | 0 | 0 | 0 | 0 | 0 | 0 | 0 | 0 | 0 | 0 | 0 | 0 | 0 | 0
F6_Commercial_Retail_Existing_Food Preparation_Natural Gas_Oven_E4 | F6 | Commercial | Retail | Existing | Food Preparation | Natural Gas | Oven | E4 | Utility - Value of Sales | 0 | 0 | 0 | 0 | 0 | 0 | 0 | 0 | 0 | 0 | 0 | 0 | 0 | 0 | 0 | 0 | 0 | 0 | 0 | 0 | 0 | 0 | 0 | 0 | 0 | 0 | 0
F6_Commercial_Retail_Existing_Food Preparation_Natural Gas_Oven_E5 | F6 | Commercial | Retail | Existing | Food Preparation | Natural Gas | Oven | E5 | Utility - Value of Sales | 0 | 0 | 0 | 0 | 0 | 0 | 0 | 0 | 0 | 0 | 0 | 0 | 0 | 0 | 0 | 0 | 0 | 0 | 0 | 0 | 0 | 0 | 0 | 0 | 0 | 0 | 0
F6_Commercial_Retail_Existing_Food Preparation_Natural Gas_Oven_E6 | F6 | Commercial | Retail | Existing | Food Preparation | Natural Gas | Oven | E6 | Utility - Value of Sales | 0 | 0 | 0 | 0 | 0 | 0 | 0 | 0 | 0 | 0 | 0 | 0 | 0 | 0 | 0 | 0 | 0 | 0 | 0 | 0 | 0 | 0 | 0 | 0 | 0 | 0 | 0
F6_Commercial_Retail_Existing_Food Preparation_Natural Gas_Oven_E7 | F6 | Commercial | Retail | Existing | Food Preparation | Natural Gas | Oven | E7 | Utility - Value of Sales | 0 | 0 | 0 | 0 | 0 | 0 | 0 | 0 | 0 | 0 | 0 | 0 | 0 | 0 | 0 | 0 | 0 | 0 | 0 | 0 | 0 | 0 | 0 | 0 | 0 | 0 | 0
F6_Commercial_Retail_Existing_Food Preparation_Natural Gas_Oven_E8 | F6 | Commercial | Retail | Existing | Food Preparation | Natural Gas | Oven | E8 | Utility - Value of Sales | 0 | 0 | 0 | 0 | 0 | 0 | 0 | 0 | 0 | 0 | 0 | 0 | 0 | 0 | 0 | 0 | 0 | 0 | 0 | 0 | 0 | 0 | 0 | 0 | 0 | 0 | 0
F6_Commercial_Retail_Existing_Food Preparation_Natural Gas_Oven_E9 | F6 | Commercial | Retail | Existing | Food Preparation | Natural Gas | Oven | E9 | Utility - Value of Sales | 0 | 0 | 0 | 0 | 0 | 0 | 0 | 0 | 0 | 0 | 0 | 0 | 0 | 0 | 0 | 0 | 0 | 0 | 0 | 0 | 0 | 0 | 0 | 0 | 0 | 0 | 0
F6_Commercial_Retail_Existing_Food Preparation_Natural Gas_Oven_E10 | F6 | Commercial | Retail | Existing | Food Preparation | Natural Gas | Oven | E10 | Utility - Value of Sales | 0 | 0 | 0 | 0 | 0 | 0 | 0 | 0 | 0 | 0 | 0 | 0 | 0 | 0 | 0 | 0 | 0 | 0 | 0 | 0 | 0 | 0 | 0 | 0 | 0 | 0 | 0
F1_Commercial_Retail_Existing_Food Preparation_Natural Gas_Conveyor Oven_E1 | F1 | Commercial | Retail | Existing | Food Preparation | Natural Gas | Conveyor Oven | E1 | RVT - Cost of Equipment | 1.1974 | 1.1974 | 1.1974 | 1.1974 | 1.1974 | 1.1974 | 1.1974 | 1.1974 | 1.1974 | 1.1974 | 1.1974 | 1.1974 | 1.1974 | 1.1974 | 1.1974 | 1.1974 | 1.1974 | 1.1974 | 1.1974 | 1.1974 | 1.1974 | 1.1974 | 1.1974 | 1.1974 | 1.1974 | 1.1974 | 1.1974
F1_Commercial_Retail_Existing_Food Preparation_Natural Gas_Conveyor Oven_E2 | F1 | Commercial | Retail | Existing | Food Preparation | Natural Gas | Conveyor Oven | E2 | RVT - Cost of Equipment | 1.4598 | 1.4598 | 1.4598 | 1.4598 | 1.4598 | 1.4598 | 1.4598 | 1.4598 | 1.4598 | 1.4598 | 1.4598 | 1.4598 | 1.4598 | 1.4598 | 1.4598 | 1.4598 | 1.4598 | 1.4598 | 1.4598 | 1.4598 | 1.4598 | 1.4598 | 1.4598 | 1.4598 | 1.4598 | 1.4598 | 1.4598
F1_Commercial_Retail_Existing_Food Preparation_Natural Gas_Conveyor Oven_E3 | F1 | Commercial | Retail | Existing | Food Preparation | Natural Gas | Conveyor Oven | E3 | RVT - Cost of Equipment | 0 | 0 | 0 | 0 | 0 | 0 | 0 | 0 | 0 | 0 | 0 | 0 | 0 | 0 | 0 | 0 | 0 | 0 | 0 | 0 | 0 | 0 | 0 | 0 | 0 | 0 | 0
F1_Commercial_Retail_Existing_Food Preparation_Natural Gas_Conveyor Oven_E4 | F1 | Commercial | Retail | Existing | Food Preparation | Natural Gas | Conveyor Oven | E4 | RVT - Cost of Equipment | 0 | 0 | 0 | 0 | 0 | 0 | 0 | 0 | 0 | 0 | 0 | 0 | 0 | 0 | 0 | 0 | 0 | 0 | 0 | 0 | 0 | 0 | 0 | 0 | 0 | 0 | 0
F1_Commercial_Retail_Existing_Food Preparation_Natural Gas_Conveyor Oven_E5 | F1 | Commercial | Retail | Existing | Food Preparation | Natural Gas | Conveyor Oven | E5 | RVT - Cost of Equipment | 0 | 0 | 0 | 0 | 0 | 0 | 0 | 0 | 0 | 0 | 0 | 0 | 0 | 0 | 0 | 0 | 0 | 0 | 0 | 0 | 0 | 0 | 0 | 0 | 0 | 0 | 0
F1_Commercial_Retail_Existing_Food Preparation_Natural Gas_Conveyor Oven_E6 | F1 | Commercial | Retail | Existing | Food Preparation | Natural Gas | Conveyor Oven | E6 | RVT - Cost of Equipment | 0 | 0 | 0 | 0 | 0 | 0 | 0 | 0 | 0 | 0 | 0 | 0 | 0 | 0 | 0 | 0 | 0 | 0 | 0 | 0 | 0 | 0 | 0 | 0 | 0 | 0 | 0
F1_Commercial_Retail_Existing_Food Preparation_Natural Gas_Conveyor Oven_E7 | F1 | Commercial | Retail | Existing | Food Preparation | Natural Gas | Conveyor Oven | E7 | RVT - Cost of Equipment | 0 | 0 | 0 | 0 | 0 | 0 | 0 | 0 | 0 | 0 | 0 | 0 | 0 | 0 | 0 | 0 | 0 | 0 | 0 | 0 | 0 | 0 | 0 | 0 | 0 | 0 | 0
F1_Commercial_Retail_Existing_Food Preparation_Natural Gas_Conveyor Oven_E8 | F1 | Commercial | Retail | Existing | Food Preparation | Natural Gas | Conveyor Oven | E8 | RVT - Cost of Equipment | 0 | 0 | 0 | 0 | 0 | 0 | 0 | 0 | 0 | 0 | 0 | 0 | 0 | 0 | 0 | 0 | 0 | 0 | 0 | 0 | 0 | 0 | 0 | 0 | 0 | 0 | 0
F1_Commercial_Retail_Existing_Food Preparation_Natural Gas_Conveyor Oven_E9 | F1 | Commercial | Retail | Existing | Food Preparation | Natural Gas | Conveyor Oven | E9 | RVT - Cost of Equipment | 0 | 0 | 0 | 0 | 0 | 0 | 0 | 0 | 0 | 0 | 0 | 0 | 0 | 0 | 0 | 0 | 0 | 0 | 0 | 0 | 0 | 0 | 0 | 0 | 0 | 0 | 0
F1_Commercial_Retail_Existing_Food Preparation_Natural Gas_Conveyor Oven_E10 | F1 | Commercial | Retail | Existing | Food Preparation | Natural Gas | Conveyor Oven | E10 | RVT - Cost of Equipment | 0 | 0 | 0 | 0 | 0 | 0 | 0 | 0 | 0 | 0 | 0 | 0 | 0 | 0 | 0 | 0 | 0 | 0 | 0 | 0 | 0 | 0 | 0 | 0 | 0 | 0 | 0
F2_Commercial_Retail_Existing_Food Preparation_Natural Gas_Conveyor Oven_E1 | F2 | Commercial | Retail | Existing | Food Preparation | Natural Gas | Conveyor Oven | E1 | RVT - Cost of Operation | 0 | 0 | 0 | 0 | 0 | 0 | 0 | 0 | 0 | 0 | 0 | 0 | 0 | 0 | 0 | 0 | 0 | 0 | 0 | 0 | 0 | 0 | 0 | 0 | 0 | 0 | 0
F2_Commercial_Retail_Existing_Food Preparation_Natural Gas_Conveyor Oven_E2 | F2 | Commercial | Retail | Existing | Food Preparation | Natural Gas | Conveyor Oven | E2 | RVT - Cost of Operation | 0 | 0 | 0 | 0 | 0 | 0 | 0 | 0 | 0 | 0 | 0 | 0 | 0 | 0 | 0 | 0 | 0 | 0 | 0 | 0 | 0 | 0 | 0 | 0 | 0 | 0 | 0
F2_Commercial_Retail_Existing_Food Preparation_Natural Gas_Conveyor Oven_E3 | F2 | Commercial | Retail | Existing | Food Preparation | Natural Gas | Conveyor Oven | E3 | RVT - Cost of Operation | 0 | 0 | 0 | 0 | 0 | 0 | 0 | 0 | 0 | 0 | 0 | 0 | 0 | 0 | 0 | 0 | 0 | 0 | 0 | 0 | 0 | 0 | 0 | 0 | 0 | 0 | 0
F2_Commercial_Retail_Existing_Food Preparation_Natural Gas_Conveyor Oven_E4 | F2 | Commercial | Retail | Existing | Food Preparation | Natural Gas | Conveyor Oven | E4 | RVT - Cost of Operation | 0 | 0 | 0 | 0 | 0 | 0 | 0 | 0 | 0 | 0 | 0 | 0 | 0 | 0 | 0 | 0 | 0 | 0 | 0 | 0 | 0 | 0 | 0 | 0 | 0 | 0 | 0
F2_Commercial_Retail_Existing_Food Preparation_Natural Gas_Conveyor Oven_E5 | F2 | Commercial | Retail | Existing | Food Preparation | Natural Gas | Conveyor Oven | E5 | RVT - Cost of Operation | 0 | 0 | 0 | 0 | 0 | 0 | 0 | 0 | 0 | 0 | 0 | 0 | 0 | 0 | 0 | 0 | 0 | 0 | 0 | 0 | 0 | 0 | 0 | 0 | 0 | 0 | 0
F2_Commercial_Retail_Existing_Food Preparation_Natural Gas_Conveyor Oven_E6 | F2 | Commercial | Retail | Existing | Food Preparation | Natural Gas | Conveyor Oven | E6 | RVT - Cost of Operation | 0 | 0 | 0 | 0 | 0 | 0 | 0 | 0 | 0 | 0 | 0 | 0 | 0 | 0 | 0 | 0 | 0 | 0 | 0 | 0 | 0 | 0 | 0 | 0 | 0 | 0 | 0
F2_Commercial_Retail_Existing_Food Preparation_Natural Gas_Conveyor Oven_E7 | F2 | Commercial | Retail | Existing | Food Preparation | Natural Gas | Conveyor Oven | E7 | RVT - Cost of Operation | 0 | 0 | 0 | 0 | 0 | 0 | 0 | 0 | 0 | 0 | 0 | 0 | 0 | 0 | 0 | 0 | 0 | 0 | 0 | 0 | 0 | 0 | 0 | 0 | 0 | 0 | 0
F2_Commercial_Retail_Existing_Food Preparation_Natural Gas_Conveyor Oven_E8 | F2 | Commercial | Retail | Existing | Food Preparation | Natural Gas | Conveyor Oven | E8 | RVT - Cost of Operation | 0 | 0 | 0 | 0 | 0 | 0 | 0 | 0 | 0 | 0 | 0 | 0 | 0 | 0 | 0 | 0 | 0 | 0 | 0 | 0 | 0 | 0 | 0 | 0 | 0 | 0 | 0
F2_Commercial_Retail_Existing_Food Preparation_Natural Gas_Conveyor Oven_E9 | F2 | Commercial | Retail | Existing | Food Preparation | Natural Gas | Conveyor Oven | E9 | RVT - Cost of Operation | 0 | 0 | 0 | 0 | 0 | 0 | 0 | 0 | 0 | 0 | 0 | 0 | 0 | 0 | 0 | 0 | 0 | 0 | 0 | 0 | 0 | 0 | 0 | 0 | 0 | 0 | 0
F2_Commercial_Retail_Existing_Food Preparation_Natural Gas_Conveyor Oven_E10 | F2 | Commercial | Retail | Existing | Food Preparation | Natural Gas | Conveyor Oven | E10 | RVT - Cost of Operation | 0 | 0 | 0 | 0 | 0 | 0 | 0 | 0 | 0 | 0 | 0 | 0 | 0 | 0 | 0 | 0 | 0 | 0 | 0 | 0 | 0 | 0 | 0 | 0 | 0 | 0 | 0
F3_Commercial_Retail_Existing_Food Preparation_Natural Gas_Conveyor Oven_E1 | F3 | Commercial | Retail | Existing | Food Preparation | Natural Gas | Conveyor Oven | E1 | System - kBTUs of Consumption | 306.7487 | 306.7487 | 306.7487 | 306.7487 | 306.7487 | 306.7487 | 306.7487 | 306.7487 | 306.7487 | 306.7487 | 306.7487 | 306.7487 | 306.7487 | 306.7487 | 306.7487 | 306.7487 | 306.7487 | 306.7487 | 306.7487 | 306.7487 | 306.7487 | 306.7487 | 306.7487 | 306.7487 | 306.7487 | 306.7487 | 306.7487
F3_Commercial_Retail_Existing_Food Preparation_Natural Gas_Conveyor Oven_E2 | F3 | Commercial | Retail | Existing | Food Preparation | Natural Gas | Conveyor Oven | E2 | System - kBTUs of Consumption | 233.1766 | 233.1766 | 233.1766 | 233.1766 | 233.1766 | 233.1766 | 233.1766 | 233.1766 | 233.1766 | 233.1766 | 233.1766 | 233.1766 | 233.1766 | 233.1766 | 233.1766 | 233.1766 | 233.1766 | 233.1766 | 233.1766 | 233.1766 | 233.1766 | 233.1766 | 233.1766 | 233.1766 | 233.1766 | 233.1766 | 233.1766
F3_Commercial_Retail_Existing_Food Preparation_Natural Gas_Conveyor Oven_E3 | F3 | Commercial | Retail | Existing | Food Preparation | Natural Gas | Conveyor Oven | E3 | System - kBTUs of Consumption | 0 | 0 | 0 | 0 | 0 | 0 | 0 | 0 | 0 | 0 | 0 | 0 | 0 | 0 | 0 | 0 | 0 | 0 | 0 | 0 | 0 | 0 | 0 | 0 | 0 | 0 | 0
F3_Commercial_Retail_Existing_Food Preparation_Natural Gas_Conveyor Oven_E4 | F3 | Commercial | Retail | Existing | Food Preparation | Natural Gas | Conveyor Oven | E4 | System - kBTUs of Consumption | 0 | 0 | 0 | 0 | 0 | 0 | 0 | 0 | 0 | 0 | 0 | 0 | 0 | 0 | 0 | 0 | 0 | 0 | 0 | 0 | 0 | 0 | 0 | 0 | 0 | 0 | 0
F3_Commercial_Retail_Existing_Food Preparation_Natural Gas_Conveyor Oven_E5 | F3 | Commercial | Retail | Existing | Food Preparation | Natural Gas | Conveyor Oven | E5 | System - kBTUs of Consumption | 0 | 0 | 0 | 0 | 0 | 0 | 0 | 0 | 0 | 0 | 0 | 0 | 0 | 0 | 0 | 0 | 0 | 0 | 0 | 0 | 0 | 0 | 0 | 0 | 0 | 0 | 0
F3_Commercial_Retail_Existing_Food Preparation_Natural Gas_Conveyor Oven_E6 | F3 | Commercial | Retail | Existing | Food Preparation | Natural Gas | Conveyor Oven | E6 | System - kBTUs of Consumption | 0 | 0 | 0 | 0 | 0 | 0 | 0 | 0 | 0 | 0 | 0 | 0 | 0 | 0 | 0 | 0 | 0 | 0 | 0 | 0 | 0 | 0 | 0 | 0 | 0 | 0 | 0
F3_Commercial_Retail_Existing_Food Preparation_Natural Gas_Conveyor Oven_E7 | F3 | Commercial | Retail | Existing | Food Preparation | Natural Gas | Conveyor Oven | E7 | System - kBTUs of Consumption | 0 | 0 | 0 | 0 | 0 | 0 | 0 | 0 | 0 | 0 | 0 | 0 | 0 | 0 | 0 | 0 | 0 | 0 | 0 | 0 | 0 | 0 | 0 | 0 | 0 | 0 | 0
F3_Commercial_Retail_Existing_Food Preparation_Natural Gas_Conveyor Oven_E8 | F3 | Commercial | Retail | Existing | Food Preparation | Natural Gas | Conveyor Oven | E8 | System - kBTUs of Consumption | 0 | 0 | 0 | 0 | 0 | 0 | 0 | 0 | 0 | 0 | 0 | 0 | 0 | 0 | 0 | 0 | 0 | 0 | 0 | 0 | 0 | 0 | 0 | 0 | 0 | 0 | 0
F3_Commercial_Retail_Existing_Food Preparation_Natural Gas_Conveyor Oven_E9 | F3 | Commercial | Retail | Existing | Food Preparation | Natural Gas | Conveyor Oven | E9 | System - kBTUs of Consumption | 0 | 0 | 0 | 0 | 0 | 0 | 0 | 0 | 0 | 0 | 0 | 0 | 0 | 0 | 0 | 0 | 0 | 0 | 0 | 0 | 0 | 0 | 0 | 0 | 0 | 0 | 0
F3_Commercial_Retail_Existing_Food Preparation_Natural Gas_Conveyor Oven_E10 | F3 | Commercial | Retail | Existing | Food Preparation | Natural Gas | Conveyor Oven | E10 | System - kBTUs of Consumption | 0 | 0 | 0 | 0 | 0 | 0 | 0 | 0 | 0 | 0 | 0 | 0 | 0 | 0 | 0 | 0 | 0 | 0 | 0 | 0 | 0 | 0 | 0 | 0 | 0 | 0 | 0
F4_Commercial_Retail_Existing_Food Preparation_Natural Gas_Conveyor Oven_E1 | F4 | Commercial | Retail | Existing | Food Preparation | Natural Gas | Conveyor Oven | E1 | Utility - Cost of Equipment | 1.1974 | 1.1974 | 1.1974 | 1.1974 | 1.1974 | 1.1974 | 1.1974 | 1.1974 | 1.1974 | 1.1974 | 1.1974 | 1.1974 | 1.1974 | 1.1974 | 1.1974 | 1.1974 | 1.1974 | 1.1974 | 1.1974 | 1.1974 | 1.1974 | 1.1974 | 1.1974 | 1.1974 | 1.1974 | 1.1974 | 1.1974
F4_Commercial_Retail_Existing_Food Preparation_Natural Gas_Conveyor Oven_E2 | F4 | Commercial | Retail | Existing | Food Preparation | Natural Gas | Conveyor Oven | E2 | Utility - Cost of Equipment | 1.4598 | 1.4598 | 1.4598 | 1.4598 | 1.4598 | 1.4598 | 1.4598 | 1.4598 | 1.4598 | 1.4598 | 1.4598 | 1.4598 | 1.4598 | 1.4598 | 1.4598 | 1.4598 | 1.4598 | 1.4598 | 1.4598 | 1.4598 | 1.4598 | 1.4598 | 1.4598 | 1.4598 | 1.4598 | 1.4598 | 1.4598
F4_Commercial_Retail_Existing_Food Preparation_Natural Gas_Conveyor Oven_E3 | F4 | Commercial | Retail | Existing | Food Preparation | Natural Gas | Conveyor Oven | E3 | Utility - Cost of Equipment | 0 | 0 | 0 | 0 | 0 | 0 | 0 | 0 | 0 | 0 | 0 | 0 | 0 | 0 | 0 | 0 | 0 | 0 | 0 | 0 | 0 | 0 | 0 | 0 | 0 | 0 | 0
F4_Commercial_Retail_Existing_Food Preparation_Natural Gas_Conveyor Oven_E4 | F4 | Commercial | Retail | Existing | Food Preparation | Natural Gas | Conveyor Oven | E4 | Utility - Cost of Equipment | 0 | 0 | 0 | 0 | 0 | 0 | 0 | 0 | 0 | 0 | 0 | 0 | 0 | 0 | 0 | 0 | 0 | 0 | 0 | 0 | 0 | 0 | 0 | 0 | 0 | 0 | 0
F4_Commercial_Retail_Existing_Food Preparation_Natural Gas_Conveyor Oven_E5 | F4 | Commercial | Retail | Existing | Food Preparation | Natural Gas | Conveyor Oven | E5 | Utility - Cost of Equipment | 0 | 0 | 0 | 0 | 0 | 0 | 0 | 0 | 0 | 0 | 0 | 0 | 0 | 0 | 0 | 0 | 0 | 0 | 0 | 0 | 0 | 0 | 0 | 0 | 0 | 0 | 0
F4_Commercial_Retail_Existing_Food Preparation_Natural Gas_Conveyor Oven_E6 | F4 | Commercial | Retail | Existing | Food Preparation | Natural Gas | Conveyor Oven | E6 | Utility - Cost of Equipment | 0 | 0 | 0 | 0 | 0 | 0 | 0 | 0 | 0 | 0 | 0 | 0 | 0 | 0 | 0 | 0 | 0 | 0 | 0 | 0 | 0 | 0 | 0 | 0 | 0 | 0 | 0
F4_Commercial_Retail_Existing_Food Preparation_Natural Gas_Conveyor Oven_E7 | F4 | Commercial | Retail | Existing | Food Preparation | Natural Gas | Conveyor Oven | E7 | Utility - Cost of Equipment | 0 | 0 | 0 | 0 | 0 | 0 | 0 | 0 | 0 | 0 | 0 | 0 | 0 | 0 | 0 | 0 | 0 | 0 | 0 | 0 | 0 | 0 | 0 | 0 | 0 | 0 | 0
F4_Commercial_Retail_Existing_Food Preparation_Natural Gas_Conveyor Oven_E8 | F4 | Commercial | Retail | Existing | Food Preparation | Natural Gas | Conveyor Oven | E8 | Utility - Cost of Equipment | 0 | 0 | 0 | 0 | 0 | 0 | 0 | 0 | 0 | 0 | 0 | 0 | 0 | 0 | 0 | 0 | 0 | 0 | 0 | 0 | 0 | 0 | 0 | 0 | 0 | 0 | 0
F4_Commercial_Retail_Existing_Food Preparation_Natural Gas_Conveyor Oven_E9 | F4 | Commercial | Retail | Existing | Food Preparation | Natural Gas | Conveyor Oven | E9 | Utility - Cost of Equipment | 0 | 0 | 0 | 0 | 0 | 0 | 0 | 0 | 0 | 0 | 0 | 0 | 0 | 0 | 0 | 0 | 0 | 0 | 0 | 0 | 0 | 0 | 0 | 0 | 0 | 0 | 0
F4_Commercial_Retail_Existing_Food Preparation_Natural Gas_Conveyor Oven_E10 | F4 | Commercial | Retail | Existing | Food Preparation | Natural Gas | Conveyor Oven | E10 | Utility - Cost of Equipment | 0 | 0 | 0 | 0 | 0 | 0 | 0 | 0 | 0 | 0 | 0 | 0 | 0 | 0 | 0 | 0 | 0 | 0 | 0 | 0 | 0 | 0 | 0 | 0 | 0 | 0 | 0
F5_Commercial_Retail_Existing_Food Preparation_Natural Gas_Conveyor Oven_E1 | F5 | Commercial | Retail | Existing | Food Preparation | Natural Gas | Conveyor Oven | E1 | Utility - Cost of Operation | 4.2621 | 4.2427 | 4.2251 | 4.2078 | 4.2273 | 4.265 | 4.3063 | 4.341 | 4.3639 | 4.374 | 4.3748 | 4.3684 | 4.3553 | 4.3316 | 4.2985 | 4.2554 | 4.2004 | 4.1339 | 4.0539 | 3.9581 | 3.8453 | 3.7148 | 3.5995 | 3.5266 | 3.498 | 3.5151 | 3.5323
F5_Commercial_Retail_Existing_Food Preparation_Natural Gas_Conveyor Oven_E2 | F5 | Commercial | Retail | Existing | Food Preparation | Natural Gas | Conveyor Oven | E2 | Utility - Cost of Operation | 3.2399 | 3.2251 | 3.2117 | 3.1985 | 3.2134 | 3.242 | 3.2734 | 3.2999 | 3.3172 | 3.3249 | 3.3255 | 3.3207 | 3.3107 | 3.2927 | 3.2676 | 3.2348 | 3.1929 | 3.1424 | 3.0816 | 3.0088 | 2.923 | 2.8238 | 2.7362 | 2.6808 | 2.659 | 2.672 | 2.6851
F5_Commercial_Retail_Existing_Food Preparation_Natural Gas_Conveyor Oven_E3 | F5 | Commercial | Retail | Existing | Food Preparation | Natural Gas | Conveyor Oven | E3 | Utility - Cost of Operation | 0 | 0 | 0 | 0 | 0 | 0 | 0 | 0 | 0 | 0 | 0 | 0 | 0 | 0 | 0 | 0 | 0 | 0 | 0 | 0 | 0 | 0 | 0 | 0 | 0 | 0 | 0
F5_Commercial_Retail_Existing_Food Preparation_Natural Gas_Conveyor Oven_E4 | F5 | Commercial | Retail | Existing | Food Preparation | Natural Gas | Conveyor Oven | E4 | Utility - Cost of Operation | 0 | 0 | 0 | 0 | 0 | 0 | 0 | 0 | 0 | 0 | 0 | 0 | 0 | 0 | 0 | 0 | 0 | 0 | 0 | 0 | 0 | 0 | 0 | 0 | 0 | 0 | 0
F5_Commercial_Retail_Existing_Food Preparation_Natural Gas_Conveyor Oven_E5 | F5 | Commercial | Retail | Existing | Food Preparation | Natural Gas | Conveyor Oven | E5 | Utility - Cost of Operation | 0 | 0 | 0 | 0 | 0 | 0 | 0 | 0 | 0 | 0 | 0 | 0 | 0 | 0 | 0 | 0 | 0 | 0 | 0 | 0 | 0 | 0 | 0 | 0 | 0 | 0 | 0
F5_Commercial_Retail_Existing_Food Preparation_Natural Gas_Conveyor Oven_E6 | F5 | Commercial | Retail | Existing | Food Preparation | Natural Gas | Conveyor Oven | E6 | Utility - Cost of Operation | 0 | 0 | 0 | 0 | 0 | 0 | 0 | 0 | 0 | 0 | 0 | 0 | 0 | 0 | 0 | 0 | 0 | 0 | 0 | 0 | 0 | 0 | 0 | 0 | 0 | 0 | 0
F5_Commercial_Retail_Existing_Food Preparation_Natural Gas_Conveyor Oven_E7 | F5 | Commercial | Retail | Existing | Food Preparation | Natural Gas | Conveyor Oven | E7 | Utility - Cost of Operation | 0 | 0 | 0 | 0 | 0 | 0 | 0 | 0 | 0 | 0 | 0 | 0 | 0 | 0 | 0 | 0 | 0 | 0 | 0 | 0 | 0 | 0 | 0 | 0 | 0 | 0 | 0
F5_Commercial_Retail_Existing_Food Preparation_Natural Gas_Conveyor Oven_E8 | F5 | Commercial | Retail | Existing | Food Preparation | Natural Gas | Conveyor Oven | E8 | Utility - Cost of Operation | 0 | 0 | 0 | 0 | 0 | 0 | 0 | 0 | 0 | 0 | 0 | 0 | 0 | 0 | 0 | 0 | 0 | 0 | 0 | 0 | 0 | 0 | 0 | 0 | 0 | 0 | 0
F5_Commercial_Retail_Existing_Food Preparation_Natural Gas_Conveyor Oven_E9 | F5 | Commercial | Retail | Existing | Food Preparation | Natural Gas | Conveyor Oven | E9 | Utility - Cost of Operation | 0 | 0 | 0 | 0 | 0 | 0 | 0 | 0 | 0 | 0 | 0 | 0 | 0 | 0 | 0 | 0 | 0 | 0 | 0 | 0 | 0 | 0 | 0 | 0 | 0 | 0 | 0
F5_Commercial_Retail_Existing_Food Preparation_Natural Gas_Conveyor Oven_E10 | F5 | Commercial | Retail | Existing | Food Preparation | Natural Gas | Conveyor Oven | E10 | Utility - Cost of Operation | 0 | 0 | 0 | 0 | 0 | 0 | 0 | 0 | 0 | 0 | 0 | 0 | 0 | 0 | 0 | 0 | 0 | 0 | 0 | 0 | 0 | 0 | 0 | 0 | 0 | 0 | 0
F6_Commercial_Retail_Existing_Food Preparation_Natural Gas_Conveyor Oven_E1 | F6 | Commercial | Retail | Existing | Food Preparation | Natural Gas | Conveyor Oven | E1 | Utility - Value of Sales | 0 | 0 | 0 | 0 | 0 | 0 | 0 | 0 | 0 | 0 | 0 | 0 | 0 | 0 | 0 | 0 | 0 | 0 | 0 | 0 | 0 | 0 | 0 | 0 | 0 | 0 | 0
F6_Commercial_Retail_Existing_Food Preparation_Natural Gas_Conveyor Oven_E2 | F6 | Commercial | Retail | Existing | Food Preparation | Natural Gas | Conveyor Oven | E2 | Utility - Value of Sales | 0 | 0 | 0 | 0 | 0 | 0 | 0 | 0 | 0 | 0 | 0 | 0 | 0 | 0 | 0 | 0 | 0 | 0 | 0 | 0 | 0 | 0 | 0 | 0 | 0 | 0 | 0
F6_Commercial_Retail_Existing_Food Preparation_Natural Gas_Conveyor Oven_E3 | F6 | Commercial | Retail | Existing | Food Preparation | Natural Gas | Conveyor Oven | E3 | Utility - Value of Sales | 0 | 0 | 0 | 0 | 0 | 0 | 0 | 0 | 0 | 0 | 0 | 0 | 0 | 0 | 0 | 0 | 0 | 0 | 0 | 0 | 0 | 0 | 0 | 0 | 0 | 0 | 0
F6_Commercial_Retail_Existing_Food Preparation_Natural Gas_Conveyor Oven_E4 | F6 | Commercial | Retail | Existing | Food Preparation | Natural Gas | Conveyor Oven | E4 | Utility - Value of Sales | 0 | 0 | 0 | 0 | 0 | 0 | 0 | 0 | 0 | 0 | 0 | 0 | 0 | 0 | 0 | 0 | 0 | 0 | 0 | 0 | 0 | 0 | 0 | 0 | 0 | 0 | 0
F6_Commercial_Retail_Existing_Food Preparation_Natural Gas_Conveyor Oven_E5 | F6 | Commercial | Retail | Existing | Food Preparation | Natural Gas | Conveyor Oven | E5 | Utility - Value of Sales | 0 | 0 | 0 | 0 | 0 | 0 | 0 | 0 | 0 | 0 | 0 | 0 | 0 | 0 | 0 | 0 | 0 | 0 | 0 | 0 | 0 | 0 | 0 | 0 | 0 | 0 | 0
F6_Commercial_Retail_Existing_Food Preparation_Natural Gas_Conveyor Oven_E6 | F6 | Commercial | Retail | Existing | Food Preparation | Natural Gas | Conveyor Oven | E6 | Utility - Value of Sales | 0 | 0 | 0 | 0 | 0 | 0 | 0 | 0 | 0 | 0 | 0 | 0 | 0 | 0 | 0 | 0 | 0 | 0 | 0 | 0 | 0 | 0 | 0 | 0 | 0 | 0 | 0
F6_Commercial_Retail_Existing_Food Preparation_Natural Gas_Conveyor Oven_E7 | F6 | Commercial | Retail | Existing | Food Preparation | Natural Gas | Conveyor Oven | E7 | Utility - Value of Sales | 0 | 0 | 0 | 0 | 0 | 0 | 0 | 0 | 0 | 0 | 0 | 0 | 0 | 0 | 0 | 0 | 0 | 0 | 0 | 0 | 0 | 0 | 0 | 0 | 0 | 0 | 0
F6_Commercial_Retail_Existing_Food Preparation_Natural Gas_Conveyor Oven_E8 | F6 | Commercial | Retail | Existing | Food Preparation | Natural Gas | Conveyor Oven | E8 | Utility - Value of Sales | 0 | 0 | 0 | 0 | 0 | 0 | 0 | 0 | 0 | 0 | 0 | 0 | 0 | 0 | 0 | 0 | 0 | 0 | 0 | 0 | 0 | 0 | 0 | 0 | 0 | 0 | 0
F6_Commercial_Retail_Existing_Food Preparation_Natural Gas_Conveyor Oven_E9 | F6 | Commercial | Retail | Existing | Food Preparation | Natural Gas | Conveyor Oven | E9 | Utility - Value of Sales | 0 | 0 | 0 | 0 | 0 | 0 | 0 | 0 | 0 | 0 | 0 | 0 | 0 | 0 | 0 | 0 | 0 | 0 | 0 | 0 | 0 | 0 | 0 | 0 | 0 | 0 | 0
F6_Commercial_Retail_Existing_Food Preparation_Natural Gas_Conveyor Oven_E10 | F6 | Commercial | Retail | Existing | Food Preparation | Natural Gas | Conveyor Oven | E10 | Utility - Value of Sales | 0 | 0 | 0 | 0 | 0 | 0 | 0 | 0 | 0 | 0 | 0 | 0 | 0 | 0 | 0 | 0 | 0 | 0 | 0 | 0 | 0 | 0 | 0 | 0 | 0 | 0 | 0
F1_Commercial_Retail_Existing_Food Preparation_Natural Gas_Double Rack Oven_E1 | F1 | Commercial | Retail | Existing | Food Preparation | Natural Gas | Double Rack Oven | E1 | RVT - Cost of Equipment | 2.3356 | 2.3356 | 2.3356 | 2.3356 | 2.3356 | 2.3356 | 2.3356 | 2.3356 | 2.3356 | 2.3356 | 2.3356 | 2.3356 | 2.3356 | 2.3356 | 2.3356 | 2.3356 | 2.3356 | 2.3356 | 2.3356 | 2.3356 | 2.3356 | 2.3356 | 2.3356 | 2.3356 | 2.3356 | 2.3356 | 2.3356
F1_Commercial_Retail_Existing_Food Preparation_Natural Gas_Double Rack Oven_E2 | F1 | Commercial | Retail | Existing | Food Preparation | Natural Gas | Double Rack Oven | E2 | RVT - Cost of Equipment | 3.2223 | 3.2223 | 3.2223 | 3.2223 | 3.2223 | 3.2223 | 3.2223 | 3.2223 | 3.2223 | 3.2223 | 3.2223 | 3.2223 | 3.2223 | 3.2223 | 3.2223 | 3.2223 | 3.2223 | 3.2223 | 3.2223 | 3.2223 | 3.2223 | 3.2223 | 3.2223 | 3.2223 | 3.2223 | 3.2223 | 3.2223
F1_Commercial_Retail_Existing_Food Preparation_Natural Gas_Double Rack Oven_E3 | F1 | Commercial | Retail | Existing | Food Preparation | Natural Gas | Double Rack Oven | E3 | RVT - Cost of Equipment | 0 | 0 | 0 | 0 | 0 | 0 | 0 | 0 | 0 | 0 | 0 | 0 | 0 | 0 | 0 | 0 | 0 | 0 | 0 | 0 | 0 | 0 | 0 | 0 | 0 | 0 | 0
F1_Commercial_Retail_Existing_Food Preparation_Natural Gas_Double Rack Oven_E4 | F1 | Commercial | Retail | Existing | Food Preparation | Natural Gas | Double Rack Oven | E4 | RVT - Cost of Equipment | 0 | 0 | 0 | 0 | 0 | 0 | 0 | 0 | 0 | 0 | 0 | 0 | 0 | 0 | 0 | 0 | 0 | 0 | 0 | 0 | 0 | 0 | 0 | 0 | 0 | 0 | 0
F1_Commercial_Retail_Existing_Food Preparation_Natural Gas_Double Rack Oven_E5 | F1 | Commercial | Retail | Existing | Food Preparation | Natural Gas | Double Rack Oven | E5 | RVT - Cost of Equipment | 0 | 0 | 0 | 0 | 0 | 0 | 0 | 0 | 0 | 0 | 0 | 0 | 0 | 0 | 0 | 0 | 0 | 0 | 0 | 0 | 0 | 0 | 0 | 0 | 0 | 0 | 0
F1_Commercial_Retail_Existing_Food Preparation_Natural Gas_Double Rack Oven_E6 | F1 | Commercial | Retail | Existing | Food Preparation | Natural Gas | Double Rack Oven | E6 | RVT - Cost of Equipment | 0 | 0 | 0 | 0 | 0 | 0 | 0 | 0 | 0 | 0 | 0 | 0 | 0 | 0 | 0 | 0 | 0 | 0 | 0 | 0 | 0 | 0 | 0 | 0 | 0 | 0 | 0
F1_Commercial_Retail_Existing_Food Preparation_Natural Gas_Double Rack Oven_E7 | F1 | Commercial | Retail | Existing | Food Preparation | Natural Gas | Double Rack Oven | E7 | RVT - Cost of Equipment | 0 | 0 | 0 | 0 | 0 | 0 | 0 | 0 | 0 | 0 | 0 | 0 | 0 | 0 | 0 | 0 | 0 | 0 | 0 | 0 | 0 | 0 | 0 | 0 | 0 | 0 | 0
F1_Commercial_Retail_Existing_Food Preparation_Natural Gas_Double Rack Oven_E8 | F1 | Commercial | Retail | Existing | Food Preparation | Natural Gas | Double Rack Oven | E8 | RVT - Cost of Equipment | 0 | 0 | 0 | 0 | 0 | 0 | 0 | 0 | 0 | 0 | 0 | 0 | 0 | 0 | 0 | 0 | 0 | 0 | 0 | 0 | 0 | 0 | 0 | 0 | 0 | 0 | 0
F1_Commercial_Retail_Existing_Food Preparation_Natural Gas_Double Rack Oven_E9 | F1 | Commercial | Retail | Existing | Food Preparation | Natural Gas | Double Rack Oven | E9 | RVT - Cost of Equipment | 0 | 0 | 0 | 0 | 0 | 0 | 0 | 0 | 0 | 0 | 0 | 0 | 0 | 0 | 0 | 0 | 0 | 0 | 0 | 0 | 0 | 0 | 0 | 0 | 0 | 0 | 0
F1_Commercial_Retail_Existing_Food Preparation_Natural Gas_Double Rack Oven_E10 | F1 | Commercial | Retail | Existing | Food Preparation | Natural Gas | Double Rack Oven | E10 | RVT - Cost of Equipment | 0 | 0 | 0 | 0 | 0 | 0 | 0 | 0 | 0 | 0 | 0 | 0 | 0 | 0 | 0 | 0 | 0 | 0 | 0 | 0 | 0 | 0 | 0 | 0 | 0 | 0 | 0
F2_Commercial_Retail_Existing_Food Preparation_Natural Gas_Double Rack Oven_E1 | F2 | Commercial | Retail | Existing | Food Preparation | Natural Gas | Double Rack Oven | E1 | RVT - Cost of Operation | 0 | 0 | 0 | 0 | 0 | 0 | 0 | 0 | 0 | 0 | 0 | 0 | 0 | 0 | 0 | 0 | 0 | 0 | 0 | 0 | 0 | 0 | 0 | 0 | 0 | 0 | 0
F2_Commercial_Retail_Existing_Food Preparation_Natural Gas_Double Rack Oven_E2 | F2 | Commercial | Retail | Existing | Food Preparation | Natural Gas | Double Rack Oven | E2 | RVT - Cost of Operation | 0 | 0 | 0 | 0 | 0 | 0 | 0 | 0 | 0 | 0 | 0 | 0 | 0 | 0 | 0 | 0 | 0 | 0 | 0 | 0 | 0 | 0 | 0 | 0 | 0 | 0 | 0
F2_Commercial_Retail_Existing_Food Preparation_Natural Gas_Double Rack Oven_E3 | F2 | Commercial | Retail | Existing | Food Preparation | Natural Gas | Double Rack Oven | E3 | RVT - Cost of Operation | 0 | 0 | 0 | 0 | 0 | 0 | 0 | 0 | 0 | 0 | 0 | 0 | 0 | 0 | 0 | 0 | 0 | 0 | 0 | 0 | 0 | 0 | 0 | 0 | 0 | 0 | 0
F2_Commercial_Retail_Existing_Food Preparation_Natural Gas_Double Rack Oven_E4 | F2 | Commercial | Retail | Existing | Food Preparation | Natural Gas | Double Rack Oven | E4 | RVT - Cost of Operation | 0 | 0 | 0 | 0 | 0 | 0 | 0 | 0 | 0 | 0 | 0 | 0 | 0 | 0 | 0 | 0 | 0 | 0 | 0 | 0 | 0 | 0 | 0 | 0 | 0 | 0 | 0
F2_Commercial_Retail_Existing_Food Preparation_Natural Gas_Double Rack Oven_E5 | F2 | Commercial | Retail | Existing | Food Preparation | Natural Gas | Double Rack Oven | E5 | RVT - Cost of Operation | 0 | 0 | 0 | 0 | 0 | 0 | 0 | 0 | 0 | 0 | 0 | 0 | 0 | 0 | 0 | 0 | 0 | 0 | 0 | 0 | 0 | 0 | 0 | 0 | 0 | 0 | 0
F2_Commercial_Retail_Existing_Food Preparation_Natural Gas_Double Rack Oven_E6 | F2 | Commercial | Retail | Existing | Food Preparation | Natural Gas | Double Rack Oven | E6 | RVT - Cost of Operation | 0 | 0 | 0 | 0 | 0 | 0 | 0 | 0 | 0 | 0 | 0 | 0 | 0 | 0 | 0 | 0 | 0 | 0 | 0 | 0 | 0 | 0 | 0 | 0 | 0 | 0 | 0
F2_Commercial_Retail_Existing_Food Preparation_Natural Gas_Double Rack Oven_E7 | F2 | Commercial | Retail | Existing | Food Preparation | Natural Gas | Double Rack Oven | E7 | RVT - Cost of Operation | 0 | 0 | 0 | 0 | 0 | 0 | 0 | 0 | 0 | 0 | 0 | 0 | 0 | 0 | 0 | 0 | 0 | 0 | 0 | 0 | 0 | 0 | 0 | 0 | 0 | 0 | 0
F2_Commercial_Retail_Existing_Food Preparation_Natural Gas_Double Rack Oven_E8 | F2 | Commercial | Retail | Existing | Food Preparation | Natural Gas | Double Rack Oven | E8 | RVT - Cost of Operation | 0 | 0 | 0 | 0 | 0 | 0 | 0 | 0 | 0 | 0 | 0 | 0 | 0 | 0 | 0 | 0 | 0 | 0 | 0 | 0 | 0 | 0 | 0 | 0 | 0 | 0 | 0
F2_Commercial_Retail_Existing_Food Preparation_Natural Gas_Double Rack Oven_E9 | F2 | Commercial | Retail | Existing | Food Preparation | Natural Gas | Double Rack Oven | E9 | RVT - Cost of Operation | 0 | 0 | 0 | 0 | 0 | 0 | 0 | 0 | 0 | 0 | 0 | 0 | 0 | 0 | 0 | 0 | 0 | 0 | 0 | 0 | 0 | 0 | 0 | 0 | 0 | 0 | 0
F2_Commercial_Retail_Existing_Food Preparation_Natural Gas_Double Rack Oven_E10 | F2 | Commercial | Retail | Existing | Food Preparation | Natural Gas | Double Rack Oven | E10 | RVT - Cost of Operation | 0 | 0 | 0 | 0 | 0 | 0 | 0 | 0 | 0 | 0 | 0 | 0 | 0 | 0 | 0 | 0 | 0 | 0 | 0 | 0 | 0 | 0 | 0 | 0 | 0 | 0 | 0
F3_Commercial_Retail_Existing_Food Preparation_Natural Gas_Double Rack Oven_E1 | F3 | Commercial | Retail | Existing | Food Preparation | Natural Gas | Double Rack Oven | E1 | System - kBTUs of Consumption | 521.6399 | 521.6399 | 521.6399 | 521.6399 | 521.6399 | 521.6399 | 521.6399 | 521.6399 | 521.6399 | 521.6399 | 521.6399 | 521.6399 | 521.6399 | 521.6399 | 521.6399 | 521.6399 | 521.6399 | 521.6399 | 521.6399 | 521.6399 | 521.6399 | 521.6399 | 521.6399 | 521.6399 | 521.6399 | 521.6399 | 521.6399
F3_Commercial_Retail_Existing_Food Preparation_Natural Gas_Double Rack Oven_E2 | F3 | Commercial | Retail | Existing | Food Preparation | Natural Gas | Double Rack Oven | E2 | System - kBTUs of Consumption | 306.847 | 306.847 | 306.847 | 306.847 | 306.847 | 306.847 | 306.847 | 306.847 | 306.847 | 306.847 | 306.847 | 306.847 | 306.847 | 306.847 | 306.847 | 306.847 | 306.847 | 306.847 | 306.847 | 306.847 | 306.847 | 306.847 | 306.847 | 306.847 | 306.847 | 306.847 | 306.847
F3_Commercial_Retail_Existing_Food Preparation_Natural Gas_Double Rack Oven_E3 | F3 | Commercial | Retail | Existing | Food Preparation | Natural Gas | Double Rack Oven | E3 | System - kBTUs of Consumption | 0 | 0 | 0 | 0 | 0 | 0 | 0 | 0 | 0 | 0 | 0 | 0 | 0 | 0 | 0 | 0 | 0 | 0 | 0 | 0 | 0 | 0 | 0 | 0 | 0 | 0 | 0
F3_Commercial_Retail_Existing_Food Preparation_Natural Gas_Double Rack Oven_E4 | F3 | Commercial | Retail | Existing | Food Preparation | Natural Gas | Double Rack Oven | E4 | System - kBTUs of Consumption | 0 | 0 | 0 | 0 | 0 | 0 | 0 | 0 | 0 | 0 | 0 | 0 | 0 | 0 | 0 | 0 | 0 | 0 | 0 | 0 | 0 | 0 | 0 | 0 | 0 | 0 | 0
F3_Commercial_Retail_Existing_Food Preparation_Natural Gas_Double Rack Oven_E5 | F3 | Commercial | Retail | Existing | Food Preparation | Natural Gas | Double Rack Oven | E5 | System - kBTUs of Consumption | 0 | 0 | 0 | 0 | 0 | 0 | 0 | 0 | 0 | 0 | 0 | 0 | 0 | 0 | 0 | 0 | 0 | 0 | 0 | 0 | 0 | 0 | 0 | 0 | 0 | 0 | 0
F3_Commercial_Retail_Existing_Food Preparation_Natural Gas_Double Rack Oven_E6 | F3 | Commercial | Retail | Existing | Food Preparation | Natural Gas | Double Rack Oven | E6 | System - kBTUs of Consumption | 0 | 0 | 0 | 0 | 0 | 0 | 0 | 0 | 0 | 0 | 0 | 0 | 0 | 0 | 0 | 0 | 0 | 0 | 0 | 0 | 0 | 0 | 0 | 0 | 0 | 0 | 0
F3_Commercial_Retail_Existing_Food Preparation_Natural Gas_Double Rack Oven_E7 | F3 | Commercial | Retail | Existing | Food Preparation | Natural Gas | Double Rack Oven | E7 | System - kBTUs of Consumption | 0 | 0 | 0 | 0 | 0 | 0 | 0 | 0 | 0 | 0 | 0 | 0 | 0 | 0 | 0 | 0 | 0 | 0 | 0 | 0 | 0 | 0 | 0 | 0 | 0 | 0 | 0
F3_Commercial_Retail_Existing_Food Preparation_Natural Gas_Double Rack Oven_E8 | F3 | Commercial | Retail | Existing | Food Preparation | Natural Gas | Double Rack Oven | E8 | System - kBTUs of Consumption | 0 | 0 | 0 | 0 | 0 | 0 | 0 | 0 | 0 | 0 | 0 | 0 | 0 | 0 | 0 | 0 | 0 | 0 | 0 | 0 | 0 | 0 | 0 | 0 | 0 | 0 | 0
F3_Commercial_Retail_Existing_Food Preparation_Natural Gas_Double Rack Oven_E9 | F3 | Commercial | Retail | Existing | Food Preparation | Natural Gas | Double Rack Oven | E9 | System - kBTUs of Consumption | 0 | 0 | 0 | 0 | 0 | 0 | 0 | 0 | 0 | 0 | 0 | 0 | 0 | 0 | 0 | 0 | 0 | 0 | 0 | 0 | 0 | 0 | 0 | 0 | 0 | 0 | 0
F3_Commercial_Retail_Existing_Food Preparation_Natural Gas_Double Rack Oven_E10 | F3 | Commercial | Retail | Existing | Food Preparation | Natural Gas | Double Rack Oven | E10 | System - kBTUs of Consumption | 0 | 0 | 0 | 0 | 0 | 0 | 0 | 0 | 0 | 0 | 0 | 0 | 0 | 0 | 0 | 0 | 0 | 0 | 0 | 0 | 0 | 0 | 0 | 0 | 0 | 0 | 0
F4_Commercial_Retail_Existing_Food Preparation_Natural Gas_Double Rack Oven_E1 | F4 | Commercial | Retail | Existing | Food Preparation | Natural Gas | Double Rack Oven | E1 | Utility - Cost of Equipment | 2.3356 | 2.3356 | 2.3356 | 2.3356 | 2.3356 | 2.3356 | 2.3356 | 2.3356 | 2.3356 | 2.3356 | 2.3356 | 2.3356 | 2.3356 | 2.3356 | 2.3356 | 2.3356 | 2.3356 | 2.3356 | 2.3356 | 2.3356 | 2.3356 | 2.3356 | 2.3356 | 2.3356 | 2.3356 | 2.3356 | 2.3356
F4_Commercial_Retail_Existing_Food Preparation_Natural Gas_Double Rack Oven_E2 | F4 | Commercial | Retail | Existing | Food Preparation | Natural Gas | Double Rack Oven | E2 | Utility - Cost of Equipment | 3.2223 | 3.2223 | 3.2223 | 3.2223 | 3.2223 | 3.2223 | 3.2223 | 3.2223 | 3.2223 | 3.2223 | 3.2223 | 3.2223 | 3.2223 | 3.2223 | 3.2223 | 3.2223 | 3.2223 | 3.2223 | 3.2223 | 3.2223 | 3.2223 | 3.2223 | 3.2223 | 3.2223 | 3.2223 | 3.2223 | 3.2223
F4_Commercial_Retail_Existing_Food Preparation_Natural Gas_Double Rack Oven_E3 | F4 | Commercial | Retail | Existing | Food Preparation | Natural Gas | Double Rack Oven | E3 | Utility - Cost of Equipment | 0 | 0 | 0 | 0 | 0 | 0 | 0 | 0 | 0 | 0 | 0 | 0 | 0 | 0 | 0 | 0 | 0 | 0 | 0 | 0 | 0 | 0 | 0 | 0 | 0 | 0 | 0
F4_Commercial_Retail_Existing_Food Preparation_Natural Gas_Double Rack Oven_E4 | F4 | Commercial | Retail | Existing | Food Preparation | Natural Gas | Double Rack Oven | E4 | Utility - Cost of Equipment | 0 | 0 | 0 | 0 | 0 | 0 | 0 | 0 | 0 | 0 | 0 | 0 | 0 | 0 | 0 | 0 | 0 | 0 | 0 | 0 | 0 | 0 | 0 | 0 | 0 | 0 | 0
F4_Commercial_Retail_Existing_Food Preparation_Natural Gas_Double Rack Oven_E5 | F4 | Commercial | Retail | Existing | Food Preparation | Natural Gas | Double Rack Oven | E5 | Utility - Cost of Equipment | 0 | 0 | 0 | 0 | 0 | 0 | 0 | 0 | 0 | 0 | 0 | 0 | 0 | 0 | 0 | 0 | 0 | 0 | 0 | 0 | 0 | 0 | 0 | 0 | 0 | 0 | 0
F4_Commercial_Retail_Existing_Food Preparation_Natural Gas_Double Rack Oven_E6 | F4 | Commercial | Retail | Existing | Food Preparation | Natural Gas | Double Rack Oven | E6 | Utility - Cost of Equipment | 0 | 0 | 0 | 0 | 0 | 0 | 0 | 0 | 0 | 0 | 0 | 0 | 0 | 0 | 0 | 0 | 0 | 0 | 0 | 0 | 0 | 0 | 0 | 0 | 0 | 0 | 0
F4_Commercial_Retail_Existing_Food Preparation_Natural Gas_Double Rack Oven_E7 | F4 | Commercial | Retail | Existing | Food Preparation | Natural Gas | Double Rack Oven | E7 | Utility - Cost of Equipment | 0 | 0 | 0 | 0 | 0 | 0 | 0 | 0 | 0 | 0 | 0 | 0 | 0 | 0 | 0 | 0 | 0 | 0 | 0 | 0 | 0 | 0 | 0 | 0 | 0 | 0 | 0
F4_Commercial_Retail_Existing_Food Preparation_Natural Gas_Double Rack Oven_E8 | F4 | Commercial | Retail | Existing | Food Preparation | Natural Gas | Double Rack Oven | E8 | Utility - Cost of Equipment | 0 | 0 | 0 | 0 | 0 | 0 | 0 | 0 | 0 | 0 | 0 | 0 | 0 | 0 | 0 | 0 | 0 | 0 | 0 | 0 | 0 | 0 | 0 | 0 | 0 | 0 | 0
F4_Commercial_Retail_Existing_Food Preparation_Natural Gas_Double Rack Oven_E9 | F4 | Commercial | Retail | Existing | Food Preparation | Natural Gas | Double Rack Oven | E9 | Utility - Cost of Equipment | 0 | 0 | 0 | 0 | 0 | 0 | 0 | 0 | 0 | 0 | 0 | 0 | 0 | 0 | 0 | 0 | 0 | 0 | 0 | 0 | 0 | 0 | 0 | 0 | 0 | 0 | 0
F4_Commercial_Retail_Existing_Food Preparation_Natural Gas_Double Rack Oven_E10 | F4 | Commercial | Retail | Existing | Food Preparation | Natural Gas | Double Rack Oven | E10 | Utility - Cost of Equipment | 0 | 0 | 0 | 0 | 0 | 0 | 0 | 0 | 0 | 0 | 0 | 0 | 0 | 0 | 0 | 0 | 0 | 0 | 0 | 0 | 0 | 0 | 0 | 0 | 0 | 0 | 0
F5_Commercial_Retail_Existing_Food Preparation_Natural Gas_Double Rack Oven_E1 | F5 | Commercial | Retail | Existing | Food Preparation | Natural Gas | Double Rack Oven | E1 | Utility - Cost of Operation | 7.1198 | 7.0436 | 6.9701 | 6.8998 | 6.9171 | 6.9918 | 7.1003 | 7.2211 | 7.3376 | 7.4369 | 7.5178 | 7.5757 | 7.6085 | 7.6048 | 7.5636 | 7.4844 | 7.3685 | 7.2224 | 7.0478 | 6.8404 | 6.5971 | 6.3168 | 6.0682 | 5.9084 | 5.8413 | 5.8699 | 5.8987
F5_Commercial_Retail_Existing_Food Preparation_Natural Gas_Double Rack Oven_E2 | F5 | Commercial | Retail | Existing | Food Preparation | Natural Gas | Double Rack Oven | E2 | Utility - Cost of Operation | 4.1881 | 4.1433 | 4.1001 | 4.0587 | 4.0689 | 4.1128 | 4.1766 | 4.2477 | 4.3162 | 4.3746 | 4.4222 | 4.4563 | 4.4756 | 4.4734 | 4.4491 | 4.4026 | 4.3344 | 4.2485 | 4.1458 | 4.0238 | 3.8807 | 3.7157 | 3.5695 | 3.4756 | 3.436 | 3.4529 | 3.4698
F5_Commercial_Retail_Existing_Food Preparation_Natural Gas_Double Rack Oven_E3 | F5 | Commercial | Retail | Existing | Food Preparation | Natural Gas | Double Rack Oven | E3 | Utility - Cost of Operation | 0 | 0 | 0 | 0 | 0 | 0 | 0 | 0 | 0 | 0 | 0 | 0 | 0 | 0 | 0 | 0 | 0 | 0 | 0 | 0 | 0 | 0 | 0 | 0 | 0 | 0 | 0
F5_Commercial_Retail_Existing_Food Preparation_Natural Gas_Double Rack Oven_E4 | F5 | Commercial | Retail | Existing | Food Preparation | Natural Gas | Double Rack Oven | E4 | Utility - Cost of Operation | 0 | 0 | 0 | 0 | 0 | 0 | 0 | 0 | 0 | 0 | 0 | 0 | 0 | 0 | 0 | 0 | 0 | 0 | 0 | 0 | 0 | 0 | 0 | 0 | 0 | 0 | 0
F5_Commercial_Retail_Existing_Food Preparation_Natural Gas_Double Rack Oven_E5 | F5 | Commercial | Retail | Existing | Food Preparation | Natural Gas | Double Rack Oven | E5 | Utility - Cost of Operation | 0 | 0 | 0 | 0 | 0 | 0 | 0 | 0 | 0 | 0 | 0 | 0 | 0 | 0 | 0 | 0 | 0 | 0 | 0 | 0 | 0 | 0 | 0 | 0 | 0 | 0 | 0
F5_Commercial_Retail_Existing_Food Preparation_Natural Gas_Double Rack Oven_E6 | F5 | Commercial | Retail | Existing | Food Preparation | Natural Gas | Double Rack Oven | E6 | Utility - Cost of Operation | 0 | 0 | 0 | 0 | 0 | 0 | 0 | 0 | 0 | 0 | 0 | 0 | 0 | 0 | 0 | 0 | 0 | 0 | 0 | 0 | 0 | 0 | 0 | 0 | 0 | 0 | 0
F5_Commercial_Retail_Existing_Food Preparation_Natural Gas_Double Rack Oven_E7 | F5 | Commercial | Retail | Existing | Food Preparation | Natural Gas | Double Rack Oven | E7 | Utility - Cost of Operation | 0 | 0 | 0 | 0 | 0 | 0 | 0 | 0 | 0 | 0 | 0 | 0 | 0 | 0 | 0 | 0 | 0 | 0 | 0 | 0 | 0 | 0 | 0 | 0 | 0 | 0 | 0
F5_Commercial_Retail_Existing_Food Preparation_Natural Gas_Double Rack Oven_E8 | F5 | Commercial | Retail | Existing | Food Preparation | Natural Gas | Double Rack Oven | E8 | Utility - Cost of Operation | 0 | 0 | 0 | 0 | 0 | 0 | 0 | 0 | 0 | 0 | 0 | 0 | 0 | 0 | 0 | 0 | 0 | 0 | 0 | 0 | 0 | 0 | 0 | 0 | 0 | 0 | 0
F5_Commercial_Retail_Existing_Food Preparation_Natural Gas_Double Rack Oven_E9 | F5 | Commercial | Retail | Existing | Food Preparation | Natural Gas | Double Rack Oven | E9 | Utility - Cost of Operation | 0 | 0 | 0 | 0 | 0 | 0 | 0 | 0 | 0 | 0 | 0 | 0 | 0 | 0 | 0 | 0 | 0 | 0 | 0 | 0 | 0 | 0 | 0 | 0 | 0 | 0 | 0
F5_Commercial_Retail_Existing_Food Preparation_Natural Gas_Double Rack Oven_E10 | F5 | Commercial | Retail | Existing | Food Preparation | Natural Gas | Double Rack Oven | E10 | Utility - Cost of Operation | 0 | 0 | 0 | 0 | 0 | 0 | 0 | 0 | 0 | 0 | 0 | 0 | 0 | 0 | 0 | 0 | 0 | 0 | 0 | 0 | 0 | 0 | 0 | 0 | 0 | 0 | 0
F6_Commercial_Retail_Existing_Food Preparation_Natural Gas_Double Rack Oven_E1 | F6 | Commercial | Retail | Existing | Food Preparation | Natural Gas | Double Rack Oven | E1 | Utility - Value of Sales | 0 | 0 | 0 | 0 | 0 | 0 | 0 | 0 | 0 | 0 | 0 | 0 | 0 | 0 | 0 | 0 | 0 | 0 | 0 | 0 | 0 | 0 | 0 | 0 | 0 | 0 | 0
F6_Commercial_Retail_Existing_Food Preparation_Natural Gas_Double Rack Oven_E2 | F6 | Commercial | Retail | Existing | Food Preparation | Natural Gas | Double Rack Oven | E2 | Utility - Value of Sales | 0 | 0 | 0 | 0 | 0 | 0 | 0 | 0 | 0 | 0 | 0 | 0 | 0 | 0 | 0 | 0 | 0 | 0 | 0 | 0 | 0 | 0 | 0 | 0 | 0 | 0 | 0
F6_Commercial_Retail_Existing_Food Preparation_Natural Gas_Double Rack Oven_E3 | F6 | Commercial | Retail | Existing | Food Preparation | Natural Gas | Double Rack Oven | E3 | Utility - Value of Sales | 0 | 0 | 0 | 0 | 0 | 0 | 0 | 0 | 0 | 0 | 0 | 0 | 0 | 0 | 0 | 0 | 0 | 0 | 0 | 0 | 0 | 0 | 0 | 0 | 0 | 0 | 0
F6_Commercial_Retail_Existing_Food Preparation_Natural Gas_Double Rack Oven_E4 | F6 | Commercial | Retail | Existing | Food Preparation | Natural Gas | Double Rack Oven | E4 | Utility - Value of Sales | 0 | 0 | 0 | 0 | 0 | 0 | 0 | 0 | 0 | 0 | 0 | 0 | 0 | 0 | 0 | 0 | 0 | 0 | 0 | 0 | 0 | 0 | 0 | 0 | 0 | 0 | 0
F6_Commercial_Retail_Existing_Food Preparation_Natural Gas_Double Rack Oven_E5 | F6 | Commercial | Retail | Existing | Food Preparation | Natural Gas | Double Rack Oven | E5 | Utility - Value of Sales | 0 | 0 | 0 | 0 | 0 | 0 | 0 | 0 | 0 | 0 | 0 | 0 | 0 | 0 | 0 | 0 | 0 | 0 | 0 | 0 | 0 | 0 | 0 | 0 | 0 | 0 | 0
F6_Commercial_Retail_Existing_Food Preparation_Natural Gas_Double Rack Oven_E6 | F6 | Commercial | Retail | Existing | Food Preparation | Natural Gas | Double Rack Oven | E6 | Utility - Value of Sales | 0 | 0 | 0 | 0 | 0 | 0 | 0 | 0 | 0 | 0 | 0 | 0 | 0 | 0 | 0 | 0 | 0 | 0 | 0 | 0 | 0 | 0 | 0 | 0 | 0 | 0 | 0
F6_Commercial_Retail_Existing_Food Preparation_Natural Gas_Double Rack Oven_E7 | F6 | Commercial | Retail | Existing | Food Preparation | Natural Gas | Double Rack Oven | E7 | Utility - Value of Sales | 0 | 0 | 0 | 0 | 0 | 0 | 0 | 0 | 0 | 0 | 0 | 0 | 0 | 0 | 0 | 0 | 0 | 0 | 0 | 0 | 0 | 0 | 0 | 0 | 0 | 0 | 0
F6_Commercial_Retail_Existing_Food Preparation_Natural Gas_Double Rack Oven_E8 | F6 | Commercial | Retail | Existing | Food Preparation | Natural Gas | Double Rack Oven | E8 | Utility - Value of Sales | 0 | 0 | 0 | 0 | 0 | 0 | 0 | 0 | 0 | 0 | 0 | 0 | 0 | 0 | 0 | 0 | 0 | 0 | 0 | 0 | 0 | 0 | 0 | 0 | 0 | 0 | 0
F6_Commercial_Retail_Existing_Food Preparation_Natural Gas_Double Rack Oven_E9 | F6 | Commercial | Retail | Existing | Food Preparation | Natural Gas | Double Rack Oven | E9 | Utility - Value of Sales | 0 | 0 | 0 | 0 | 0 | 0 | 0 | 0 | 0 | 0 | 0 | 0 | 0 | 0 | 0 | 0 | 0 | 0 | 0 | 0 | 0 | 0 | 0 | 0 | 0 | 0 | 0
F6_Commercial_Retail_Existing_Food Preparation_Natural Gas_Double Rack Oven_E10 | F6 | Commercial | Retail | Existing | Food Preparation | Natural Gas | Double Rack Oven | E10 | Utility - Value of Sales | 0 | 0 | 0 | 0 | 0 | 0 | 0 | 0 | 0 | 0 | 0 | 0 | 0 | 0 | 0 | 0 | 0 | 0 | 0 | 0 | 0 | 0 | 0 | 0 | 0 | 0 | 0
F1_Commercial_Retail_Existing_Food Preparation_Natural Gas_Fryer_E1 | F1 | Commercial | Retail | Existing | Food Preparation | Natural Gas | Fryer | E1 | RVT - Cost of Equipment | 1.4337 | 0 | 0 | 0 | 0 | 0 | 0 | 0 | 0 | 0 | 0 | 0 | 0 | 0 | 0 | 0 | 0 | 0 | 0 | 0 | 0 | 0 | 0 | 0 | 0 | 0 | 0
F1_Commercial_Retail_Existing_Food Preparation_Natural Gas_Fryer_E2 | F1 | Commercial | Retail | Existing | Food Preparation | Natural Gas | Fryer | E2 | RVT - Cost of Equipment | 1.8022 | 1.8022 | 1.8022 | 1.8022 | 1.8022 | 1.8022 | 1.8022 | 1.8022 | 1.8022 | 1.8022 | 1.8022 | 1.8022 | 1.8022 | 1.8022 | 1.8022 | 1.8022 | 1.8022 | 1.8022 | 1.8022 | 1.8022 | 1.8022 | 1.8022 | 1.8022 | 1.8022 | 1.8022 | 1.8022 | 1.8022
F1_Commercial_Retail_Existing_Food Preparation_Natural Gas_Fryer_E3 | F1 | Commercial | Retail | Existing | Food Preparation | Natural Gas | Fryer | E3 | RVT - Cost of Equipment | 0 | 0 | 0 | 0 | 0 | 0 | 0 | 0 | 0 | 0 | 0 | 0 | 0 | 0 | 0 | 0 | 0 | 0 | 0 | 0 | 0 | 0 | 0 | 0 | 0 | 0 | 0
F1_Commercial_Retail_Existing_Food Preparation_Natural Gas_Fryer_E4 | F1 | Commercial | Retail | Existing | Food Preparation | Natural Gas | Fryer | E4 | RVT - Cost of Equipment | 0 | 0 | 0 | 0 | 0 | 0 | 0 | 0 | 0 | 0 | 0 | 0 | 0 | 0 | 0 | 0 | 0 | 0 | 0 | 0 | 0 | 0 | 0 | 0 | 0 | 0 | 0
F1_Commercial_Retail_Existing_Food Preparation_Natural Gas_Fryer_E5 | F1 | Commercial | Retail | Existing | Food Preparation | Natural Gas | Fryer | E5 | RVT - Cost of Equipment | 0 | 0 | 0 | 0 | 0 | 0 | 0 | 0 | 0 | 0 | 0 | 0 | 0 | 0 | 0 | 0 | 0 | 0 | 0 | 0 | 0 | 0 | 0 | 0 | 0 | 0 | 0
F1_Commercial_Retail_Existing_Food Preparation_Natural Gas_Fryer_E6 | F1 | Commercial | Retail | Existing | Food Preparation | Natural Gas | Fryer | E6 | RVT - Cost of Equipment | 0 | 0 | 0 | 0 | 0 | 0 | 0 | 0 | 0 | 0 | 0 | 0 | 0 | 0 | 0 | 0 | 0 | 0 | 0 | 0 | 0 | 0 | 0 | 0 | 0 | 0 | 0
F1_Commercial_Retail_Existing_Food Preparation_Natural Gas_Fryer_E7 | F1 | Commercial | Retail | Existing | Food Preparation | Natural Gas | Fryer | E7 | RVT - Cost of Equipment | 0 | 0 | 0 | 0 | 0 | 0 | 0 | 0 | 0 | 0 | 0 | 0 | 0 | 0 | 0 | 0 | 0 | 0 | 0 | 0 | 0 | 0 | 0 | 0 | 0 | 0 | 0
F1_Commercial_Retail_Existing_Food Preparation_Natural Gas_Fryer_E8 | F1 | Commercial | Retail | Existing | Food Preparation | Natural Gas | Fryer | E8 | RVT - Cost of Equipment | 0 | 0 | 0 | 0 | 0 | 0 | 0 | 0 | 0 | 0 | 0 | 0 | 0 | 0 | 0 | 0 | 0 | 0 | 0 | 0 | 0 | 0 | 0 | 0 | 0 | 0 | 0
F1_Commercial_Retail_Existing_Food Preparation_Natural Gas_Fryer_E9 | F1 | Commercial | Retail | Existing | Food Preparation | Natural Gas | Fryer | E9 | RVT - Cost of Equipment | 0 | 0 | 0 | 0 | 0 | 0 | 0 | 0 | 0 | 0 | 0 | 0 | 0 | 0 | 0 | 0 | 0 | 0 | 0 | 0 | 0 | 0 | 0 | 0 | 0 | 0 | 0
F1_Commercial_Retail_Existing_Food Preparation_Natural Gas_Fryer_E10 | F1 | Commercial | Retail | Existing | Food Preparation | Natural Gas | Fryer | E10 | RVT - Cost of Equipment | 0 | 0 | 0 | 0 | 0 | 0 | 0 | 0 | 0 | 0 | 0 | 0 | 0 | 0 | 0 | 0 | 0 | 0 | 0 | 0 | 0 | 0 | 0 | 0 | 0 | 0 | 0
F2_Commercial_Retail_Existing_Food Preparation_Natural Gas_Fryer_E1 | F2 | Commercial | Retail | Existing | Food Preparation | Natural Gas | Fryer | E1 | RVT - Cost of Operation | 0 | 0 | 0 | 0 | 0 | 0 | 0 | 0 | 0 | 0 | 0 | 0 | 0 | 0 | 0 | 0 | 0 | 0 | 0 | 0 | 0 | 0 | 0 | 0 | 0 | 0 | 0
F2_Commercial_Retail_Existing_Food Preparation_Natural Gas_Fryer_E2 | F2 | Commercial | Retail | Existing | Food Preparation | Natural Gas | Fryer | E2 | RVT - Cost of Operation | 0 | 0 | 0 | 0 | 0 | 0 | 0 | 0 | 0 | 0 | 0 | 0 | 0 | 0 | 0 | 0 | 0 | 0 | 0 | 0 | 0 | 0 | 0 | 0 | 0 | 0 | 0
F2_Commercial_Retail_Existing_Food Preparation_Natural Gas_Fryer_E3 | F2 | Commercial | Retail | Existing | Food Preparation | Natural Gas | Fryer | E3 | RVT - Cost of Operation | 0 | 0 | 0 | 0 | 0 | 0 | 0 | 0 | 0 | 0 | 0 | 0 | 0 | 0 | 0 | 0 | 0 | 0 | 0 | 0 | 0 | 0 | 0 | 0 | 0 | 0 | 0
F2_Commercial_Retail_Existing_Food Preparation_Natural Gas_Fryer_E4 | F2 | Commercial | Retail | Existing | Food Preparation | Natural Gas | Fryer | E4 | RVT - Cost of Operation | 0 | 0 | 0 | 0 | 0 | 0 | 0 | 0 | 0 | 0 | 0 | 0 | 0 | 0 | 0 | 0 | 0 | 0 | 0 | 0 | 0 | 0 | 0 | 0 | 0 | 0 | 0
F2_Commercial_Retail_Existing_Food Preparation_Natural Gas_Fryer_E5 | F2 | Commercial | Retail | Existing | Food Preparation | Natural Gas | Fryer | E5 | RVT - Cost of Operation | 0 | 0 | 0 | 0 | 0 | 0 | 0 | 0 | 0 | 0 | 0 | 0 | 0 | 0 | 0 | 0 | 0 | 0 | 0 | 0 | 0 | 0 | 0 | 0 | 0 | 0 | 0
F2_Commercial_Retail_Existing_Food Preparation_Natural Gas_Fryer_E6 | F2 | Commercial | Retail | Existing | Food Preparation | Natural Gas | Fryer | E6 | RVT - Cost of Operation | 0 | 0 | 0 | 0 | 0 | 0 | 0 | 0 | 0 | 0 | 0 | 0 | 0 | 0 | 0 | 0 | 0 | 0 | 0 | 0 | 0 | 0 | 0 | 0 | 0 | 0 | 0
F2_Commercial_Retail_Existing_Food Preparation_Natural Gas_Fryer_E7 | F2 | Commercial | Retail | Existing | Food Preparation | Natural Gas | Fryer | E7 | RVT - Cost of Operation | 0 | 0 | 0 | 0 | 0 | 0 | 0 | 0 | 0 | 0 | 0 | 0 | 0 | 0 | 0 | 0 | 0 | 0 | 0 | 0 | 0 | 0 | 0 | 0 | 0 | 0 | 0
F2_Commercial_Retail_Existing_Food Preparation_Natural Gas_Fryer_E8 | F2 | Commercial | Retail | Existing | Food Preparation | Natural Gas | Fryer | E8 | RVT - Cost of Operation | 0 | 0 | 0 | 0 | 0 | 0 | 0 | 0 | 0 | 0 | 0 | 0 | 0 | 0 | 0 | 0 | 0 | 0 | 0 | 0 | 0 | 0 | 0 | 0 | 0 | 0 | 0
F2_Commercial_Retail_Existing_Food Preparation_Natural Gas_Fryer_E9 | F2 | Commercial | Retail | Existing | Food Preparation | Natural Gas | Fryer | E9 | RVT - Cost of Operation | 0 | 0 | 0 | 0 | 0 | 0 | 0 | 0 | 0 | 0 | 0 | 0 | 0 | 0 | 0 | 0 | 0 | 0 | 0 | 0 | 0 | 0 | 0 | 0 | 0 | 0 | 0
F2_Commercial_Retail_Existing_Food Preparation_Natural Gas_Fryer_E10 | F2 | Commercial | Retail | Existing | Food Preparation | Natural Gas | Fryer | E10 | RVT - Cost of Operation | 0 | 0 | 0 | 0 | 0 | 0 | 0 | 0 | 0 | 0 | 0 | 0 | 0 | 0 | 0 | 0 | 0 | 0 | 0 | 0 | 0 | 0 | 0 | 0 | 0 | 0 | 0
F3_Commercial_Retail_Existing_Food Preparation_Natural Gas_Fryer_E1 | F3 | Commercial | Retail | Existing | Food Preparation | Natural Gas | Fryer | E1 | System - kBTUs of Consumption | 267.2956 | 0 | 0 | 0 | 0 | 0 | 0 | 0 | 0 | 0 | 0 | 0 | 0 | 0 | 0 | 0 | 0 | 0 | 0 | 0 | 0 | 0 | 0 | 0 | 0 | 0 | 0
F3_Commercial_Retail_Existing_Food Preparation_Natural Gas_Fryer_E2 | F3 | Commercial | Retail | Existing | Food Preparation | Natural Gas | Fryer | E2 | System - kBTUs of Consumption | 165.2146 | 165.2146 | 165.2146 | 165.2146 | 165.2146 | 165.2146 | 165.2146 | 165.2146 | 165.2146 | 165.2146 | 165.2146 | 165.2146 | 165.2146 | 165.2146 | 165.2146 | 165.2146 | 165.2146 | 165.2146 | 165.2146 | 165.2146 | 165.2146 | 165.2146 | 165.2146 | 165.2146 | 165.2146 | 165.2146 | 165.2146
F3_Commercial_Retail_Existing_Food Preparation_Natural Gas_Fryer_E3 | F3 | Commercial | Retail | Existing | Food Preparation | Natural Gas | Fryer | E3 | System - kBTUs of Consumption | 0 | 0 | 0 | 0 | 0 | 0 | 0 | 0 | 0 | 0 | 0 | 0 | 0 | 0 | 0 | 0 | 0 | 0 | 0 | 0 | 0 | 0 | 0 | 0 | 0 | 0 | 0
F3_Commercial_Retail_Existing_Food Preparation_Natural Gas_Fryer_E4 | F3 | Commercial | Retail | Existing | Food Preparation | Natural Gas | Fryer | E4 | System - kBTUs of Consumption | 0 | 0 | 0 | 0 | 0 | 0 | 0 | 0 | 0 | 0 | 0 | 0 | 0 | 0 | 0 | 0 | 0 | 0 | 0 | 0 | 0 | 0 | 0 | 0 | 0 | 0 | 0
F3_Commercial_Retail_Existing_Food Preparation_Natural Gas_Fryer_E5 | F3 | Commercial | Retail | Existing | Food Preparation | Natural Gas | Fryer | E5 | System - kBTUs of Consumption | 0 | 0 | 0 | 0 | 0 | 0 | 0 | 0 | 0 | 0 | 0 | 0 | 0 | 0 | 0 | 0 | 0 | 0 | 0 | 0 | 0 | 0 | 0 | 0 | 0 | 0 | 0
F3_Commercial_Retail_Existing_Food Preparation_Natural Gas_Fryer_E6 | F3 | Commercial | Retail | Existing | Food Preparation | Natural Gas | Fryer | E6 | System - kBTUs of Consumption | 0 | 0 | 0 | 0 | 0 | 0 | 0 | 0 | 0 | 0 | 0 | 0 | 0 | 0 | 0 | 0 | 0 | 0 | 0 | 0 | 0 | 0 | 0 | 0 | 0 | 0 | 0
F3_Commercial_Retail_Existing_Food Preparation_Natural Gas_Fryer_E7 | F3 | Commercial | Retail | Existing | Food Preparation | Natural Gas | Fryer | E7 | System - kBTUs of Consumption | 0 | 0 | 0 | 0 | 0 | 0 | 0 | 0 | 0 | 0 | 0 | 0 | 0 | 0 | 0 | 0 | 0 | 0 | 0 | 0 | 0 | 0 | 0 | 0 | 0 | 0 | 0
F3_Commercial_Retail_Existing_Food Preparation_Natural Gas_Fryer_E8 | F3 | Commercial | Retail | Existing | Food Preparation | Natural Gas | Fryer | E8 | System - kBTUs of Consumption | 0 | 0 | 0 | 0 | 0 | 0 | 0 | 0 | 0 | 0 | 0 | 0 | 0 | 0 | 0 | 0 | 0 | 0 | 0 | 0 | 0 | 0 | 0 | 0 | 0 | 0 | 0
F3_Commercial_Retail_Existing_Food Preparation_Natural Gas_Fryer_E9 | F3 | Commercial | Retail | Existing | Food Preparation | Natural Gas | Fryer | E9 | System - kBTUs of Consumption | 0 | 0 | 0 | 0 | 0 | 0 | 0 | 0 | 0 | 0 | 0 | 0 | 0 | 0 | 0 | 0 | 0 | 0 | 0 | 0 | 0 | 0 | 0 | 0 | 0 | 0 | 0
F3_Commercial_Retail_Existing_Food Preparation_Natural Gas_Fryer_E10 | F3 | Commercial | Retail | Existing | Food Preparation | Natural Gas | Fryer | E10 | System - kBTUs of Consumption | 0 | 0 | 0 | 0 | 0 | 0 | 0 | 0 | 0 | 0 | 0 | 0 | 0 | 0 | 0 | 0 | 0 | 0 | 0 | 0 | 0 | 0 | 0 | 0 | 0 | 0 | 0
F4_Commercial_Retail_Existing_Food Preparation_Natural Gas_Fryer_E1 | F4 | Commercial | Retail | Existing | Food Preparation | Natural Gas | Fryer | E1 | Utility - Cost of Equipment | 1.4337 | 0 | 0 | 0 | 0 | 0 | 0 | 0 | 0 | 0 | 0 | 0 | 0 | 0 | 0 | 0 | 0 | 0 | 0 | 0 | 0 | 0 | 0 | 0 | 0 | 0 | 0
F4_Commercial_Retail_Existing_Food Preparation_Natural Gas_Fryer_E2 | F4 | Commercial | Retail | Existing | Food Preparation | Natural Gas | Fryer | E2 | Utility - Cost of Equipment | 1.8022 | 1.8022 | 1.8022 | 1.8022 | 1.8022 | 1.8022 | 1.8022 | 1.8022 | 1.8022 | 1.8022 | 1.8022 | 1.8022 | 1.8022 | 1.8022 | 1.8022 | 1.8022 | 1.8022 | 1.8022 | 1.8022 | 1.8022 | 1.8022 | 1.8022 | 1.8022 | 1.8022 | 1.8022 | 1.8022 | 1.8022
F4_Commercial_Retail_Existing_Food Preparation_Natural Gas_Fryer_E3 | F4 | Commercial | Retail | Existing | Food Preparation | Natural Gas | Fryer | E3 | Utility - Cost of Equipment | 0 | 0 | 0 | 0 | 0 | 0 | 0 | 0 | 0 | 0 | 0 | 0 | 0 | 0 | 0 | 0 | 0 | 0 | 0 | 0 | 0 | 0 | 0 | 0 | 0 | 0 | 0
F4_Commercial_Retail_Existing_Food Preparation_Natural Gas_Fryer_E4 | F4 | Commercial | Retail | Existing | Food Preparation | Natural Gas | Fryer | E4 | Utility - Cost of Equipment | 0 | 0 | 0 | 0 | 0 | 0 | 0 | 0 | 0 | 0 | 0 | 0 | 0 | 0 | 0 | 0 | 0 | 0 | 0 | 0 | 0 | 0 | 0 | 0 | 0 | 0 | 0
F4_Commercial_Retail_Existing_Food Preparation_Natural Gas_Fryer_E5 | F4 | Commercial | Retail | Existing | Food Preparation | Natural Gas | Fryer | E5 | Utility - Cost of Equipment | 0 | 0 | 0 | 0 | 0 | 0 | 0 | 0 | 0 | 0 | 0 | 0 | 0 | 0 | 0 | 0 | 0 | 0 | 0 | 0 | 0 | 0 | 0 | 0 | 0 | 0 | 0
F4_Commercial_Retail_Existing_Food Preparation_Natural Gas_Fryer_E6 | F4 | Commercial | Retail | Existing | Food Preparation | Natural Gas | Fryer | E6 | Utility - Cost of Equipment | 0 | 0 | 0 | 0 | 0 | 0 | 0 | 0 | 0 | 0 | 0 | 0 | 0 | 0 | 0 | 0 | 0 | 0 | 0 | 0 | 0 | 0 | 0 | 0 | 0 | 0 | 0
F4_Commercial_Retail_Existing_Food Preparation_Natural Gas_Fryer_E7 | F4 | Commercial | Retail | Existing | Food Preparation | Natural Gas | Fryer | E7 | Utility - Cost of Equipment | 0 | 0 | 0 | 0 | 0 | 0 | 0 | 0 | 0 | 0 | 0 | 0 | 0 | 0 | 0 | 0 | 0 | 0 | 0 | 0 | 0 | 0 | 0 | 0 | 0 | 0 | 0
F4_Commercial_Retail_Existing_Food Preparation_Natural Gas_Fryer_E8 | F4 | Commercial | Retail | Existing | Food Preparation | Natural Gas | Fryer | E8 | Utility - Cost of Equipment | 0 | 0 | 0 | 0 | 0 | 0 | 0 | 0 | 0 | 0 | 0 | 0 | 0 | 0 | 0 | 0 | 0 | 0 | 0 | 0 | 0 | 0 | 0 | 0 | 0 | 0 | 0
F4_Commercial_Retail_Existing_Food Preparation_Natural Gas_Fryer_E9 | F4 | Commercial | Retail | Existing | Food Preparation | Natural Gas | Fryer | E9 | Utility - Cost of Equipment | 0 | 0 | 0 | 0 | 0 | 0 | 0 | 0 | 0 | 0 | 0 | 0 | 0 | 0 | 0 | 0 | 0 | 0 | 0 | 0 | 0 | 0 | 0 | 0 | 0 | 0 | 0
F4_Commercial_Retail_Existing_Food Preparation_Natural Gas_Fryer_E10 | F4 | Commercial | Retail | Existing | Food Preparation | Natural Gas | Fryer | E10 | Utility - Cost of Equipment | 0 | 0 | 0 | 0 | 0 | 0 | 0 | 0 | 0 | 0 | 0 | 0 | 0 | 0 | 0 | 0 | 0 | 0 | 0 | 0 | 0 | 0 | 0 | 0 | 0 | 0 | 0
F5_Commercial_Retail_Existing_Food Preparation_Natural Gas_Fryer_E1 | F5 | Commercial | Retail | Existing | Food Preparation | Natural Gas | Fryer | E1 | Utility - Cost of Operation | 3.6826 | 0 | 0 | 0 | 0 | 0 | 0 | 0 | 0 | 0 | 0 | 0 | 0 | 0 | 0 | 0 | 0 | 0 | 0 | 0 | 0 | 0 | 0 | 0 | 0 | 0 | 0
F5_Commercial_Retail_Existing_Food Preparation_Natural Gas_Fryer_E2 | F5 | Commercial | Retail | Existing | Food Preparation | Natural Gas | Fryer | E2 | Utility - Cost of Operation | 2.2762 | 2.2376 | 2.1998 | 2.163 | 2.1597 | 2.1782 | 2.2106 | 2.2505 | 2.2936 | 2.3377 | 2.3835 | 2.4283 | 2.4679 | 2.4941 | 2.502 | 2.4885 | 2.4528 | 2.3991 | 2.3297 | 2.2476 | 2.1516 | 2.0413 | 1.9433 | 1.8796 | 1.8516 | 1.8607 | 1.8698
F5_Commercial_Retail_Existing_Food Preparation_Natural Gas_Fryer_E3 | F5 | Commercial | Retail | Existing | Food Preparation | Natural Gas | Fryer | E3 | Utility - Cost of Operation | 0 | 0 | 0 | 0 | 0 | 0 | 0 | 0 | 0 | 0 | 0 | 0 | 0 | 0 | 0 | 0 | 0 | 0 | 0 | 0 | 0 | 0 | 0 | 0 | 0 | 0 | 0
F5_Commercial_Retail_Existing_Food Preparation_Natural Gas_Fryer_E4 | F5 | Commercial | Retail | Existing | Food Preparation | Natural Gas | Fryer | E4 | Utility - Cost of Operation | 0 | 0 | 0 | 0 | 0 | 0 | 0 | 0 | 0 | 0 | 0 | 0 | 0 | 0 | 0 | 0 | 0 | 0 | 0 | 0 | 0 | 0 | 0 | 0 | 0 | 0 | 0
F5_Commercial_Retail_Existing_Food Preparation_Natural Gas_Fryer_E5 | F5 | Commercial | Retail | Existing | Food Preparation | Natural Gas | Fryer | E5 | Utility - Cost of Operation | 0 | 0 | 0 | 0 | 0 | 0 | 0 | 0 | 0 | 0 | 0 | 0 | 0 | 0 | 0 | 0 | 0 | 0 | 0 | 0 | 0 | 0 | 0 | 0 | 0 | 0 | 0
F5_Commercial_Retail_Existing_Food Preparation_Natural Gas_Fryer_E6 | F5 | Commercial | Retail | Existing | Food Preparation | Natural Gas | Fryer | E6 | Utility - Cost of Operation | 0 | 0 | 0 | 0 | 0 | 0 | 0 | 0 | 0 | 0 | 0 | 0 | 0 | 0 | 0 | 0 | 0 | 0 | 0 | 0 | 0 | 0 | 0 | 0 | 0 | 0 | 0
F5_Commercial_Retail_Existing_Food Preparation_Natural Gas_Fryer_E7 | F5 | Commercial | Retail | Existing | Food Preparation | Natural Gas | Fryer | E7 | Utility - Cost of Operation | 0 | 0 | 0 | 0 | 0 | 0 | 0 | 0 | 0 | 0 | 0 | 0 | 0 | 0 | 0 | 0 | 0 | 0 | 0 | 0 | 0 | 0 | 0 | 0 | 0 | 0 | 0
F5_Commercial_Retail_Existing_Food Preparation_Natural Gas_Fryer_E8 | F5 | Commercial | Retail | Existing | Food Preparation | Natural Gas | Fryer | E8 | Utility - Cost of Operation | 0 | 0 | 0 | 0 | 0 | 0 | 0 | 0 | 0 | 0 | 0 | 0 | 0 | 0 | 0 | 0 | 0 | 0 | 0 | 0 | 0 | 0 | 0 | 0 | 0 | 0 | 0
F5_Commercial_Retail_Existing_Food Preparation_Natural Gas_Fryer_E9 | F5 | Commercial | Retail | Existing | Food Preparation | Natural Gas | Fryer | E9 | Utility - Cost of Operation | 0 | 0 | 0 | 0 | 0 | 0 | 0 | 0 | 0 | 0 | 0 | 0 | 0 | 0 | 0 | 0 | 0 | 0 | 0 | 0 | 0 | 0 | 0 | 0 | 0 | 0 | 0
F5_Commercial_Retail_Existing_Food Preparation_Natural Gas_Fryer_E10 | F5 | Commercial | Retail | Existing | Food Preparation | Natural Gas | Fryer | E10 | Utility - Cost of Operation | 0 | 0 | 0 | 0 | 0 | 0 | 0 | 0 | 0 | 0 | 0 | 0 | 0 | 0 | 0 | 0 | 0 | 0 | 0 | 0 | 0 | 0 | 0 | 0 | 0 | 0 | 0
F6_Commercial_Retail_Existing_Food Preparation_Natural Gas_Fryer_E1 | F6 | Commercial | Retail | Existing | Food Preparation | Natural Gas | Fryer | E1 | Utility - Value of Sales | 0 | 0 | 0 | 0 | 0 | 0 | 0 | 0 | 0 | 0 | 0 | 0 | 0 | 0 | 0 | 0 | 0 | 0 | 0 | 0 | 0 | 0 | 0 | 0 | 0 | 0 | 0
F6_Commercial_Retail_Existing_Food Preparation_Natural Gas_Fryer_E2 | F6 | Commercial | Retail | Existing | Food Preparation | Natural Gas | Fryer | E2 | Utility - Value of Sales | 0 | 0 | 0 | 0 | 0 | 0 | 0 | 0 | 0 | 0 | 0 | 0 | 0 | 0 | 0 | 0 | 0 | 0 | 0 | 0 | 0 | 0 | 0 | 0 | 0 | 0 | 0
F6_Commercial_Retail_Existing_Food Preparation_Natural Gas_Fryer_E3 | F6 | Commercial | Retail | Existing | Food Preparation | Natural Gas | Fryer | E3 | Utility - Value of Sales | 0 | 0 | 0 | 0 | 0 | 0 | 0 | 0 | 0 | 0 | 0 | 0 | 0 | 0 | 0 | 0 | 0 | 0 | 0 | 0 | 0 | 0 | 0 | 0 | 0 | 0 | 0
F6_Commercial_Retail_Existing_Food Preparation_Natural Gas_Fryer_E4 | F6 | Commercial | Retail | Existing | Food Preparation | Natural Gas | Fryer | E4 | Utility - Value of Sales | 0 | 0 | 0 | 0 | 0 | 0 | 0 | 0 | 0 | 0 | 0 | 0 | 0 | 0 | 0 | 0 | 0 | 0 | 0 | 0 | 0 | 0 | 0 | 0 | 0 | 0 | 0
F6_Commercial_Retail_Existing_Food Preparation_Natural Gas_Fryer_E5 | F6 | Commercial | Retail | Existing | Food Preparation | Natural Gas | Fryer | E5 | Utility - Value of Sales | 0 | 0 | 0 | 0 | 0 | 0 | 0 | 0 | 0 | 0 | 0 | 0 | 0 | 0 | 0 | 0 | 0 | 0 | 0 | 0 | 0 | 0 | 0 | 0 | 0 | 0 | 0
F6_Commercial_Retail_Existing_Food Preparation_Natural Gas_Fryer_E6 | F6 | Commercial | Retail | Existing | Food Preparation | Natural Gas | Fryer | E6 | Utility - Value of Sales | 0 | 0 | 0 | 0 | 0 | 0 | 0 | 0 | 0 | 0 | 0 | 0 | 0 | 0 | 0 | 0 | 0 | 0 | 0 | 0 | 0 | 0 | 0 | 0 | 0 | 0 | 0
F6_Commercial_Retail_Existing_Food Preparation_Natural Gas_Fryer_E7 | F6 | Commercial | Retail | Existing | Food Preparation | Natural Gas | Fryer | E7 | Utility - Value of Sales | 0 | 0 | 0 | 0 | 0 | 0 | 0 | 0 | 0 | 0 | 0 | 0 | 0 | 0 | 0 | 0 | 0 | 0 | 0 | 0 | 0 | 0 | 0 | 0 | 0 | 0 | 0
F6_Commercial_Retail_Existing_Food Preparation_Natural Gas_Fryer_E8 | F6 | Commercial | Retail | Existing | Food Preparation | Natural Gas | Fryer | E8 | Utility - Value of Sales | 0 | 0 | 0 | 0 | 0 | 0 | 0 | 0 | 0 | 0 | 0 | 0 | 0 | 0 | 0 | 0 | 0 | 0 | 0 | 0 | 0 | 0 | 0 | 0 | 0 | 0 | 0
F6_Commercial_Retail_Existing_Food Preparation_Natural Gas_Fryer_E9 | F6 | Commercial | Retail | Existing | Food Preparation | Natural Gas | Fryer | E9 | Utility - Value of Sales | 0 | 0 | 0 | 0 | 0 | 0 | 0 | 0 | 0 | 0 | 0 | 0 | 0 | 0 | 0 | 0 | 0 | 0 | 0 | 0 | 0 | 0 | 0 | 0 | 0 | 0 | 0
F6_Commercial_Retail_Existing_Food Preparation_Natural Gas_Fryer_E10 | F6 | Commercial | Retail | Existing | Food Preparation | Natural Gas | Fryer | E10 | Utility - Value of Sales | 0 | 0 | 0 | 0 | 0 | 0 | 0 | 0 | 0 | 0 | 0 | 0 | 0 | 0 | 0 | 0 | 0 | 0 | 0 | 0 | 0 | 0 | 0 | 0 | 0 | 0 | 0
F1_Commercial_Retail_Existing_Food Preparation_Natural Gas_Broiler_E1 | F1 | Commercial | Retail | Existing | Food Preparation | Natural Gas | Broiler | E1 | RVT - Cost of Equipment | 1.4038 | 1.4038 | 1.4038 | 1.4038 | 1.4038 | 1.4038 | 1.4038 | 1.4038 | 1.4038 | 1.4038 | 1.4038 | 1.4038 | 1.4038 | 1.4038 | 1.4038 | 1.4038 | 1.4038 | 1.4038 | 1.4038 | 1.4038 | 1.4038 | 1.4038 | 1.4038 | 1.4038 | 1.4038 | 1.4038 | 1.4038
F1_Commercial_Retail_Existing_Food Preparation_Natural Gas_Broiler_E2 | F1 | Commercial | Retail | Existing | Food Preparation | Natural Gas | Broiler | E2 | RVT - Cost of Equipment | 1.9653 | 1.9653 | 1.9653 | 1.9653 | 1.9653 | 1.9653 | 1.9653 | 1.9653 | 1.9653 | 1.9653 | 1.9653 | 1.9653 | 1.9653 | 1.9653 | 1.9653 | 1.9653 | 1.9653 | 1.9653 | 1.9653 | 1.9653 | 1.9653 | 1.9653 | 1.9653 | 1.9653 | 1.9653 | 1.9653 | 1.9653
F1_Commercial_Retail_Existing_Food Preparation_Natural Gas_Broiler_E3 | F1 | Commercial | Retail | Existing | Food Preparation | Natural Gas | Broiler | E3 | RVT - Cost of Equipment | 0 | 0 | 0 | 0 | 0 | 0 | 0 | 0 | 0 | 0 | 0 | 0 | 0 | 0 | 0 | 0 | 0 | 0 | 0 | 0 | 0 | 0 | 0 | 0 | 0 | 0 | 0
F1_Commercial_Retail_Existing_Food Preparation_Natural Gas_Broiler_E4 | F1 | Commercial | Retail | Existing | Food Preparation | Natural Gas | Broiler | E4 | RVT - Cost of Equipment | 0 | 0 | 0 | 0 | 0 | 0 | 0 | 0 | 0 | 0 | 0 | 0 | 0 | 0 | 0 | 0 | 0 | 0 | 0 | 0 | 0 | 0 | 0 | 0 | 0 | 0 | 0
F1_Commercial_Retail_Existing_Food Preparation_Natural Gas_Broiler_E5 | F1 | Commercial | Retail | Existing | Food Preparation | Natural Gas | Broiler | E5 | RVT - Cost of Equipment | 0 | 0 | 0 | 0 | 0 | 0 | 0 | 0 | 0 | 0 | 0 | 0 | 0 | 0 | 0 | 0 | 0 | 0 | 0 | 0 | 0 | 0 | 0 | 0 | 0 | 0 | 0
F1_Commercial_Retail_Existing_Food Preparation_Natural Gas_Broiler_E6 | F1 | Commercial | Retail | Existing | Food Preparation | Natural Gas | Broiler | E6 | RVT - Cost of Equipment | 0 | 0 | 0 | 0 | 0 | 0 | 0 | 0 | 0 | 0 | 0 | 0 | 0 | 0 | 0 | 0 | 0 | 0 | 0 | 0 | 0 | 0 | 0 | 0 | 0 | 0 | 0
F1_Commercial_Retail_Existing_Food Preparation_Natural Gas_Broiler_E7 | F1 | Commercial | Retail | Existing | Food Preparation | Natural Gas | Broiler | E7 | RVT - Cost of Equipment | 0 | 0 | 0 | 0 | 0 | 0 | 0 | 0 | 0 | 0 | 0 | 0 | 0 | 0 | 0 | 0 | 0 | 0 | 0 | 0 | 0 | 0 | 0 | 0 | 0 | 0 | 0
F1_Commercial_Retail_Existing_Food Preparation_Natural Gas_Broiler_E8 | F1 | Commercial | Retail | Existing | Food Preparation | Natural Gas | Broiler | E8 | RVT - Cost of Equipment | 0 | 0 | 0 | 0 | 0 | 0 | 0 | 0 | 0 | 0 | 0 | 0 | 0 | 0 | 0 | 0 | 0 | 0 | 0 | 0 | 0 | 0 | 0 | 0 | 0 | 0 | 0
F1_Commercial_Retail_Existing_Food Preparation_Natural Gas_Broiler_E9 | F1 | Commercial | Retail | Existing | Food Preparation | Natural Gas | Broiler | E9 | RVT - Cost of Equipment | 0 | 0 | 0 | 0 | 0 | 0 | 0 | 0 | 0 | 0 | 0 | 0 | 0 | 0 | 0 | 0 | 0 | 0 | 0 | 0 | 0 | 0 | 0 | 0 | 0 | 0 | 0
F1_Commercial_Retail_Existing_Food Preparation_Natural Gas_Broiler_E10 | F1 | Commercial | Retail | Existing | Food Preparation | Natural Gas | Broiler | E10 | RVT - Cost of Equipment | 0 | 0 | 0 | 0 | 0 | 0 | 0 | 0 | 0 | 0 | 0 | 0 | 0 | 0 | 0 | 0 | 0 | 0 | 0 | 0 | 0 | 0 | 0 | 0 | 0 | 0 | 0
F2_Commercial_Retail_Existing_Food Preparation_Natural Gas_Broiler_E1 | F2 | Commercial | Retail | Existing | Food Preparation | Natural Gas | Broiler | E1 | RVT - Cost of Operation | 0 | 0 | 0 | 0 | 0 | 0 | 0 | 0 | 0 | 0 | 0 | 0 | 0 | 0 | 0 | 0 | 0 | 0 | 0 | 0 | 0 | 0 | 0 | 0 | 0 | 0 | 0
F2_Commercial_Retail_Existing_Food Preparation_Natural Gas_Broiler_E2 | F2 | Commercial | Retail | Existing | Food Preparation | Natural Gas | Broiler | E2 | RVT - Cost of Operation | 0 | 0 | 0 | 0 | 0 | 0 | 0 | 0 | 0 | 0 | 0 | 0 | 0 | 0 | 0 | 0 | 0 | 0 | 0 | 0 | 0 | 0 | 0 | 0 | 0 | 0 | 0
F2_Commercial_Retail_Existing_Food Preparation_Natural Gas_Broiler_E3 | F2 | Commercial | Retail | Existing | Food Preparation | Natural Gas | Broiler | E3 | RVT - Cost of Operation | 0 | 0 | 0 | 0 | 0 | 0 | 0 | 0 | 0 | 0 | 0 | 0 | 0 | 0 | 0 | 0 | 0 | 0 | 0 | 0 | 0 | 0 | 0 | 0 | 0 | 0 | 0
F2_Commercial_Retail_Existing_Food Preparation_Natural Gas_Broiler_E4 | F2 | Commercial | Retail | Existing | Food Preparation | Natural Gas | Broiler | E4 | RVT - Cost of Operation | 0 | 0 | 0 | 0 | 0 | 0 | 0 | 0 | 0 | 0 | 0 | 0 | 0 | 0 | 0 | 0 | 0 | 0 | 0 | 0 | 0 | 0 | 0 | 0 | 0 | 0 | 0
F2_Commercial_Retail_Existing_Food Preparation_Natural Gas_Broiler_E5 | F2 | Commercial | Retail | Existing | Food Preparation | Natural Gas | Broiler | E5 | RVT - Cost of Operation | 0 | 0 | 0 | 0 | 0 | 0 | 0 | 0 | 0 | 0 | 0 | 0 | 0 | 0 | 0 | 0 | 0 | 0 | 0 | 0 | 0 | 0 | 0 | 0 | 0 | 0 | 0
F2_Commercial_Retail_Existing_Food Preparation_Natural Gas_Broiler_E6 | F2 | Commercial | Retail | Existing | Food Preparation | Natural Gas | Broiler | E6 | RVT - Cost of Operation | 0 | 0 | 0 | 0 | 0 | 0 | 0 | 0 | 0 | 0 | 0 | 0 | 0 | 0 | 0 | 0 | 0 | 0 | 0 | 0 | 0 | 0 | 0 | 0 | 0 | 0 | 0
F2_Commercial_Retail_Existing_Food Preparation_Natural Gas_Broiler_E7 | F2 | Commercial | Retail | Existing | Food Preparation | Natural Gas | Broiler | E7 | RVT - Cost of Operation | 0 | 0 | 0 | 0 | 0 | 0 | 0 | 0 | 0 | 0 | 0 | 0 | 0 | 0 | 0 | 0 | 0 | 0 | 0 | 0 | 0 | 0 | 0 | 0 | 0 | 0 | 0
F2_Commercial_Retail_Existing_Food Preparation_Natural Gas_Broiler_E8 | F2 | Commercial | Retail | Existing | Food Preparation | Natural Gas | Broiler | E8 | RVT - Cost of Operation | 0 | 0 | 0 | 0 | 0 | 0 | 0 | 0 | 0 | 0 | 0 | 0 | 0 | 0 | 0 | 0 | 0 | 0 | 0 | 0 | 0 | 0 | 0 | 0 | 0 | 0 | 0
F2_Commercial_Retail_Existing_Food Preparation_Natural Gas_Broiler_E9 | F2 | Commercial | Retail | Existing | Food Preparation | Natural Gas | Broiler | E9 | RVT - Cost of Operation | 0 | 0 | 0 | 0 | 0 | 0 | 0 | 0 | 0 | 0 | 0 | 0 | 0 | 0 | 0 | 0 | 0 | 0 | 0 | 0 | 0 | 0 | 0 | 0 | 0 | 0 | 0
F2_Commercial_Retail_Existing_Food Preparation_Natural Gas_Broiler_E10 | F2 | Commercial | Retail | Existing | Food Preparation | Natural Gas | Broiler | E10 | RVT - Cost of Operation | 0 | 0 | 0 | 0 | 0 | 0 | 0 | 0 | 0 | 0 | 0 | 0 | 0 | 0 | 0 | 0 | 0 | 0 | 0 | 0 | 0 | 0 | 0 | 0 | 0 | 0 | 0
F3_Commercial_Retail_Existing_Food Preparation_Natural Gas_Broiler_E1 | F3 | Commercial | Retail | Existing | Food Preparation | Natural Gas | Broiler | E1 | System - kBTUs of Consumption | 258.3716 | 258.3716 | 258.3716 | 258.3716 | 258.3716 | 258.3716 | 258.3716 | 258.3716 | 258.3716 | 258.3716 | 258.3716 | 258.3716 | 258.3716 | 258.3716 | 258.3716 | 258.3716 | 258.3716 | 258.3716 | 258.3716 | 258.3716 | 258.3716 | 258.3716 | 258.3716 | 258.3716 | 258.3716 | 258.3716 | 258.3716
F3_Commercial_Retail_Existing_Food Preparation_Natural Gas_Broiler_E2 | F3 | Commercial | Retail | Existing | Food Preparation | Natural Gas | Broiler | E2 | System - kBTUs of Consumption | 166.0961 | 166.0961 | 166.0961 | 166.0961 | 166.0961 | 166.0961 | 166.0961 | 166.0961 | 166.0961 | 166.0961 | 166.0961 | 166.0961 | 166.0961 | 166.0961 | 166.0961 | 166.0961 | 166.0961 | 166.0961 | 166.0961 | 166.0961 | 166.0961 | 166.0961 | 166.0961 | 166.0961 | 166.0961 | 166.0961 | 166.0961
F3_Commercial_Retail_Existing_Food Preparation_Natural Gas_Broiler_E3 | F3 | Commercial | Retail | Existing | Food Preparation | Natural Gas | Broiler | E3 | System - kBTUs of Consumption | 0 | 0 | 0 | 0 | 0 | 0 | 0 | 0 | 0 | 0 | 0 | 0 | 0 | 0 | 0 | 0 | 0 | 0 | 0 | 0 | 0 | 0 | 0 | 0 | 0 | 0 | 0
F3_Commercial_Retail_Existing_Food Preparation_Natural Gas_Broiler_E4 | F3 | Commercial | Retail | Existing | Food Preparation | Natural Gas | Broiler | E4 | System - kBTUs of Consumption | 0 | 0 | 0 | 0 | 0 | 0 | 0 | 0 | 0 | 0 | 0 | 0 | 0 | 0 | 0 | 0 | 0 | 0 | 0 | 0 | 0 | 0 | 0 | 0 | 0 | 0 | 0
F3_Commercial_Retail_Existing_Food Preparation_Natural Gas_Broiler_E5 | F3 | Commercial | Retail | Existing | Food Preparation | Natural Gas | Broiler | E5 | System - kBTUs of Consumption | 0 | 0 | 0 | 0 | 0 | 0 | 0 | 0 | 0 | 0 | 0 | 0 | 0 | 0 | 0 | 0 | 0 | 0 | 0 | 0 | 0 | 0 | 0 | 0 | 0 | 0 | 0
F3_Commercial_Retail_Existing_Food Preparation_Natural Gas_Broiler_E6 | F3 | Commercial | Retail | Existing | Food Preparation | Natural Gas | Broiler | E6 | System - kBTUs of Consumption | 0 | 0 | 0 | 0 | 0 | 0 | 0 | 0 | 0 | 0 | 0 | 0 | 0 | 0 | 0 | 0 | 0 | 0 | 0 | 0 | 0 | 0 | 0 | 0 | 0 | 0 | 0
F3_Commercial_Retail_Existing_Food Preparation_Natural Gas_Broiler_E7 | F3 | Commercial | Retail | Existing | Food Preparation | Natural Gas | Broiler | E7 | System - kBTUs of Consumption | 0 | 0 | 0 | 0 | 0 | 0 | 0 | 0 | 0 | 0 | 0 | 0 | 0 | 0 | 0 | 0 | 0 | 0 | 0 | 0 | 0 | 0 | 0 | 0 | 0 | 0 | 0
F3_Commercial_Retail_Existing_Food Preparation_Natural Gas_Broiler_E8 | F3 | Commercial | Retail | Existing | Food Preparation | Natural Gas | Broiler | E8 | System - kBTUs of Consumption | 0 | 0 | 0 | 0 | 0 | 0 | 0 | 0 | 0 | 0 | 0 | 0 | 0 | 0 | 0 | 0 | 0 | 0 | 0 | 0 | 0 | 0 | 0 | 0 | 0 | 0 | 0
F3_Commercial_Retail_Existing_Food Preparation_Natural Gas_Broiler_E9 | F3 | Commercial | Retail | Existing | Food Preparation | Natural Gas | Broiler | E9 | System - kBTUs of Consumption | 0 | 0 | 0 | 0 | 0 | 0 | 0 | 0 | 0 | 0 | 0 | 0 | 0 | 0 | 0 | 0 | 0 | 0 | 0 | 0 | 0 | 0 | 0 | 0 | 0 | 0 | 0
F3_Commercial_Retail_Existing_Food Preparation_Natural Gas_Broiler_E10 | F3 | Commercial | Retail | Existing | Food Preparation | Natural Gas | Broiler | E10 | System - kBTUs of Consumption | 0 | 0 | 0 | 0 | 0 | 0 | 0 | 0 | 0 | 0 | 0 | 0 | 0 | 0 | 0 | 0 | 0 | 0 | 0 | 0 | 0 | 0 | 0 | 0 | 0 | 0 | 0
F4_Commercial_Retail_Existing_Food Preparation_Natural Gas_Broiler_E1 | F4 | Commercial | Retail | Existing | Food Preparation | Natural Gas | Broiler | E1 | Utility - Cost of Equipment | 1.4038 | 1.4038 | 1.4038 | 1.4038 | 1.4038 | 1.4038 | 1.4038 | 1.4038 | 1.4038 | 1.4038 | 1.4038 | 1.4038 | 1.4038 | 1.4038 | 1.4038 | 1.4038 | 1.4038 | 1.4038 | 1.4038 | 1.4038 | 1.4038 | 1.4038 | 1.4038 | 1.4038 | 1.4038 | 1.4038 | 1.4038
F4_Commercial_Retail_Existing_Food Preparation_Natural Gas_Broiler_E2 | F4 | Commercial | Retail | Existing | Food Preparation | Natural Gas | Broiler | E2 | Utility - Cost of Equipment | 1.9653 | 1.9653 | 1.9653 | 1.9653 | 1.9653 | 1.9653 | 1.9653 | 1.9653 | 1.9653 | 1.9653 | 1.9653 | 1.9653 | 1.9653 | 1.9653 | 1.9653 | 1.9653 | 1.9653 | 1.9653 | 1.9653 | 1.9653 | 1.9653 | 1.9653 | 1.9653 | 1.9653 | 1.9653 | 1.9653 | 1.9653
F4_Commercial_Retail_Existing_Food Preparation_Natural Gas_Broiler_E3 | F4 | Commercial | Retail | Existing | Food Preparation | Natural Gas | Broiler | E3 | Utility - Cost of Equipment | 0 | 0 | 0 | 0 | 0 | 0 | 0 | 0 | 0 | 0 | 0 | 0 | 0 | 0 | 0 | 0 | 0 | 0 | 0 | 0 | 0 | 0 | 0 | 0 | 0 | 0 | 0
F4_Commercial_Retail_Existing_Food Preparation_Natural Gas_Broiler_E4 | F4 | Commercial | Retail | Existing | Food Preparation | Natural Gas | Broiler | E4 | Utility - Cost of Equipment | 0 | 0 | 0 | 0 | 0 | 0 | 0 | 0 | 0 | 0 | 0 | 0 | 0 | 0 | 0 | 0 | 0 | 0 | 0 | 0 | 0 | 0 | 0 | 0 | 0 | 0 | 0
F4_Commercial_Retail_Existing_Food Preparation_Natural Gas_Broiler_E5 | F4 | Commercial | Retail | Existing | Food Preparation | Natural Gas | Broiler | E5 | Utility - Cost of Equipment | 0 | 0 | 0 | 0 | 0 | 0 | 0 | 0 | 0 | 0 | 0 | 0 | 0 | 0 | 0 | 0 | 0 | 0 | 0 | 0 | 0 | 0 | 0 | 0 | 0 | 0 | 0
F4_Commercial_Retail_Existing_Food Preparation_Natural Gas_Broiler_E6 | F4 | Commercial | Retail | Existing | Food Preparation | Natural Gas | Broiler | E6 | Utility - Cost of Equipment | 0 | 0 | 0 | 0 | 0 | 0 | 0 | 0 | 0 | 0 | 0 | 0 | 0 | 0 | 0 | 0 | 0 | 0 | 0 | 0 | 0 | 0 | 0 | 0 | 0 | 0 | 0
F4_Commercial_Retail_Existing_Food Preparation_Natural Gas_Broiler_E7 | F4 | Commercial | Retail | Existing | Food Preparation | Natural Gas | Broiler | E7 | Utility - Cost of Equipment | 0 | 0 | 0 | 0 | 0 | 0 | 0 | 0 | 0 | 0 | 0 | 0 | 0 | 0 | 0 | 0 | 0 | 0 | 0 | 0 | 0 | 0 | 0 | 0 | 0 | 0 | 0
F4_Commercial_Retail_Existing_Food Preparation_Natural Gas_Broiler_E8 | F4 | Commercial | Retail | Existing | Food Preparation | Natural Gas | Broiler | E8 | Utility - Cost of Equipment | 0 | 0 | 0 | 0 | 0 | 0 | 0 | 0 | 0 | 0 | 0 | 0 | 0 | 0 | 0 | 0 | 0 | 0 | 0 | 0 | 0 | 0 | 0 | 0 | 0 | 0 | 0
F4_Commercial_Retail_Existing_Food Preparation_Natural Gas_Broiler_E9 | F4 | Commercial | Retail | Existing | Food Preparation | Natural Gas | Broiler | E9 | Utility - Cost of Equipment | 0 | 0 | 0 | 0 | 0 | 0 | 0 | 0 | 0 | 0 | 0 | 0 | 0 | 0 | 0 | 0 | 0 | 0 | 0 | 0 | 0 | 0 | 0 | 0 | 0 | 0 | 0
F4_Commercial_Retail_Existing_Food Preparation_Natural Gas_Broiler_E10 | F4 | Commercial | Retail | Existing | Food Preparation | Natural Gas | Broiler | E10 | Utility - Cost of Equipment | 0 | 0 | 0 | 0 | 0 | 0 | 0 | 0 | 0 | 0 | 0 | 0 | 0 | 0 | 0 | 0 | 0 | 0 | 0 | 0 | 0 | 0 | 0 | 0 | 0 | 0 | 0
F5_Commercial_Retail_Existing_Food Preparation_Natural Gas_Broiler_E1 | F5 | Commercial | Retail | Existing | Food Preparation | Natural Gas | Broiler | E1 | Utility - Cost of Operation | 3.5265 | 3.4888 | 3.4523 | 3.4175 | 3.4261 | 3.4631 | 3.5168 | 3.5767 | 3.6344 | 3.6835 | 3.7236 | 3.7523 | 3.7685 | 3.7667 | 3.7463 | 3.7071 | 3.6497 | 3.5773 | 3.4908 | 3.3881 | 3.2676 | 3.1287 | 3.0056 | 2.9265 | 2.8932 | 2.9074 | 2.9217
F5_Commercial_Retail_Existing_Food Preparation_Natural Gas_Broiler_E2 | F5 | Commercial | Retail | Existing | Food Preparation | Natural Gas | Broiler | E2 | Utility - Cost of Operation | 2.267 | 2.2428 | 2.2194 | 2.197 | 2.2025 | 2.2263 | 2.2608 | 2.2993 | 2.3364 | 2.368 | 2.3937 | 2.4122 | 2.4226 | 2.4215 | 2.4083 | 2.3831 | 2.3462 | 2.2997 | 2.2441 | 2.1781 | 2.1006 | 2.0113 | 1.9322 | 1.8813 | 1.8599 | 1.869 | 1.8782
F5_Commercial_Retail_Existing_Food Preparation_Natural Gas_Broiler_E3 | F5 | Commercial | Retail | Existing | Food Preparation | Natural Gas | Broiler | E3 | Utility - Cost of Operation | 0 | 0 | 0 | 0 | 0 | 0 | 0 | 0 | 0 | 0 | 0 | 0 | 0 | 0 | 0 | 0 | 0 | 0 | 0 | 0 | 0 | 0 | 0 | 0 | 0 | 0 | 0
F5_Commercial_Retail_Existing_Food Preparation_Natural Gas_Broiler_E4 | F5 | Commercial | Retail | Existing | Food Preparation | Natural Gas | Broiler | E4 | Utility - Cost of Operation | 0 | 0 | 0 | 0 | 0 | 0 | 0 | 0 | 0 | 0 | 0 | 0 | 0 | 0 | 0 | 0 | 0 | 0 | 0 | 0 | 0 | 0 | 0 | 0 | 0 | 0 | 0
F5_Commercial_Retail_Existing_Food Preparation_Natural Gas_Broiler_E5 | F5 | Commercial | Retail | Existing | Food Preparation | Natural Gas | Broiler | E5 | Utility - Cost of Operation | 0 | 0 | 0 | 0 | 0 | 0 | 0 | 0 | 0 | 0 | 0 | 0 | 0 | 0 | 0 | 0 | 0 | 0 | 0 | 0 | 0 | 0 | 0 | 0 | 0 | 0 | 0
F5_Commercial_Retail_Existing_Food Preparation_Natural Gas_Broiler_E6 | F5 | Commercial | Retail | Existing | Food Preparation | Natural Gas | Broiler | E6 | Utility - Cost of Operation | 0 | 0 | 0 | 0 | 0 | 0 | 0 | 0 | 0 | 0 | 0 | 0 | 0 | 0 | 0 | 0 | 0 | 0 | 0 | 0 | 0 | 0 | 0 | 0 | 0 | 0 | 0
F5_Commercial_Retail_Existing_Food Preparation_Natural Gas_Broiler_E7 | F5 | Commercial | Retail | Existing | Food Preparation | Natural Gas | Broiler | E7 | Utility - Cost of Operation | 0 | 0 | 0 | 0 | 0 | 0 | 0 | 0 | 0 | 0 | 0 | 0 | 0 | 0 | 0 | 0 | 0 | 0 | 0 | 0 | 0 | 0 | 0 | 0 | 0 | 0 | 0
F5_Commercial_Retail_Existing_Food Preparation_Natural Gas_Broiler_E8 | F5 | Commercial | Retail | Existing | Food Preparation | Natural Gas | Broiler | E8 | Utility - Cost of Operation | 0 | 0 | 0 | 0 | 0 | 0 | 0 | 0 | 0 | 0 | 0 | 0 | 0 | 0 | 0 | 0 | 0 | 0 | 0 | 0 | 0 | 0 | 0 | 0 | 0 | 0 | 0
F5_Commercial_Retail_Existing_Food Preparation_Natural Gas_Broiler_E9 | F5 | Commercial | Retail | Existing | Food Preparation | Natural Gas | Broiler | E9 | Utility - Cost of Operation | 0 | 0 | 0 | 0 | 0 | 0 | 0 | 0 | 0 | 0 | 0 | 0 | 0 | 0 | 0 | 0 | 0 | 0 | 0 | 0 | 0 | 0 | 0 | 0 | 0 | 0 | 0
F5_Commercial_Retail_Existing_Food Preparation_Natural Gas_Broiler_E10 | F5 | Commercial | Retail | Existing | Food Preparation | Natural Gas | Broiler | E10 | Utility - Cost of Operation | 0 | 0 | 0 | 0 | 0 | 0 | 0 | 0 | 0 | 0 | 0 | 0 | 0 | 0 | 0 | 0 | 0 | 0 | 0 | 0 | 0 | 0 | 0 | 0 | 0 | 0 | 0
F6_Commercial_Retail_Existing_Food Preparation_Natural Gas_Broiler_E1 | F6 | Commercial | Retail | Existing | Food Preparation | Natural Gas | Broiler | E1 | Utility - Value of Sales | 0 | 0 | 0 | 0 | 0 | 0 | 0 | 0 | 0 | 0 | 0 | 0 | 0 | 0 | 0 | 0 | 0 | 0 | 0 | 0 | 0 | 0 | 0 | 0 | 0 | 0 | 0
F6_Commercial_Retail_Existing_Food Preparation_Natural Gas_Broiler_E2 | F6 | Commercial | Retail | Existing | Food Preparation | Natural Gas | Broiler | E2 | Utility - Value of Sales | 0 | 0 | 0 | 0 | 0 | 0 | 0 | 0 | 0 | 0 | 0 | 0 | 0 | 0 | 0 | 0 | 0 | 0 | 0 | 0 | 0 | 0 | 0 | 0 | 0 | 0 | 0
F6_Commercial_Retail_Existing_Food Preparation_Natural Gas_Broiler_E3 | F6 | Commercial | Retail | Existing | Food Preparation | Natural Gas | Broiler | E3 | Utility - Value of Sales | 0 | 0 | 0 | 0 | 0 | 0 | 0 | 0 | 0 | 0 | 0 | 0 | 0 | 0 | 0 | 0 | 0 | 0 | 0 | 0 | 0 | 0 | 0 | 0 | 0 | 0 | 0
F6_Commercial_Retail_Existing_Food Preparation_Natural Gas_Broiler_E4 | F6 | Commercial | Retail | Existing | Food Preparation | Natural Gas | Broiler | E4 | Utility - Value of Sales | 0 | 0 | 0 | 0 | 0 | 0 | 0 | 0 | 0 | 0 | 0 | 0 | 0 | 0 | 0 | 0 | 0 | 0 | 0 | 0 | 0 | 0 | 0 | 0 | 0 | 0 | 0
F6_Commercial_Retail_Existing_Food Preparation_Natural Gas_Broiler_E5 | F6 | Commercial | Retail | Existing | Food Preparation | Natural Gas | Broiler | E5 | Utility - Value of Sales | 0 | 0 | 0 | 0 | 0 | 0 | 0 | 0 | 0 | 0 | 0 | 0 | 0 | 0 | 0 | 0 | 0 | 0 | 0 | 0 | 0 | 0 | 0 | 0 | 0 | 0 | 0
F6_Commercial_Retail_Existing_Food Preparation_Natural Gas_Broiler_E6 | F6 | Commercial | Retail | Existing | Food Preparation | Natural Gas | Broiler | E6 | Utility - Value of Sales | 0 | 0 | 0 | 0 | 0 | 0 | 0 | 0 | 0 | 0 | 0 | 0 | 0 | 0 | 0 | 0 | 0 | 0 | 0 | 0 | 0 | 0 | 0 | 0 | 0 | 0 | 0
F6_Commercial_Retail_Existing_Food Preparation_Natural Gas_Broiler_E7 | F6 | Commercial | Retail | Existing | Food Preparation | Natural Gas | Broiler | E7 | Utility - Value of Sales | 0 | 0 | 0 | 0 | 0 | 0 | 0 | 0 | 0 | 0 | 0 | 0 | 0 | 0 | 0 | 0 | 0 | 0 | 0 | 0 | 0 | 0 | 0 | 0 | 0 | 0 | 0
F6_Commercial_Retail_Existing_Food Preparation_Natural Gas_Broiler_E8 | F6 | Commercial | Retail | Existing | Food Preparation | Natural Gas | Broiler | E8 | Utility - Value of Sales | 0 | 0 | 0 | 0 | 0 | 0 | 0 | 0 | 0 | 0 | 0 | 0 | 0 | 0 | 0 | 0 | 0 | 0 | 0 | 0 | 0 | 0 | 0 | 0 | 0 | 0 | 0
F6_Commercial_Retail_Existing_Food Preparation_Natural Gas_Broiler_E9 | F6 | Commercial | Retail | Existing | Food Preparation | Natural Gas | Broiler | E9 | Utility - Value of Sales | 0 | 0 | 0 | 0 | 0 | 0 | 0 | 0 | 0 | 0 | 0 | 0 | 0 | 0 | 0 | 0 | 0 | 0 | 0 | 0 | 0 | 0 | 0 | 0 | 0 | 0 | 0
F6_Commercial_Retail_Existing_Food Preparation_Natural Gas_Broiler_E10 | F6 | Commercial | Retail | Existing | Food Preparation | Natural Gas | Broiler | E10 | Utility - Value of Sales | 0 | 0 | 0 | 0 | 0 | 0 | 0 | 0 | 0 | 0 | 0 | 0 | 0 | 0 | 0 | 0 | 0 | 0 | 0 | 0 | 0 | 0 | 0 | 0 | 0 | 0 | 0
F1_Commercial_Retail_Existing_Food Preparation_Natural Gas_Griddle_E1 | F1 | Commercial | Retail | Existing | Food Preparation | Natural Gas | Griddle | E1 | RVT - Cost of Equipment | 1.0876 | 1.0876 | 1.0876 | 1.0876 | 1.0876 | 1.0876 | 1.0876 | 1.0876 | 1.0876 | 1.0876 | 1.0876 | 1.0876 | 1.0876 | 1.0876 | 1.0876 | 1.0876 | 1.0876 | 1.0876 | 1.0876 | 1.0876 | 1.0876 | 1.0876 | 1.0876 | 1.0876 | 1.0876 | 1.0876 | 1.0876
F1_Commercial_Retail_Existing_Food Preparation_Natural Gas_Griddle_E2 | F1 | Commercial | Retail | Existing | Food Preparation | Natural Gas | Griddle | E2 | RVT - Cost of Equipment | 1.3515 | 1.3515 | 1.3515 | 1.3515 | 1.3515 | 1.3515 | 1.3515 | 1.3515 | 1.3515 | 1.3515 | 1.3515 | 1.3515 | 1.3515 | 1.3515 | 1.3515 | 1.3515 | 1.3515 | 1.3515 | 1.3515 | 1.3515 | 1.3515 | 1.3515 | 1.3515 | 1.3515 | 1.3515 | 1.3515 | 1.3515
F1_Commercial_Retail_Existing_Food Preparation_Natural Gas_Griddle_E3 | F1 | Commercial | Retail | Existing | Food Preparation | Natural Gas | Griddle | E3 | RVT - Cost of Equipment | 0 | 0 | 0 | 0 | 0 | 0 | 0 | 0 | 0 | 0 | 0 | 0 | 0 | 0 | 0 | 0 | 0 | 0 | 0 | 0 | 0 | 0 | 0 | 0 | 0 | 0 | 0
F1_Commercial_Retail_Existing_Food Preparation_Natural Gas_Griddle_E4 | F1 | Commercial | Retail | Existing | Food Preparation | Natural Gas | Griddle | E4 | RVT - Cost of Equipment | 0 | 0 | 0 | 0 | 0 | 0 | 0 | 0 | 0 | 0 | 0 | 0 | 0 | 0 | 0 | 0 | 0 | 0 | 0 | 0 | 0 | 0 | 0 | 0 | 0 | 0 | 0
F1_Commercial_Retail_Existing_Food Preparation_Natural Gas_Griddle_E5 | F1 | Commercial | Retail | Existing | Food Preparation | Natural Gas | Griddle | E5 | RVT - Cost of Equipment | 0 | 0 | 0 | 0 | 0 | 0 | 0 | 0 | 0 | 0 | 0 | 0 | 0 | 0 | 0 | 0 | 0 | 0 | 0 | 0 | 0 | 0 | 0 | 0 | 0 | 0 | 0
F1_Commercial_Retail_Existing_Food Preparation_Natural Gas_Griddle_E6 | F1 | Commercial | Retail | Existing | Food Preparation | Natural Gas | Griddle | E6 | RVT - Cost of Equipment | 0 | 0 | 0 | 0 | 0 | 0 | 0 | 0 | 0 | 0 | 0 | 0 | 0 | 0 | 0 | 0 | 0 | 0 | 0 | 0 | 0 | 0 | 0 | 0 | 0 | 0 | 0
F1_Commercial_Retail_Existing_Food Preparation_Natural Gas_Griddle_E7 | F1 | Commercial | Retail | Existing | Food Preparation | Natural Gas | Griddle | E7 | RVT - Cost of Equipment | 0 | 0 | 0 | 0 | 0 | 0 | 0 | 0 | 0 | 0 | 0 | 0 | 0 | 0 | 0 | 0 | 0 | 0 | 0 | 0 | 0 | 0 | 0 | 0 | 0 | 0 | 0
F1_Commercial_Retail_Existing_Food Preparation_Natural Gas_Griddle_E8 | F1 | Commercial | Retail | Existing | Food Preparation | Natural Gas | Griddle | E8 | RVT - Cost of Equipment | 0 | 0 | 0 | 0 | 0 | 0 | 0 | 0 | 0 | 0 | 0 | 0 | 0 | 0 | 0 | 0 | 0 | 0 | 0 | 0 | 0 | 0 | 0 | 0 | 0 | 0 | 0
F1_Commercial_Retail_Existing_Food Preparation_Natural Gas_Griddle_E9 | F1 | Commercial | Retail | Existing | Food Preparation | Natural Gas | Griddle | E9 | RVT - Cost of Equipment | 0 | 0 | 0 | 0 | 0 | 0 | 0 | 0 | 0 | 0 | 0 | 0 | 0 | 0 | 0 | 0 | 0 | 0 | 0 | 0 | 0 | 0 | 0 | 0 | 0 | 0 | 0
F1_Commercial_Retail_Existing_Food Preparation_Natural Gas_Griddle_E10 | F1 | Commercial | Retail | Existing | Food Preparation | Natural Gas | Griddle | E10 | RVT - Cost of Equipment | 0 | 0 | 0 | 0 | 0 | 0 | 0 | 0 | 0 | 0 | 0 | 0 | 0 | 0 | 0 | 0 | 0 | 0 | 0 | 0 | 0 | 0 | 0 | 0 | 0 | 0 | 0
F2_Commercial_Retail_Existing_Food Preparation_Natural Gas_Griddle_E1 | F2 | Commercial | Retail | Existing | Food Preparation | Natural Gas | Griddle | E1 | RVT - Cost of Operation | 0 | 0 | 0 | 0 | 0 | 0 | 0 | 0 | 0 | 0 | 0 | 0 | 0 | 0 | 0 | 0 | 0 | 0 | 0 | 0 | 0 | 0 | 0 | 0 | 0 | 0 | 0
F2_Commercial_Retail_Existing_Food Preparation_Natural Gas_Griddle_E2 | F2 | Commercial | Retail | Existing | Food Preparation | Natural Gas | Griddle | E2 | RVT - Cost of Operation | 0 | 0 | 0 | 0 | 0 | 0 | 0 | 0 | 0 | 0 | 0 | 0 | 0 | 0 | 0 | 0 | 0 | 0 | 0 | 0 | 0 | 0 | 0 | 0 | 0 | 0 | 0
F2_Commercial_Retail_Existing_Food Preparation_Natural Gas_Griddle_E3 | F2 | Commercial | Retail | Existing | Food Preparation | Natural Gas | Griddle | E3 | RVT - Cost of Operation | 0 | 0 | 0 | 0 | 0 | 0 | 0 | 0 | 0 | 0 | 0 | 0 | 0 | 0 | 0 | 0 | 0 | 0 | 0 | 0 | 0 | 0 | 0 | 0 | 0 | 0 | 0
F2_Commercial_Retail_Existing_Food Preparation_Natural Gas_Griddle_E4 | F2 | Commercial | Retail | Existing | Food Preparation | Natural Gas | Griddle | E4 | RVT - Cost of Operation | 0 | 0 | 0 | 0 | 0 | 0 | 0 | 0 | 0 | 0 | 0 | 0 | 0 | 0 | 0 | 0 | 0 | 0 | 0 | 0 | 0 | 0 | 0 | 0 | 0 | 0 | 0
F2_Commercial_Retail_Existing_Food Preparation_Natural Gas_Griddle_E5 | F2 | Commercial | Retail | Existing | Food Preparation | Natural Gas | Griddle | E5 | RVT - Cost of Operation | 0 | 0 | 0 | 0 | 0 | 0 | 0 | 0 | 0 | 0 | 0 | 0 | 0 | 0 | 0 | 0 | 0 | 0 | 0 | 0 | 0 | 0 | 0 | 0 | 0 | 0 | 0
F2_Commercial_Retail_Existing_Food Preparation_Natural Gas_Griddle_E6 | F2 | Commercial | Retail | Existing | Food Preparation | Natural Gas | Griddle | E6 | RVT - Cost of Operation | 0 | 0 | 0 | 0 | 0 | 0 | 0 | 0 | 0 | 0 | 0 | 0 | 0 | 0 | 0 | 0 | 0 | 0 | 0 | 0 | 0 | 0 | 0 | 0 | 0 | 0 | 0
F2_Commercial_Retail_Existing_Food Preparation_Natural Gas_Griddle_E7 | F2 | Commercial | Retail | Existing | Food Preparation | Natural Gas | Griddle | E7 | RVT - Cost of Operation | 0 | 0 | 0 | 0 | 0 | 0 | 0 | 0 | 0 | 0 | 0 | 0 | 0 | 0 | 0 | 0 | 0 | 0 | 0 | 0 | 0 | 0 | 0 | 0 | 0 | 0 | 0
F2_Commercial_Retail_Existing_Food Preparation_Natural Gas_Griddle_E8 | F2 | Commercial | Retail | Existing | Food Preparation | Natural Gas | Griddle | E8 | RVT - Cost of Operation | 0 | 0 | 0 | 0 | 0 | 0 | 0 | 0 | 0 | 0 | 0 | 0 | 0 | 0 | 0 | 0 | 0 | 0 | 0 | 0 | 0 | 0 | 0 | 0 | 0 | 0 | 0
F2_Commercial_Retail_Existing_Food Preparation_Natural Gas_Griddle_E9 | F2 | Commercial | Retail | Existing | Food Preparation | Natural Gas | Griddle | E9 | RVT - Cost of Operation | 0 | 0 | 0 | 0 | 0 | 0 | 0 | 0 | 0 | 0 | 0 | 0 | 0 | 0 | 0 | 0 | 0 | 0 | 0 | 0 | 0 | 0 | 0 | 0 | 0 | 0 | 0
F2_Commercial_Retail_Existing_Food Preparation_Natural Gas_Griddle_E10 | F2 | Commercial | Retail | Existing | Food Preparation | Natural Gas | Griddle | E10 | RVT - Cost of Operation | 0 | 0 | 0 | 0 | 0 | 0 | 0 | 0 | 0 | 0 | 0 | 0 | 0 | 0 | 0 | 0 | 0 | 0 | 0 | 0 | 0 | 0 | 0 | 0 | 0 | 0 | 0
F3_Commercial_Retail_Existing_Food Preparation_Natural Gas_Griddle_E1 | F3 | Commercial | Retail | Existing | Food Preparation | Natural Gas | Griddle | E1 | System - kBTUs of Consumption | 184.6078 | 184.6078 | 184.6078 | 184.6078 | 184.6078 | 184.6078 | 184.6078 | 184.6078 | 184.6078 | 184.6078 | 184.6078 | 184.6078 | 184.6078 | 184.6078 | 184.6078 | 184.6078 | 184.6078 | 184.6078 | 184.6078 | 184.6078 | 184.6078 | 184.6078 | 184.6078 | 184.6078 | 184.6078 | 184.6078 | 184.6078
F3_Commercial_Retail_Existing_Food Preparation_Natural Gas_Griddle_E2 | F3 | Commercial | Retail | Existing | Food Preparation | Natural Gas | Griddle | E2 | System - kBTUs of Consumption | 159.4398 | 159.4398 | 159.4398 | 159.4398 | 159.4398 | 159.4398 | 159.4398 | 159.4398 | 159.4398 | 159.4398 | 159.4398 | 159.4398 | 159.4398 | 159.4398 | 159.4398 | 159.4398 | 159.4398 | 159.4398 | 159.4398 | 159.4398 | 159.4398 | 159.4398 | 159.4398 | 159.4398 | 159.4398 | 159.4398 | 159.4398
F3_Commercial_Retail_Existing_Food Preparation_Natural Gas_Griddle_E3 | F3 | Commercial | Retail | Existing | Food Preparation | Natural Gas | Griddle | E3 | System - kBTUs of Consumption | 0 | 0 | 0 | 0 | 0 | 0 | 0 | 0 | 0 | 0 | 0 | 0 | 0 | 0 | 0 | 0 | 0 | 0 | 0 | 0 | 0 | 0 | 0 | 0 | 0 | 0 | 0
F3_Commercial_Retail_Existing_Food Preparation_Natural Gas_Griddle_E4 | F3 | Commercial | Retail | Existing | Food Preparation | Natural Gas | Griddle | E4 | System - kBTUs of Consumption | 0 | 0 | 0 | 0 | 0 | 0 | 0 | 0 | 0 | 0 | 0 | 0 | 0 | 0 | 0 | 0 | 0 | 0 | 0 | 0 | 0 | 0 | 0 | 0 | 0 | 0 | 0
F3_Commercial_Retail_Existing_Food Preparation_Natural Gas_Griddle_E5 | F3 | Commercial | Retail | Existing | Food Preparation | Natural Gas | Griddle | E5 | System - kBTUs of Consumption | 0 | 0 | 0 | 0 | 0 | 0 | 0 | 0 | 0 | 0 | 0 | 0 | 0 | 0 | 0 | 0 | 0 | 0 | 0 | 0 | 0 | 0 | 0 | 0 | 0 | 0 | 0
F3_Commercial_Retail_Existing_Food Preparation_Natural Gas_Griddle_E6 | F3 | Commercial | Retail | Existing | Food Preparation | Natural Gas | Griddle | E6 | System - kBTUs of Consumption | 0 | 0 | 0 | 0 | 0 | 0 | 0 | 0 | 0 | 0 | 0 | 0 | 0 | 0 | 0 | 0 | 0 | 0 | 0 | 0 | 0 | 0 | 0 | 0 | 0 | 0 | 0
F3_Commercial_Retail_Existing_Food Preparation_Natural Gas_Griddle_E7 | F3 | Commercial | Retail | Existing | Food Preparation | Natural Gas | Griddle | E7 | System - kBTUs of Consumption | 0 | 0 | 0 | 0 | 0 | 0 | 0 | 0 | 0 | 0 | 0 | 0 | 0 | 0 | 0 | 0 | 0 | 0 | 0 | 0 | 0 | 0 | 0 | 0 | 0 | 0 | 0
F3_Commercial_Retail_Existing_Food Preparation_Natural Gas_Griddle_E8 | F3 | Commercial | Retail | Existing | Food Preparation | Natural Gas | Griddle | E8 | System - kBTUs of Consumption | 0 | 0 | 0 | 0 | 0 | 0 | 0 | 0 | 0 | 0 | 0 | 0 | 0 | 0 | 0 | 0 | 0 | 0 | 0 | 0 | 0 | 0 | 0 | 0 | 0 | 0 | 0
F3_Commercial_Retail_Existing_Food Preparation_Natural Gas_Griddle_E9 | F3 | Commercial | Retail | Existing | Food Preparation | Natural Gas | Griddle | E9 | System - kBTUs of Consumption | 0 | 0 | 0 | 0 | 0 | 0 | 0 | 0 | 0 | 0 | 0 | 0 | 0 | 0 | 0 | 0 | 0 | 0 | 0 | 0 | 0 | 0 | 0 | 0 | 0 | 0 | 0
F3_Commercial_Retail_Existing_Food Preparation_Natural Gas_Griddle_E10 | F3 | Commercial | Retail | Existing | Food Preparation | Natural Gas | Griddle | E10 | System - kBTUs of Consumption | 0 | 0 | 0 | 0 | 0 | 0 | 0 | 0 | 0 | 0 | 0 | 0 | 0 | 0 | 0 | 0 | 0 | 0 | 0 | 0 | 0 | 0 | 0 | 0 | 0 | 0 | 0
F4_Commercial_Retail_Existing_Food Preparation_Natural Gas_Griddle_E1 | F4 | Commercial | Retail | Existing | Food Preparation | Natural Gas | Griddle | E1 | Utility - Cost of Equipment | 1.0876 | 1.0876 | 1.0876 | 1.0876 | 1.0876 | 1.0876 | 1.0876 | 1.0876 | 1.0876 | 1.0876 | 1.0876 | 1.0876 | 1.0876 | 1.0876 | 1.0876 | 1.0876 | 1.0876 | 1.0876 | 1.0876 | 1.0876 | 1.0876 | 1.0876 | 1.0876 | 1.0876 | 1.0876 | 1.0876 | 1.0876
F4_Commercial_Retail_Existing_Food Preparation_Natural Gas_Griddle_E2 | F4 | Commercial | Retail | Existing | Food Preparation | Natural Gas | Griddle | E2 | Utility - Cost of Equipment | 1.3515 | 1.3515 | 1.3515 | 1.3515 | 1.3515 | 1.3515 | 1.3515 | 1.3515 | 1.3515 | 1.3515 | 1.3515 | 1.3515 | 1.3515 | 1.3515 | 1.3515 | 1.3515 | 1.3515 | 1.3515 | 1.3515 | 1.3515 | 1.3515 | 1.3515 | 1.3515 | 1.3515 | 1.3515 | 1.3515 | 1.3515
F4_Commercial_Retail_Existing_Food Preparation_Natural Gas_Griddle_E3 | F4 | Commercial | Retail | Existing | Food Preparation | Natural Gas | Griddle | E3 | Utility - Cost of Equipment | 0 | 0 | 0 | 0 | 0 | 0 | 0 | 0 | 0 | 0 | 0 | 0 | 0 | 0 | 0 | 0 | 0 | 0 | 0 | 0 | 0 | 0 | 0 | 0 | 0 | 0 | 0
F4_Commercial_Retail_Existing_Food Preparation_Natural Gas_Griddle_E4 | F4 | Commercial | Retail | Existing | Food Preparation | Natural Gas | Griddle | E4 | Utility - Cost of Equipment | 0 | 0 | 0 | 0 | 0 | 0 | 0 | 0 | 0 | 0 | 0 | 0 | 0 | 0 | 0 | 0 | 0 | 0 | 0 | 0 | 0 | 0 | 0 | 0 | 0 | 0 | 0
F4_Commercial_Retail_Existing_Food Preparation_Natural Gas_Griddle_E5 | F4 | Commercial | Retail | Existing | Food Preparation | Natural Gas | Griddle | E5 | Utility - Cost of Equipment | 0 | 0 | 0 | 0 | 0 | 0 | 0 | 0 | 0 | 0 | 0 | 0 | 0 | 0 | 0 | 0 | 0 | 0 | 0 | 0 | 0 | 0 | 0 | 0 | 0 | 0 | 0
F4_Commercial_Retail_Existing_Food Preparation_Natural Gas_Griddle_E6 | F4 | Commercial | Retail | Existing | Food Preparation | Natural Gas | Griddle | E6 | Utility - Cost of Equipment | 0 | 0 | 0 | 0 | 0 | 0 | 0 | 0 | 0 | 0 | 0 | 0 | 0 | 0 | 0 | 0 | 0 | 0 | 0 | 0 | 0 | 0 | 0 | 0 | 0 | 0 | 0
F4_Commercial_Retail_Existing_Food Preparation_Natural Gas_Griddle_E7 | F4 | Commercial | Retail | Existing | Food Preparation | Natural Gas | Griddle | E7 | Utility - Cost of Equipment | 0 | 0 | 0 | 0 | 0 | 0 | 0 | 0 | 0 | 0 | 0 | 0 | 0 | 0 | 0 | 0 | 0 | 0 | 0 | 0 | 0 | 0 | 0 | 0 | 0 | 0 | 0
F4_Commercial_Retail_Existing_Food Preparation_Natural Gas_Griddle_E8 | F4 | Commercial | Retail | Existing | Food Preparation | Natural Gas | Griddle | E8 | Utility - Cost of Equipment | 0 | 0 | 0 | 0 | 0 | 0 | 0 | 0 | 0 | 0 | 0 | 0 | 0 | 0 | 0 | 0 | 0 | 0 | 0 | 0 | 0 | 0 | 0 | 0 | 0 | 0 | 0
F4_Commercial_Retail_Existing_Food Preparation_Natural Gas_Griddle_E9 | F4 | Commercial | Retail | Existing | Food Preparation | Natural Gas | Griddle | E9 | Utility - Cost of Equipment | 0 | 0 | 0 | 0 | 0 | 0 | 0 | 0 | 0 | 0 | 0 | 0 | 0 | 0 | 0 | 0 | 0 | 0 | 0 | 0 | 0 | 0 | 0 | 0 | 0 | 0 | 0
F4_Commercial_Retail_Existing_Food Preparation_Natural Gas_Griddle_E10 | F4 | Commercial | Retail | Existing | Food Preparation | Natural Gas | Griddle | E10 | Utility - Cost of Equipment | 0 | 0 | 0 | 0 | 0 | 0 | 0 | 0 | 0 | 0 | 0 | 0 | 0 | 0 | 0 | 0 | 0 | 0 | 0 | 0 | 0 | 0 | 0 | 0 | 0 | 0 | 0
F5_Commercial_Retail_Existing_Food Preparation_Natural Gas_Griddle_E1 | F5 | Commercial | Retail | Existing | Food Preparation | Natural Gas | Griddle | E1 | Utility - Cost of Operation | 2.5197 | 2.4927 | 2.4667 | 2.4418 | 2.448 | 2.4744 | 2.5128 | 2.5555 | 2.5968 | 2.6319 | 2.6605 | 2.681 | 2.6926 | 2.6913 | 2.6767 | 2.6487 | 2.6077 | 2.556 | 2.4942 | 2.4208 | 2.3347 | 2.2355 | 2.1475 | 2.091 | 2.0672 | 2.0774 | 2.0875
F5_Commercial_Retail_Existing_Food Preparation_Natural Gas_Griddle_E2 | F5 | Commercial | Retail | Existing | Food Preparation | Natural Gas | Griddle | E2 | Utility - Cost of Operation | 2.1762 | 2.1529 | 2.1304 | 2.1089 | 2.1142 | 2.137 | 2.1702 | 2.2071 | 2.2427 | 2.2731 | 2.2978 | 2.3155 | 2.3255 | 2.3244 | 2.3118 | 2.2876 | 2.2522 | 2.2075 | 2.1542 | 2.0908 | 2.0164 | 1.9307 | 1.8547 | 1.8059 | 1.7854 | 1.7941 | 1.8029
F5_Commercial_Retail_Existing_Food Preparation_Natural Gas_Griddle_E3 | F5 | Commercial | Retail | Existing | Food Preparation | Natural Gas | Griddle | E3 | Utility - Cost of Operation | 0 | 0 | 0 | 0 | 0 | 0 | 0 | 0 | 0 | 0 | 0 | 0 | 0 | 0 | 0 | 0 | 0 | 0 | 0 | 0 | 0 | 0 | 0 | 0 | 0 | 0 | 0
F5_Commercial_Retail_Existing_Food Preparation_Natural Gas_Griddle_E4 | F5 | Commercial | Retail | Existing | Food Preparation | Natural Gas | Griddle | E4 | Utility - Cost of Operation | 0 | 0 | 0 | 0 | 0 | 0 | 0 | 0 | 0 | 0 | 0 | 0 | 0 | 0 | 0 | 0 | 0 | 0 | 0 | 0 | 0 | 0 | 0 | 0 | 0 | 0 | 0
F5_Commercial_Retail_Existing_Food Preparation_Natural Gas_Griddle_E5 | F5 | Commercial | Retail | Existing | Food Preparation | Natural Gas | Griddle | E5 | Utility - Cost of Operation | 0 | 0 | 0 | 0 | 0 | 0 | 0 | 0 | 0 | 0 | 0 | 0 | 0 | 0 | 0 | 0 | 0 | 0 | 0 | 0 | 0 | 0 | 0 | 0 | 0 | 0 | 0
F5_Commercial_Retail_Existing_Food Preparation_Natural Gas_Griddle_E6 | F5 | Commercial | Retail | Existing | Food Preparation | Natural Gas | Griddle | E6 | Utility - Cost of Operation | 0 | 0 | 0 | 0 | 0 | 0 | 0 | 0 | 0 | 0 | 0 | 0 | 0 | 0 | 0 | 0 | 0 | 0 | 0 | 0 | 0 | 0 | 0 | 0 | 0 | 0 | 0
F5_Commercial_Retail_Existing_Food Preparation_Natural Gas_Griddle_E7 | F5 | Commercial | Retail | Existing | Food Preparation | Natural Gas | Griddle | E7 | Utility - Cost of Operation | 0 | 0 | 0 | 0 | 0 | 0 | 0 | 0 | 0 | 0 | 0 | 0 | 0 | 0 | 0 | 0 | 0 | 0 | 0 | 0 | 0 | 0 | 0 | 0 | 0 | 0 | 0
F5_Commercial_Retail_Existing_Food Preparation_Natural Gas_Griddle_E8 | F5 | Commercial | Retail | Existing | Food Preparation | Natural Gas | Griddle | E8 | Utility - Cost of Operation | 0 | 0 | 0 | 0 | 0 | 0 | 0 | 0 | 0 | 0 | 0 | 0 | 0 | 0 | 0 | 0 | 0 | 0 | 0 | 0 | 0 | 0 | 0 | 0 | 0 | 0 | 0
F5_Commercial_Retail_Existing_Food Preparation_Natural Gas_Griddle_E9 | F5 | Commercial | Retail | Existing | Food Preparation | Natural Gas | Griddle | E9 | Utility - Cost of Operation | 0 | 0 | 0 | 0 | 0 | 0 | 0 | 0 | 0 | 0 | 0 | 0 | 0 | 0 | 0 | 0 | 0 | 0 | 0 | 0 | 0 | 0 | 0 | 0 | 0 | 0 | 0
F5_Commercial_Retail_Existing_Food Preparation_Natural Gas_Griddle_E10 | F5 | Commercial | Retail | Existing | Food Preparation | Natural Gas | Griddle | E10 | Utility - Cost of Operation | 0 | 0 | 0 | 0 | 0 | 0 | 0 | 0 | 0 | 0 | 0 | 0 | 0 | 0 | 0 | 0 | 0 | 0 | 0 | 0 | 0 | 0 | 0 | 0 | 0 | 0 | 0
F6_Commercial_Retail_Existing_Food Preparation_Natural Gas_Griddle_E1 | F6 | Commercial | Retail | Existing | Food Preparation | Natural Gas | Griddle | E1 | Utility - Value of Sales | 0 | 0 | 0 | 0 | 0 | 0 | 0 | 0 | 0 | 0 | 0 | 0 | 0 | 0 | 0 | 0 | 0 | 0 | 0 | 0 | 0 | 0 | 0 | 0 | 0 | 0 | 0
F6_Commercial_Retail_Existing_Food Preparation_Natural Gas_Griddle_E2 | F6 | Commercial | Retail | Existing | Food Preparation | Natural Gas | Griddle | E2 | Utility - Value of Sales | 0 | 0 | 0 | 0 | 0 | 0 | 0 | 0 | 0 | 0 | 0 | 0 | 0 | 0 | 0 | 0 | 0 | 0 | 0 | 0 | 0 | 0 | 0 | 0 | 0 | 0 | 0
F6_Commercial_Retail_Existing_Food Preparation_Natural Gas_Griddle_E3 | F6 | Commercial | Retail | Existing | Food Preparation | Natural Gas | Griddle | E3 | Utility - Value of Sales | 0 | 0 | 0 | 0 | 0 | 0 | 0 | 0 | 0 | 0 | 0 | 0 | 0 | 0 | 0 | 0 | 0 | 0 | 0 | 0 | 0 | 0 | 0 | 0 | 0 | 0 | 0
F6_Commercial_Retail_Existing_Food Preparation_Natural Gas_Griddle_E4 | F6 | Commercial | Retail | Existing | Food Preparation | Natural Gas | Griddle | E4 | Utility - Value of Sales | 0 | 0 | 0 | 0 | 0 | 0 | 0 | 0 | 0 | 0 | 0 | 0 | 0 | 0 | 0 | 0 | 0 | 0 | 0 | 0 | 0 | 0 | 0 | 0 | 0 | 0 | 0
F6_Commercial_Retail_Existing_Food Preparation_Natural Gas_Griddle_E5 | F6 | Commercial | Retail | Existing | Food Preparation | Natural Gas | Griddle | E5 | Utility - Value of Sales | 0 | 0 | 0 | 0 | 0 | 0 | 0 | 0 | 0 | 0 | 0 | 0 | 0 | 0 | 0 | 0 | 0 | 0 | 0 | 0 | 0 | 0 | 0 | 0 | 0 | 0 | 0
F6_Commercial_Retail_Existing_Food Preparation_Natural Gas_Griddle_E6 | F6 | Commercial | Retail | Existing | Food Preparation | Natural Gas | Griddle | E6 | Utility - Value of Sales | 0 | 0 | 0 | 0 | 0 | 0 | 0 | 0 | 0 | 0 | 0 | 0 | 0 | 0 | 0 | 0 | 0 | 0 | 0 | 0 | 0 | 0 | 0 | 0 | 0 | 0 | 0
F6_Commercial_Retail_Existing_Food Preparation_Natural Gas_Griddle_E7 | F6 | Commercial | Retail | Existing | Food Preparation | Natural Gas | Griddle | E7 | Utility - Value of Sales | 0 | 0 | 0 | 0 | 0 | 0 | 0 | 0 | 0 | 0 | 0 | 0 | 0 | 0 | 0 | 0 | 0 | 0 | 0 | 0 | 0 | 0 | 0 | 0 | 0 | 0 | 0
F6_Commercial_Retail_Existing_Food Preparation_Natural Gas_Griddle_E8 | F6 | Commercial | Retail | Existing | Food Preparation | Natural Gas | Griddle | E8 | Utility - Value of Sales | 0 | 0 | 0 | 0 | 0 | 0 | 0 | 0 | 0 | 0 | 0 | 0 | 0 | 0 | 0 | 0 | 0 | 0 | 0 | 0 | 0 | 0 | 0 | 0 | 0 | 0 | 0
F6_Commercial_Retail_Existing_Food Preparation_Natural Gas_Griddle_E9 | F6 | Commercial | Retail | Existing | Food Preparation | Natural Gas | Griddle | E9 | Utility - Value of Sales | 0 | 0 | 0 | 0 | 0 | 0 | 0 | 0 | 0 | 0 | 0 | 0 | 0 | 0 | 0 | 0 | 0 | 0 | 0 | 0 | 0 | 0 | 0 | 0 | 0 | 0 | 0
F6_Commercial_Retail_Existing_Food Preparation_Natural Gas_Griddle_E10 | F6 | Commercial | Retail | Existing | Food Preparation | Natural Gas | Griddle | E10 | Utility - Value of Sales | 0 | 0 | 0 | 0 | 0 | 0 | 0 | 0 | 0 | 0 | 0 | 0 | 0 | 0 | 0 | 0 | 0 | 0 | 0 | 0 | 0 | 0 | 0 | 0 | 0 | 0 | 0
F1_Commercial_Retail_Existing_Food Preparation_Natural Gas_Range_E1 | F1 | Commercial | Retail | Existing | Food Preparation | Natural Gas | Range | E1 | RVT - Cost of Equipment | 1.6648 | 1.6648 | 1.6648 | 1.6648 | 1.6648 | 1.6648 | 1.6648 | 1.6648 | 1.6648 | 1.6648 | 1.6648 | 1.6648 | 1.6648 | 1.6648 | 1.6648 | 1.6648 | 1.6648 | 1.6648 | 1.6648 | 1.6648 | 1.6648 | 1.6648 | 1.6648 | 1.6648 | 1.6648 | 1.6648 | 1.6648
F1_Commercial_Retail_Existing_Food Preparation_Natural Gas_Range_E2 | F1 | Commercial | Retail | Existing | Food Preparation | Natural Gas | Range | E2 | RVT - Cost of Equipment | 1.6648 | 1.6648 | 1.6648 | 1.6648 | 1.6648 | 1.6648 | 1.6648 | 1.6648 | 1.6648 | 1.6648 | 1.6648 | 1.6648 | 1.6648 | 1.6648 | 1.6648 | 1.6648 | 1.6648 | 1.6648 | 1.6648 | 1.6648 | 1.6648 | 1.6648 | 1.6648 | 1.6648 | 1.6648 | 1.6648 | 1.6648
F1_Commercial_Retail_Existing_Food Preparation_Natural Gas_Range_E3 | F1 | Commercial | Retail | Existing | Food Preparation | Natural Gas | Range | E3 | RVT - Cost of Equipment | 0 | 0 | 0 | 0 | 0 | 0 | 0 | 0 | 0 | 0 | 0 | 0 | 0 | 0 | 0 | 0 | 0 | 0 | 0 | 0 | 0 | 0 | 0 | 0 | 0 | 0 | 0
F1_Commercial_Retail_Existing_Food Preparation_Natural Gas_Range_E4 | F1 | Commercial | Retail | Existing | Food Preparation | Natural Gas | Range | E4 | RVT - Cost of Equipment | 0 | 0 | 0 | 0 | 0 | 0 | 0 | 0 | 0 | 0 | 0 | 0 | 0 | 0 | 0 | 0 | 0 | 0 | 0 | 0 | 0 | 0 | 0 | 0 | 0 | 0 | 0
F1_Commercial_Retail_Existing_Food Preparation_Natural Gas_Range_E5 | F1 | Commercial | Retail | Existing | Food Preparation | Natural Gas | Range | E5 | RVT - Cost of Equipment | 0 | 0 | 0 | 0 | 0 | 0 | 0 | 0 | 0 | 0 | 0 | 0 | 0 | 0 | 0 | 0 | 0 | 0 | 0 | 0 | 0 | 0 | 0 | 0 | 0 | 0 | 0
F1_Commercial_Retail_Existing_Food Preparation_Natural Gas_Range_E6 | F1 | Commercial | Retail | Existing | Food Preparation | Natural Gas | Range | E6 | RVT - Cost of Equipment | 0 | 0 | 0 | 0 | 0 | 0 | 0 | 0 | 0 | 0 | 0 | 0 | 0 | 0 | 0 | 0 | 0 | 0 | 0 | 0 | 0 | 0 | 0 | 0 | 0 | 0 | 0
F1_Commercial_Retail_Existing_Food Preparation_Natural Gas_Range_E7 | F1 | Commercial | Retail | Existing | Food Preparation | Natural Gas | Range | E7 | RVT - Cost of Equipment | 0 | 0 | 0 | 0 | 0 | 0 | 0 | 0 | 0 | 0 | 0 | 0 | 0 | 0 | 0 | 0 | 0 | 0 | 0 | 0 | 0 | 0 | 0 | 0 | 0 | 0 | 0
F1_Commercial_Retail_Existing_Food Preparation_Natural Gas_Range_E8 | F1 | Commercial | Retail | Existing | Food Preparation | Natural Gas | Range | E8 | RVT - Cost of Equipment | 0 | 0 | 0 | 0 | 0 | 0 | 0 | 0 | 0 | 0 | 0 | 0 | 0 | 0 | 0 | 0 | 0 | 0 | 0 | 0 | 0 | 0 | 0 | 0 | 0 | 0 | 0
F1_Commercial_Retail_Existing_Food Preparation_Natural Gas_Range_E9 | F1 | Commercial | Retail | Existing | Food Preparation | Natural Gas | Range | E9 | RVT - Cost of Equipment | 0 | 0 | 0 | 0 | 0 | 0 | 0 | 0 | 0 | 0 | 0 | 0 | 0 | 0 | 0 | 0 | 0 | 0 | 0 | 0 | 0 | 0 | 0 | 0 | 0 | 0 | 0
F1_Commercial_Retail_Existing_Food Preparation_Natural Gas_Range_E10 | F1 | Commercial | Retail | Existing | Food Preparation | Natural Gas | Range | E10 | RVT - Cost of Equipment | 0 | 0 | 0 | 0 | 0 | 0 | 0 | 0 | 0 | 0 | 0 | 0 | 0 | 0 | 0 | 0 | 0 | 0 | 0 | 0 | 0 | 0 | 0 | 0 | 0 | 0 | 0
F2_Commercial_Retail_Existing_Food Preparation_Natural Gas_Range_E1 | F2 | Commercial | Retail | Existing | Food Preparation | Natural Gas | Range | E1 | RVT - Cost of Operation | 0 | 0 | 0 | 0 | 0 | 0 | 0 | 0 | 0 | 0 | 0 | 0 | 0 | 0 | 0 | 0 | 0 | 0 | 0 | 0 | 0 | 0 | 0 | 0 | 0 | 0 | 0
F2_Commercial_Retail_Existing_Food Preparation_Natural Gas_Range_E2 | F2 | Commercial | Retail | Existing | Food Preparation | Natural Gas | Range | E2 | RVT - Cost of Operation | 0 | 0 | 0 | 0 | 0 | 0 | 0 | 0 | 0 | 0 | 0 | 0 | 0 | 0 | 0 | 0 | 0 | 0 | 0 | 0 | 0 | 0 | 0 | 0 | 0 | 0 | 0
F2_Commercial_Retail_Existing_Food Preparation_Natural Gas_Range_E3 | F2 | Commercial | Retail | Existing | Food Preparation | Natural Gas | Range | E3 | RVT - Cost of Operation | 0 | 0 | 0 | 0 | 0 | 0 | 0 | 0 | 0 | 0 | 0 | 0 | 0 | 0 | 0 | 0 | 0 | 0 | 0 | 0 | 0 | 0 | 0 | 0 | 0 | 0 | 0
F2_Commercial_Retail_Existing_Food Preparation_Natural Gas_Range_E4 | F2 | Commercial | Retail | Existing | Food Preparation | Natural Gas | Range | E4 | RVT - Cost of Operation | 0 | 0 | 0 | 0 | 0 | 0 | 0 | 0 | 0 | 0 | 0 | 0 | 0 | 0 | 0 | 0 | 0 | 0 | 0 | 0 | 0 | 0 | 0 | 0 | 0 | 0 | 0
F2_Commercial_Retail_Existing_Food Preparation_Natural Gas_Range_E5 | F2 | Commercial | Retail | Existing | Food Preparation | Natural Gas | Range | E5 | RVT - Cost of Operation | 0 | 0 | 0 | 0 | 0 | 0 | 0 | 0 | 0 | 0 | 0 | 0 | 0 | 0 | 0 | 0 | 0 | 0 | 0 | 0 | 0 | 0 | 0 | 0 | 0 | 0 | 0
F2_Commercial_Retail_Existing_Food Preparation_Natural Gas_Range_E6 | F2 | Commercial | Retail | Existing | Food Preparation | Natural Gas | Range | E6 | RVT - Cost of Operation | 0 | 0 | 0 | 0 | 0 | 0 | 0 | 0 | 0 | 0 | 0 | 0 | 0 | 0 | 0 | 0 | 0 | 0 | 0 | 0 | 0 | 0 | 0 | 0 | 0 | 0 | 0
F2_Commercial_Retail_Existing_Food Preparation_Natural Gas_Range_E7 | F2 | Commercial | Retail | Existing | Food Preparation | Natural Gas | Range | E7 | RVT - Cost of Operation | 0 | 0 | 0 | 0 | 0 | 0 | 0 | 0 | 0 | 0 | 0 | 0 | 0 | 0 | 0 | 0 | 0 | 0 | 0 | 0 | 0 | 0 | 0 | 0 | 0 | 0 | 0
F2_Commercial_Retail_Existing_Food Preparation_Natural Gas_Range_E8 | F2 | Commercial | Retail | Existing | Food Preparation | Natural Gas | Range | E8 | RVT - Cost of Operation | 0 | 0 | 0 | 0 | 0 | 0 | 0 | 0 | 0 | 0 | 0 | 0 | 0 | 0 | 0 | 0 | 0 | 0 | 0 | 0 | 0 | 0 | 0 | 0 | 0 | 0 | 0
F2_Commercial_Retail_Existing_Food Preparation_Natural Gas_Range_E9 | F2 | Commercial | Retail | Existing | Food Preparation | Natural Gas | Range | E9 | RVT - Cost of Operation | 0 | 0 | 0 | 0 | 0 | 0 | 0 | 0 | 0 | 0 | 0 | 0 | 0 | 0 | 0 | 0 | 0 | 0 | 0 | 0 | 0 | 0 | 0 | 0 | 0 | 0 | 0
F2_Commercial_Retail_Existing_Food Preparation_Natural Gas_Range_E10 | F2 | Commercial | Retail | Existing | Food Preparation | Natural Gas | Range | E10 | RVT - Cost of Operation | 0 | 0 | 0 | 0 | 0 | 0 | 0 | 0 | 0 | 0 | 0 | 0 | 0 | 0 | 0 | 0 | 0 | 0 | 0 | 0 | 0 | 0 | 0 | 0 | 0 | 0 | 0
F3_Commercial_Retail_Existing_Food Preparation_Natural Gas_Range_E1 | F3 | Commercial | Retail | Existing | Food Preparation | Natural Gas | Range | E1 | System - kBTUs of Consumption | 177.9022 | 177.9022 | 177.9022 | 177.9022 | 177.9022 | 177.9022 | 177.9022 | 177.9022 | 177.9022 | 177.9022 | 177.9022 | 177.9022 | 177.9022 | 177.9022 | 177.9022 | 177.9022 | 177.9022 | 177.9022 | 177.9022 | 177.9022 | 177.9022 | 177.9022 | 177.9022 | 177.9022 | 177.9022 | 177.9022 | 177.9022
F3_Commercial_Retail_Existing_Food Preparation_Natural Gas_Range_E2 | F3 | Commercial | Retail | Existing | Food Preparation | Natural Gas | Range | E2 | System - kBTUs of Consumption | 152.4876 | 152.4876 | 152.4876 | 152.4876 | 152.4876 | 152.4876 | 152.4876 | 152.4876 | 152.4876 | 152.4876 | 152.4876 | 152.4876 | 152.4876 | 152.4876 | 152.4876 | 152.4876 | 152.4876 | 152.4876 | 152.4876 | 152.4876 | 152.4876 | 152.4876 | 152.4876 | 152.4876 | 152.4876 | 152.4876 | 152.4876
F3_Commercial_Retail_Existing_Food Preparation_Natural Gas_Range_E3 | F3 | Commercial | Retail | Existing | Food Preparation | Natural Gas | Range | E3 | System - kBTUs of Consumption | 0 | 0 | 0 | 0 | 0 | 0 | 0 | 0 | 0 | 0 | 0 | 0 | 0 | 0 | 0 | 0 | 0 | 0 | 0 | 0 | 0 | 0 | 0 | 0 | 0 | 0 | 0
F3_Commercial_Retail_Existing_Food Preparation_Natural Gas_Range_E4 | F3 | Commercial | Retail | Existing | Food Preparation | Natural Gas | Range | E4 | System - kBTUs of Consumption | 0 | 0 | 0 | 0 | 0 | 0 | 0 | 0 | 0 | 0 | 0 | 0 | 0 | 0 | 0 | 0 | 0 | 0 | 0 | 0 | 0 | 0 | 0 | 0 | 0 | 0 | 0
F3_Commercial_Retail_Existing_Food Preparation_Natural Gas_Range_E5 | F3 | Commercial | Retail | Existing | Food Preparation | Natural Gas | Range | E5 | System - kBTUs of Consumption | 0 | 0 | 0 | 0 | 0 | 0 | 0 | 0 | 0 | 0 | 0 | 0 | 0 | 0 | 0 | 0 | 0 | 0 | 0 | 0 | 0 | 0 | 0 | 0 | 0 | 0 | 0
F3_Commercial_Retail_Existing_Food Preparation_Natural Gas_Range_E6 | F3 | Commercial | Retail | Existing | Food Preparation | Natural Gas | Range | E6 | System - kBTUs of Consumption | 0 | 0 | 0 | 0 | 0 | 0 | 0 | 0 | 0 | 0 | 0 | 0 | 0 | 0 | 0 | 0 | 0 | 0 | 0 | 0 | 0 | 0 | 0 | 0 | 0 | 0 | 0
F3_Commercial_Retail_Existing_Food Preparation_Natural Gas_Range_E7 | F3 | Commercial | Retail | Existing | Food Preparation | Natural Gas | Range | E7 | System - kBTUs of Consumption | 0 | 0 | 0 | 0 | 0 | 0 | 0 | 0 | 0 | 0 | 0 | 0 | 0 | 0 | 0 | 0 | 0 | 0 | 0 | 0 | 0 | 0 | 0 | 0 | 0 | 0 | 0
F3_Commercial_Retail_Existing_Food Preparation_Natural Gas_Range_E8 | F3 | Commercial | Retail | Existing | Food Preparation | Natural Gas | Range | E8 | System - kBTUs of Consumption | 0 | 0 | 0 | 0 | 0 | 0 | 0 | 0 | 0 | 0 | 0 | 0 | 0 | 0 | 0 | 0 | 0 | 0 | 0 | 0 | 0 | 0 | 0 | 0 | 0 | 0 | 0
F3_Commercial_Retail_Existing_Food Preparation_Natural Gas_Range_E9 | F3 | Commercial | Retail | Existing | Food Preparation | Natural Gas | Range | E9 | System - kBTUs of Consumption | 0 | 0 | 0 | 0 | 0 | 0 | 0 | 0 | 0 | 0 | 0 | 0 | 0 | 0 | 0 | 0 | 0 | 0 | 0 | 0 | 0 | 0 | 0 | 0 | 0 | 0 | 0
F3_Commercial_Retail_Existing_Food Preparation_Natural Gas_Range_E10 | F3 | Commercial | Retail | Existing | Food Preparation | Natural Gas | Range | E10 | System - kBTUs of Consumption | 0 | 0 | 0 | 0 | 0 | 0 | 0 | 0 | 0 | 0 | 0 | 0 | 0 | 0 | 0 | 0 | 0 | 0 | 0 | 0 | 0 | 0 | 0 | 0 | 0 | 0 | 0
F4_Commercial_Retail_Existing_Food Preparation_Natural Gas_Range_E1 | F4 | Commercial | Retail | Existing | Food Preparation | Natural Gas | Range | E1 | Utility - Cost of Equipment | 1.6648 | 1.6648 | 1.6648 | 1.6648 | 1.6648 | 1.6648 | 1.6648 | 1.6648 | 1.6648 | 1.6648 | 1.6648 | 1.6648 | 1.6648 | 1.6648 | 1.6648 | 1.6648 | 1.6648 | 1.6648 | 1.6648 | 1.6648 | 1.6648 | 1.6648 | 1.6648 | 1.6648 | 1.6648 | 1.6648 | 1.6648
F4_Commercial_Retail_Existing_Food Preparation_Natural Gas_Range_E2 | F4 | Commercial | Retail | Existing | Food Preparation | Natural Gas | Range | E2 | Utility - Cost of Equipment | 1.6648 | 1.6648 | 1.6648 | 1.6648 | 1.6648 | 1.6648 | 1.6648 | 1.6648 | 1.6648 | 1.6648 | 1.6648 | 1.6648 | 1.6648 | 1.6648 | 1.6648 | 1.6648 | 1.6648 | 1.6648 | 1.6648 | 1.6648 | 1.6648 | 1.6648 | 1.6648 | 1.6648 | 1.6648 | 1.6648 | 1.6648
F4_Commercial_Retail_Existing_Food Preparation_Natural Gas_Range_E3 | F4 | Commercial | Retail | Existing | Food Preparation | Natural Gas | Range | E3 | Utility - Cost of Equipment | 0 | 0 | 0 | 0 | 0 | 0 | 0 | 0 | 0 | 0 | 0 | 0 | 0 | 0 | 0 | 0 | 0 | 0 | 0 | 0 | 0 | 0 | 0 | 0 | 0 | 0 | 0
F4_Commercial_Retail_Existing_Food Preparation_Natural Gas_Range_E4 | F4 | Commercial | Retail | Existing | Food Preparation | Natural Gas | Range | E4 | Utility - Cost of Equipment | 0 | 0 | 0 | 0 | 0 | 0 | 0 | 0 | 0 | 0 | 0 | 0 | 0 | 0 | 0 | 0 | 0 | 0 | 0 | 0 | 0 | 0 | 0 | 0 | 0 | 0 | 0
F4_Commercial_Retail_Existing_Food Preparation_Natural Gas_Range_E5 | F4 | Commercial | Retail | Existing | Food Preparation | Natural Gas | Range | E5 | Utility - Cost of Equipment | 0 | 0 | 0 | 0 | 0 | 0 | 0 | 0 | 0 | 0 | 0 | 0 | 0 | 0 | 0 | 0 | 0 | 0 | 0 | 0 | 0 | 0 | 0 | 0 | 0 | 0 | 0
F4_Commercial_Retail_Existing_Food Preparation_Natural Gas_Range_E6 | F4 | Commercial | Retail | Existing | Food Preparation | Natural Gas | Range | E6 | Utility - Cost of Equipment | 0 | 0 | 0 | 0 | 0 | 0 | 0 | 0 | 0 | 0 | 0 | 0 | 0 | 0 | 0 | 0 | 0 | 0 | 0 | 0 | 0 | 0 | 0 | 0 | 0 | 0 | 0
F4_Commercial_Retail_Existing_Food Preparation_Natural Gas_Range_E7 | F4 | Commercial | Retail | Existing | Food Preparation | Natural Gas | Range | E7 | Utility - Cost of Equipment | 0 | 0 | 0 | 0 | 0 | 0 | 0 | 0 | 0 | 0 | 0 | 0 | 0 | 0 | 0 | 0 | 0 | 0 | 0 | 0 | 0 | 0 | 0 | 0 | 0 | 0 | 0
F4_Commercial_Retail_Existing_Food Preparation_Natural Gas_Range_E8 | F4 | Commercial | Retail | Existing | Food Preparation | Natural Gas | Range | E8 | Utility - Cost of Equipment | 0 | 0 | 0 | 0 | 0 | 0 | 0 | 0 | 0 | 0 | 0 | 0 | 0 | 0 | 0 | 0 | 0 | 0 | 0 | 0 | 0 | 0 | 0 | 0 | 0 | 0 | 0
F4_Commercial_Retail_Existing_Food Preparation_Natural Gas_Range_E9 | F4 | Commercial | Retail | Existing | Food Preparation | Natural Gas | Range | E9 | Utility - Cost of Equipment | 0 | 0 | 0 | 0 | 0 | 0 | 0 | 0 | 0 | 0 | 0 | 0 | 0 | 0 | 0 | 0 | 0 | 0 | 0 | 0 | 0 | 0 | 0 | 0 | 0 | 0 | 0
F4_Commercial_Retail_Existing_Food Preparation_Natural Gas_Range_E10 | F4 | Commercial | Retail | Existing | Food Preparation | Natural Gas | Range | E10 | Utility - Cost of Equipment | 0 | 0 | 0 | 0 | 0 | 0 | 0 | 0 | 0 | 0 | 0 | 0 | 0 | 0 | 0 | 0 | 0 | 0 | 0 | 0 | 0 | 0 | 0 | 0 | 0 | 0 | 0
F5_Commercial_Retail_Existing_Food Preparation_Natural Gas_Range_E1 | F5 | Commercial | Retail | Existing | Food Preparation | Natural Gas | Range | E1 | Utility - Cost of Operation | 2.4447 | 2.4094 | 2.375 | 2.3417 | 2.342 | 2.3642 | 2.4002 | 2.4438 | 2.4909 | 2.5391 | 2.5867 | 2.6288 | 2.661 | 2.6747 | 2.6684 | 2.6422 | 2.5982 | 2.5406 | 2.4721 | 2.3908 | 2.2957 | 2.1863 | 2.0891 | 2.0262 | 1.999 | 2.0088 | 2.0187
F5_Commercial_Retail_Existing_Food Preparation_Natural Gas_Range_E2 | F5 | Commercial | Retail | Existing | Food Preparation | Natural Gas | Range | E2 | Utility - Cost of Operation | 2.0955 | 2.0652 | 2.0357 | 2.0071 | 2.0074 | 2.0264 | 2.0573 | 2.0947 | 2.1351 | 2.1763 | 2.2172 | 2.2533 | 2.2809 | 2.2926 | 2.2872 | 2.2648 | 2.2271 | 2.1777 | 2.1189 | 2.0492 | 1.9677 | 1.8739 | 1.7907 | 1.7368 | 1.7135 | 1.7219 | 1.7303
F5_Commercial_Retail_Existing_Food Preparation_Natural Gas_Range_E3 | F5 | Commercial | Retail | Existing | Food Preparation | Natural Gas | Range | E3 | Utility - Cost of Operation | 0 | 0 | 0 | 0 | 0 | 0 | 0 | 0 | 0 | 0 | 0 | 0 | 0 | 0 | 0 | 0 | 0 | 0 | 0 | 0 | 0 | 0 | 0 | 0 | 0 | 0 | 0
F5_Commercial_Retail_Existing_Food Preparation_Natural Gas_Range_E4 | F5 | Commercial | Retail | Existing | Food Preparation | Natural Gas | Range | E4 | Utility - Cost of Operation | 0 | 0 | 0 | 0 | 0 | 0 | 0 | 0 | 0 | 0 | 0 | 0 | 0 | 0 | 0 | 0 | 0 | 0 | 0 | 0 | 0 | 0 | 0 | 0 | 0 | 0 | 0
F5_Commercial_Retail_Existing_Food Preparation_Natural Gas_Range_E5 | F5 | Commercial | Retail | Existing | Food Preparation | Natural Gas | Range | E5 | Utility - Cost of Operation | 0 | 0 | 0 | 0 | 0 | 0 | 0 | 0 | 0 | 0 | 0 | 0 | 0 | 0 | 0 | 0 | 0 | 0 | 0 | 0 | 0 | 0 | 0 | 0 | 0 | 0 | 0
F5_Commercial_Retail_Existing_Food Preparation_Natural Gas_Range_E6 | F5 | Commercial | Retail | Existing | Food Preparation | Natural Gas | Range | E6 | Utility - Cost of Operation | 0 | 0 | 0 | 0 | 0 | 0 | 0 | 0 | 0 | 0 | 0 | 0 | 0 | 0 | 0 | 0 | 0 | 0 | 0 | 0 | 0 | 0 | 0 | 0 | 0 | 0 | 0
F5_Commercial_Retail_Existing_Food Preparation_Natural Gas_Range_E7 | F5 | Commercial | Retail | Existing | Food Preparation | Natural Gas | Range | E7 | Utility - Cost of Operation | 0 | 0 | 0 | 0 | 0 | 0 | 0 | 0 | 0 | 0 | 0 | 0 | 0 | 0 | 0 | 0 | 0 | 0 | 0 | 0 | 0 | 0 | 0 | 0 | 0 | 0 | 0
F5_Commercial_Retail_Existing_Food Preparation_Natural Gas_Range_E8 | F5 | Commercial | Retail | Existing | Food Preparation | Natural Gas | Range | E8 | Utility - Cost of Operation | 0 | 0 | 0 | 0 | 0 | 0 | 0 | 0 | 0 | 0 | 0 | 0 | 0 | 0 | 0 | 0 | 0 | 0 | 0 | 0 | 0 | 0 | 0 | 0 | 0 | 0 | 0
F5_Commercial_Retail_Existing_Food Preparation_Natural Gas_Range_E9 | F5 | Commercial | Retail | Existing | Food Preparation | Natural Gas | Range | E9 | Utility - Cost of Operation | 0 | 0 | 0 | 0 | 0 | 0 | 0 | 0 | 0 | 0 | 0 | 0 | 0 | 0 | 0 | 0 | 0 | 0 | 0 | 0 | 0 | 0 | 0 | 0 | 0 | 0 | 0
F5_Commercial_Retail_Existing_Food Preparation_Natural Gas_Range_E10 | F5 | Commercial | Retail | Existing | Food Preparation | Natural Gas | Range | E10 | Utility - Cost of Operation | 0 | 0 | 0 | 0 | 0 | 0 | 0 | 0 | 0 | 0 | 0 | 0 | 0 | 0 | 0 | 0 | 0 | 0 | 0 | 0 | 0 | 0 | 0 | 0 | 0 | 0 | 0
F6_Commercial_Retail_Existing_Food Preparation_Natural Gas_Range_E1 | F6 | Commercial | Retail | Existing | Food Preparation | Natural Gas | Range | E1 | Utility - Value of Sales | 0 | 0 | 0 | 0 | 0 | 0 | 0 | 0 | 0 | 0 | 0 | 0 | 0 | 0 | 0 | 0 | 0 | 0 | 0 | 0 | 0 | 0 | 0 | 0 | 0 | 0 | 0
F6_Commercial_Retail_Existing_Food Preparation_Natural Gas_Range_E2 | F6 | Commercial | Retail | Existing | Food Preparation | Natural Gas | Range | E2 | Utility - Value of Sales | 0 | 0 | 0 | 0 | 0 | 0 | 0 | 0 | 0 | 0 | 0 | 0 | 0 | 0 | 0 | 0 | 0 | 0 | 0 | 0 | 0 | 0 | 0 | 0 | 0 | 0 | 0
F6_Commercial_Retail_Existing_Food Preparation_Natural Gas_Range_E3 | F6 | Commercial | Retail | Existing | Food Preparation | Natural Gas | Range | E3 | Utility - Value of Sales | 0 | 0 | 0 | 0 | 0 | 0 | 0 | 0 | 0 | 0 | 0 | 0 | 0 | 0 | 0 | 0 | 0 | 0 | 0 | 0 | 0 | 0 | 0 | 0 | 0 | 0 | 0
F6_Commercial_Retail_Existing_Food Preparation_Natural Gas_Range_E4 | F6 | Commercial | Retail | Existing | Food Preparation | Natural Gas | Range | E4 | Utility - Value of Sales | 0 | 0 | 0 | 0 | 0 | 0 | 0 | 0 | 0 | 0 | 0 | 0 | 0 | 0 | 0 | 0 | 0 | 0 | 0 | 0 | 0 | 0 | 0 | 0 | 0 | 0 | 0
F6_Commercial_Retail_Existing_Food Preparation_Natural Gas_Range_E5 | F6 | Commercial | Retail | Existing | Food Preparation | Natural Gas | Range | E5 | Utility - Value of Sales | 0 | 0 | 0 | 0 | 0 | 0 | 0 | 0 | 0 | 0 | 0 | 0 | 0 | 0 | 0 | 0 | 0 | 0 | 0 | 0 | 0 | 0 | 0 | 0 | 0 | 0 | 0
F6_Commercial_Retail_Existing_Food Preparation_Natural Gas_Range_E6 | F6 | Commercial | Retail | Existing | Food Preparation | Natural Gas | Range | E6 | Utility - Value of Sales | 0 | 0 | 0 | 0 | 0 | 0 | 0 | 0 | 0 | 0 | 0 | 0 | 0 | 0 | 0 | 0 | 0 | 0 | 0 | 0 | 0 | 0 | 0 | 0 | 0 | 0 | 0
F6_Commercial_Retail_Existing_Food Preparation_Natural Gas_Range_E7 | F6 | Commercial | Retail | Existing | Food Preparation | Natural Gas | Range | E7 | Utility - Value of Sales | 0 | 0 | 0 | 0 | 0 | 0 | 0 | 0 | 0 | 0 | 0 | 0 | 0 | 0 | 0 | 0 | 0 | 0 | 0 | 0 | 0 | 0 | 0 | 0 | 0 | 0 | 0
F6_Commercial_Retail_Existing_Food Preparation_Natural Gas_Range_E8 | F6 | Commercial | Retail | Existing | Food Preparation | Natural Gas | Range | E8 | Utility - Value of Sales | 0 | 0 | 0 | 0 | 0 | 0 | 0 | 0 | 0 | 0 | 0 | 0 | 0 | 0 | 0 | 0 | 0 | 0 | 0 | 0 | 0 | 0 | 0 | 0 | 0 | 0 | 0
F6_Commercial_Retail_Existing_Food Preparation_Natural Gas_Range_E9 | F6 | Commercial | Retail | Existing | Food Preparation | Natural Gas | Range | E9 | Utility - Value of Sales | 0 | 0 | 0 | 0 | 0 | 0 | 0 | 0 | 0 | 0 | 0 | 0 | 0 | 0 | 0 | 0 | 0 | 0 | 0 | 0 | 0 | 0 | 0 | 0 | 0 | 0 | 0
F6_Commercial_Retail_Existing_Food Preparation_Natural Gas_Range_E10 | F6 | Commercial | Retail | Existing | Food Preparation | Natural Gas | Range | E10 | Utility - Value of Sales | 0 | 0 | 0 | 0 | 0 | 0 | 0 | 0 | 0 | 0 | 0 | 0 | 0 | 0 | 0 | 0 | 0 | 0 | 0 | 0 | 0 | 0 | 0 | 0 | 0 | 0 | 0
F1_Commercial_Retail_Existing_Food Preparation_Natural Gas_Steamer_E1 | F1 | Commercial | Retail | Existing | Food Preparation | Natural Gas | Steamer | E1 | RVT - Cost of Equipment | 4.204 | 0 | 0 | 0 | 0 | 0 | 0 | 0 | 0 | 0 | 0 | 0 | 0 | 0 | 0 | 0 | 0 | 0 | 0 | 0 | 0 | 0 | 0 | 0 | 0 | 0 | 0
F1_Commercial_Retail_Existing_Food Preparation_Natural Gas_Steamer_E2 | F1 | Commercial | Retail | Existing | Food Preparation | Natural Gas | Steamer | E2 | RVT - Cost of Equipment | 2.442 | 2.442 | 2.442 | 2.442 | 2.442 | 2.442 | 2.442 | 2.442 | 2.442 | 2.442 | 2.442 | 2.442 | 2.442 | 2.442 | 2.442 | 2.442 | 2.442 | 2.442 | 2.442 | 2.442 | 2.442 | 2.442 | 2.442 | 2.442 | 2.442 | 2.442 | 2.442
F1_Commercial_Retail_Existing_Food Preparation_Natural Gas_Steamer_E3 | F1 | Commercial | Retail | Existing | Food Preparation | Natural Gas | Steamer | E3 | RVT - Cost of Equipment | 0 | 0 | 0 | 0 | 0 | 0 | 0 | 0 | 0 | 0 | 0 | 0 | 0 | 0 | 0 | 0 | 0 | 0 | 0 | 0 | 0 | 0 | 0 | 0 | 0 | 0 | 0
F1_Commercial_Retail_Existing_Food Preparation_Natural Gas_Steamer_E4 | F1 | Commercial | Retail | Existing | Food Preparation | Natural Gas | Steamer | E4 | RVT - Cost of Equipment | 0 | 0 | 0 | 0 | 0 | 0 | 0 | 0 | 0 | 0 | 0 | 0 | 0 | 0 | 0 | 0 | 0 | 0 | 0 | 0 | 0 | 0 | 0 | 0 | 0 | 0 | 0
F1_Commercial_Retail_Existing_Food Preparation_Natural Gas_Steamer_E5 | F1 | Commercial | Retail | Existing | Food Preparation | Natural Gas | Steamer | E5 | RVT - Cost of Equipment | 0 | 0 | 0 | 0 | 0 | 0 | 0 | 0 | 0 | 0 | 0 | 0 | 0 | 0 | 0 | 0 | 0 | 0 | 0 | 0 | 0 | 0 | 0 | 0 | 0 | 0 | 0
F1_Commercial_Retail_Existing_Food Preparation_Natural Gas_Steamer_E6 | F1 | Commercial | Retail | Existing | Food Preparation | Natural Gas | Steamer | E6 | RVT - Cost of Equipment | 0 | 0 | 0 | 0 | 0 | 0 | 0 | 0 | 0 | 0 | 0 | 0 | 0 | 0 | 0 | 0 | 0 | 0 | 0 | 0 | 0 | 0 | 0 | 0 | 0 | 0 | 0
F1_Commercial_Retail_Existing_Food Preparation_Natural Gas_Steamer_E7 | F1 | Commercial | Retail | Existing | Food Preparation | Natural Gas | Steamer | E7 | RVT - Cost of Equipment | 0 | 0 | 0 | 0 | 0 | 0 | 0 | 0 | 0 | 0 | 0 | 0 | 0 | 0 | 0 | 0 | 0 | 0 | 0 | 0 | 0 | 0 | 0 | 0 | 0 | 0 | 0
F1_Commercial_Retail_Existing_Food Preparation_Natural Gas_Steamer_E8 | F1 | Commercial | Retail | Existing | Food Preparation | Natural Gas | Steamer | E8 | RVT - Cost of Equipment | 0 | 0 | 0 | 0 | 0 | 0 | 0 | 0 | 0 | 0 | 0 | 0 | 0 | 0 | 0 | 0 | 0 | 0 | 0 | 0 | 0 | 0 | 0 | 0 | 0 | 0 | 0
F1_Commercial_Retail_Existing_Food Preparation_Natural Gas_Steamer_E9 | F1 | Commercial | Retail | Existing | Food Preparation | Natural Gas | Steamer | E9 | RVT - Cost of Equipment | 0 | 0 | 0 | 0 | 0 | 0 | 0 | 0 | 0 | 0 | 0 | 0 | 0 | 0 | 0 | 0 | 0 | 0 | 0 | 0 | 0 | 0 | 0 | 0 | 0 | 0 | 0
F1_Commercial_Retail_Existing_Food Preparation_Natural Gas_Steamer_E10 | F1 | Commercial | Retail | Existing | Food Preparation | Natural Gas | Steamer | E10 | RVT - Cost of Equipment | 0 | 0 | 0 | 0 | 0 | 0 | 0 | 0 | 0 | 0 | 0 | 0 | 0 | 0 | 0 | 0 | 0 | 0 | 0 | 0 | 0 | 0 | 0 | 0 | 0 | 0 | 0
F2_Commercial_Retail_Existing_Food Preparation_Natural Gas_Steamer_E1 | F2 | Commercial | Retail | Existing | Food Preparation | Natural Gas | Steamer | E1 | RVT - Cost of Operation | 0 | 0 | 0 | 0 | 0 | 0 | 0 | 0 | 0 | 0 | 0 | 0 | 0 | 0 | 0 | 0 | 0 | 0 | 0 | 0 | 0 | 0 | 0 | 0 | 0 | 0 | 0
F2_Commercial_Retail_Existing_Food Preparation_Natural Gas_Steamer_E2 | F2 | Commercial | Retail | Existing | Food Preparation | Natural Gas | Steamer | E2 | RVT - Cost of Operation | 0 | 0 | 0 | 0 | 0 | 0 | 0 | 0 | 0 | 0 | 0 | 0 | 0 | 0 | 0 | 0 | 0 | 0 | 0 | 0 | 0 | 0 | 0 | 0 | 0 | 0 | 0
F2_Commercial_Retail_Existing_Food Preparation_Natural Gas_Steamer_E3 | F2 | Commercial | Retail | Existing | Food Preparation | Natural Gas | Steamer | E3 | RVT - Cost of Operation | 0 | 0 | 0 | 0 | 0 | 0 | 0 | 0 | 0 | 0 | 0 | 0 | 0 | 0 | 0 | 0 | 0 | 0 | 0 | 0 | 0 | 0 | 0 | 0 | 0 | 0 | 0
F2_Commercial_Retail_Existing_Food Preparation_Natural Gas_Steamer_E4 | F2 | Commercial | Retail | Existing | Food Preparation | Natural Gas | Steamer | E4 | RVT - Cost of Operation | 0 | 0 | 0 | 0 | 0 | 0 | 0 | 0 | 0 | 0 | 0 | 0 | 0 | 0 | 0 | 0 | 0 | 0 | 0 | 0 | 0 | 0 | 0 | 0 | 0 | 0 | 0
F2_Commercial_Retail_Existing_Food Preparation_Natural Gas_Steamer_E5 | F2 | Commercial | Retail | Existing | Food Preparation | Natural Gas | Steamer | E5 | RVT - Cost of Operation | 0 | 0 | 0 | 0 | 0 | 0 | 0 | 0 | 0 | 0 | 0 | 0 | 0 | 0 | 0 | 0 | 0 | 0 | 0 | 0 | 0 | 0 | 0 | 0 | 0 | 0 | 0
F2_Commercial_Retail_Existing_Food Preparation_Natural Gas_Steamer_E6 | F2 | Commercial | Retail | Existing | Food Preparation | Natural Gas | Steamer | E6 | RVT - Cost of Operation | 0 | 0 | 0 | 0 | 0 | 0 | 0 | 0 | 0 | 0 | 0 | 0 | 0 | 0 | 0 | 0 | 0 | 0 | 0 | 0 | 0 | 0 | 0 | 0 | 0 | 0 | 0
F2_Commercial_Retail_Existing_Food Preparation_Natural Gas_Steamer_E7 | F2 | Commercial | Retail | Existing | Food Preparation | Natural Gas | Steamer | E7 | RVT - Cost of Operation | 0 | 0 | 0 | 0 | 0 | 0 | 0 | 0 | 0 | 0 | 0 | 0 | 0 | 0 | 0 | 0 | 0 | 0 | 0 | 0 | 0 | 0 | 0 | 0 | 0 | 0 | 0
F2_Commercial_Retail_Existing_Food Preparation_Natural Gas_Steamer_E8 | F2 | Commercial | Retail | Existing | Food Preparation | Natural Gas | Steamer | E8 | RVT - Cost of Operation | 0 | 0 | 0 | 0 | 0 | 0 | 0 | 0 | 0 | 0 | 0 | 0 | 0 | 0 | 0 | 0 | 0 | 0 | 0 | 0 | 0 | 0 | 0 | 0 | 0 | 0 | 0
F2_Commercial_Retail_Existing_Food Preparation_Natural Gas_Steamer_E9 | F2 | Commercial | Retail | Existing | Food Preparation | Natural Gas | Steamer | E9 | RVT - Cost of Operation | 0 | 0 | 0 | 0 | 0 | 0 | 0 | 0 | 0 | 0 | 0 | 0 | 0 | 0 | 0 | 0 | 0 | 0 | 0 | 0 | 0 | 0 | 0 | 0 | 0 | 0 | 0
F2_Commercial_Retail_Existing_Food Preparation_Natural Gas_Steamer_E10 | F2 | Commercial | Retail | Existing | Food Preparation | Natural Gas | Steamer | E10 | RVT - Cost of Operation | 0 | 0 | 0 | 0 | 0 | 0 | 0 | 0 | 0 | 0 | 0 | 0 | 0 | 0 | 0 | 0 | 0 | 0 | 0 | 0 | 0 | 0 | 0 | 0 | 0 | 0 | 0
F3_Commercial_Retail_Existing_Food Preparation_Natural Gas_Steamer_E1 | F3 | Commercial | Retail | Existing | Food Preparation | Natural Gas | Steamer | E1 | System - kBTUs of Consumption | 331.231 | 0 | 0 | 0 | 0 | 0 | 0 | 0 | 0 | 0 | 0 | 0 | 0 | 0 | 0 | 0 | 0 | 0 | 0 | 0 | 0 | 0 | 0 | 0 | 0 | 0 | 0
F3_Commercial_Retail_Existing_Food Preparation_Natural Gas_Steamer_E2 | F3 | Commercial | Retail | Existing | Food Preparation | Natural Gas | Steamer | E2 | System - kBTUs of Consumption | 58.0846 | 58.0846 | 58.0846 | 58.0846 | 58.0846 | 58.0846 | 58.0846 | 58.0846 | 58.0846 | 58.0846 | 58.0846 | 58.0846 | 58.0846 | 58.0846 | 58.0846 | 58.0846 | 58.0846 | 58.0846 | 58.0846 | 58.0846 | 58.0846 | 58.0846 | 58.0846 | 58.0846 | 58.0846 | 58.0846 | 58.0846
F3_Commercial_Retail_Existing_Food Preparation_Natural Gas_Steamer_E3 | F3 | Commercial | Retail | Existing | Food Preparation | Natural Gas | Steamer | E3 | System - kBTUs of Consumption | 0 | 0 | 0 | 0 | 0 | 0 | 0 | 0 | 0 | 0 | 0 | 0 | 0 | 0 | 0 | 0 | 0 | 0 | 0 | 0 | 0 | 0 | 0 | 0 | 0 | 0 | 0
F3_Commercial_Retail_Existing_Food Preparation_Natural Gas_Steamer_E4 | F3 | Commercial | Retail | Existing | Food Preparation | Natural Gas | Steamer | E4 | System - kBTUs of Consumption | 0 | 0 | 0 | 0 | 0 | 0 | 0 | 0 | 0 | 0 | 0 | 0 | 0 | 0 | 0 | 0 | 0 | 0 | 0 | 0 | 0 | 0 | 0 | 0 | 0 | 0 | 0
F3_Commercial_Retail_Existing_Food Preparation_Natural Gas_Steamer_E5 | F3 | Commercial | Retail | Existing | Food Preparation | Natural Gas | Steamer | E5 | System - kBTUs of Consumption | 0 | 0 | 0 | 0 | 0 | 0 | 0 | 0 | 0 | 0 | 0 | 0 | 0 | 0 | 0 | 0 | 0 | 0 | 0 | 0 | 0 | 0 | 0 | 0 | 0 | 0 | 0
F3_Commercial_Retail_Existing_Food Preparation_Natural Gas_Steamer_E6 | F3 | Commercial | Retail | Existing | Food Preparation | Natural Gas | Steamer | E6 | System - kBTUs of Consumption | 0 | 0 | 0 | 0 | 0 | 0 | 0 | 0 | 0 | 0 | 0 | 0 | 0 | 0 | 0 | 0 | 0 | 0 | 0 | 0 | 0 | 0 | 0 | 0 | 0 | 0 | 0
F3_Commercial_Retail_Existing_Food Preparation_Natural Gas_Steamer_E7 | F3 | Commercial | Retail | Existing | Food Preparation | Natural Gas | Steamer | E7 | System - kBTUs of Consumption | 0 | 0 | 0 | 0 | 0 | 0 | 0 | 0 | 0 | 0 | 0 | 0 | 0 | 0 | 0 | 0 | 0 | 0 | 0 | 0 | 0 | 0 | 0 | 0 | 0 | 0 | 0
F3_Commercial_Retail_Existing_Food Preparation_Natural Gas_Steamer_E8 | F3 | Commercial | Retail | Existing | Food Preparation | Natural Gas | Steamer | E8 | System - kBTUs of Consumption | 0 | 0 | 0 | 0 | 0 | 0 | 0 | 0 | 0 | 0 | 0 | 0 | 0 | 0 | 0 | 0 | 0 | 0 | 0 | 0 | 0 | 0 | 0 | 0 | 0 | 0 | 0
F3_Commercial_Retail_Existing_Food Preparation_Natural Gas_Steamer_E9 | F3 | Commercial | Retail | Existing | Food Preparation | Natural Gas | Steamer | E9 | System - kBTUs of Consumption | 0 | 0 | 0 | 0 | 0 | 0 | 0 | 0 | 0 | 0 | 0 | 0 | 0 | 0 | 0 | 0 | 0 | 0 | 0 | 0 | 0 | 0 | 0 | 0 | 0 | 0 | 0
F3_Commercial_Retail_Existing_Food Preparation_Natural Gas_Steamer_E10 | F3 | Commercial | Retail | Existing | Food Preparation | Natural Gas | Steamer | E10 | System - kBTUs of Consumption | 0 | 0 | 0 | 0 | 0 | 0 | 0 | 0 | 0 | 0 | 0 | 0 | 0 | 0 | 0 | 0 | 0 | 0 | 0 | 0 | 0 | 0 | 0 | 0 | 0 | 0 | 0
F4_Commercial_Retail_Existing_Food Preparation_Natural Gas_Steamer_E1 | F4 | Commercial | Retail | Existing | Food Preparation | Natural Gas | Steamer | E1 | Utility - Cost of Equipment | 4.204 | 0 | 0 | 0 | 0 | 0 | 0 | 0 | 0 | 0 | 0 | 0 | 0 | 0 | 0 | 0 | 0 | 0 | 0 | 0 | 0 | 0 | 0 | 0 | 0 | 0 | 0
F4_Commercial_Retail_Existing_Food Preparation_Natural Gas_Steamer_E2 | F4 | Commercial | Retail | Existing | Food Preparation | Natural Gas | Steamer | E2 | Utility - Cost of Equipment | 2.442 | 2.442 | 2.442 | 2.442 | 2.442 | 2.442 | 2.442 | 2.442 | 2.442 | 2.442 | 2.442 | 2.442 | 2.442 | 2.442 | 2.442 | 2.442 | 2.442 | 2.442 | 2.442 | 2.442 | 2.442 | 2.442 | 2.442 | 2.442 | 2.442 | 2.442 | 2.442
F4_Commercial_Retail_Existing_Food Preparation_Natural Gas_Steamer_E3 | F4 | Commercial | Retail | Existing | Food Preparation | Natural Gas | Steamer | E3 | Utility - Cost of Equipment | 0 | 0 | 0 | 0 | 0 | 0 | 0 | 0 | 0 | 0 | 0 | 0 | 0 | 0 | 0 | 0 | 0 | 0 | 0 | 0 | 0 | 0 | 0 | 0 | 0 | 0 | 0
F4_Commercial_Retail_Existing_Food Preparation_Natural Gas_Steamer_E4 | F4 | Commercial | Retail | Existing | Food Preparation | Natural Gas | Steamer | E4 | Utility - Cost of Equipment | 0 | 0 | 0 | 0 | 0 | 0 | 0 | 0 | 0 | 0 | 0 | 0 | 0 | 0 | 0 | 0 | 0 | 0 | 0 | 0 | 0 | 0 | 0 | 0 | 0 | 0 | 0
F4_Commercial_Retail_Existing_Food Preparation_Natural Gas_Steamer_E5 | F4 | Commercial | Retail | Existing | Food Preparation | Natural Gas | Steamer | E5 | Utility - Cost of Equipment | 0 | 0 | 0 | 0 | 0 | 0 | 0 | 0 | 0 | 0 | 0 | 0 | 0 | 0 | 0 | 0 | 0 | 0 | 0 | 0 | 0 | 0 | 0 | 0 | 0 | 0 | 0
F4_Commercial_Retail_Existing_Food Preparation_Natural Gas_Steamer_E6 | F4 | Commercial | Retail | Existing | Food Preparation | Natural Gas | Steamer | E6 | Utility - Cost of Equipment | 0 | 0 | 0 | 0 | 0 | 0 | 0 | 0 | 0 | 0 | 0 | 0 | 0 | 0 | 0 | 0 | 0 | 0 | 0 | 0 | 0 | 0 | 0 | 0 | 0 | 0 | 0
F4_Commercial_Retail_Existing_Food Preparation_Natural Gas_Steamer_E7 | F4 | Commercial | Retail | Existing | Food Preparation | Natural Gas | Steamer | E7 | Utility - Cost of Equipment | 0 | 0 | 0 | 0 | 0 | 0 | 0 | 0 | 0 | 0 | 0 | 0 | 0 | 0 | 0 | 0 | 0 | 0 | 0 | 0 | 0 | 0 | 0 | 0 | 0 | 0 | 0
F4_Commercial_Retail_Existing_Food Preparation_Natural Gas_Steamer_E8 | F4 | Commercial | Retail | Existing | Food Preparation | Natural Gas | Steamer | E8 | Utility - Cost of Equipment | 0 | 0 | 0 | 0 | 0 | 0 | 0 | 0 | 0 | 0 | 0 | 0 | 0 | 0 | 0 | 0 | 0 | 0 | 0 | 0 | 0 | 0 | 0 | 0 | 0 | 0 | 0
F4_Commercial_Retail_Existing_Food Preparation_Natural Gas_Steamer_E9 | F4 | Commercial | Retail | Existing | Food Preparation | Natural Gas | Steamer | E9 | Utility - Cost of Equipment | 0 | 0 | 0 | 0 | 0 | 0 | 0 | 0 | 0 | 0 | 0 | 0 | 0 | 0 | 0 | 0 | 0 | 0 | 0 | 0 | 0 | 0 | 0 | 0 | 0 | 0 | 0
F4_Commercial_Retail_Existing_Food Preparation_Natural Gas_Steamer_E10 | F4 | Commercial | Retail | Existing | Food Preparation | Natural Gas | Steamer | E10 | Utility - Cost of Equipment | 0 | 0 | 0 | 0 | 0 | 0 | 0 | 0 | 0 | 0 | 0 | 0 | 0 | 0 | 0 | 0 | 0 | 0 | 0 | 0 | 0 | 0 | 0 | 0 | 0 | 0 | 0
F5_Commercial_Retail_Existing_Food Preparation_Natural Gas_Steamer_E1 | F5 | Commercial | Retail | Existing | Food Preparation | Natural Gas | Steamer | E1 | Utility - Cost of Operation | 4.5847 | 0 | 0 | 0 | 0 | 0 | 0 | 0 | 0 | 0 | 0 | 0 | 0 | 0 | 0 | 0 | 0 | 0 | 0 | 0 | 0 | 0 | 0 | 0 | 0 | 0 | 0
F5_Commercial_Retail_Existing_Food Preparation_Natural Gas_Steamer_E2 | F5 | Commercial | Retail | Existing | Food Preparation | Natural Gas | Steamer | E2 | Utility - Cost of Operation | 0.80398 | 0.78802 | 0.77217 | 0.75668 | 0.75401 | 0.75965 | 0.77055 | 0.78435 | 0.79932 | 0.81458 | 0.83047 | 0.84689 | 0.86315 | 0.87621 | 0.88435 | 0.88501 | 0.87654 | 0.85936 | 0.83434 | 0.80254 | 0.76543 | 0.7228 | 0.68489 | 0.66014 | 0.64912 | 0.6523 | 0.6555
F5_Commercial_Retail_Existing_Food Preparation_Natural Gas_Steamer_E3 | F5 | Commercial | Retail | Existing | Food Preparation | Natural Gas | Steamer | E3 | Utility - Cost of Operation | 0 | 0 | 0 | 0 | 0 | 0 | 0 | 0 | 0 | 0 | 0 | 0 | 0 | 0 | 0 | 0 | 0 | 0 | 0 | 0 | 0 | 0 | 0 | 0 | 0 | 0 | 0
F5_Commercial_Retail_Existing_Food Preparation_Natural Gas_Steamer_E4 | F5 | Commercial | Retail | Existing | Food Preparation | Natural Gas | Steamer | E4 | Utility - Cost of Operation | 0 | 0 | 0 | 0 | 0 | 0 | 0 | 0 | 0 | 0 | 0 | 0 | 0 | 0 | 0 | 0 | 0 | 0 | 0 | 0 | 0 | 0 | 0 | 0 | 0 | 0 | 0
F5_Commercial_Retail_Existing_Food Preparation_Natural Gas_Steamer_E5 | F5 | Commercial | Retail | Existing | Food Preparation | Natural Gas | Steamer | E5 | Utility - Cost of Operation | 0 | 0 | 0 | 0 | 0 | 0 | 0 | 0 | 0 | 0 | 0 | 0 | 0 | 0 | 0 | 0 | 0 | 0 | 0 | 0 | 0 | 0 | 0 | 0 | 0 | 0 | 0
F5_Commercial_Retail_Existing_Food Preparation_Natural Gas_Steamer_E6 | F5 | Commercial | Retail | Existing | Food Preparation | Natural Gas | Steamer | E6 | Utility - Cost of Operation | 0 | 0 | 0 | 0 | 0 | 0 | 0 | 0 | 0 | 0 | 0 | 0 | 0 | 0 | 0 | 0 | 0 | 0 | 0 | 0 | 0 | 0 | 0 | 0 | 0 | 0 | 0
F5_Commercial_Retail_Existing_Food Preparation_Natural Gas_Steamer_E7 | F5 | Commercial | Retail | Existing | Food Preparation | Natural Gas | Steamer | E7 | Utility - Cost of Operation | 0 | 0 | 0 | 0 | 0 | 0 | 0 | 0 | 0 | 0 | 0 | 0 | 0 | 0 | 0 | 0 | 0 | 0 | 0 | 0 | 0 | 0 | 0 | 0 | 0 | 0 | 0
F5_Commercial_Retail_Existing_Food Preparation_Natural Gas_Steamer_E8 | F5 | Commercial | Retail | Existing | Food Preparation | Natural Gas | Steamer | E8 | Utility - Cost of Operation | 0 | 0 | 0 | 0 | 0 | 0 | 0 | 0 | 0 | 0 | 0 | 0 | 0 | 0 | 0 | 0 | 0 | 0 | 0 | 0 | 0 | 0 | 0 | 0 | 0 | 0 | 0
F5_Commercial_Retail_Existing_Food Preparation_Natural Gas_Steamer_E9 | F5 | Commercial | Retail | Existing | Food Preparation | Natural Gas | Steamer | E9 | Utility - Cost of Operation | 0 | 0 | 0 | 0 | 0 | 0 | 0 | 0 | 0 | 0 | 0 | 0 | 0 | 0 | 0 | 0 | 0 | 0 | 0 | 0 | 0 | 0 | 0 | 0 | 0 | 0 | 0
F5_Commercial_Retail_Existing_Food Preparation_Natural Gas_Steamer_E10 | F5 | Commercial | Retail | Existing | Food Preparation | Natural Gas | Steamer | E10 | Utility - Cost of Operation | 0 | 0 | 0 | 0 | 0 | 0 | 0 | 0 | 0 | 0 | 0 | 0 | 0 | 0 | 0 | 0 | 0 | 0 | 0 | 0 | 0 | 0 | 0 | 0 | 0 | 0 | 0
F6_Commercial_Retail_Existing_Food Preparation_Natural Gas_Steamer_E1 | F6 | Commercial | Retail | Existing | Food Preparation | Natural Gas | Steamer | E1 | Utility - Value of Sales | 0 | 0 | 0 | 0 | 0 | 0 | 0 | 0 | 0 | 0 | 0 | 0 | 0 | 0 | 0 | 0 | 0 | 0 | 0 | 0 | 0 | 0 | 0 | 0 | 0 | 0 | 0
F6_Commercial_Retail_Existing_Food Preparation_Natural Gas_Steamer_E2 | F6 | Commercial | Retail | Existing | Food Preparation | Natural Gas | Steamer | E2 | Utility - Value of Sales | 0 | 0 | 0 | 0 | 0 | 0 | 0 | 0 | 0 | 0 | 0 | 0 | 0 | 0 | 0 | 0 | 0 | 0 | 0 | 0 | 0 | 0 | 0 | 0 | 0 | 0 | 0
F6_Commercial_Retail_Existing_Food Preparation_Natural Gas_Steamer_E3 | F6 | Commercial | Retail | Existing | Food Preparation | Natural Gas | Steamer | E3 | Utility - Value of Sales | 0 | 0 | 0 | 0 | 0 | 0 | 0 | 0 | 0 | 0 | 0 | 0 | 0 | 0 | 0 | 0 | 0 | 0 | 0 | 0 | 0 | 0 | 0 | 0 | 0 | 0 | 0
F6_Commercial_Retail_Existing_Food Preparation_Natural Gas_Steamer_E4 | F6 | Commercial | Retail | Existing | Food Preparation | Natural Gas | Steamer | E4 | Utility - Value of Sales | 0 | 0 | 0 | 0 | 0 | 0 | 0 | 0 | 0 | 0 | 0 | 0 | 0 | 0 | 0 | 0 | 0 | 0 | 0 | 0 | 0 | 0 | 0 | 0 | 0 | 0 | 0
F6_Commercial_Retail_Existing_Food Preparation_Natural Gas_Steamer_E5 | F6 | Commercial | Retail | Existing | Food Preparation | Natural Gas | Steamer | E5 | Utility - Value of Sales | 0 | 0 | 0 | 0 | 0 | 0 | 0 | 0 | 0 | 0 | 0 | 0 | 0 | 0 | 0 | 0 | 0 | 0 | 0 | 0 | 0 | 0 | 0 | 0 | 0 | 0 | 0
F6_Commercial_Retail_Existing_Food Preparation_Natural Gas_Steamer_E6 | F6 | Commercial | Retail | Existing | Food Preparation | Natural Gas | Steamer | E6 | Utility - Value of Sales | 0 | 0 | 0 | 0 | 0 | 0 | 0 | 0 | 0 | 0 | 0 | 0 | 0 | 0 | 0 | 0 | 0 | 0 | 0 | 0 | 0 | 0 | 0 | 0 | 0 | 0 | 0
F6_Commercial_Retail_Existing_Food Preparation_Natural Gas_Steamer_E7 | F6 | Commercial | Retail | Existing | Food Preparation | Natural Gas | Steamer | E7 | Utility - Value of Sales | 0 | 0 | 0 | 0 | 0 | 0 | 0 | 0 | 0 | 0 | 0 | 0 | 0 | 0 | 0 | 0 | 0 | 0 | 0 | 0 | 0 | 0 | 0 | 0 | 0 | 0 | 0
F6_Commercial_Retail_Existing_Food Preparation_Natural Gas_Steamer_E8 | F6 | Commercial | Retail | Existing | Food Preparation | Natural Gas | Steamer | E8 | Utility - Value of Sales | 0 | 0 | 0 | 0 | 0 | 0 | 0 | 0 | 0 | 0 | 0 | 0 | 0 | 0 | 0 | 0 | 0 | 0 | 0 | 0 | 0 | 0 | 0 | 0 | 0 | 0 | 0
F6_Commercial_Retail_Existing_Food Preparation_Natural Gas_Steamer_E9 | F6 | Commercial | Retail | Existing | Food Preparation | Natural Gas | Steamer | E9 | Utility - Value of Sales | 0 | 0 | 0 | 0 | 0 | 0 | 0 | 0 | 0 | 0 | 0 | 0 | 0 | 0 | 0 | 0 | 0 | 0 | 0 | 0 | 0 | 0 | 0 | 0 | 0 | 0 | 0
F6_Commercial_Retail_Existing_Food Preparation_Natural Gas_Steamer_E10 | F6 | Commercial | Retail | Existing | Food Preparation | Natural Gas | Steamer | E10 | Utility - Value of Sales | 0 | 0 | 0 | 0 | 0 | 0 | 0 | 0 | 0 | 0 | 0 | 0 | 0 | 0 | 0 | 0 | 0 | 0 | 0 | 0 | 0 | 0 | 0 | 0 | 0 | 0 | 0
F1_Commercial_Retail_Existing_Food Preparation_Natural Gas_Commercial Food Prep Other_E1 | F1 | Commercial | Retail | Existing | Food Preparation | Natural Gas | Commercial Food Prep Other | E1 | RVT - Cost of Equipment | 0.093732 | 0.093732 | 0.093732 | 0.093732 | 0.093732 | 0.093732 | 0.093732 | 0.093732 | 0.093732 | 0.093732 | 0.093732 | 0.093732 | 0.093732 | 0.093732 | 0.093732 | 0.093732 | 0.093732 | 0.093732 | 0.093732 | 0.093732 | 0.093732 | 0.093732 | 0.093732 | 0.093732 | 0.093732 | 0.093732 | 0.093732
F1_Commercial_Retail_Existing_Food Preparation_Natural Gas_Commercial Food Prep Other_E2 | F1 | Commercial | Retail | Existing | Food Preparation | Natural Gas | Commercial Food Prep Other | E2 | RVT - Cost of Equipment | 0.11386 | 0.11386 | 0.11386 | 0.11386 | 0.11386 | 0.11386 | 0.11386 | 0.11386 | 0.11386 | 0.11386 | 0.11386 | 0.11386 | 0.11386 | 0.11386 | 0.11386 | 0.11386 | 0.11386 | 0.11386 | 0.11386 | 0.11386 | 0.11386 | 0.11386 | 0.11386 | 0.11386 | 0.11386 | 0.11386 | 0.11386
F1_Commercial_Retail_Existing_Food Preparation_Natural Gas_Commercial Food Prep Other_E3 | F1 | Commercial | Retail | Existing | Food Preparation | Natural Gas | Commercial Food Prep Other | E3 | RVT - Cost of Equipment | 0 | 0 | 0 | 0 | 0 | 0 | 0 | 0 | 0 | 0 | 0 | 0 | 0 | 0 | 0 | 0 | 0 | 0 | 0 | 0 | 0 | 0 | 0 | 0 | 0 | 0 | 0
F1_Commercial_Retail_Existing_Food Preparation_Natural Gas_Commercial Food Prep Other_E4 | F1 | Commercial | Retail | Existing | Food Preparation | Natural Gas | Commercial Food Prep Other | E4 | RVT - Cost of Equipment | 0 | 0 | 0 | 0 | 0 | 0 | 0 | 0 | 0 | 0 | 0 | 0 | 0 | 0 | 0 | 0 | 0 | 0 | 0 | 0 | 0 | 0 | 0 | 0 | 0 | 0 | 0
F1_Commercial_Retail_Existing_Food Preparation_Natural Gas_Commercial Food Prep Other_E5 | F1 | Commercial | Retail | Existing | Food Preparation | Natural Gas | Commercial Food Prep Other | E5 | RVT - Cost of Equipment | 0 | 0 | 0 | 0 | 0 | 0 | 0 | 0 | 0 | 0 | 0 | 0 | 0 | 0 | 0 | 0 | 0 | 0 | 0 | 0 | 0 | 0 | 0 | 0 | 0 | 0 | 0
F1_Commercial_Retail_Existing_Food Preparation_Natural Gas_Commercial Food Prep Other_E6 | F1 | Commercial | Retail | Existing | Food Preparation | Natural Gas | Commercial Food Prep Other | E6 | RVT - Cost of Equipment | 0 | 0 | 0 | 0 | 0 | 0 | 0 | 0 | 0 | 0 | 0 | 0 | 0 | 0 | 0 | 0 | 0 | 0 | 0 | 0 | 0 | 0 | 0 | 0 | 0 | 0 | 0
F1_Commercial_Retail_Existing_Food Preparation_Natural Gas_Commercial Food Prep Other_E7 | F1 | Commercial | Retail | Existing | Food Preparation | Natural Gas | Commercial Food Prep Other | E7 | RVT - Cost of Equipment | 0 | 0 | 0 | 0 | 0 | 0 | 0 | 0 | 0 | 0 | 0 | 0 | 0 | 0 | 0 | 0 | 0 | 0 | 0 | 0 | 0 | 0 | 0 | 0 | 0 | 0 | 0
F1_Commercial_Retail_Existing_Food Preparation_Natural Gas_Commercial Food Prep Other_E8 | F1 | Commercial | Retail | Existing | Food Preparation | Natural Gas | Commercial Food Prep Other | E8 | RVT - Cost of Equipment | 0 | 0 | 0 | 0 | 0 | 0 | 0 | 0 | 0 | 0 | 0 | 0 | 0 | 0 | 0 | 0 | 0 | 0 | 0 | 0 | 0 | 0 | 0 | 0 | 0 | 0 | 0
F1_Commercial_Retail_Existing_Food Preparation_Natural Gas_Commercial Food Prep Other_E9 | F1 | Commercial | Retail | Existing | Food Preparation | Natural Gas | Commercial Food Prep Other | E9 | RVT - Cost of Equipment | 0 | 0 | 0 | 0 | 0 | 0 | 0 | 0 | 0 | 0 | 0 | 0 | 0 | 0 | 0 | 0 | 0 | 0 | 0 | 0 | 0 | 0 | 0 | 0 | 0 | 0 | 0
F1_Commercial_Retail_Existing_Food Preparation_Natural Gas_Commercial Food Prep Other_E10 | F1 | Commercial | Retail | Existing | Food Preparation | Natural Gas | Commercial Food Prep Other | E10 | RVT - Cost of Equipment | 0 | 0 | 0 | 0 | 0 | 0 | 0 | 0 | 0 | 0 | 0 | 0 | 0 | 0 | 0 | 0 | 0 | 0 | 0 | 0 | 0 | 0 | 0 | 0 | 0 | 0 | 0
F2_Commercial_Retail_Existing_Food Preparation_Natural Gas_Commercial Food Prep Other_E1 | F2 | Commercial | Retail | Existing | Food Preparation | Natural Gas | Commercial Food Prep Other | E1 | RVT - Cost of Operation | 0 | 0 | 0 | 0 | 0 | 0 | 0 | 0 | 0 | 0 | 0 | 0 | 0 | 0 | 0 | 0 | 0 | 0 | 0 | 0 | 0 | 0 | 0 | 0 | 0 | 0 | 0
F2_Commercial_Retail_Existing_Food Preparation_Natural Gas_Commercial Food Prep Other_E2 | F2 | Commercial | Retail | Existing | Food Preparation | Natural Gas | Commercial Food Prep Other | E2 | RVT - Cost of Operation | 0 | 0 | 0 | 0 | 0 | 0 | 0 | 0 | 0 | 0 | 0 | 0 | 0 | 0 | 0 | 0 | 0 | 0 | 0 | 0 | 0 | 0 | 0 | 0 | 0 | 0 | 0
F2_Commercial_Retail_Existing_Food Preparation_Natural Gas_Commercial Food Prep Other_E3 | F2 | Commercial | Retail | Existing | Food Preparation | Natural Gas | Commercial Food Prep Other | E3 | RVT - Cost of Operation | 0 | 0 | 0 | 0 | 0 | 0 | 0 | 0 | 0 | 0 | 0 | 0 | 0 | 0 | 0 | 0 | 0 | 0 | 0 | 0 | 0 | 0 | 0 | 0 | 0 | 0 | 0
F2_Commercial_Retail_Existing_Food Preparation_Natural Gas_Commercial Food Prep Other_E4 | F2 | Commercial | Retail | Existing | Food Preparation | Natural Gas | Commercial Food Prep Other | E4 | RVT - Cost of Operation | 0 | 0 | 0 | 0 | 0 | 0 | 0 | 0 | 0 | 0 | 0 | 0 | 0 | 0 | 0 | 0 | 0 | 0 | 0 | 0 | 0 | 0 | 0 | 0 | 0 | 0 | 0
F2_Commercial_Retail_Existing_Food Preparation_Natural Gas_Commercial Food Prep Other_E5 | F2 | Commercial | Retail | Existing | Food Preparation | Natural Gas | Commercial Food Prep Other | E5 | RVT - Cost of Operation | 0 | 0 | 0 | 0 | 0 | 0 | 0 | 0 | 0 | 0 | 0 | 0 | 0 | 0 | 0 | 0 | 0 | 0 | 0 | 0 | 0 | 0 | 0 | 0 | 0 | 0 | 0
F2_Commercial_Retail_Existing_Food Preparation_Natural Gas_Commercial Food Prep Other_E6 | F2 | Commercial | Retail | Existing | Food Preparation | Natural Gas | Commercial Food Prep Other | E6 | RVT - Cost of Operation | 0 | 0 | 0 | 0 | 0 | 0 | 0 | 0 | 0 | 0 | 0 | 0 | 0 | 0 | 0 | 0 | 0 | 0 | 0 | 0 | 0 | 0 | 0 | 0 | 0 | 0 | 0
F2_Commercial_Retail_Existing_Food Preparation_Natural Gas_Commercial Food Prep Other_E7 | F2 | Commercial | Retail | Existing | Food Preparation | Natural Gas | Commercial Food Prep Other | E7 | RVT - Cost of Operation | 0 | 0 | 0 | 0 | 0 | 0 | 0 | 0 | 0 | 0 | 0 | 0 | 0 | 0 | 0 | 0 | 0 | 0 | 0 | 0 | 0 | 0 | 0 | 0 | 0 | 0 | 0
F2_Commercial_Retail_Existing_Food Preparation_Natural Gas_Commercial Food Prep Other_E8 | F2 | Commercial | Retail | Existing | Food Preparation | Natural Gas | Commercial Food Prep Other | E8 | RVT - Cost of Operation | 0 | 0 | 0 | 0 | 0 | 0 | 0 | 0 | 0 | 0 | 0 | 0 | 0 | 0 | 0 | 0 | 0 | 0 | 0 | 0 | 0 | 0 | 0 | 0 | 0 | 0 | 0
F2_Commercial_Retail_Existing_Food Preparation_Natural Gas_Commercial Food Prep Other_E9 | F2 | Commercial | Retail | Existing | Food Preparation | Natural Gas | Commercial Food Prep Other | E9 | RVT - Cost of Operation | 0 | 0 | 0 | 0 | 0 | 0 | 0 | 0 | 0 | 0 | 0 | 0 | 0 | 0 | 0 | 0 | 0 | 0 | 0 | 0 | 0 | 0 | 0 | 0 | 0 | 0 | 0
F2_Commercial_Retail_Existing_Food Preparation_Natural Gas_Commercial Food Prep Other_E10 | F2 | Commercial | Retail | Existing | Food Preparation | Natural Gas | Commercial Food Prep Other | E10 | RVT - Cost of Operation | 0 | 0 | 0 | 0 | 0 | 0 | 0 | 0 | 0 | 0 | 0 | 0 | 0 | 0 | 0 | 0 | 0 | 0 | 0 | 0 | 0 | 0 | 0 | 0 | 0 | 0 | 0
F3_Commercial_Retail_Existing_Food Preparation_Natural Gas_Commercial Food Prep Other_E1 | F3 | Commercial | Retail | Existing | Food Preparation | Natural Gas | Commercial Food Prep Other | E1 | System - kBTUs of Consumption | 79.3485 | 79.3485 | 79.3485 | 79.3485 | 79.3485 | 79.3485 | 79.3485 | 79.3485 | 79.3485 | 79.3485 | 79.3485 | 79.3485 | 79.3485 | 79.3485 | 79.3485 | 79.3485 | 79.3485 | 79.3485 | 79.3485 | 79.3485 | 79.3485 | 79.3485 | 79.3485 | 79.3485 | 79.3485 | 79.3485 | 79.3485
F3_Commercial_Retail_Existing_Food Preparation_Natural Gas_Commercial Food Prep Other_E2 | F3 | Commercial | Retail | Existing | Food Preparation | Natural Gas | Commercial Food Prep Other | E2 | System - kBTUs of Consumption | 58.9334 | 58.9334 | 58.9334 | 58.9334 | 58.9334 | 58.9334 | 58.9334 | 58.9334 | 58.9334 | 58.9334 | 58.9334 | 58.9334 | 58.9334 | 58.9334 | 58.9334 | 58.9334 | 58.9334 | 58.9334 | 58.9334 | 58.9334 | 58.9334 | 58.9334 | 58.9334 | 58.9334 | 58.9334 | 58.9334 | 58.9334
F3_Commercial_Retail_Existing_Food Preparation_Natural Gas_Commercial Food Prep Other_E3 | F3 | Commercial | Retail | Existing | Food Preparation | Natural Gas | Commercial Food Prep Other | E3 | System - kBTUs of Consumption | 0 | 0 | 0 | 0 | 0 | 0 | 0 | 0 | 0 | 0 | 0 | 0 | 0 | 0 | 0 | 0 | 0 | 0 | 0 | 0 | 0 | 0 | 0 | 0 | 0 | 0 | 0
F3_Commercial_Retail_Existing_Food Preparation_Natural Gas_Commercial Food Prep Other_E4 | F3 | Commercial | Retail | Existing | Food Preparation | Natural Gas | Commercial Food Prep Other | E4 | System - kBTUs of Consumption | 0 | 0 | 0 | 0 | 0 | 0 | 0 | 0 | 0 | 0 | 0 | 0 | 0 | 0 | 0 | 0 | 0 | 0 | 0 | 0 | 0 | 0 | 0 | 0 | 0 | 0 | 0
F3_Commercial_Retail_Existing_Food Preparation_Natural Gas_Commercial Food Prep Other_E5 | F3 | Commercial | Retail | Existing | Food Preparation | Natural Gas | Commercial Food Prep Other | E5 | System - kBTUs of Consumption | 0 | 0 | 0 | 0 | 0 | 0 | 0 | 0 | 0 | 0 | 0 | 0 | 0 | 0 | 0 | 0 | 0 | 0 | 0 | 0 | 0 | 0 | 0 | 0 | 0 | 0 | 0
F3_Commercial_Retail_Existing_Food Preparation_Natural Gas_Commercial Food Prep Other_E6 | F3 | Commercial | Retail | Existing | Food Preparation | Natural Gas | Commercial Food Prep Other | E6 | System - kBTUs of Consumption | 0 | 0 | 0 | 0 | 0 | 0 | 0 | 0 | 0 | 0 | 0 | 0 | 0 | 0 | 0 | 0 | 0 | 0 | 0 | 0 | 0 | 0 | 0 | 0 | 0 | 0 | 0
F3_Commercial_Retail_Existing_Food Preparation_Natural Gas_Commercial Food Prep Other_E7 | F3 | Commercial | Retail | Existing | Food Preparation | Natural Gas | Commercial Food Prep Other | E7 | System - kBTUs of Consumption | 0 | 0 | 0 | 0 | 0 | 0 | 0 | 0 | 0 | 0 | 0 | 0 | 0 | 0 | 0 | 0 | 0 | 0 | 0 | 0 | 0 | 0 | 0 | 0 | 0 | 0 | 0
F3_Commercial_Retail_Existing_Food Preparation_Natural Gas_Commercial Food Prep Other_E8 | F3 | Commercial | Retail | Existing | Food Preparation | Natural Gas | Commercial Food Prep Other | E8 | System - kBTUs of Consumption | 0 | 0 | 0 | 0 | 0 | 0 | 0 | 0 | 0 | 0 | 0 | 0 | 0 | 0 | 0 | 0 | 0 | 0 | 0 | 0 | 0 | 0 | 0 | 0 | 0 | 0 | 0
F3_Commercial_Retail_Existing_Food Preparation_Natural Gas_Commercial Food Prep Other_E9 | F3 | Commercial | Retail | Existing | Food Preparation | Natural Gas | Commercial Food Prep Other | E9 | System - kBTUs of Consumption | 0 | 0 | 0 | 0 | 0 | 0 | 0 | 0 | 0 | 0 | 0 | 0 | 0 | 0 | 0 | 0 | 0 | 0 | 0 | 0 | 0 | 0 | 0 | 0 | 0 | 0 | 0
F3_Commercial_Retail_Existing_Food Preparation_Natural Gas_Commercial Food Prep Other_E10 | F3 | Commercial | Retail | Existing | Food Preparation | Natural Gas | Commercial Food Prep Other | E10 | System - kBTUs of Consumption | 0 | 0 | 0 | 0 | 0 | 0 | 0 | 0 | 0 | 0 | 0 | 0 | 0 | 0 | 0 | 0 | 0 | 0 | 0 | 0 | 0 | 0 | 0 | 0 | 0 | 0 | 0
F4_Commercial_Retail_Existing_Food Preparation_Natural Gas_Commercial Food Prep Other_E1 | F4 | Commercial | Retail | Existing | Food Preparation | Natural Gas | Commercial Food Prep Other | E1 | Utility - Cost of Equipment | 0.093732 | 0.093732 | 0.093732 | 0.093732 | 0.093732 | 0.093732 | 0.093732 | 0.093732 | 0.093732 | 0.093732 | 0.093732 | 0.093732 | 0.093732 | 0.093732 | 0.093732 | 0.093732 | 0.093732 | 0.093732 | 0.093732 | 0.093732 | 0.093732 | 0.093732 | 0.093732 | 0.093732 | 0.093732 | 0.093732 | 0.093732
F4_Commercial_Retail_Existing_Food Preparation_Natural Gas_Commercial Food Prep Other_E2 | F4 | Commercial | Retail | Existing | Food Preparation | Natural Gas | Commercial Food Prep Other | E2 | Utility - Cost of Equipment | 0.11386 | 0.11386 | 0.11386 | 0.11386 | 0.11386 | 0.11386 | 0.11386 | 0.11386 | 0.11386 | 0.11386 | 0.11386 | 0.11386 | 0.11386 | 0.11386 | 0.11386 | 0.11386 | 0.11386 | 0.11386 | 0.11386 | 0.11386 | 0.11386 | 0.11386 | 0.11386 | 0.11386 | 0.11386 | 0.11386 | 0.11386
F4_Commercial_Retail_Existing_Food Preparation_Natural Gas_Commercial Food Prep Other_E3 | F4 | Commercial | Retail | Existing | Food Preparation | Natural Gas | Commercial Food Prep Other | E3 | Utility - Cost of Equipment | 0 | 0 | 0 | 0 | 0 | 0 | 0 | 0 | 0 | 0 | 0 | 0 | 0 | 0 | 0 | 0 | 0 | 0 | 0 | 0 | 0 | 0 | 0 | 0 | 0 | 0 | 0
F4_Commercial_Retail_Existing_Food Preparation_Natural Gas_Commercial Food Prep Other_E4 | F4 | Commercial | Retail | Existing | Food Preparation | Natural Gas | Commercial Food Prep Other | E4 | Utility - Cost of Equipment | 0 | 0 | 0 | 0 | 0 | 0 | 0 | 0 | 0 | 0 | 0 | 0 | 0 | 0 | 0 | 0 | 0 | 0 | 0 | 0 | 0 | 0 | 0 | 0 | 0 | 0 | 0
F4_Commercial_Retail_Existing_Food Preparation_Natural Gas_Commercial Food Prep Other_E5 | F4 | Commercial | Retail | Existing | Food Preparation | Natural Gas | Commercial Food Prep Other | E5 | Utility - Cost of Equipment | 0 | 0 | 0 | 0 | 0 | 0 | 0 | 0 | 0 | 0 | 0 | 0 | 0 | 0 | 0 | 0 | 0 | 0 | 0 | 0 | 0 | 0 | 0 | 0 | 0 | 0 | 0
F4_Commercial_Retail_Existing_Food Preparation_Natural Gas_Commercial Food Prep Other_E6 | F4 | Commercial | Retail | Existing | Food Preparation | Natural Gas | Commercial Food Prep Other | E6 | Utility - Cost of Equipment | 0 | 0 | 0 | 0 | 0 | 0 | 0 | 0 | 0 | 0 | 0 | 0 | 0 | 0 | 0 | 0 | 0 | 0 | 0 | 0 | 0 | 0 | 0 | 0 | 0 | 0 | 0
F4_Commercial_Retail_Existing_Food Preparation_Natural Gas_Commercial Food Prep Other_E7 | F4 | Commercial | Retail | Existing | Food Preparation | Natural Gas | Commercial Food Prep Other | E7 | Utility - Cost of Equipment | 0 | 0 | 0 | 0 | 0 | 0 | 0 | 0 | 0 | 0 | 0 | 0 | 0 | 0 | 0 | 0 | 0 | 0 | 0 | 0 | 0 | 0 | 0 | 0 | 0 | 0 | 0
F4_Commercial_Retail_Existing_Food Preparation_Natural Gas_Commercial Food Prep Other_E8 | F4 | Commercial | Retail | Existing | Food Preparation | Natural Gas | Commercial Food Prep Other | E8 | Utility - Cost of Equipment | 0 | 0 | 0 | 0 | 0 | 0 | 0 | 0 | 0 | 0 | 0 | 0 | 0 | 0 | 0 | 0 | 0 | 0 | 0 | 0 | 0 | 0 | 0 | 0 | 0 | 0 | 0
F4_Commercial_Retail_Existing_Food Preparation_Natural Gas_Commercial Food Prep Other_E9 | F4 | Commercial | Retail | Existing | Food Preparation | Natural Gas | Commercial Food Prep Other | E9 | Utility - Cost of Equipment | 0 | 0 | 0 | 0 | 0 | 0 | 0 | 0 | 0 | 0 | 0 | 0 | 0 | 0 | 0 | 0 | 0 | 0 | 0 | 0 | 0 | 0 | 0 | 0 | 0 | 0 | 0
F4_Commercial_Retail_Existing_Food Preparation_Natural Gas_Commercial Food Prep Other_E10 | F4 | Commercial | Retail | Existing | Food Preparation | Natural Gas | Commercial Food Prep Other | E10 | Utility - Cost of Equipment | 0 | 0 | 0 | 0 | 0 | 0 | 0 | 0 | 0 | 0 | 0 | 0 | 0 | 0 | 0 | 0 | 0 | 0 | 0 | 0 | 0 | 0 | 0 | 0 | 0 | 0 | 0
F5_Commercial_Retail_Existing_Food Preparation_Natural Gas_Commercial Food Prep Other_E1 | F5 | Commercial | Retail | Existing | Food Preparation | Natural Gas | Commercial Food Prep Other | E1 | Utility - Cost of Operation | 1.0904 | 1.0747 | 1.0593 | 1.0444 | 1.0446 | 1.0545 | 1.0705 | 1.09 | 1.111 | 1.1325 | 1.1537 | 1.1725 | 1.1869 | 1.193 | 1.1902 | 1.1785 | 1.1589 | 1.1332 | 1.1026 | 1.0663 | 1.0239 | 0.97512 | 0.93179 | 0.90374 | 0.89162 | 0.89599 | 0.90038
F5_Commercial_Retail_Existing_Food Preparation_Natural Gas_Commercial Food Prep Other_E2 | F5 | Commercial | Retail | Existing | Food Preparation | Natural Gas | Commercial Food Prep Other | E2 | Utility - Cost of Operation | 0.80985 | 0.79816 | 0.78677 | 0.77572 | 0.77582 | 0.78318 | 0.79511 | 0.80956 | 0.82516 | 0.84111 | 0.85689 | 0.87085 | 0.88152 | 0.88605 | 0.88395 | 0.87529 | 0.86071 | 0.84163 | 0.81892 | 0.79199 | 0.76049 | 0.72424 | 0.69205 | 0.67122 | 0.66222 | 0.66547 | 0.66873
F5_Commercial_Retail_Existing_Food Preparation_Natural Gas_Commercial Food Prep Other_E3 | F5 | Commercial | Retail | Existing | Food Preparation | Natural Gas | Commercial Food Prep Other | E3 | Utility - Cost of Operation | 0 | 0 | 0 | 0 | 0 | 0 | 0 | 0 | 0 | 0 | 0 | 0 | 0 | 0 | 0 | 0 | 0 | 0 | 0 | 0 | 0 | 0 | 0 | 0 | 0 | 0 | 0
F5_Commercial_Retail_Existing_Food Preparation_Natural Gas_Commercial Food Prep Other_E4 | F5 | Commercial | Retail | Existing | Food Preparation | Natural Gas | Commercial Food Prep Other | E4 | Utility - Cost of Operation | 0 | 0 | 0 | 0 | 0 | 0 | 0 | 0 | 0 | 0 | 0 | 0 | 0 | 0 | 0 | 0 | 0 | 0 | 0 | 0 | 0 | 0 | 0 | 0 | 0 | 0 | 0
F5_Commercial_Retail_Existing_Food Preparation_Natural Gas_Commercial Food Prep Other_E5 | F5 | Commercial | Retail | Existing | Food Preparation | Natural Gas | Commercial Food Prep Other | E5 | Utility - Cost of Operation | 0 | 0 | 0 | 0 | 0 | 0 | 0 | 0 | 0 | 0 | 0 | 0 | 0 | 0 | 0 | 0 | 0 | 0 | 0 | 0 | 0 | 0 | 0 | 0 | 0 | 0 | 0
F5_Commercial_Retail_Existing_Food Preparation_Natural Gas_Commercial Food Prep Other_E6 | F5 | Commercial | Retail | Existing | Food Preparation | Natural Gas | Commercial Food Prep Other | E6 | Utility - Cost of Operation | 0 | 0 | 0 | 0 | 0 | 0 | 0 | 0 | 0 | 0 | 0 | 0 | 0 | 0 | 0 | 0 | 0 | 0 | 0 | 0 | 0 | 0 | 0 | 0 | 0 | 0 | 0
F5_Commercial_Retail_Existing_Food Preparation_Natural Gas_Commercial Food Prep Other_E7 | F5 | Commercial | Retail | Existing | Food Preparation | Natural Gas | Commercial Food Prep Other | E7 | Utility - Cost of Operation | 0 | 0 | 0 | 0 | 0 | 0 | 0 | 0 | 0 | 0 | 0 | 0 | 0 | 0 | 0 | 0 | 0 | 0 | 0 | 0 | 0 | 0 | 0 | 0 | 0 | 0 | 0
F5_Commercial_Retail_Existing_Food Preparation_Natural Gas_Commercial Food Prep Other_E8 | F5 | Commercial | Retail | Existing | Food Preparation | Natural Gas | Commercial Food Prep Other | E8 | Utility - Cost of Operation | 0 | 0 | 0 | 0 | 0 | 0 | 0 | 0 | 0 | 0 | 0 | 0 | 0 | 0 | 0 | 0 | 0 | 0 | 0 | 0 | 0 | 0 | 0 | 0 | 0 | 0 | 0
F5_Commercial_Retail_Existing_Food Preparation_Natural Gas_Commercial Food Prep Other_E9 | F5 | Commercial | Retail | Existing | Food Preparation | Natural Gas | Commercial Food Prep Other | E9 | Utility - Cost of Operation | 0 | 0 | 0 | 0 | 0 | 0 | 0 | 0 | 0 | 0 | 0 | 0 | 0 | 0 | 0 | 0 | 0 | 0 | 0 | 0 | 0 | 0 | 0 | 0 | 0 | 0 | 0
F5_Commercial_Retail_Existing_Food Preparation_Natural Gas_Commercial Food Prep Other_E10 | F5 | Commercial | Retail | Existing | Food Preparation | Natural Gas | Commercial Food Prep Other | E10 | Utility - Cost of Operation | 0 | 0 | 0 | 0 | 0 | 0 | 0 | 0 | 0 | 0 | 0 | 0 | 0 | 0 | 0 | 0 | 0 | 0 | 0 | 0 | 0 | 0 | 0 | 0 | 0 | 0 | 0
F6_Commercial_Retail_Existing_Food Preparation_Natural Gas_Commercial Food Prep Other_E1 | F6 | Commercial | Retail | Existing | Food Preparation | Natural Gas | Commercial Food Prep Other | E1 | Utility - Value of Sales | 0 | 0 | 0 | 0 | 0 | 0 | 0 | 0 | 0 | 0 | 0 | 0 | 0 | 0 | 0 | 0 | 0 | 0 | 0 | 0 | 0 | 0 | 0 | 0 | 0 | 0 | 0
F6_Commercial_Retail_Existing_Food Preparation_Natural Gas_Commercial Food Prep Other_E2 | F6 | Commercial | Retail | Existing | Food Preparation | Natural Gas | Commercial Food Prep Other | E2 | Utility - Value of Sales | 0 | 0 | 0 | 0 | 0 | 0 | 0 | 0 | 0 | 0 | 0 | 0 | 0 | 0 | 0 | 0 | 0 | 0 | 0 | 0 | 0 | 0 | 0 | 0 | 0 | 0 | 0
F6_Commercial_Retail_Existing_Food Preparation_Natural Gas_Commercial Food Prep Other_E3 | F6 | Commercial | Retail | Existing | Food Preparation | Natural Gas | Commercial Food Prep Other | E3 | Utility - Value of Sales | 0 | 0 | 0 | 0 | 0 | 0 | 0 | 0 | 0 | 0 | 0 | 0 | 0 | 0 | 0 | 0 | 0 | 0 | 0 | 0 | 0 | 0 | 0 | 0 | 0 | 0 | 0
F6_Commercial_Retail_Existing_Food Preparation_Natural Gas_Commercial Food Prep Other_E4 | F6 | Commercial | Retail | Existing | Food Preparation | Natural Gas | Commercial Food Prep Other | E4 | Utility - Value of Sales | 0 | 0 | 0 | 0 | 0 | 0 | 0 | 0 | 0 | 0 | 0 | 0 | 0 | 0 | 0 | 0 | 0 | 0 | 0 | 0 | 0 | 0 | 0 | 0 | 0 | 0 | 0
F6_Commercial_Retail_Existing_Food Preparation_Natural Gas_Commercial Food Prep Other_E5 | F6 | Commercial | Retail | Existing | Food Preparation | Natural Gas | Commercial Food Prep Other | E5 | Utility - Value of Sales | 0 | 0 | 0 | 0 | 0 | 0 | 0 | 0 | 0 | 0 | 0 | 0 | 0 | 0 | 0 | 0 | 0 | 0 | 0 | 0 | 0 | 0 | 0 | 0 | 0 | 0 | 0
F6_Commercial_Retail_Existing_Food Preparation_Natural Gas_Commercial Food Prep Other_E6 | F6 | Commercial | Retail | Existing | Food Preparation | Natural Gas | Commercial Food Prep Other | E6 | Utility - Value of Sales | 0 | 0 | 0 | 0 | 0 | 0 | 0 | 0 | 0 | 0 | 0 | 0 | 0 | 0 | 0 | 0 | 0 | 0 | 0 | 0 | 0 | 0 | 0 | 0 | 0 | 0 | 0
F6_Commercial_Retail_Existing_Food Preparation_Natural Gas_Commercial Food Prep Other_E7 | F6 | Commercial | Retail | Existing | Food Preparation | Natural Gas | Commercial Food Prep Other | E7 | Utility - Value of Sales | 0 | 0 | 0 | 0 | 0 | 0 | 0 | 0 | 0 | 0 | 0 | 0 | 0 | 0 | 0 | 0 | 0 | 0 | 0 | 0 | 0 | 0 | 0 | 0 | 0 | 0 | 0
F6_Commercial_Retail_Existing_Food Preparation_Natural Gas_Commercial Food Prep Other_E8 | F6 | Commercial | Retail | Existing | Food Preparation | Natural Gas | Commercial Food Prep Other | E8 | Utility - Value of Sales | 0 | 0 | 0 | 0 | 0 | 0 | 0 | 0 | 0 | 0 | 0 | 0 | 0 | 0 | 0 | 0 | 0 | 0 | 0 | 0 | 0 | 0 | 0 | 0 | 0 | 0 | 0
F6_Commercial_Retail_Existing_Food Preparation_Natural Gas_Commercial Food Prep Other_E9 | F6 | Commercial | Retail | Existing | Food Preparation | Natural Gas | Commercial Food Prep Other | E9 | Utility - Value of Sales | 0 | 0 | 0 | 0 | 0 | 0 | 0 | 0 | 0 | 0 | 0 | 0 | 0 | 0 | 0 | 0 | 0 | 0 | 0 | 0 | 0 | 0 | 0 | 0 | 0 | 0 | 0
F6_Commercial_Retail_Existing_Food Preparation_Natural Gas_Commercial Food Prep Other_E10 | F6 | Commercial | Retail | Existing | Food Preparation | Natural Gas | Commercial Food Prep Other | E10 | Utility - Value of Sales | 0 | 0 | 0 | 0 | 0 | 0 | 0 | 0 | 0 | 0 | 0 | 0 | 0 | 0 | 0 | 0 | 0 | 0 | 0 | 0 | 0 | 0 | 0 | 0 | 0 | 0 | 0
F1_Commercial_Retail_Existing_Miscellaneous_Natural Gas_Pool Heater_E1 | F1 | Commercial | Retail | Existing | Miscellaneous | Natural Gas | Pool Heater | E1 | RVT - Cost of Equipment | 0.002803 | 0.002803 | 0.002803 | 0.002803 | 0.002803 | 0.002803 | 0.002803 | 0.002803 | 0.002803 | 0.002803 | 0.002803 | 0.002803 | 0.002803 | 0.002803 | 0.002803 | 0.002803 | 0.002803 | 0.002803 | 0.002803 | 0.002803 | 0.002803 | 0.002803 | 0.002803 | 0.002803 | 0.002803 | 0.002803 | 0.002803
F1_Commercial_Retail_Existing_Miscellaneous_Natural Gas_Pool Heater_E2 | F1 | Commercial | Retail | Existing | Miscellaneous | Natural Gas | Pool Heater | E2 | RVT - Cost of Equipment | 0.0045896 | 0.0045896 | 0.0045896 | 0.0045896 | 0.0045896 | 0.0045896 | 0.0045896 | 0.0045896 | 0.0045896 | 0.0045896 | 0.0045896 | 0.0045896 | 0.0045896 | 0.0045896 | 0.0045896 | 0.0045896 | 0.0045896 | 0.0045896 | 0.0045896 | 0.0045896 | 0.0045896 | 0.0045896 | 0.0045896 | 0.0045896 | 0.0045896 | 0.0045896 | 0.0045896
F1_Commercial_Retail_Existing_Miscellaneous_Natural Gas_Pool Heater_E3 | F1 | Commercial | Retail | Existing | Miscellaneous | Natural Gas | Pool Heater | E3 | RVT - Cost of Equipment | 0 | 0 | 0 | 0 | 0 | 0 | 0 | 0 | 0 | 0 | 0 | 0 | 0 | 0 | 0 | 0 | 0 | 0 | 0 | 0 | 0 | 0 | 0 | 0 | 0 | 0 | 0
F1_Commercial_Retail_Existing_Miscellaneous_Natural Gas_Pool Heater_E4 | F1 | Commercial | Retail | Existing | Miscellaneous | Natural Gas | Pool Heater | E4 | RVT - Cost of Equipment | 0 | 0 | 0 | 0 | 0 | 0 | 0 | 0 | 0 | 0 | 0 | 0 | 0 | 0 | 0 | 0 | 0 | 0 | 0 | 0 | 0 | 0 | 0 | 0 | 0 | 0 | 0
F1_Commercial_Retail_Existing_Miscellaneous_Natural Gas_Pool Heater_E5 | F1 | Commercial | Retail | Existing | Miscellaneous | Natural Gas | Pool Heater | E5 | RVT - Cost of Equipment | 0 | 0 | 0 | 0 | 0 | 0 | 0 | 0 | 0 | 0 | 0 | 0 | 0 | 0 | 0 | 0 | 0 | 0 | 0 | 0 | 0 | 0 | 0 | 0 | 0 | 0 | 0
F1_Commercial_Retail_Existing_Miscellaneous_Natural Gas_Pool Heater_E6 | F1 | Commercial | Retail | Existing | Miscellaneous | Natural Gas | Pool Heater | E6 | RVT - Cost of Equipment | 0 | 0 | 0 | 0 | 0 | 0 | 0 | 0 | 0 | 0 | 0 | 0 | 0 | 0 | 0 | 0 | 0 | 0 | 0 | 0 | 0 | 0 | 0 | 0 | 0 | 0 | 0
F1_Commercial_Retail_Existing_Miscellaneous_Natural Gas_Pool Heater_E7 | F1 | Commercial | Retail | Existing | Miscellaneous | Natural Gas | Pool Heater | E7 | RVT - Cost of Equipment | 0 | 0 | 0 | 0 | 0 | 0 | 0 | 0 | 0 | 0 | 0 | 0 | 0 | 0 | 0 | 0 | 0 | 0 | 0 | 0 | 0 | 0 | 0 | 0 | 0 | 0 | 0
F1_Commercial_Retail_Existing_Miscellaneous_Natural Gas_Pool Heater_E8 | F1 | Commercial | Retail | Existing | Miscellaneous | Natural Gas | Pool Heater | E8 | RVT - Cost of Equipment | 0 | 0 | 0 | 0 | 0 | 0 | 0 | 0 | 0 | 0 | 0 | 0 | 0 | 0 | 0 | 0 | 0 | 0 | 0 | 0 | 0 | 0 | 0 | 0 | 0 | 0 | 0
F1_Commercial_Retail_Existing_Miscellaneous_Natural Gas_Pool Heater_E9 | F1 | Commercial | Retail | Existing | Miscellaneous | Natural Gas | Pool Heater | E9 | RVT - Cost of Equipment | 0 | 0 | 0 | 0 | 0 | 0 | 0 | 0 | 0 | 0 | 0 | 0 | 0 | 0 | 0 | 0 | 0 | 0 | 0 | 0 | 0 | 0 | 0 | 0 | 0 | 0 | 0
F1_Commercial_Retail_Existing_Miscellaneous_Natural Gas_Pool Heater_E10 | F1 | Commercial | Retail | Existing | Miscellaneous | Natural Gas | Pool Heater | E10 | RVT - Cost of Equipment | 0 | 0 | 0 | 0 | 0 | 0 | 0 | 0 | 0 | 0 | 0 | 0 | 0 | 0 | 0 | 0 | 0 | 0 | 0 | 0 | 0 | 0 | 0 | 0 | 0 | 0 | 0
F2_Commercial_Retail_Existing_Miscellaneous_Natural Gas_Pool Heater_E1 | F2 | Commercial | Retail | Existing | Miscellaneous | Natural Gas | Pool Heater | E1 | RVT - Cost of Operation | 0 | 0 | 0 | 0 | 0 | 0 | 0 | 0 | 0 | 0 | 0 | 0 | 0 | 0 | 0 | 0 | 0 | 0 | 0 | 0 | 0 | 0 | 0 | 0 | 0 | 0 | 0
F2_Commercial_Retail_Existing_Miscellaneous_Natural Gas_Pool Heater_E2 | F2 | Commercial | Retail | Existing | Miscellaneous | Natural Gas | Pool Heater | E2 | RVT - Cost of Operation | 0 | 0 | 0 | 0 | 0 | 0 | 0 | 0 | 0 | 0 | 0 | 0 | 0 | 0 | 0 | 0 | 0 | 0 | 0 | 0 | 0 | 0 | 0 | 0 | 0 | 0 | 0
F2_Commercial_Retail_Existing_Miscellaneous_Natural Gas_Pool Heater_E3 | F2 | Commercial | Retail | Existing | Miscellaneous | Natural Gas | Pool Heater | E3 | RVT - Cost of Operation | 0 | 0 | 0 | 0 | 0 | 0 | 0 | 0 | 0 | 0 | 0 | 0 | 0 | 0 | 0 | 0 | 0 | 0 | 0 | 0 | 0 | 0 | 0 | 0 | 0 | 0 | 0
F2_Commercial_Retail_Existing_Miscellaneous_Natural Gas_Pool Heater_E4 | F2 | Commercial | Retail | Existing | Miscellaneous | Natural Gas | Pool Heater | E4 | RVT - Cost of Operation | 0 | 0 | 0 | 0 | 0 | 0 | 0 | 0 | 0 | 0 | 0 | 0 | 0 | 0 | 0 | 0 | 0 | 0 | 0 | 0 | 0 | 0 | 0 | 0 | 0 | 0 | 0
F2_Commercial_Retail_Existing_Miscellaneous_Natural Gas_Pool Heater_E5 | F2 | Commercial | Retail | Existing | Miscellaneous | Natural Gas | Pool Heater | E5 | RVT - Cost of Operation | 0 | 0 | 0 | 0 | 0 | 0 | 0 | 0 | 0 | 0 | 0 | 0 | 0 | 0 | 0 | 0 | 0 | 0 | 0 | 0 | 0 | 0 | 0 | 0 | 0 | 0 | 0
F2_Commercial_Retail_Existing_Miscellaneous_Natural Gas_Pool Heater_E6 | F2 | Commercial | Retail | Existing | Miscellaneous | Natural Gas | Pool Heater | E6 | RVT - Cost of Operation | 0 | 0 | 0 | 0 | 0 | 0 | 0 | 0 | 0 | 0 | 0 | 0 | 0 | 0 | 0 | 0 | 0 | 0 | 0 | 0 | 0 | 0 | 0 | 0 | 0 | 0 | 0
F2_Commercial_Retail_Existing_Miscellaneous_Natural Gas_Pool Heater_E7 | F2 | Commercial | Retail | Existing | Miscellaneous | Natural Gas | Pool Heater | E7 | RVT - Cost of Operation | 0 | 0 | 0 | 0 | 0 | 0 | 0 | 0 | 0 | 0 | 0 | 0 | 0 | 0 | 0 | 0 | 0 | 0 | 0 | 0 | 0 | 0 | 0 | 0 | 0 | 0 | 0
F2_Commercial_Retail_Existing_Miscellaneous_Natural Gas_Pool Heater_E8 | F2 | Commercial | Retail | Existing | Miscellaneous | Natural Gas | Pool Heater | E8 | RVT - Cost of Operation | 0 | 0 | 0 | 0 | 0 | 0 | 0 | 0 | 0 | 0 | 0 | 0 | 0 | 0 | 0 | 0 | 0 | 0 | 0 | 0 | 0 | 0 | 0 | 0 | 0 | 0 | 0
F2_Commercial_Retail_Existing_Miscellaneous_Natural Gas_Pool Heater_E9 | F2 | Commercial | Retail | Existing | Miscellaneous | Natural Gas | Pool Heater | E9 | RVT - Cost of Operation | 0 | 0 | 0 | 0 | 0 | 0 | 0 | 0 | 0 | 0 | 0 | 0 | 0 | 0 | 0 | 0 | 0 | 0 | 0 | 0 | 0 | 0 | 0 | 0 | 0 | 0 | 0
F2_Commercial_Retail_Existing_Miscellaneous_Natural Gas_Pool Heater_E10 | F2 | Commercial | Retail | Existing | Miscellaneous | Natural Gas | Pool Heater | E10 | RVT - Cost of Operation | 0 | 0 | 0 | 0 | 0 | 0 | 0 | 0 | 0 | 0 | 0 | 0 | 0 | 0 | 0 | 0 | 0 | 0 | 0 | 0 | 0 | 0 | 0 | 0 | 0 | 0 | 0
F3_Commercial_Retail_Existing_Miscellaneous_Natural Gas_Pool Heater_E1 | F3 | Commercial | Retail | Existing | Miscellaneous | Natural Gas | Pool Heater | E1 | System - kBTUs of Consumption | bar: 2021 to 2047
F3_Commercial_Retail_Existing_Miscellaneous_Natural Gas_Pool Heater_E2 | F3 | Commercial | Retail | Existing | Miscellaneous | Natural Gas | Pool Heater | E2 | System - kBTUs of Consumption | 0.85 | 0.85 | 0.85 | 0.85 | 0.85 | 0.85 | 0.85 | 0.85 | 0.85 | 0.85 | 0.85 | 0.85 | 0.85 | 0.85 | 0.85 | 0.85 | 0.85 | 0.85 | 0.85 | 0.85 | 0.85 | 0.85 | 0.85 | 0.85 | 0.85 | 0.85 | 0.85
F3_Commercial_Retail_Existing_Miscellaneous_Natural Gas_Pool Heater_E3 | F3 | Commercial | Retail | Existing | Miscellaneous | Natural Gas | Pool Heater | E3 | System - kBTUs of Consumption | 0 | 0 | 0 | 0 | 0 | 0 | 0 | 0 | 0 | 0 | 0 | 0 | 0 | 0 | 0 | 0 | 0 | 0 | 0 | 0 | 0 | 0 | 0 | 0 | 0 | 0 | 0
F3_Commercial_Retail_Existing_Miscellaneous_Natural Gas_Pool Heater_E4 | F3 | Commercial | Retail | Existing | Miscellaneous | Natural Gas | Pool Heater | E4 | System - kBTUs of Consumption | 0 | 0 | 0 | 0 | 0 | 0 | 0 | 0 | 0 | 0 | 0 | 0 | 0 | 0 | 0 | 0 | 0 | 0 | 0 | 0 | 0 | 0 | 0 | 0 | 0 | 0 | 0
F3_Commercial_Retail_Existing_Miscellaneous_Natural Gas_Pool Heater_E5 | F3 | Commercial | Retail | Existing | Miscellaneous | Natural Gas | Pool Heater | E5 | System - kBTUs of Consumption | 0 | 0 | 0 | 0 | 0 | 0 | 0 | 0 | 0 | 0 | 0 | 0 | 0 | 0 | 0 | 0 | 0 | 0 | 0 | 0 | 0 | 0 | 0 | 0 | 0 | 0 | 0
F3_Commercial_Retail_Existing_Miscellaneous_Natural Gas_Pool Heater_E6 | F3 | Commercial | Retail | Existing | Miscellaneous | Natural Gas | Pool Heater | E6 | System - kBTUs of Consumption | 0 | 0 | 0 | 0 | 0 | 0 | 0 | 0 | 0 | 0 | 0 | 0 | 0 | 0 | 0 | 0 | 0 | 0 | 0 | 0 | 0 | 0 | 0 | 0 | 0 | 0 | 0
F3_Commercial_Retail_Existing_Miscellaneous_Natural Gas_Pool Heater_E7 | F3 | Commercial | Retail | Existing | Miscellaneous | Natural Gas | Pool Heater | E7 | System - kBTUs of Consumption | 0 | 0 | 0 | 0 | 0 | 0 | 0 | 0 | 0 | 0 | 0 | 0 | 0 | 0 | 0 | 0 | 0 | 0 | 0 | 0 | 0 | 0 | 0 | 0 | 0 | 0 | 0
F3_Commercial_Retail_Existing_Miscellaneous_Natural Gas_Pool Heater_E8 | F3 | Commercial | Retail | Existing | Miscellaneous | Natural Gas | Pool Heater | E8 | System - kBTUs of Consumption | 0 | 0 | 0 | 0 | 0 | 0 | 0 | 0 | 0 | 0 | 0 | 0 | 0 | 0 | 0 | 0 | 0 | 0 | 0 | 0 | 0 | 0 | 0 | 0 | 0 | 0 | 0
F3_Commercial_Retail_Existing_Miscellaneous_Natural Gas_Pool Heater_E9 | F3 | Commercial | Retail | Existing | Miscellaneous | Natural Gas | Pool Heater | E9 | System - kBTUs of Consumption | 0 | 0 | 0 | 0 | 0 | 0 | 0 | 0 | 0 | 0 | 0 | 0 | 0 | 0 | 0 | 0 | 0 | 0 | 0 | 0 | 0 | 0 | 0 | 0 | 0 | 0 | 0
F3_Commercial_Retail_Existing_Miscellaneous_Natural Gas_Pool Heater_E10 | F3 | Commercial | Retail | Existing | Miscellaneous | Natural Gas | Pool Heater | E10 | System - kBTUs of Consumption | 0 | 0 | 0 | 0 | 0 | 0 | 0 | 0 | 0 | 0 | 0 | 0 | 0 | 0 | 0 | 0 | 0 | 0 | 0 | 0 | 0 | 0 | 0 | 0 | 0 | 0 | 0
F4_Commercial_Retail_Existing_Miscellaneous_Natural Gas_Pool Heater_E1 | F4 | Commercial | Retail | Existing | Miscellaneous | Natural Gas | Pool Heater | E1 | Utility - Cost of Equipment | 0.002803 | 0.002803 | 0.002803 | 0.002803 | 0.002803 | 0.002803 | 0.002803 | 0.002803 | 0.002803 | 0.002803 | 0.002803 | 0.002803 | 0.002803 | 0.002803 | 0.002803 | 0.002803 | 0.002803 | 0.002803 | 0.002803 | 0.002803 | 0.002803 | 0.002803 | 0.002803 | 0.002803 | 0.002803 | 0.002803 | 0.002803
F4_Commercial_Retail_Existing_Miscellaneous_Natural Gas_Pool Heater_E2 | F4 | Commercial | Retail | Existing | Miscellaneous | Natural Gas | Pool Heater | E2 | Utility - Cost of Equipment | 0.0045896 | 0.0045896 | 0.0045896 | 0.0045896 | 0.0045896 | 0.0045896 | 0.0045896 | 0.0045896 | 0.0045896 | 0.0045896 | 0.0045896 | 0.0045896 | 0.0045896 | 0.0045896 | 0.0045896 | 0.0045896 | 0.0045896 | 0.0045896 | 0.0045896 | 0.0045896 | 0.0045896 | 0.0045896 | 0.0045896 | 0.0045896 | 0.0045896 | 0.0045896 | 0.0045896
F4_Commercial_Retail_Existing_Miscellaneous_Natural Gas_Pool Heater_E3 | F4 | Commercial | Retail | Existing | Miscellaneous | Natural Gas | Pool Heater | E3 | Utility - Cost of Equipment | 0 | 0 | 0 | 0 | 0 | 0 | 0 | 0 | 0 | 0 | 0 | 0 | 0 | 0 | 0 | 0 | 0 | 0 | 0 | 0 | 0 | 0 | 0 | 0 | 0 | 0 | 0
F4_Commercial_Retail_Existing_Miscellaneous_Natural Gas_Pool Heater_E4 | F4 | Commercial | Retail | Existing | Miscellaneous | Natural Gas | Pool Heater | E4 | Utility - Cost of Equipment | 0 | 0 | 0 | 0 | 0 | 0 | 0 | 0 | 0 | 0 | 0 | 0 | 0 | 0 | 0 | 0 | 0 | 0 | 0 | 0 | 0 | 0 | 0 | 0 | 0 | 0 | 0
F4_Commercial_Retail_Existing_Miscellaneous_Natural Gas_Pool Heater_E5 | F4 | Commercial | Retail | Existing | Miscellaneous | Natural Gas | Pool Heater | E5 | Utility - Cost of Equipment | 0 | 0 | 0 | 0 | 0 | 0 | 0 | 0 | 0 | 0 | 0 | 0 | 0 | 0 | 0 | 0 | 0 | 0 | 0 | 0 | 0 | 0 | 0 | 0 | 0 | 0 | 0
F4_Commercial_Retail_Existing_Miscellaneous_Natural Gas_Pool Heater_E6 | F4 | Commercial | Retail | Existing | Miscellaneous | Natural Gas | Pool Heater | E6 | Utility - Cost of Equipment | 0 | 0 | 0 | 0 | 0 | 0 | 0 | 0 | 0 | 0 | 0 | 0 | 0 | 0 | 0 | 0 | 0 | 0 | 0 | 0 | 0 | 0 | 0 | 0 | 0 | 0 | 0
F4_Commercial_Retail_Existing_Miscellaneous_Natural Gas_Pool Heater_E7 | F4 | Commercial | Retail | Existing | Miscellaneous | Natural Gas | Pool Heater | E7 | Utility - Cost of Equipment | 0 | 0 | 0 | 0 | 0 | 0 | 0 | 0 | 0 | 0 | 0 | 0 | 0 | 0 | 0 | 0 | 0 | 0 | 0 | 0 | 0 | 0 | 0 | 0 | 0 | 0 | 0
F4_Commercial_Retail_Existing_Miscellaneous_Natural Gas_Pool Heater_E8 | F4 | Commercial | Retail | Existing | Miscellaneous | Natural Gas | Pool Heater | E8 | Utility - Cost of Equipment | 0 | 0 | 0 | 0 | 0 | 0 | 0 | 0 | 0 | 0 | 0 | 0 | 0 | 0 | 0 | 0 | 0 | 0 | 0 | 0 | 0 | 0 | 0 | 0 | 0 | 0 | 0
F4_Commercial_Retail_Existing_Miscellaneous_Natural Gas_Pool Heater_E9 | F4 | Commercial | Retail | Existing | Miscellaneous | Natural Gas | Pool Heater | E9 | Utility - Cost of Equipment | 0 | 0 | 0 | 0 | 0 | 0 | 0 | 0 | 0 | 0 | 0 | 0 | 0 | 0 | 0 | 0 | 0 | 0 | 0 | 0 | 0 | 0 | 0 | 0 | 0 | 0 | 0
F4_Commercial_Retail_Existing_Miscellaneous_Natural Gas_Pool Heater_E10 | F4 | Commercial | Retail | Existing | Miscellaneous | Natural Gas | Pool Heater | E10 | Utility - Cost of Equipment | 0 | 0 | 0 | 0 | 0 | 0 | 0 | 0 | 0 | 0 | 0 | 0 | 0 | 0 | 0 | 0 | 0 | 0 | 0 | 0 | 0 | 0 | 0 | 0 | 0 | 0 | 0
F5_Commercial_Retail_Existing_Miscellaneous_Natural Gas_Pool Heater_E1 | F5 | Commercial | Retail | Existing | Miscellaneous | Natural Gas | Pool Heater | E1 | Utility - Cost of Operation | 0.014079 | 0.013712 | 0.013323 | 0.012929 | 0.012807 | 0.012863 | 0.01303 | 0.013256 | 0.013507 | 0.013763 | 0.014029 | 0.014303 | 0.014594 | 0.014882 | 0.015153 | 0.01536 | 0.015438 | 0.015331 | 0.014999 | 0.014435 | 0.013667 | 0.012733 | 0.011901 | 0.011353 | 0.011101 | 0.011155 | 0.01121
F5_Commercial_Retail_Existing_Miscellaneous_Natural Gas_Pool Heater_E2 | F5 | Commercial | Retail | Existing | Miscellaneous | Natural Gas | Pool Heater | E2 | Utility - Cost of Operation | 0.011967 | 0.011655 | 0.011325 | 0.01099 | 0.010886 | 0.010933 | 0.011075 | 0.011267 | 0.011481 | 0.011698 | 0.011924 | 0.012158 | 0.012405 | 0.012649 | 0.01288 | 0.013056 | 0.013122 | 0.013032 | 0.012749 | 0.01227 | 0.011617 | 0.010823 | 0.010116 | 0.0096497 | 0.0094355 | 0.0094817 | 0.0095282
F5_Commercial_Retail_Existing_Miscellaneous_Natural Gas_Pool Heater_E3 | F5 | Commercial | Retail | Existing | Miscellaneous | Natural Gas | Pool Heater | E3 | Utility - Cost of Operation | 0 | 0 | 0 | 0 | 0 | 0 | 0 | 0 | 0 | 0 | 0 | 0 | 0 | 0 | 0 | 0 | 0 | 0 | 0 | 0 | 0 | 0 | 0 | 0 | 0 | 0 | 0
F5_Commercial_Retail_Existing_Miscellaneous_Natural Gas_Pool Heater_E4 | F5 | Commercial | Retail | Existing | Miscellaneous | Natural Gas | Pool Heater | E4 | Utility - Cost of Operation | 0 | 0 | 0 | 0 | 0 | 0 | 0 | 0 | 0 | 0 | 0 | 0 | 0 | 0 | 0 | 0 | 0 | 0 | 0 | 0 | 0 | 0 | 0 | 0 | 0 | 0 | 0
F5_Commercial_Retail_Existing_Miscellaneous_Natural Gas_Pool Heater_E5 | F5 | Commercial | Retail | Existing | Miscellaneous | Natural Gas | Pool Heater | E5 | Utility - Cost of Operation | 0 | 0 | 0 | 0 | 0 | 0 | 0 | 0 | 0 | 0 | 0 | 0 | 0 | 0 | 0 | 0 | 0 | 0 | 0 | 0 | 0 | 0 | 0 | 0 | 0 | 0 | 0
F5_Commercial_Retail_Existing_Miscellaneous_Natural Gas_Pool Heater_E6 | F5 | Commercial | Retail | Existing | Miscellaneous | Natural Gas | Pool Heater | E6 | Utility - Cost of Operation | 0 | 0 | 0 | 0 | 0 | 0 | 0 | 0 | 0 | 0 | 0 | 0 | 0 | 0 | 0 | 0 | 0 | 0 | 0 | 0 | 0 | 0 | 0 | 0 | 0 | 0 | 0
F5_Commercial_Retail_Existing_Miscellaneous_Natural Gas_Pool Heater_E7 | F5 | Commercial | Retail | Existing | Miscellaneous | Natural Gas | Pool Heater | E7 | Utility - Cost of Operation | 0 | 0 | 0 | 0 | 0 | 0 | 0 | 0 | 0 | 0 | 0 | 0 | 0 | 0 | 0 | 0 | 0 | 0 | 0 | 0 | 0 | 0 | 0 | 0 | 0 | 0 | 0
F5_Commercial_Retail_Existing_Miscellaneous_Natural Gas_Pool Heater_E8 | F5 | Commercial | Retail | Existing | Miscellaneous | Natural Gas | Pool Heater | E8 | Utility - Cost of Operation | 0 | 0 | 0 | 0 | 0 | 0 | 0 | 0 | 0 | 0 | 0 | 0 | 0 | 0 | 0 | 0 | 0 | 0 | 0 | 0 | 0 | 0 | 0 | 0 | 0 | 0 | 0
F5_Commercial_Retail_Existing_Miscellaneous_Natural Gas_Pool Heater_E9 | F5 | Commercial | Retail | Existing | Miscellaneous | Natural Gas | Pool Heater | E9 | Utility - Cost of Operation | 0 | 0 | 0 | 0 | 0 | 0 | 0 | 0 | 0 | 0 | 0 | 0 | 0 | 0 | 0 | 0 | 0 | 0 | 0 | 0 | 0 | 0 | 0 | 0 | 0 | 0 | 0
F5_Commercial_Retail_Existing_Miscellaneous_Natural Gas_Pool Heater_E10 | F5 | Commercial | Retail | Existing | Miscellaneous | Natural Gas | Pool Heater | E10 | Utility - Cost of Operation | 0 | 0 | 0 | 0 | 0 | 0 | 0 | 0 | 0 | 0 | 0 | 0 | 0 | 0 | 0 | 0 | 0 | 0 | 0 | 0 | 0 | 0 | 0 | 0 | 0 | 0 | 0
F6_Commercial_Retail_Existing_Miscellaneous_Natural Gas_Pool Heater_E1 | F6 | Commercial | Retail | Existing | Miscellaneous | Natural Gas | Pool Heater | E1 | Utility - Value of Sales | 0 | 0 | 0 | 0 | 0 | 0 | 0 | 0 | 0 | 0 | 0 | 0 | 0 | 0 | 0 | 0 | 0 | 0 | 0 | 0 | 0 | 0 | 0 | 0 | 0 | 0 | 0
F6_Commercial_Retail_Existing_Miscellaneous_Natural Gas_Pool Heater_E2 | F6 | Commercial | Retail | Existing | Miscellaneous | Natural Gas | Pool Heater | E2 | Utility - Value of Sales | 0 | 0 | 0 | 0 | 0 | 0 | 0 | 0 | 0 | 0 | 0 | 0 | 0 | 0 | 0 | 0 | 0 | 0 | 0 | 0 | 0 | 0 | 0 | 0 | 0 | 0 | 0
F6_Commercial_Retail_Existing_Miscellaneous_Natural Gas_Pool Heater_E3 | F6 | Commercial | Retail | Existing | Miscellaneous | Natural Gas | Pool Heater | E3 | Utility - Value of Sales | 0 | 0 | 0 | 0 | 0 | 0 | 0 | 0 | 0 | 0 | 0 | 0 | 0 | 0 | 0 | 0 | 0 | 0 | 0 | 0 | 0 | 0 | 0 | 0 | 0 | 0 | 0
F6_Commercial_Retail_Existing_Miscellaneous_Natural Gas_Pool Heater_E4 | F6 | Commercial | Retail | Existing | Miscellaneous | Natural Gas | Pool Heater | E4 | Utility - Value of Sales | 0 | 0 | 0 | 0 | 0 | 0 | 0 | 0 | 0 | 0 | 0 | 0 | 0 | 0 | 0 | 0 | 0 | 0 | 0 | 0 | 0 | 0 | 0 | 0 | 0 | 0 | 0
F6_Commercial_Retail_Existing_Miscellaneous_Natural Gas_Pool Heater_E5 | F6 | Commercial | Retail | Existing | Miscellaneous | Natural Gas | Pool Heater | E5 | Utility - Value of Sales | 0 | 0 | 0 | 0 | 0 | 0 | 0 | 0 | 0 | 0 | 0 | 0 | 0 | 0 | 0 | 0 | 0 | 0 | 0 | 0 | 0 | 0 | 0 | 0 | 0 | 0 | 0
F6_Commercial_Retail_Existing_Miscellaneous_Natural Gas_Pool Heater_E6 | F6 | Commercial | Retail | Existing | Miscellaneous | Natural Gas | Pool Heater | E6 | Utility - Value of Sales | 0 | 0 | 0 | 0 | 0 | 0 | 0 | 0 | 0 | 0 | 0 | 0 | 0 | 0 | 0 | 0 | 0 | 0 | 0 | 0 | 0 | 0 | 0 | 0 | 0 | 0 | 0
F6_Commercial_Retail_Existing_Miscellaneous_Natural Gas_Pool Heater_E7 | F6 | Commercial | Retail | Existing | Miscellaneous | Natural Gas | Pool Heater | E7 | Utility - Value of Sales | 0 | 0 | 0 | 0 | 0 | 0 | 0 | 0 | 0 | 0 | 0 | 0 | 0 | 0 | 0 | 0 | 0 | 0 | 0 | 0 | 0 | 0 | 0 | 0 | 0 | 0 | 0
F6_Commercial_Retail_Existing_Miscellaneous_Natural Gas_Pool Heater_E8 | F6 | Commercial | Retail | Existing | Miscellaneous | Natural Gas | Pool Heater | E8 | Utility - Value of Sales | 0 | 0 | 0 | 0 | 0 | 0 | 0 | 0 | 0 | 0 | 0 | 0 | 0 | 0 | 0 | 0 | 0 | 0 | 0 | 0 | 0 | 0 | 0 | 0 | 0 | 0 | 0
F6_Commercial_Retail_Existing_Miscellaneous_Natural Gas_Pool Heater_E9 | F6 | Commercial | Retail | Existing | Miscellaneous | Natural Gas | Pool Heater | E9 | Utility - Value of Sales | 0 | 0 | 0 | 0 | 0 | 0 | 0 | 0 | 0 | 0 | 0 | 0 | 0 | 0 | 0 | 0 | 0 | 0 | 0 | 0 | 0 | 0 | 0 | 0 | 0 | 0 | 0
F6_Commercial_Retail_Existing_Miscellaneous_Natural Gas_Pool Heater_E10 | F6 | Commercial | Retail | Existing | Miscellaneous | Natural Gas | Pool Heater | E10 | Utility - Value of Sales | 0 | 0 | 0 | 0 | 0 | 0 | 0 | 0 | 0 | 0 | 0 | 0 | 0 | 0 | 0 | 0 | 0 | 0 | 0 | 0 | 0 | 0 | 0 | 0 | 0 | 0 | 0
F1_Commercial_Retail_Existing_Miscellaneous_Natural Gas_Miscellaneous_E1 | F1 | Commercial | Retail | Existing | Miscellaneous | Natural Gas | Miscellaneous | E1 | RVT - Cost of Equipment | 0.0069797 | 0.0069797 | 0.0069797 | 0.0069797 | 0.0069797 | 0.0069797 | 0.0069797 | 0.0069797 | 0.0069797 | 0.0069797 | 0.0069797 | 0.0069797 | 0.0069797 | 0.0069797 | 0.0069797 | 0.0069797 | 0.0069797 | 0.0069797 | 0.0069797 | 0.0069797 | 0.0069797 | 0.0069797 | 0.0069797 | 0.0069797 | 0.0069797 | 0.0069797 | 0.0069797
F1_Commercial_Retail_Existing_Miscellaneous_Natural Gas_Miscellaneous_E2 | F1 | Commercial | Retail | Existing | Miscellaneous | Natural Gas | Miscellaneous | E2 | RVT - Cost of Equipment | 0 | 0 | 0 | 0 | 0 | 0 | 0 | 0 | 0 | 0 | 0 | 0 | 0 | 0 | 0 | 0 | 0 | 0 | 0 | 0 | 0 | 0 | 0 | 0 | 0 | 0 | 0
F1_Commercial_Retail_Existing_Miscellaneous_Natural Gas_Miscellaneous_E3 | F1 | Commercial | Retail | Existing | Miscellaneous | Natural Gas | Miscellaneous | E3 | RVT - Cost of Equipment | 0 | 0 | 0 | 0 | 0 | 0 | 0 | 0 | 0 | 0 | 0 | 0 | 0 | 0 | 0 | 0 | 0 | 0 | 0 | 0 | 0 | 0 | 0 | 0 | 0 | 0 | 0
F1_Commercial_Retail_Existing_Miscellaneous_Natural Gas_Miscellaneous_E4 | F1 | Commercial | Retail | Existing | Miscellaneous | Natural Gas | Miscellaneous | E4 | RVT - Cost of Equipment | 0 | 0 | 0 | 0 | 0 | 0 | 0 | 0 | 0 | 0 | 0 | 0 | 0 | 0 | 0 | 0 | 0 | 0 | 0 | 0 | 0 | 0 | 0 | 0 | 0 | 0 | 0
F1_Commercial_Retail_Existing_Miscellaneous_Natural Gas_Miscellaneous_E5 | F1 | Commercial | Retail | Existing | Miscellaneous | Natural Gas | Miscellaneous | E5 | RVT - Cost of Equipment | 0 | 0 | 0 | 0 | 0 | 0 | 0 | 0 | 0 | 0 | 0 | 0 | 0 | 0 | 0 | 0 | 0 | 0 | 0 | 0 | 0 | 0 | 0 | 0 | 0 | 0 | 0
F1_Commercial_Retail_Existing_Miscellaneous_Natural Gas_Miscellaneous_E6 | F1 | Commercial | Retail | Existing | Miscellaneous | Natural Gas | Miscellaneous | E6 | RVT - Cost of Equipment | 0 | 0 | 0 | 0 | 0 | 0 | 0 | 0 | 0 | 0 | 0 | 0 | 0 | 0 | 0 | 0 | 0 | 0 | 0 | 0 | 0 | 0 | 0 | 0 | 0 | 0 | 0
F1_Commercial_Retail_Existing_Miscellaneous_Natural Gas_Miscellaneous_E7 | F1 | Commercial | Retail | Existing | Miscellaneous | Natural Gas | Miscellaneous | E7 | RVT - Cost of Equipment | 0 | 0 | 0 | 0 | 0 | 0 | 0 | 0 | 0 | 0 | 0 | 0 | 0 | 0 | 0 | 0 | 0 | 0 | 0 | 0 | 0 | 0 | 0 | 0 | 0 | 0 | 0
F1_Commercial_Retail_Existing_Miscellaneous_Natural Gas_Miscellaneous_E8 | F1 | Commercial | Retail | Existing | Miscellaneous | Natural Gas | Miscellaneous | E8 | RVT - Cost of Equipment | 0 | 0 | 0 | 0 | 0 | 0 | 0 | 0 | 0 | 0 | 0 | 0 | 0 | 0 | 0 | 0 | 0 | 0 | 0 | 0 | 0 | 0 | 0 | 0 | 0 | 0 | 0
F1_Commercial_Retail_Existing_Miscellaneous_Natural Gas_Miscellaneous_E9 | F1 | Commercial | Retail | Existing | Miscellaneous | Natural Gas | Miscellaneous | E9 | RVT - Cost of Equipment | 0 | 0 | 0 | 0 | 0 | 0 | 0 | 0 | 0 | 0 | 0 | 0 | 0 | 0 | 0 | 0 | 0 | 0 | 0 | 0 | 0 | 0 | 0 | 0 | 0 | 0 | 0
F1_Commercial_Retail_Existing_Miscellaneous_Natural Gas_Miscellaneous_E10 | F1 | Commercial | Retail | Existing | Miscellaneous | Natural Gas | Miscellaneous | E10 | RVT - Cost of Equipment | 0 | 0 | 0 | 0 | 0 | 0 | 0 | 0 | 0 | 0 | 0 | 0 | 0 | 0 | 0 | 0 | 0 | 0 | 0 | 0 | 0 | 0 | 0 | 0 | 0 | 0 | 0
F2_Commercial_Retail_Existing_Miscellaneous_Natural Gas_Miscellaneous_E1 | F2 | Commercial | Retail | Existing | Miscellaneous | Natural Gas | Miscellaneous | E1 | RVT - Cost of Operation | 0 | 0 | 0 | 0 | 0 | 0 | 0 | 0 | 0 | 0 | 0 | 0 | 0 | 0 | 0 | 0 | 0 | 0 | 0 | 0 | 0 | 0 | 0 | 0 | 0 | 0 | 0
F2_Commercial_Retail_Existing_Miscellaneous_Natural Gas_Miscellaneous_E2 | F2 | Commercial | Retail | Existing | Miscellaneous | Natural Gas | Miscellaneous | E2 | RVT - Cost of Operation | 0 | 0 | 0 | 0 | 0 | 0 | 0 | 0 | 0 | 0 | 0 | 0 | 0 | 0 | 0 | 0 | 0 | 0 | 0 | 0 | 0 | 0 | 0 | 0 | 0 | 0 | 0
F2_Commercial_Retail_Existing_Miscellaneous_Natural Gas_Miscellaneous_E3 | F2 | Commercial | Retail | Existing | Miscellaneous | Natural Gas | Miscellaneous | E3 | RVT - Cost of Operation | 0 | 0 | 0 | 0 | 0 | 0 | 0 | 0 | 0 | 0 | 0 | 0 | 0 | 0 | 0 | 0 | 0 | 0 | 0 | 0 | 0 | 0 | 0 | 0 | 0 | 0 | 0
F2_Commercial_Retail_Existing_Miscellaneous_Natural Gas_Miscellaneous_E4 | F2 | Commercial | Retail | Existing | Miscellaneous | Natural Gas | Miscellaneous | E4 | RVT - Cost of Operation | 0 | 0 | 0 | 0 | 0 | 0 | 0 | 0 | 0 | 0 | 0 | 0 | 0 | 0 | 0 | 0 | 0 | 0 | 0 | 0 | 0 | 0 | 0 | 0 | 0 | 0 | 0
F2_Commercial_Retail_Existing_Miscellaneous_Natural Gas_Miscellaneous_E5 | F2 | Commercial | Retail | Existing | Miscellaneous | Natural Gas | Miscellaneous | E5 | RVT - Cost of Operation | 0 | 0 | 0 | 0 | 0 | 0 | 0 | 0 | 0 | 0 | 0 | 0 | 0 | 0 | 0 | 0 | 0 | 0 | 0 | 0 | 0 | 0 | 0 | 0 | 0 | 0 | 0
F2_Commercial_Retail_Existing_Miscellaneous_Natural Gas_Miscellaneous_E6 | F2 | Commercial | Retail | Existing | Miscellaneous | Natural Gas | Miscellaneous | E6 | RVT - Cost of Operation | 0 | 0 | 0 | 0 | 0 | 0 | 0 | 0 | 0 | 0 | 0 | 0 | 0 | 0 | 0 | 0 | 0 | 0 | 0 | 0 | 0 | 0 | 0 | 0 | 0 | 0 | 0
F2_Commercial_Retail_Existing_Miscellaneous_Natural Gas_Miscellaneous_E7 | F2 | Commercial | Retail | Existing | Miscellaneous | Natural Gas | Miscellaneous | E7 | RVT - Cost of Operation | 0 | 0 | 0 | 0 | 0 | 0 | 0 | 0 | 0 | 0 | 0 | 0 | 0 | 0 | 0 | 0 | 0 | 0 | 0 | 0 | 0 | 0 | 0 | 0 | 0 | 0 | 0
F2_Commercial_Retail_Existing_Miscellaneous_Natural Gas_Miscellaneous_E8 | F2 | Commercial | Retail | Existing | Miscellaneous | Natural Gas | Miscellaneous | E8 | RVT - Cost of Operation | 0 | 0 | 0 | 0 | 0 | 0 | 0 | 0 | 0 | 0 | 0 | 0 | 0 | 0 | 0 | 0 | 0 | 0 | 0 | 0 | 0 | 0 | 0 | 0 | 0 | 0 | 0
F2_Commercial_Retail_Existing_Miscellaneous_Natural Gas_Miscellaneous_E9 | F2 | Commercial | Retail | Existing | Miscellaneous | Natural Gas | Miscellaneous | E9 | RVT - Cost of Operation | 0 | 0 | 0 | 0 | 0 | 0 | 0 | 0 | 0 | 0 | 0 | 0 | 0 | 0 | 0 | 0 | 0 | 0 | 0 | 0 | 0 | 0 | 0 | 0 | 0 | 0 | 0
F2_Commercial_Retail_Existing_Miscellaneous_Natural Gas_Miscellaneous_E10 | F2 | Commercial | Retail | Existing | Miscellaneous | Natural Gas | Miscellaneous | E10 | RVT - Cost of Operation | 0 | 0 | 0 | 0 | 0 | 0 | 0 | 0 | 0 | 0 | 0 | 0 | 0 | 0 | 0 | 0 | 0 | 0 | 0 | 0 | 0 | 0 | 0 | 0 | 0 | 0 | 0
F3_Commercial_Retail_Existing_Miscellaneous_Natural Gas_Miscellaneous_E1 | F3 | Commercial | Retail | Existing | Miscellaneous | Natural Gas | Miscellaneous | E1 | System - kBTUs of Consumption | 2.6704 | 2.6704 | 2.6704 | 2.6704 | 2.6704 | 2.6704 | 2.6704 | 2.6704 | 2.6704 | 2.6704 | 2.6704 | 2.6704 | 2.6704 | 2.6704 | 2.6704 | 2.6704 | 2.6704 | 2.6704 | 2.6704 | 2.6704 | 2.6704 | 2.6704 | 2.6704 | 2.6704 | 2.6704 | 2.6704 | 2.6704
F3_Commercial_Retail_Existing_Miscellaneous_Natural Gas_Miscellaneous_E2 | F3 | Commercial | Retail | Existing | Miscellaneous | Natural Gas | Miscellaneous | E2 | System - kBTUs of Consumption | 0 | 0 | 0 | 0 | 0 | 0 | 0 | 0 | 0 | 0 | 0 | 0 | 0 | 0 | 0 | 0 | 0 | 0 | 0 | 0 | 0 | 0 | 0 | 0 | 0 | 0 | 0
F3_Commercial_Retail_Existing_Miscellaneous_Natural Gas_Miscellaneous_E3 | F3 | Commercial | Retail | Existing | Miscellaneous | Natural Gas | Miscellaneous | E3 | System - kBTUs of Consumption | 0 | 0 | 0 | 0 | 0 | 0 | 0 | 0 | 0 | 0 | 0 | 0 | 0 | 0 | 0 | 0 | 0 | 0 | 0 | 0 | 0 | 0 | 0 | 0 | 0 | 0 | 0
F3_Commercial_Retail_Existing_Miscellaneous_Natural Gas_Miscellaneous_E4 | F3 | Commercial | Retail | Existing | Miscellaneous | Natural Gas | Miscellaneous | E4 | System - kBTUs of Consumption | 0 | 0 | 0 | 0 | 0 | 0 | 0 | 0 | 0 | 0 | 0 | 0 | 0 | 0 | 0 | 0 | 0 | 0 | 0 | 0 | 0 | 0 | 0 | 0 | 0 | 0 | 0
F3_Commercial_Retail_Existing_Miscellaneous_Natural Gas_Miscellaneous_E5 | F3 | Commercial | Retail | Existing | Miscellaneous | Natural Gas | Miscellaneous | E5 | System - kBTUs of Consumption | 0 | 0 | 0 | 0 | 0 | 0 | 0 | 0 | 0 | 0 | 0 | 0 | 0 | 0 | 0 | 0 | 0 | 0 | 0 | 0 | 0 | 0 | 0 | 0 | 0 | 0 | 0
F3_Commercial_Retail_Existing_Miscellaneous_Natural Gas_Miscellaneous_E6 | F3 | Commercial | Retail | Existing | Miscellaneous | Natural Gas | Miscellaneous | E6 | System - kBTUs of Consumption | 0 | 0 | 0 | 0 | 0 | 0 | 0 | 0 | 0 | 0 | 0 | 0 | 0 | 0 | 0 | 0 | 0 | 0 | 0 | 0 | 0 | 0 | 0 | 0 | 0 | 0 | 0
F3_Commercial_Retail_Existing_Miscellaneous_Natural Gas_Miscellaneous_E7 | F3 | Commercial | Retail | Existing | Miscellaneous | Natural Gas | Miscellaneous | E7 | System - kBTUs of Consumption | 0 | 0 | 0 | 0 | 0 | 0 | 0 | 0 | 0 | 0 | 0 | 0 | 0 | 0 | 0 | 0 | 0 | 0 | 0 | 0 | 0 | 0 | 0 | 0 | 0 | 0 | 0
F3_Commercial_Retail_Existing_Miscellaneous_Natural Gas_Miscellaneous_E8 | F3 | Commercial | Retail | Existing | Miscellaneous | Natural Gas | Miscellaneous | E8 | System - kBTUs of Consumption | 0 | 0 | 0 | 0 | 0 | 0 | 0 | 0 | 0 | 0 | 0 | 0 | 0 | 0 | 0 | 0 | 0 | 0 | 0 | 0 | 0 | 0 | 0 | 0 | 0 | 0 | 0
F3_Commercial_Retail_Existing_Miscellaneous_Natural Gas_Miscellaneous_E9 | F3 | Commercial | Retail | Existing | Miscellaneous | Natural Gas | Miscellaneous | E9 | System - kBTUs of Consumption | 0 | 0 | 0 | 0 | 0 | 0 | 0 | 0 | 0 | 0 | 0 | 0 | 0 | 0 | 0 | 0 | 0 | 0 | 0 | 0 | 0 | 0 | 0 | 0 | 0 | 0 | 0
F3_Commercial_Retail_Existing_Miscellaneous_Natural Gas_Miscellaneous_E10 | F3 | Commercial | Retail | Existing | Miscellaneous | Natural Gas | Miscellaneous | E10 | System - kBTUs of Consumption | 0 | 0 | 0 | 0 | 0 | 0 | 0 | 0 | 0 | 0 | 0 | 0 | 0 | 0 | 0 | 0 | 0 | 0 | 0 | 0 | 0 | 0 | 0 | 0 | 0 | 0 | 0
F4_Commercial_Retail_Existing_Miscellaneous_Natural Gas_Miscellaneous_E1 | F4 | Commercial | Retail | Existing | Miscellaneous | Natural Gas | Miscellaneous | E1 | Utility - Cost of Equipment | 0.0069797 | 0.0069797 | 0.0069797 | 0.0069797 | 0.0069797 | 0.0069797 | 0.0069797 | 0.0069797 | 0.0069797 | 0.0069797 | 0.0069797 | 0.0069797 | 0.0069797 | 0.0069797 | 0.0069797 | 0.0069797 | 0.0069797 | 0.0069797 | 0.0069797 | 0.0069797 | 0.0069797 | 0.0069797 | 0.0069797 | 0.0069797 | 0.0069797 | 0.0069797 | 0.0069797
F4_Commercial_Retail_Existing_Miscellaneous_Natural Gas_Miscellaneous_E2 | F4 | Commercial | Retail | Existing | Miscellaneous | Natural Gas | Miscellaneous | E2 | Utility - Cost of Equipment | 0 | 0 | 0 | 0 | 0 | 0 | 0 | 0 | 0 | 0 | 0 | 0 | 0 | 0 | 0 | 0 | 0 | 0 | 0 | 0 | 0 | 0 | 0 | 0 | 0 | 0 | 0
F4_Commercial_Retail_Existing_Miscellaneous_Natural Gas_Miscellaneous_E3 | F4 | Commercial | Retail | Existing | Miscellaneous | Natural Gas | Miscellaneous | E3 | Utility - Cost of Equipment | 0 | 0 | 0 | 0 | 0 | 0 | 0 | 0 | 0 | 0 | 0 | 0 | 0 | 0 | 0 | 0 | 0 | 0 | 0 | 0 | 0 | 0 | 0 | 0 | 0 | 0 | 0
F4_Commercial_Retail_Existing_Miscellaneous_Natural Gas_Miscellaneous_E4 | F4 | Commercial | Retail | Existing | Miscellaneous | Natural Gas | Miscellaneous | E4 | Utility - Cost of Equipment | 0 | 0 | 0 | 0 | 0 | 0 | 0 | 0 | 0 | 0 | 0 | 0 | 0 | 0 | 0 | 0 | 0 | 0 | 0 | 0 | 0 | 0 | 0 | 0 | 0 | 0 | 0
F4_Commercial_Retail_Existing_Miscellaneous_Natural Gas_Miscellaneous_E5 | F4 | Commercial | Retail | Existing | Miscellaneous | Natural Gas | Miscellaneous | E5 | Utility - Cost of Equipment | 0 | 0 | 0 | 0 | 0 | 0 | 0 | 0 | 0 | 0 | 0 | 0 | 0 | 0 | 0 | 0 | 0 | 0 | 0 | 0 | 0 | 0 | 0 | 0 | 0 | 0 | 0
F4_Commercial_Retail_Existing_Miscellaneous_Natural Gas_Miscellaneous_E6 | F4 | Commercial | Retail | Existing | Miscellaneous | Natural Gas | Miscellaneous | E6 | Utility - Cost of Equipment | 0 | 0 | 0 | 0 | 0 | 0 | 0 | 0 | 0 | 0 | 0 | 0 | 0 | 0 | 0 | 0 | 0 | 0 | 0 | 0 | 0 | 0 | 0 | 0 | 0 | 0 | 0
F4_Commercial_Retail_Existing_Miscellaneous_Natural Gas_Miscellaneous_E7 | F4 | Commercial | Retail | Existing | Miscellaneous | Natural Gas | Miscellaneous | E7 | Utility - Cost of Equipment | 0 | 0 | 0 | 0 | 0 | 0 | 0 | 0 | 0 | 0 | 0 | 0 | 0 | 0 | 0 | 0 | 0 | 0 | 0 | 0 | 0 | 0 | 0 | 0 | 0 | 0 | 0
F4_Commercial_Retail_Existing_Miscellaneous_Natural Gas_Miscellaneous_E8 | F4 | Commercial | Retail | Existing | Miscellaneous | Natural Gas | Miscellaneous | E8 | Utility - Cost of Equipment | 0 | 0 | 0 | 0 | 0 | 0 | 0 | 0 | 0 | 0 | 0 | 0 | 0 | 0 | 0 | 0 | 0 | 0 | 0 | 0 | 0 | 0 | 0 | 0 | 0 | 0 | 0
F4_Commercial_Retail_Existing_Miscellaneous_Natural Gas_Miscellaneous_E9 | F4 | Commercial | Retail | Existing | Miscellaneous | Natural Gas | Miscellaneous | E9 | Utility - Cost of Equipment | 0 | 0 | 0 | 0 | 0 | 0 | 0 | 0 | 0 | 0 | 0 | 0 | 0 | 0 | 0 | 0 | 0 | 0 | 0 | 0 | 0 | 0 | 0 | 0 | 0 | 0 | 0
F4_Commercial_Retail_Existing_Miscellaneous_Natural Gas_Miscellaneous_E10 | F4 | Commercial | Retail | Existing | Miscellaneous | Natural Gas | Miscellaneous | E10 | Utility - Cost of Equipment | 0 | 0 | 0 | 0 | 0 | 0 | 0 | 0 | 0 | 0 | 0 | 0 | 0 | 0 | 0 | 0 | 0 | 0 | 0 | 0 | 0 | 0 | 0 | 0 | 0 | 0 | 0
F5_Commercial_Retail_Existing_Miscellaneous_Natural Gas_Miscellaneous_E1 | F5 | Commercial | Retail | Existing | Miscellaneous | Natural Gas | Miscellaneous | E1 | Utility - Cost of Operation | 0.037425 | 0.036514 | 0.035389 | 0.03415 | 0.033694 | 0.03376 | 0.034163 | 0.034748 | 0.035403 | 0.036067 | 0.03676 | 0.03748 | 0.038248 | 0.038997 | 0.039715 | 0.040293 | 0.040586 | 0.040486 | 0.039893 | 0.0387 | 0.03681 | 0.034229 | 0.031738 | 0.03001 | 0.029201 | 0.029344 | 0.029488
F5_Commercial_Retail_Existing_Miscellaneous_Natural Gas_Miscellaneous_E2 | F5 | Commercial | Retail | Existing | Miscellaneous | Natural Gas | Miscellaneous | E2 | Utility - Cost of Operation | 0 | 0 | 0 | 0 | 0 | 0 | 0 | 0 | 0 | 0 | 0 | 0 | 0 | 0 | 0 | 0 | 0 | 0 | 0 | 0 | 0 | 0 | 0 | 0 | 0 | 0 | 0
F5_Commercial_Retail_Existing_Miscellaneous_Natural Gas_Miscellaneous_E3 | F5 | Commercial | Retail | Existing | Miscellaneous | Natural Gas | Miscellaneous | E3 | Utility - Cost of Operation | 0 | 0 | 0 | 0 | 0 | 0 | 0 | 0 | 0 | 0 | 0 | 0 | 0 | 0 | 0 | 0 | 0 | 0 | 0 | 0 | 0 | 0 | 0 | 0 | 0 | 0 | 0
F5_Commercial_Retail_Existing_Miscellaneous_Natural Gas_Miscellaneous_E4 | F5 | Commercial | Retail | Existing | Miscellaneous | Natural Gas | Miscellaneous | E4 | Utility - Cost of Operation | 0 | 0 | 0 | 0 | 0 | 0 | 0 | 0 | 0 | 0 | 0 | 0 | 0 | 0 | 0 | 0 | 0 | 0 | 0 | 0 | 0 | 0 | 0 | 0 | 0 | 0 | 0
F5_Commercial_Retail_Existing_Miscellaneous_Natural Gas_Miscellaneous_E5 | F5 | Commercial | Retail | Existing | Miscellaneous | Natural Gas | Miscellaneous | E5 | Utility - Cost of Operation | 0 | 0 | 0 | 0 | 0 | 0 | 0 | 0 | 0 | 0 | 0 | 0 | 0 | 0 | 0 | 0 | 0 | 0 | 0 | 0 | 0 | 0 | 0 | 0 | 0 | 0 | 0
F5_Commercial_Retail_Existing_Miscellaneous_Natural Gas_Miscellaneous_E6 | F5 | Commercial | Retail | Existing | Miscellaneous | Natural Gas | Miscellaneous | E6 | Utility - Cost of Operation | 0 | 0 | 0 | 0 | 0 | 0 | 0 | 0 | 0 | 0 | 0 | 0 | 0 | 0 | 0 | 0 | 0 | 0 | 0 | 0 | 0 | 0 | 0 | 0 | 0 | 0 | 0
F5_Commercial_Retail_Existing_Miscellaneous_Natural Gas_Miscellaneous_E7 | F5 | Commercial | Retail | Existing | Miscellaneous | Natural Gas | Miscellaneous | E7 | Utility - Cost of Operation | 0 | 0 | 0 | 0 | 0 | 0 | 0 | 0 | 0 | 0 | 0 | 0 | 0 | 0 | 0 | 0 | 0 | 0 | 0 | 0 | 0 | 0 | 0 | 0 | 0 | 0 | 0
F5_Commercial_Retail_Existing_Miscellaneous_Natural Gas_Miscellaneous_E8 | F5 | Commercial | Retail | Existing | Miscellaneous | Natural Gas | Miscellaneous | E8 | Utility - Cost of Operation | 0 | 0 | 0 | 0 | 0 | 0 | 0 | 0 | 0 | 0 | 0 | 0 | 0 | 0 | 0 | 0 | 0 | 0 | 0 | 0 | 0 | 0 | 0 | 0 | 0 | 0 | 0
F5_Commercial_Retail_Existing_Miscellaneous_Natural Gas_Miscellaneous_E9 | F5 | Commercial | Retail | Existing | Miscellaneous | Natural Gas | Miscellaneous | E9 | Utility - Cost of Operation | 0 | 0 | 0 | 0 | 0 | 0 | 0 | 0 | 0 | 0 | 0 | 0 | 0 | 0 | 0 | 0 | 0 | 0 | 0 | 0 | 0 | 0 | 0 | 0 | 0 | 0 | 0
F5_Commercial_Retail_Existing_Miscellaneous_Natural Gas_Miscellaneous_E10 | F5 | Commercial | Retail | Existing | Miscellaneous | Natural Gas | Miscellaneous | E10 | Utility - Cost of Operation | 0 | 0 | 0 | 0 | 0 | 0 | 0 | 0 | 0 | 0 | 0 | 0 | 0 | 0 | 0 | 0 | 0 | 0 | 0 | 0 | 0 | 0 | 0 | 0 | 0 | 0 | 0
F6_Commercial_Retail_Existing_Miscellaneous_Natural Gas_Miscellaneous_E1 | F6 | Commercial | Retail | Existing | Miscellaneous | Natural Gas | Miscellaneous | E1 | Utility - Value of Sales | 0 | 0 | 0 | 0 | 0 | 0 | 0 | 0 | 0 | 0 | 0 | 0 | 0 | 0 | 0 | 0 | 0 | 0 | 0 | 0 | 0 | 0 | 0 | 0 | 0 | 0 | 0
F6_Commercial_Retail_Existing_Miscellaneous_Natural Gas_Miscellaneous_E2 | F6 | Commercial | Retail | Existing | Miscellaneous | Natural Gas | Miscellaneous | E2 | Utility - Value of Sales | 0 | 0 | 0 | 0 | 0 | 0 | 0 | 0 | 0 | 0 | 0 | 0 | 0 | 0 | 0 | 0 | 0 | 0 | 0 | 0 | 0 | 0 | 0 | 0 | 0 | 0 | 0
F6_Commercial_Retail_Existing_Miscellaneous_Natural Gas_Miscellaneous_E3 | F6 | Commercial | Retail | Existing | Miscellaneous | Natural Gas | Miscellaneous | E3 | Utility - Value of Sales | 0 | 0 | 0 | 0 | 0 | 0 | 0 | 0 | 0 | 0 | 0 | 0 | 0 | 0 | 0 | 0 | 0 | 0 | 0 | 0 | 0 | 0 | 0 | 0 | 0 | 0 | 0
F6_Commercial_Retail_Existing_Miscellaneous_Natural Gas_Miscellaneous_E4 | F6 | Commercial | Retail | Existing | Miscellaneous | Natural Gas | Miscellaneous | E4 | Utility - Value of Sales | 0 | 0 | 0 | 0 | 0 | 0 | 0 | 0 | 0 | 0 | 0 | 0 | 0 | 0 | 0 | 0 | 0 | 0 | 0 | 0 | 0 | 0 | 0 | 0 | 0 | 0 | 0
F6_Commercial_Retail_Existing_Miscellaneous_Natural Gas_Miscellaneous_E5 | F6 | Commercial | Retail | Existing | Miscellaneous | Natural Gas | Miscellaneous | E5 | Utility - Value of Sales | 0 | 0 | 0 | 0 | 0 | 0 | 0 | 0 | 0 | 0 | 0 | 0 | 0 | 0 | 0 | 0 | 0 | 0 | 0 | 0 | 0 | 0 | 0 | 0 | 0 | 0 | 0
F6_Commercial_Retail_Existing_Miscellaneous_Natural Gas_Miscellaneous_E6 | F6 | Commercial | Retail | Existing | Miscellaneous | Natural Gas | Miscellaneous | E6 | Utility - Value of Sales | 0 | 0 | 0 | 0 | 0 | 0 | 0 | 0 | 0 | 0 | 0 | 0 | 0 | 0 | 0 | 0 | 0 | 0 | 0 | 0 | 0 | 0 | 0 | 0 | 0 | 0 | 0
F6_Commercial_Retail_Existing_Miscellaneous_Natural Gas_Miscellaneous_E7 | F6 | Commercial | Retail | Existing | Miscellaneous | Natural Gas | Miscellaneous | E7 | Utility - Value of Sales | 0 | 0 | 0 | 0 | 0 | 0 | 0 | 0 | 0 | 0 | 0 | 0 | 0 | 0 | 0 | 0 | 0 | 0 | 0 | 0 | 0 | 0 | 0 | 0 | 0 | 0 | 0
F6_Commercial_Retail_Existing_Miscellaneous_Natural Gas_Miscellaneous_E8 | F6 | Commercial | Retail | Existing | Miscellaneous | Natural Gas | Miscellaneous | E8 | Utility - Value of Sales | 0 | 0 | 0 | 0 | 0 | 0 | 0 | 0 | 0 | 0 | 0 | 0 | 0 | 0 | 0 | 0 | 0 | 0 | 0 | 0 | 0 | 0 | 0 | 0 | 0 | 0 | 0
F6_Commercial_Retail_Existing_Miscellaneous_Natural Gas_Miscellaneous_E9 | F6 | Commercial | Retail | Existing | Miscellaneous | Natural Gas | Miscellaneous | E9 | Utility - Value of Sales | 0 | 0 | 0 | 0 | 0 | 0 | 0 | 0 | 0 | 0 | 0 | 0 | 0 | 0 | 0 | 0 | 0 | 0 | 0 | 0 | 0 | 0 | 0 | 0 | 0 | 0 | 0
F6_Commercial_Retail_Existing_Miscellaneous_Natural Gas_Miscellaneous_E10 | F6 | Commercial | Retail | Existing | Miscellaneous | Natural Gas | Miscellaneous | E10 | Utility - Value of Sales | 0 | 0 | 0 | 0 | 0 | 0 | 0 | 0 | 0 | 0 | 0 | 0 | 0 | 0 | 0 | 0 | 0 | 0 | 0 | 0 | 0 | 0 | 0 | 0 | 0 | 0 | 0
F1_Commercial_Retail_New_Space Heating_Natural Gas_Furnace_E1 | F1 | Commercial | Retail | New | Space Heating | Natural Gas | Furnace | E1 | RVT - Cost of Equipment | 0.090896 | 0.090896 | 0.090896 | 0 | 0 | 0 | 0 | 0 | 0 | 0 | 0 | 0 | 0 | 0 | 0 | 0 | 0 | 0 | 0 | 0 | 0 | 0 | 0 | 0 | 0 | 0 | 0
F1_Commercial_Retail_New_Space Heating_Natural Gas_Furnace_E2 | F1 | Commercial | Retail | New | Space Heating | Natural Gas | Furnace | E2 | RVT - Cost of Equipment | 0.11169 | 0.11169 | 0.11169 | 0.11169 | 0.11169 | 0.11169 | 0.11169 | 0.11169 | 0.11169 | 0.11169 | 0.11169 | 0.11169 | 0.11169 | 0.11169 | 0.11169 | 0.11169 | 0.11169 | 0.11169 | 0.11169 | 0.11169 | 0.11169 | 0.11169 | 0.11169 | 0.11169 | 0.11169 | 0.11169 | 0.11169
F1_Commercial_Retail_New_Space Heating_Natural Gas_Furnace_E3 | F1 | Commercial | Retail | New | Space Heating | Natural Gas | Furnace | E3 | RVT - Cost of Equipment | 0.13249 | 0.13249 | 0.13249 | 0.13249 | 0.13249 | 0.13249 | 0.13249 | 0.13249 | 0.13249 | 0.13249 | 0.13249 | 0.13249 | 0.13249 | 0.13249 | 0.13249 | 0.13249 | 0.13249 | 0.13249 | 0.13249 | 0.13249 | 0.13249 | 0.13249 | 0.13249 | 0.13249 | 0.13249 | 0.13249 | 0.13249
F1_Commercial_Retail_New_Space Heating_Natural Gas_Furnace_E4 | F1 | Commercial | Retail | New | Space Heating | Natural Gas | Furnace | E4 | RVT - Cost of Equipment | 0 | 0 | 0 | 0 | 0 | 0 | 0 | 0 | 0 | 0 | 0 | 0 | 0 | 0 | 0 | 0 | 0 | 0 | 0 | 0 | 0 | 0 | 0 | 0 | 0 | 0 | 0
F1_Commercial_Retail_New_Space Heating_Natural Gas_Furnace_E5 | F1 | Commercial | Retail | New | Space Heating | Natural Gas | Furnace | E5 | RVT - Cost of Equipment | 0 | 0 | 0 | 0 | 0 | 0 | 0 | 0 | 0 | 0 | 0 | 0 | 0 | 0 | 0 | 0 | 0 | 0 | 0 | 0 | 0 | 0 | 0 | 0 | 0 | 0 | 0
F1_Commercial_Retail_New_Space Heating_Natural Gas_Furnace_E6 | F1 | Commercial | Retail | New | Space Heating | Natural Gas | Furnace | E6 | RVT - Cost of Equipment | 0 | 0 | 0 | 0 | 0 | 0 | 0 | 0 | 0 | 0 | 0 | 0 | 0 | 0 | 0 | 0 | 0 | 0 | 0 | 0 | 0 | 0 | 0 | 0 | 0 | 0 | 0
F1_Commercial_Retail_New_Space Heating_Natural Gas_Furnace_E7 | F1 | Commercial | Retail | New | Space Heating | Natural Gas | Furnace | E7 | RVT - Cost of Equipment | 0 | 0 | 0 | 0 | 0 | 0 | 0 | 0 | 0 | 0 | 0 | 0 | 0 | 0 | 0 | 0 | 0 | 0 | 0 | 0 | 0 | 0 | 0 | 0 | 0 | 0 | 0
F1_Commercial_Retail_New_Space Heating_Natural Gas_Furnace_E8 | F1 | Commercial | Retail | New | Space Heating | Natural Gas | Furnace | E8 | RVT - Cost of Equipment | 0 | 0 | 0 | 0 | 0 | 0 | 0 | 0 | 0 | 0 | 0 | 0 | 0 | 0 | 0 | 0 | 0 | 0 | 0 | 0 | 0 | 0 | 0 | 0 | 0 | 0 | 0
F1_Commercial_Retail_New_Space Heating_Natural Gas_Furnace_E9 | F1 | Commercial | Retail | New | Space Heating | Natural Gas | Furnace | E9 | RVT - Cost of Equipment | 0 | 0 | 0 | 0 | 0 | 0 | 0 | 0 | 0 | 0 | 0 | 0 | 0 | 0 | 0 | 0 | 0 | 0 | 0 | 0 | 0 | 0 | 0 | 0 | 0 | 0 | 0
F1_Commercial_Retail_New_Space Heating_Natural Gas_Furnace_E10 | F1 | Commercial | Retail | New | Space Heating | Natural Gas | Furnace | E10 | RVT - Cost of Equipment | 0 | 0 | 0 | 0 | 0 | 0 | 0 | 0 | 0 | 0 | 0 | 0 | 0 | 0 | 0 | 0 | 0 | 0 | 0 | 0 | 0 | 0 | 0 | 0 | 0 | 0 | 0
F2_Commercial_Retail_New_Space Heating_Natural Gas_Furnace_E1 | F2 | Commercial | Retail | New | Space Heating | Natural Gas | Furnace | E1 | RVT - Cost of Operation | 0 | 0 | 0 | 0 | 0 | 0 | 0 | 0 | 0 | 0 | 0 | 0 | 0 | 0 | 0 | 0 | 0 | 0 | 0 | 0 | 0 | 0 | 0 | 0 | 0 | 0 | 0
F2_Commercial_Retail_New_Space Heating_Natural Gas_Furnace_E2 | F2 | Commercial | Retail | New | Space Heating | Natural Gas | Furnace | E2 | RVT - Cost of Operation | 0 | 0 | 0 | 0 | 0 | 0 | 0 | 0 | 0 | 0 | 0 | 0 | 0 | 0 | 0 | 0 | 0 | 0 | 0 | 0 | 0 | 0 | 0 | 0 | 0 | 0 | 0
F2_Commercial_Retail_New_Space Heating_Natural Gas_Furnace_E3 | F2 | Commercial | Retail | New | Space Heating | Natural Gas | Furnace | E3 | RVT - Cost of Operation | 0 | 0 | 0 | 0 | 0 | 0 | 0 | 0 | 0 | 0 | 0 | 0 | 0 | 0 | 0 | 0 | 0 | 0 | 0 | 0 | 0 | 0 | 0 | 0 | 0 | 0 | 0
F2_Commercial_Retail_New_Space Heating_Natural Gas_Furnace_E4 | F2 | Commercial | Retail | New | Space Heating | Natural Gas | Furnace | E4 | RVT - Cost of Operation | 0 | 0 | 0 | 0 | 0 | 0 | 0 | 0 | 0 | 0 | 0 | 0 | 0 | 0 | 0 | 0 | 0 | 0 | 0 | 0 | 0 | 0 | 0 | 0 | 0 | 0 | 0
F2_Commercial_Retail_New_Space Heating_Natural Gas_Furnace_E5 | F2 | Commercial | Retail | New | Space Heating | Natural Gas | Furnace | E5 | RVT - Cost of Operation | 0 | 0 | 0 | 0 | 0 | 0 | 0 | 0 | 0 | 0 | 0 | 0 | 0 | 0 | 0 | 0 | 0 | 0 | 0 | 0 | 0 | 0 | 0 | 0 | 0 | 0 | 0
F2_Commercial_Retail_New_Space Heating_Natural Gas_Furnace_E6 | F2 | Commercial | Retail | New | Space Heating | Natural Gas | Furnace | E6 | RVT - Cost of Operation | 0 | 0 | 0 | 0 | 0 | 0 | 0 | 0 | 0 | 0 | 0 | 0 | 0 | 0 | 0 | 0 | 0 | 0 | 0 | 0 | 0 | 0 | 0 | 0 | 0 | 0 | 0
F2_Commercial_Retail_New_Space Heating_Natural Gas_Furnace_E7 | F2 | Commercial | Retail | New | Space Heating | Natural Gas | Furnace | E7 | RVT - Cost of Operation | 0 | 0 | 0 | 0 | 0 | 0 | 0 | 0 | 0 | 0 | 0 | 0 | 0 | 0 | 0 | 0 | 0 | 0 | 0 | 0 | 0 | 0 | 0 | 0 | 0 | 0 | 0
F2_Commercial_Retail_New_Space Heating_Natural Gas_Furnace_E8 | F2 | Commercial | Retail | New | Space Heating | Natural Gas | Furnace | E8 | RVT - Cost of Operation | 0 | 0 | 0 | 0 | 0 | 0 | 0 | 0 | 0 | 0 | 0 | 0 | 0 | 0 | 0 | 0 | 0 | 0 | 0 | 0 | 0 | 0 | 0 | 0 | 0 | 0 | 0
F2_Commercial_Retail_New_Space Heating_Natural Gas_Furnace_E9 | F2 | Commercial | Retail | New | Space Heating | Natural Gas | Furnace | E9 | RVT - Cost of Operation | 0 | 0 | 0 | 0 | 0 | 0 | 0 | 0 | 0 | 0 | 0 | 0 | 0 | 0 | 0 | 0 | 0 | 0 | 0 | 0 | 0 | 0 | 0 | 0 | 0 | 0 | 0
F2_Commercial_Retail_New_Space Heating_Natural Gas_Furnace_E10 | F2 | Commercial | Retail | New | Space Heating | Natural Gas | Furnace | E10 | RVT - Cost of Operation | 0 | 0 | 0 | 0 | 0 | 0 | 0 | 0 | 0 | 0 | 0 | 0 | 0 | 0 | 0 | 0 | 0 | 0 | 0 | 0 | 0 | 0 | 0 | 0 | 0 | 0 | 0
F3_Commercial_Retail_New_Space Heating_Natural Gas_Furnace_E1 | F3 | Commercial | Retail | New | Space Heating | Natural Gas | Furnace | E1 | System - kBTUs of Consumption | 53.7271 | 53.8836 | 53.8745 | 0 | 0 | 0 | 0 | 0 | 0 | 0 | 0 | 0 | 0 | 0 | 0 | 0 | 0 | 0 | 0 | 0 | 0 | 0 | 0 | 0 | 0 | 0 | 0
F3_Commercial_Retail_New_Space Heating_Natural Gas_Furnace_E2 | F3 | Commercial | Retail | New | Space Heating | Natural Gas | Furnace | E2 | System - kBTUs of Consumption | 47.7574 | 47.8966 | 47.8885 | 47.8885 | 47.8885 | 47.8885 | 47.8885 | 47.8885 | 47.8885 | 47.8885 | 47.8885 | 47.8885 | 47.8885 | 47.8885 | 47.8885 | 47.8885 | 47.8885 | 47.8885 | 47.8885 | 47.8885 | 47.8885 | 47.8885 | 47.8885 | 47.8885 | 47.8885 | 47.8885 | 47.8885
F3_Commercial_Retail_New_Space Heating_Natural Gas_Furnace_E3 | F3 | Commercial | Retail | New | Space Heating | Natural Gas | Furnace | E3 | System - kBTUs of Consumption | 44.7726 | 44.903 | 44.8954 | 44.8954 | 44.8954 | 44.8954 | 44.8954 | 44.8954 | 44.8954 | 44.8954 | 44.8954 | 44.8954 | 44.8954 | 44.8954 | 44.8954 | 44.8954 | 44.8954 | 44.8954 | 44.8954 | 44.8954 | 44.8954 | 44.8954 | 44.8954 | 44.8954 | 44.8954 | 44.8954 | 44.8954
F3_Commercial_Retail_New_Space Heating_Natural Gas_Furnace_E4 | F3 | Commercial | Retail | New | Space Heating | Natural Gas | Furnace | E4 | System - kBTUs of Consumption | 0 | 0 | 0 | 0 | 0 | 0 | 0 | 0 | 0 | 0 | 0 | 0 | 0 | 0 | 0 | 0 | 0 | 0 | 0 | 0 | 0 | 0 | 0 | 0 | 0 | 0 | 0
F3_Commercial_Retail_New_Space Heating_Natural Gas_Furnace_E5 | F3 | Commercial | Retail | New | Space Heating | Natural Gas | Furnace | E5 | System - kBTUs of Consumption | 0 | 0 | 0 | 0 | 0 | 0 | 0 | 0 | 0 | 0 | 0 | 0 | 0 | 0 | 0 | 0 | 0 | 0 | 0 | 0 | 0 | 0 | 0 | 0 | 0 | 0 | 0
F3_Commercial_Retail_New_Space Heating_Natural Gas_Furnace_E6 | F3 | Commercial | Retail | New | Space Heating | Natural Gas | Furnace | E6 | System - kBTUs of Consumption | 0 | 0 | 0 | 0 | 0 | 0 | 0 | 0 | 0 | 0 | 0 | 0 | 0 | 0 | 0 | 0 | 0 | 0 | 0 | 0 | 0 | 0 | 0 | 0 | 0 | 0 | 0
F3_Commercial_Retail_New_Space Heating_Natural Gas_Furnace_E7 | F3 | Commercial | Retail | New | Space Heating | Natural Gas | Furnace | E7 | System - kBTUs of Consumption | 0 | 0 | 0 | 0 | 0 | 0 | 0 | 0 | 0 | 0 | 0 | 0 | 0 | 0 | 0 | 0 | 0 | 0 | 0 | 0 | 0 | 0 | 0 | 0 | 0 | 0 | 0
F3_Commercial_Retail_New_Space Heating_Natural Gas_Furnace_E8 | F3 | Commercial | Retail | New | Space Heating | Natural Gas | Furnace | E8 | System - kBTUs of Consumption | 0 | 0 | 0 | 0 | 0 | 0 | 0 | 0 | 0 | 0 | 0 | 0 | 0 | 0 | 0 | 0 | 0 | 0 | 0 | 0 | 0 | 0 | 0 | 0 | 0 | 0 | 0
F3_Commercial_Retail_New_Space Heating_Natural Gas_Furnace_E9 | F3 | Commercial | Retail | New | Space Heating | Natural Gas | Furnace | E9 | System - kBTUs of Consumption | 0 | 0 | 0 | 0 | 0 | 0 | 0 | 0 | 0 | 0 | 0 | 0 | 0 | 0 | 0 | 0 | 0 | 0 | 0 | 0 | 0 | 0 | 0 | 0 | 0 | 0 | 0
F3_Commercial_Retail_New_Space Heating_Natural Gas_Furnace_E10 | F3 | Commercial | Retail | New | Space Heating | Natural Gas | Furnace | E10 | System - kBTUs of Consumption | 0 | 0 | 0 | 0 | 0 | 0 | 0 | 0 | 0 | 0 | 0 | 0 | 0 | 0 | 0 | 0 | 0 | 0 | 0 | 0 | 0 | 0 | 0 | 0 | 0 | 0 | 0
F4_Commercial_Retail_New_Space Heating_Natural Gas_Furnace_E1 | F4 | Commercial | Retail | New | Space Heating | Natural Gas | Furnace | E1 | Utility - Cost of Equipment | 0.090896 | 0.090896 | 0.090896 | 0 | 0 | 0 | 0 | 0 | 0 | 0 | 0 | 0 | 0 | 0 | 0 | 0 | 0 | 0 | 0 | 0 | 0 | 0 | 0 | 0 | 0 | 0 | 0
F4_Commercial_Retail_New_Space Heating_Natural Gas_Furnace_E2 | F4 | Commercial | Retail | New | Space Heating | Natural Gas | Furnace | E2 | Utility - Cost of Equipment | 0.11169 | 0.11169 | 0.11169 | 0.11169 | 0.11169 | 0.11169 | 0.11169 | 0.11169 | 0.11169 | 0.11169 | 0.11169 | 0.11169 | 0.11169 | 0.11169 | 0.11169 | 0.11169 | 0.11169 | 0.11169 | 0.11169 | 0.11169 | 0.11169 | 0.11169 | 0.11169 | 0.11169 | 0.11169 | 0.11169 | 0.11169
F4_Commercial_Retail_New_Space Heating_Natural Gas_Furnace_E3 | F4 | Commercial | Retail | New | Space Heating | Natural Gas | Furnace | E3 | Utility - Cost of Equipment | 0.13249 | 0.13249 | 0.13249 | 0.13249 | 0.13249 | 0.13249 | 0.13249 | 0.13249 | 0.13249 | 0.13249 | 0.13249 | 0.13249 | 0.13249 | 0.13249 | 0.13249 | 0.13249 | 0.13249 | 0.13249 | 0.13249 | 0.13249 | 0.13249 | 0.13249 | 0.13249 | 0.13249 | 0.13249 | 0.13249 | 0.13249
F4_Commercial_Retail_New_Space Heating_Natural Gas_Furnace_E4 | F4 | Commercial | Retail | New | Space Heating | Natural Gas | Furnace | E4 | Utility - Cost of Equipment | 0 | 0 | 0 | 0 | 0 | 0 | 0 | 0 | 0 | 0 | 0 | 0 | 0 | 0 | 0 | 0 | 0 | 0 | 0 | 0 | 0 | 0 | 0 | 0 | 0 | 0 | 0
F4_Commercial_Retail_New_Space Heating_Natural Gas_Furnace_E5 | F4 | Commercial | Retail | New | Space Heating | Natural Gas | Furnace | E5 | Utility - Cost of Equipment | 0 | 0 | 0 | 0 | 0 | 0 | 0 | 0 | 0 | 0 | 0 | 0 | 0 | 0 | 0 | 0 | 0 | 0 | 0 | 0 | 0 | 0 | 0 | 0 | 0 | 0 | 0
F4_Commercial_Retail_New_Space Heating_Natural Gas_Furnace_E6 | F4 | Commercial | Retail | New | Space Heating | Natural Gas | Furnace | E6 | Utility - Cost of Equipment | 0 | 0 | 0 | 0 | 0 | 0 | 0 | 0 | 0 | 0 | 0 | 0 | 0 | 0 | 0 | 0 | 0 | 0 | 0 | 0 | 0 | 0 | 0 | 0 | 0 | 0 | 0
F4_Commercial_Retail_New_Space Heating_Natural Gas_Furnace_E7 | F4 | Commercial | Retail | New | Space Heating | Natural Gas | Furnace | E7 | Utility - Cost of Equipment | 0 | 0 | 0 | 0 | 0 | 0 | 0 | 0 | 0 | 0 | 0 | 0 | 0 | 0 | 0 | 0 | 0 | 0 | 0 | 0 | 0 | 0 | 0 | 0 | 0 | 0 | 0
F4_Commercial_Retail_New_Space Heating_Natural Gas_Furnace_E8 | F4 | Commercial | Retail | New | Space Heating | Natural Gas | Furnace | E8 | Utility - Cost of Equipment | 0 | 0 | 0 | 0 | 0 | 0 | 0 | 0 | 0 | 0 | 0 | 0 | 0 | 0 | 0 | 0 | 0 | 0 | 0 | 0 | 0 | 0 | 0 | 0 | 0 | 0 | 0
F4_Commercial_Retail_New_Space Heating_Natural Gas_Furnace_E9 | F4 | Commercial | Retail | New | Space Heating | Natural Gas | Furnace | E9 | Utility - Cost of Equipment | 0 | 0 | 0 | 0 | 0 | 0 | 0 | 0 | 0 | 0 | 0 | 0 | 0 | 0 | 0 | 0 | 0 | 0 | 0 | 0 | 0 | 0 | 0 | 0 | 0 | 0 | 0
F4_Commercial_Retail_New_Space Heating_Natural Gas_Furnace_E10 | F4 | Commercial | Retail | New | Space Heating | Natural Gas | Furnace | E10 | Utility - Cost of Equipment | 0 | 0 | 0 | 0 | 0 | 0 | 0 | 0 | 0 | 0 | 0 | 0 | 0 | 0 | 0 | 0 | 0 | 0 | 0 | 0 | 0 | 0 | 0 | 0 | 0 | 0 | 0
F5_Commercial_Retail_New_Space Heating_Natural Gas_Furnace_E1 | F5 | Commercial | Retail | New | Space Heating | Natural Gas | Furnace | E1 | Utility - Cost of Operation | 0.78078 | 0.77619 | 0.76537 | 0 | 0 | 0 | 0 | 0 | 0 | 0 | 0 | 0 | 0 | 0 | 0 | 0 | 0 | 0 | 0 | 0 | 0 | 0 | 0 | 0 | 0 | 0 | 0
F5_Commercial_Retail_New_Space Heating_Natural Gas_Furnace_E2 | F5 | Commercial | Retail | New | Space Heating | Natural Gas | Furnace | E2 | Utility - Cost of Operation | 0.69403 | 0.68995 | 0.68032 | 0.66993 | 0.66705 | 0.66663 | 0.66795 | 0.66974 | 0.67113 | 0.6718 | 0.67174 | 0.67086 | 0.66892 | 0.6654 | 0.66032 | 0.65397 | 0.64578 | 0.63611 | 0.62459 | 0.61085 | 0.59449 | 0.5759 | 0.56054 | 0.5509 | 0.54727 | 0.54995 | 0.55264
F5_Commercial_Retail_New_Space Heating_Natural Gas_Furnace_E3 | F5 | Commercial | Retail | New | Space Heating | Natural Gas | Furnace | E3 | Utility - Cost of Operation | 0.65065 | 0.64682 | 0.6378 | 0.62806 | 0.62536 | 0.62497 | 0.6262 | 0.62788 | 0.62918 | 0.62982 | 0.62976 | 0.62893 | 0.62711 | 0.62381 | 0.61905 | 0.6131 | 0.60542 | 0.59635 | 0.58556 | 0.57267 | 0.55733 | 0.5399 | 0.52551 | 0.51647 | 0.51306 | 0.51558 | 0.5181
F5_Commercial_Retail_New_Space Heating_Natural Gas_Furnace_E4 | F5 | Commercial | Retail | New | Space Heating | Natural Gas | Furnace | E4 | Utility - Cost of Operation | 0 | 0 | 0 | 0 | 0 | 0 | 0 | 0 | 0 | 0 | 0 | 0 | 0 | 0 | 0 | 0 | 0 | 0 | 0 | 0 | 0 | 0 | 0 | 0 | 0 | 0 | 0
F5_Commercial_Retail_New_Space Heating_Natural Gas_Furnace_E5 | F5 | Commercial | Retail | New | Space Heating | Natural Gas | Furnace | E5 | Utility - Cost of Operation | 0 | 0 | 0 | 0 | 0 | 0 | 0 | 0 | 0 | 0 | 0 | 0 | 0 | 0 | 0 | 0 | 0 | 0 | 0 | 0 | 0 | 0 | 0 | 0 | 0 | 0 | 0
F5_Commercial_Retail_New_Space Heating_Natural Gas_Furnace_E6 | F5 | Commercial | Retail | New | Space Heating | Natural Gas | Furnace | E6 | Utility - Cost of Operation | 0 | 0 | 0 | 0 | 0 | 0 | 0 | 0 | 0 | 0 | 0 | 0 | 0 | 0 | 0 | 0 | 0 | 0 | 0 | 0 | 0 | 0 | 0 | 0 | 0 | 0 | 0
F5_Commercial_Retail_New_Space Heating_Natural Gas_Furnace_E7 | F5 | Commercial | Retail | New | Space Heating | Natural Gas | Furnace | E7 | Utility - Cost of Operation | 0 | 0 | 0 | 0 | 0 | 0 | 0 | 0 | 0 | 0 | 0 | 0 | 0 | 0 | 0 | 0 | 0 | 0 | 0 | 0 | 0 | 0 | 0 | 0 | 0 | 0 | 0
F5_Commercial_Retail_New_Space Heating_Natural Gas_Furnace_E8 | F5 | Commercial | Retail | New | Space Heating | Natural Gas | Furnace | E8 | Utility - Cost of Operation | 0 | 0 | 0 | 0 | 0 | 0 | 0 | 0 | 0 | 0 | 0 | 0 | 0 | 0 | 0 | 0 | 0 | 0 | 0 | 0 | 0 | 0 | 0 | 0 | 0 | 0 | 0
F5_Commercial_Retail_New_Space Heating_Natural Gas_Furnace_E9 | F5 | Commercial | Retail | New | Space Heating | Natural Gas | Furnace | E9 | Utility - Cost of Operation | 0 | 0 | 0 | 0 | 0 | 0 | 0 | 0 | 0 | 0 | 0 | 0 | 0 | 0 | 0 | 0 | 0 | 0 | 0 | 0 | 0 | 0 | 0 | 0 | 0 | 0 | 0
F5_Commercial_Retail_New_Space Heating_Natural Gas_Furnace_E10 | F5 | Commercial | Retail | New | Space Heating | Natural Gas | Furnace | E10 | Utility - Cost of Operation | 0 | 0 | 0 | 0 | 0 | 0 | 0 | 0 | 0 | 0 | 0 | 0 | 0 | 0 | 0 | 0 | 0 | 0 | 0 | 0 | 0 | 0 | 0 | 0 | 0 | 0 | 0
F6_Commercial_Retail_New_Space Heating_Natural Gas_Furnace_E1 | F6 | Commercial | Retail | New | Space Heating | Natural Gas | Furnace | E1 | Utility - Value of Sales | 0 | 0 | 0 | 0 | 0 | 0 | 0 | 0 | 0 | 0 | 0 | 0 | 0 | 0 | 0 | 0 | 0 | 0 | 0 | 0 | 0 | 0 | 0 | 0 | 0 | 0 | 0
F6_Commercial_Retail_New_Space Heating_Natural Gas_Furnace_E2 | F6 | Commercial | Retail | New | Space Heating | Natural Gas | Furnace | E2 | Utility - Value of Sales | 0 | 0 | 0 | 0 | 0 | 0 | 0 | 0 | 0 | 0 | 0 | 0 | 0 | 0 | 0 | 0 | 0 | 0 | 0 | 0 | 0 | 0 | 0 | 0 | 0 | 0 | 0
F6_Commercial_Retail_New_Space Heating_Natural Gas_Furnace_E3 | F6 | Commercial | Retail | New | Space Heating | Natural Gas | Furnace | E3 | Utility - Value of Sales | 0 | 0 | 0 | 0 | 0 | 0 | 0 | 0 | 0 | 0 | 0 | 0 | 0 | 0 | 0 | 0 | 0 | 0 | 0 | 0 | 0 | 0 | 0 | 0 | 0 | 0 | 0
F6_Commercial_Retail_New_Space Heating_Natural Gas_Furnace_E4 | F6 | Commercial | Retail | New | Space Heating | Natural Gas | Furnace | E4 | Utility - Value of Sales | 0 | 0 | 0 | 0 | 0 | 0 | 0 | 0 | 0 | 0 | 0 | 0 | 0 | 0 | 0 | 0 | 0 | 0 | 0 | 0 | 0 | 0 | 0 | 0 | 0 | 0 | 0
F6_Commercial_Retail_New_Space Heating_Natural Gas_Furnace_E5 | F6 | Commercial | Retail | New | Space Heating | Natural Gas | Furnace | E5 | Utility - Value of Sales | 0 | 0 | 0 | 0 | 0 | 0 | 0 | 0 | 0 | 0 | 0 | 0 | 0 | 0 | 0 | 0 | 0 | 0 | 0 | 0 | 0 | 0 | 0 | 0 | 0 | 0 | 0
F6_Commercial_Retail_New_Space Heating_Natural Gas_Furnace_E6 | F6 | Commercial | Retail | New | Space Heating | Natural Gas | Furnace | E6 | Utility - Value of Sales | 0 | 0 | 0 | 0 | 0 | 0 | 0 | 0 | 0 | 0 | 0 | 0 | 0 | 0 | 0 | 0 | 0 | 0 | 0 | 0 | 0 | 0 | 0 | 0 | 0 | 0 | 0
F6_Commercial_Retail_New_Space Heating_Natural Gas_Furnace_E7 | F6 | Commercial | Retail | New | Space Heating | Natural Gas | Furnace | E7 | Utility - Value of Sales | 0 | 0 | 0 | 0 | 0 | 0 | 0 | 0 | 0 | 0 | 0 | 0 | 0 | 0 | 0 | 0 | 0 | 0 | 0 | 0 | 0 | 0 | 0 | 0 | 0 | 0 | 0
F6_Commercial_Retail_New_Space Heating_Natural Gas_Furnace_E8 | F6 | Commercial | Retail | New | Space Heating | Natural Gas | Furnace | E8 | Utility - Value of Sales | 0 | 0 | 0 | 0 | 0 | 0 | 0 | 0 | 0 | 0 | 0 | 0 | 0 | 0 | 0 | 0 | 0 | 0 | 0 | 0 | 0 | 0 | 0 | 0 | 0 | 0 | 0
F6_Commercial_Retail_New_Space Heating_Natural Gas_Furnace_E9 | F6 | Commercial | Retail | New | Space Heating | Natural Gas | Furnace | E9 | Utility - Value of Sales | 0 | 0 | 0 | 0 | 0 | 0 | 0 | 0 | 0 | 0 | 0 | 0 | 0 | 0 | 0 | 0 | 0 | 0 | 0 | 0 | 0 | 0 | 0 | 0 | 0 | 0 | 0
F6_Commercial_Retail_New_Space Heating_Natural Gas_Furnace_E10 | F6 | Commercial | Retail | New | Space Heating | Natural Gas | Furnace | E10 | Utility - Value of Sales | 0 | 0 | 0 | 0 | 0 | 0 | 0 | 0 | 0 | 0 | 0 | 0 | 0 | 0 | 0 | 0 | 0 | 0 | 0 | 0 | 0 | 0 | 0 | 0 | 0 | 0 | 0
F1_Commercial_Retail_New_Space Heating_Natural Gas_Boiler_E1 | F1 | Commercial | Retail | New | Space Heating | Natural Gas | Boiler | E1 | RVT - Cost of Equipment | 0.49942 | 0.49942 | 0.49942 | 0.49942 | 0.49942 | 0.49942 | 0.49942 | 0.49942 | 0.49942 | 0.49942 | 0.49942 | 0.49942 | 0.49942 | 0.49942 | 0.49942 | 0.49942 | 0.49942 | 0.49942 | 0.49942 | 0.49942 | 0.49942 | 0.49942 | 0.49942 | 0.49942 | 0.49942 | 0.49942 | 0.49942
F1_Commercial_Retail_New_Space Heating_Natural Gas_Boiler_E2 | F1 | Commercial | Retail | New | Space Heating | Natural Gas | Boiler | E2 | RVT - Cost of Equipment | 0.5682 | 0.5682 | 0.5682 | 0.5682 | 0.5682 | 0.5682 | 0.5682 | 0.5682 | 0.5682 | 0.5682 | 0.5682 | 0.5682 | 0.5682 | 0.5682 | 0.5682 | 0.5682 | 0.5682 | 0.5682 | 0.5682 | 0.5682 | 0.5682 | 0.5682 | 0.5682 | 0.5682 | 0.5682 | 0.5682 | 0.5682
F1_Commercial_Retail_New_Space Heating_Natural Gas_Boiler_E3 | F1 | Commercial | Retail | New | Space Heating | Natural Gas | Boiler | E3 | RVT - Cost of Equipment | 0.70632 | 0.70632 | 0.70632 | 0.70632 | 0.70632 | 0.70632 | 0.70632 | 0.70632 | 0.70632 | 0.70632 | 0.70632 | 0.70632 | 0.70632 | 0.70632 | 0.70632 | 0.70632 | 0.70632 | 0.70632 | 0.70632 | 0.70632 | 0.70632 | 0.70632 | 0.70632 | 0.70632 | 0.70632 | 0.70632 | 0.70632
F1_Commercial_Retail_New_Space Heating_Natural Gas_Boiler_E4 | F1 | Commercial | Retail | New | Space Heating | Natural Gas | Boiler | E4 | RVT - Cost of Equipment | 2.6343 | 2.6343 | 2.6343 | 2.6343 | 2.6343 | 2.6343 | 2.6343 | 2.6343 | 2.6343 | 2.6343 | 2.6343 | 2.6343 | 2.6343 | 2.6343 | 2.6343 | 2.6343 | 2.6343 | 2.6343 | 2.6343 | 2.6343 | 2.6343 | 2.6343 | 2.6343 | 2.6343 | 2.6343 | 2.6343 | 2.6343
F1_Commercial_Retail_New_Space Heating_Natural Gas_Boiler_E5 | F1 | Commercial | Retail | New | Space Heating | Natural Gas | Boiler | E5 | RVT - Cost of Equipment | 0 | 0 | 0 | 0 | 0 | 0 | 0 | 0 | 0 | 0 | 0 | 0 | 0 | 0 | 0 | 0 | 0 | 0 | 0 | 0 | 0 | 0 | 0 | 0 | 0 | 0 | 0
F1_Commercial_Retail_New_Space Heating_Natural Gas_Boiler_E6 | F1 | Commercial | Retail | New | Space Heating | Natural Gas | Boiler | E6 | RVT - Cost of Equipment | 0 | 0 | 0 | 0 | 0 | 0 | 0 | 0 | 0 | 0 | 0 | 0 | 0 | 0 | 0 | 0 | 0 | 0 | 0 | 0 | 0 | 0 | 0 | 0 | 0 | 0 | 0
F1_Commercial_Retail_New_Space Heating_Natural Gas_Boiler_E7 | F1 | Commercial | Retail | New | Space Heating | Natural Gas | Boiler | E7 | RVT - Cost of Equipment | 0 | 0 | 0 | 0 | 0 | 0 | 0 | 0 | 0 | 0 | 0 | 0 | 0 | 0 | 0 | 0 | 0 | 0 | 0 | 0 | 0 | 0 | 0 | 0 | 0 | 0 | 0
F1_Commercial_Retail_New_Space Heating_Natural Gas_Boiler_E8 | F1 | Commercial | Retail | New | Space Heating | Natural Gas | Boiler | E8 | RVT - Cost of Equipment | 0 | 0 | 0 | 0 | 0 | 0 | 0 | 0 | 0 | 0 | 0 | 0 | 0 | 0 | 0 | 0 | 0 | 0 | 0 | 0 | 0 | 0 | 0 | 0 | 0 | 0 | 0
F1_Commercial_Retail_New_Space Heating_Natural Gas_Boiler_E9 | F1 | Commercial | Retail | New | Space Heating | Natural Gas | Boiler | E9 | RVT - Cost of Equipment | 0 | 0 | 0 | 0 | 0 | 0 | 0 | 0 | 0 | 0 | 0 | 0 | 0 | 0 | 0 | 0 | 0 | 0 | 0 | 0 | 0 | 0 | 0 | 0 | 0 | 0 | 0
F1_Commercial_Retail_New_Space Heating_Natural Gas_Boiler_E10 | F1 | Commercial | Retail | New | Space Heating | Natural Gas | Boiler | E10 | RVT - Cost of Equipment | 0 | 0 | 0 | 0 | 0 | 0 | 0 | 0 | 0 | 0 | 0 | 0 | 0 | 0 | 0 | 0 | 0 | 0 | 0 | 0 | 0 | 0 | 0 | 0 | 0 | 0 | 0
F2_Commercial_Retail_New_Space Heating_Natural Gas_Boiler_E1 | F2 | Commercial | Retail | New | Space Heating | Natural Gas | Boiler | E1 | RVT - Cost of Operation | 0 | 0 | 0 | 0 | 0 | 0 | 0 | 0 | 0 | 0 | 0 | 0 | 0 | 0 | 0 | 0 | 0 | 0 | 0 | 0 | 0 | 0 | 0 | 0 | 0 | 0 | 0
F2_Commercial_Retail_New_Space Heating_Natural Gas_Boiler_E2 | F2 | Commercial | Retail | New | Space Heating | Natural Gas | Boiler | E2 | RVT - Cost of Operation | 0 | 0 | 0 | 0 | 0 | 0 | 0 | 0 | 0 | 0 | 0 | 0 | 0 | 0 | 0 | 0 | 0 | 0 | 0 | 0 | 0 | 0 | 0 | 0 | 0 | 0 | 0
F2_Commercial_Retail_New_Space Heating_Natural Gas_Boiler_E3 | F2 | Commercial | Retail | New | Space Heating | Natural Gas | Boiler | E3 | RVT - Cost of Operation | 0 | 0 | 0 | 0 | 0 | 0 | 0 | 0 | 0 | 0 | 0 | 0 | 0 | 0 | 0 | 0 | 0 | 0 | 0 | 0 | 0 | 0 | 0 | 0 | 0 | 0 | 0
F2_Commercial_Retail_New_Space Heating_Natural Gas_Boiler_E4 | F2 | Commercial | Retail | New | Space Heating | Natural Gas | Boiler | E4 | RVT - Cost of Operation | 0 | 0 | 0 | 0 | 0 | 0 | 0 | 0 | 0 | 0 | 0 | 0 | 0 | 0 | 0 | 0 | 0 | 0 | 0 | 0 | 0 | 0 | 0 | 0 | 0 | 0 | 0
F2_Commercial_Retail_New_Space Heating_Natural Gas_Boiler_E5 | F2 | Commercial | Retail | New | Space Heating | Natural Gas | Boiler | E5 | RVT - Cost of Operation | 0 | 0 | 0 | 0 | 0 | 0 | 0 | 0 | 0 | 0 | 0 | 0 | 0 | 0 | 0 | 0 | 0 | 0 | 0 | 0 | 0 | 0 | 0 | 0 | 0 | 0 | 0
F2_Commercial_Retail_New_Space Heating_Natural Gas_Boiler_E6 | F2 | Commercial | Retail | New | Space Heating | Natural Gas | Boiler | E6 | RVT - Cost of Operation | 0 | 0 | 0 | 0 | 0 | 0 | 0 | 0 | 0 | 0 | 0 | 0 | 0 | 0 | 0 | 0 | 0 | 0 | 0 | 0 | 0 | 0 | 0 | 0 | 0 | 0 | 0
F2_Commercial_Retail_New_Space Heating_Natural Gas_Boiler_E7 | F2 | Commercial | Retail | New | Space Heating | Natural Gas | Boiler | E7 | RVT - Cost of Operation | 0 | 0 | 0 | 0 | 0 | 0 | 0 | 0 | 0 | 0 | 0 | 0 | 0 | 0 | 0 | 0 | 0 | 0 | 0 | 0 | 0 | 0 | 0 | 0 | 0 | 0 | 0
F2_Commercial_Retail_New_Space Heating_Natural Gas_Boiler_E8 | F2 | Commercial | Retail | New | Space Heating | Natural Gas | Boiler | E8 | RVT - Cost of Operation | 0 | 0 | 0 | 0 | 0 | 0 | 0 | 0 | 0 | 0 | 0 | 0 | 0 | 0 | 0 | 0 | 0 | 0 | 0 | 0 | 0 | 0 | 0 | 0 | 0 | 0 | 0
F2_Commercial_Retail_New_Space Heating_Natural Gas_Boiler_E9 | F2 | Commercial | Retail | New | Space Heating | Natural Gas | Boiler | E9 | RVT - Cost of Operation | 0 | 0 | 0 | 0 | 0 | 0 | 0 | 0 | 0 | 0 | 0 | 0 | 0 | 0 | 0 | 0 | 0 | 0 | 0 | 0 | 0 | 0 | 0 | 0 | 0 | 0 | 0
F2_Commercial_Retail_New_Space Heating_Natural Gas_Boiler_E10 | F2 | Commercial | Retail | New | Space Heating | Natural Gas | Boiler | E10 | RVT - Cost of Operation | 0 | 0 | 0 | 0 | 0 | 0 | 0 | 0 | 0 | 0 | 0 | 0 | 0 | 0 | 0 | 0 | 0 | 0 | 0 | 0 | 0 | 0 | 0 | 0 | 0 | 0 | 0
F3_Commercial_Retail_New_Space Heating_Natural Gas_Boiler_E1 | F3 | Commercial | Retail | New | Space Heating | Natural Gas | Boiler | E1 | System - kBTUs of Consumption | 83.562 | 83.786 | 83.7729 | 83.7729 | 83.7729 | 83.7729 | 83.7729 | 83.7729 | 83.7729 | 83.7729 | 83.7729 | 83.7729 | 83.7729 | 83.7729 | 83.7729 | 83.7729 | 83.7729 | 83.7729 | 83.7729 | 83.7729 | 83.7729 | 83.7729 | 83.7729 | 83.7729 | 83.7729 | 83.7729 | 83.7729
F3_Commercial_Retail_New_Space Heating_Natural Gas_Boiler_E2 | F3 | Commercial | Retail | New | Space Heating | Natural Gas | Boiler | E2 | System - kBTUs of Consumption | 78.6466 | 78.8574 | 78.8451 | 78.8451 | 78.8451 | 78.8451 | 78.8451 | 78.8451 | 78.8451 | 78.8451 | 78.8451 | 78.8451 | 78.8451 | 78.8451 | 78.8451 | 78.8451 | 78.8451 | 78.8451 | 78.8451 | 78.8451 | 78.8451 | 78.8451 | 78.8451 | 78.8451 | 78.8451 | 78.8451 | 78.8451
F3_Commercial_Retail_New_Space Heating_Natural Gas_Boiler_E3 | F3 | Commercial | Retail | New | Space Heating | Natural Gas | Boiler | E3 | System - kBTUs of Consumption | 68.9171 | 69.1018 | 69.0911 | 69.0911 | 69.0911 | 69.0911 | 69.0911 | 69.0911 | 69.0911 | 69.0911 | 69.0911 | 69.0911 | 69.0911 | 69.0911 | 69.0911 | 69.0911 | 69.0911 | 69.0911 | 69.0911 | 69.0911 | 69.0911 | 69.0911 | 69.0911 | 69.0911 | 69.0911 | 69.0911 | 69.0911
F3_Commercial_Retail_New_Space Heating_Natural Gas_Boiler_E4 | F3 | Commercial | Retail | New | Space Heating | Natural Gas | Boiler | E4 | System - kBTUs of Consumption | 47.6693 | 47.8827 | 47.8702 | 47.8702 | 47.8702 | 47.8702 | 47.8702 | 47.8702 | 47.8702 | 47.8702 | 47.8702 | 47.8702 | 47.8702 | 47.8702 | 47.8702 | 47.8702 | 47.8702 | 47.8702 | 47.8702 | 47.8702 | 47.8702 | 47.8702 | 47.8702 | 47.8702 | 47.8702 | 47.8702 | 47.8702
F3_Commercial_Retail_New_Space Heating_Natural Gas_Boiler_E5 | F3 | Commercial | Retail | New | Space Heating | Natural Gas | Boiler | E5 | System - kBTUs of Consumption | 0 | 0 | 0 | 0 | 0 | 0 | 0 | 0 | 0 | 0 | 0 | 0 | 0 | 0 | 0 | 0 | 0 | 0 | 0 | 0 | 0 | 0 | 0 | 0 | 0 | 0 | 0
F3_Commercial_Retail_New_Space Heating_Natural Gas_Boiler_E6 | F3 | Commercial | Retail | New | Space Heating | Natural Gas | Boiler | E6 | System - kBTUs of Consumption | 0 | 0 | 0 | 0 | 0 | 0 | 0 | 0 | 0 | 0 | 0 | 0 | 0 | 0 | 0 | 0 | 0 | 0 | 0 | 0 | 0 | 0 | 0 | 0 | 0 | 0 | 0
F3_Commercial_Retail_New_Space Heating_Natural Gas_Boiler_E7 | F3 | Commercial | Retail | New | Space Heating | Natural Gas | Boiler | E7 | System - kBTUs of Consumption | 0 | 0 | 0 | 0 | 0 | 0 | 0 | 0 | 0 | 0 | 0 | 0 | 0 | 0 | 0 | 0 | 0 | 0 | 0 | 0 | 0 | 0 | 0 | 0 | 0 | 0 | 0
F3_Commercial_Retail_New_Space Heating_Natural Gas_Boiler_E8 | F3 | Commercial | Retail | New | Space Heating | Natural Gas | Boiler | E8 | System - kBTUs of Consumption | 0 | 0 | 0 | 0 | 0 | 0 | 0 | 0 | 0 | 0 | 0 | 0 | 0 | 0 | 0 | 0 | 0 | 0 | 0 | 0 | 0 | 0 | 0 | 0 | 0 | 0 | 0
F3_Commercial_Retail_New_Space Heating_Natural Gas_Boiler_E9 | F3 | Commercial | Retail | New | Space Heating | Natural Gas | Boiler | E9 | System - kBTUs of Consumption | 0 | 0 | 0 | 0 | 0 | 0 | 0 | 0 | 0 | 0 | 0 | 0 | 0 | 0 | 0 | 0 | 0 | 0 | 0 | 0 | 0 | 0 | 0 | 0 | 0 | 0 | 0
F3_Commercial_Retail_New_Space Heating_Natural Gas_Boiler_E10 | F3 | Commercial | Retail | New | Space Heating | Natural Gas | Boiler | E10 | System - kBTUs of Consumption | 0 | 0 | 0 | 0 | 0 | 0 | 0 | 0 | 0 | 0 | 0 | 0 | 0 | 0 | 0 | 0 | 0 | 0 | 0 | 0 | 0 | 0 | 0 | 0 | 0 | 0 | 0
F4_Commercial_Retail_New_Space Heating_Natural Gas_Boiler_E1 | F4 | Commercial | Retail | New | Space Heating | Natural Gas | Boiler | E1 | Utility - Cost of Equipment | 0.49942 | 0.49942 | 0.49942 | 0.49942 | 0.49942 | 0.49942 | 0.49942 | 0.49942 | 0.49942 | 0.49942 | 0.49942 | 0.49942 | 0.49942 | 0.49942 | 0.49942 | 0.49942 | 0.49942 | 0.49942 | 0.49942 | 0.49942 | 0.49942 | 0.49942 | 0.49942 | 0.49942 | 0.49942 | 0.49942 | 0.49942
F4_Commercial_Retail_New_Space Heating_Natural Gas_Boiler_E2 | F4 | Commercial | Retail | New | Space Heating | Natural Gas | Boiler | E2 | Utility - Cost of Equipment | 0.5682 | 0.5682 | 0.5682 | 0.5682 | 0.5682 | 0.5682 | 0.5682 | 0.5682 | 0.5682 | 0.5682 | 0.5682 | 0.5682 | 0.5682 | 0.5682 | 0.5682 | 0.5682 | 0.5682 | 0.5682 | 0.5682 | 0.5682 | 0.5682 | 0.5682 | 0.5682 | 0.5682 | 0.5682 | 0.5682 | 0.5682
F4_Commercial_Retail_New_Space Heating_Natural Gas_Boiler_E3 | F4 | Commercial | Retail | New | Space Heating | Natural Gas | Boiler | E3 | Utility - Cost of Equipment | 0.70632 | 0.70632 | 0.70632 | 0.70632 | 0.70632 | 0.70632 | 0.70632 | 0.70632 | 0.70632 | 0.70632 | 0.70632 | 0.70632 | 0.70632 | 0.70632 | 0.70632 | 0.70632 | 0.70632 | 0.70632 | 0.70632 | 0.70632 | 0.70632 | 0.70632 | 0.70632 | 0.70632 | 0.70632 | 0.70632 | 0.70632
F4_Commercial_Retail_New_Space Heating_Natural Gas_Boiler_E4 | F4 | Commercial | Retail | New | Space Heating | Natural Gas | Boiler | E4 | Utility - Cost of Equipment | 2.6343 | 2.6343 | 2.6343 | 2.6343 | 2.6343 | 2.6343 | 2.6343 | 2.6343 | 2.6343 | 2.6343 | 2.6343 | 2.6343 | 2.6343 | 2.6343 | 2.6343 | 2.6343 | 2.6343 | 2.6343 | 2.6343 | 2.6343 | 2.6343 | 2.6343 | 2.6343 | 2.6343 | 2.6343 | 2.6343 | 2.6343
F4_Commercial_Retail_New_Space Heating_Natural Gas_Boiler_E5 | F4 | Commercial | Retail | New | Space Heating | Natural Gas | Boiler | E5 | Utility - Cost of Equipment | 0 | 0 | 0 | 0 | 0 | 0 | 0 | 0 | 0 | 0 | 0 | 0 | 0 | 0 | 0 | 0 | 0 | 0 | 0 | 0 | 0 | 0 | 0 | 0 | 0 | 0 | 0
F4_Commercial_Retail_New_Space Heating_Natural Gas_Boiler_E6 | F4 | Commercial | Retail | New | Space Heating | Natural Gas | Boiler | E6 | Utility - Cost of Equipment | 0 | 0 | 0 | 0 | 0 | 0 | 0 | 0 | 0 | 0 | 0 | 0 | 0 | 0 | 0 | 0 | 0 | 0 | 0 | 0 | 0 | 0 | 0 | 0 | 0 | 0 | 0
F4_Commercial_Retail_New_Space Heating_Natural Gas_Boiler_E7 | F4 | Commercial | Retail | New | Space Heating | Natural Gas | Boiler | E7 | Utility - Cost of Equipment | 0 | 0 | 0 | 0 | 0 | 0 | 0 | 0 | 0 | 0 | 0 | 0 | 0 | 0 | 0 | 0 | 0 | 0 | 0 | 0 | 0 | 0 | 0 | 0 | 0 | 0 | 0
F4_Commercial_Retail_New_Space Heating_Natural Gas_Boiler_E8 | F4 | Commercial | Retail | New | Space Heating | Natural Gas | Boiler | E8 | Utility - Cost of Equipment | 0 | 0 | 0 | 0 | 0 | 0 | 0 | 0 | 0 | 0 | 0 | 0 | 0 | 0 | 0 | 0 | 0 | 0 | 0 | 0 | 0 | 0 | 0 | 0 | 0 | 0 | 0
F4_Commercial_Retail_New_Space Heating_Natural Gas_Boiler_E9 | F4 | Commercial | Retail | New | Space Heating | Natural Gas | Boiler | E9 | Utility - Cost of Equipment | 0 | 0 | 0 | 0 | 0 | 0 | 0 | 0 | 0 | 0 | 0 | 0 | 0 | 0 | 0 | 0 | 0 | 0 | 0 | 0 | 0 | 0 | 0 | 0 | 0 | 0 | 0
F4_Commercial_Retail_New_Space Heating_Natural Gas_Boiler_E10 | F4 | Commercial | Retail | New | Space Heating | Natural Gas | Boiler | E10 | Utility - Cost of Equipment | 0 | 0 | 0 | 0 | 0 | 0 | 0 | 0 | 0 | 0 | 0 | 0 | 0 | 0 | 0 | 0 | 0 | 0 | 0 | 0 | 0 | 0 | 0 | 0 | 0 | 0 | 0
F5_Commercial_Retail_New_Space Heating_Natural Gas_Boiler_E1 | F5 | Commercial | Retail | New | Space Heating | Natural Gas | Boiler | E1 | Utility - Cost of Operation | 1.2174 | 1.209 | 1.1909 | 1.1714 | 1.1647 | 1.1627 | 1.1643 | 1.1672 | 1.1697 | 1.1711 | 1.1711 | 1.1698 | 1.1667 | 1.1609 | 1.1525 | 1.1419 | 1.1283 | 1.1121 | 1.0928 | 1.0697 | 1.0422 | 1.0109 | 0.98515 | 0.96903 | 0.96306 | 0.96778 | 0.97253
F5_Commercial_Retail_New_Space Heating_Natural Gas_Boiler_E2 | F5 | Commercial | Retail | New | Space Heating | Natural Gas | Boiler | E2 | Utility - Cost of Operation | 1.1458 | 1.1379 | 1.1209 | 1.1025 | 1.0962 | 1.0943 | 1.0958 | 1.0986 | 1.1009 | 1.1022 | 1.1022 | 1.101 | 1.0981 | 1.0926 | 1.0847 | 1.0748 | 1.0619 | 1.0467 | 1.0285 | 1.0068 | 0.9809 | 0.95148 | 0.9272 | 0.91203 | 0.90641 | 0.91086 | 0.91532
F5_Commercial_Retail_New_Space Heating_Natural Gas_Boiler_E3 | F5 | Commercial | Retail | New | Space Heating | Natural Gas | Boiler | E3 | Utility - Cost of Operation | 1.004 | 0.99715 | 0.98223 | 0.96607 | 0.96055 | 0.9589 | 0.96024 | 0.96266 | 0.96473 | 0.96582 | 0.96587 | 0.96478 | 0.96221 | 0.95745 | 0.95051 | 0.9418 | 0.93052 | 0.91717 | 0.90125 | 0.88223 | 0.85955 | 0.83377 | 0.8125 | 0.7992 | 0.79428 | 0.79817 | 0.80209
F5_Commercial_Retail_New_Space Heating_Natural Gas_Boiler_E4 | F5 | Commercial | Retail | New | Space Heating | Natural Gas | Boiler | E4 | Utility - Cost of Operation | 0.68685 | 0.68313 | 0.67346 | 0.66365 | 0.66384 | 0.66761 | 0.6739 | 0.68087 | 0.68717 | 0.69207 | 0.69537 | 0.69675 | 0.69572 | 0.69177 | 0.68519 | 0.67666 | 0.66585 | 0.65321 | 0.63827 | 0.62056 | 0.59961 | 0.57589 | 0.55618 | 0.54355 | 0.53836 | 0.541 | 0.54365
F5_Commercial_Retail_New_Space Heating_Natural Gas_Boiler_E5 | F5 | Commercial | Retail | New | Space Heating | Natural Gas | Boiler | E5 | Utility - Cost of Operation | 0 | 0 | 0 | 0 | 0 | 0 | 0 | 0 | 0 | 0 | 0 | 0 | 0 | 0 | 0 | 0 | 0 | 0 | 0 | 0 | 0 | 0 | 0 | 0 | 0 | 0 | 0
F5_Commercial_Retail_New_Space Heating_Natural Gas_Boiler_E6 | F5 | Commercial | Retail | New | Space Heating | Natural Gas | Boiler | E6 | Utility - Cost of Operation | 0 | 0 | 0 | 0 | 0 | 0 | 0 | 0 | 0 | 0 | 0 | 0 | 0 | 0 | 0 | 0 | 0 | 0 | 0 | 0 | 0 | 0 | 0 | 0 | 0 | 0 | 0
F5_Commercial_Retail_New_Space Heating_Natural Gas_Boiler_E7 | F5 | Commercial | Retail | New | Space Heating | Natural Gas | Boiler | E7 | Utility - Cost of Operation | 0 | 0 | 0 | 0 | 0 | 0 | 0 | 0 | 0 | 0 | 0 | 0 | 0 | 0 | 0 | 0 | 0 | 0 | 0 | 0 | 0 | 0 | 0 | 0 | 0 | 0 | 0
F5_Commercial_Retail_New_Space Heating_Natural Gas_Boiler_E8 | F5 | Commercial | Retail | New | Space Heating | Natural Gas | Boiler | E8 | Utility - Cost of Operation | 0 | 0 | 0 | 0 | 0 | 0 | 0 | 0 | 0 | 0 | 0 | 0 | 0 | 0 | 0 | 0 | 0 | 0 | 0 | 0 | 0 | 0 | 0 | 0 | 0 | 0 | 0
F5_Commercial_Retail_New_Space Heating_Natural Gas_Boiler_E9 | F5 | Commercial | Retail | New | Space Heating | Natural Gas | Boiler | E9 | Utility - Cost of Operation | 0 | 0 | 0 | 0 | 0 | 0 | 0 | 0 | 0 | 0 | 0 | 0 | 0 | 0 | 0 | 0 | 0 | 0 | 0 | 0 | 0 | 0 | 0 | 0 | 0 | 0 | 0
F5_Commercial_Retail_New_Space Heating_Natural Gas_Boiler_E10 | F5 | Commercial | Retail | New | Space Heating | Natural Gas | Boiler | E10 | Utility - Cost of Operation | 0 | 0 | 0 | 0 | 0 | 0 | 0 | 0 | 0 | 0 | 0 | 0 | 0 | 0 | 0 | 0 | 0 | 0 | 0 | 0 | 0 | 0 | 0 | 0 | 0 | 0 | 0
F6_Commercial_Retail_New_Space Heating_Natural Gas_Boiler_E1 | F6 | Commercial | Retail | New | Space Heating | Natural Gas | Boiler | E1 | Utility - Value of Sales | 0 | 0 | 0 | 0 | 0 | 0 | 0 | 0 | 0 | 0 | 0 | 0 | 0 | 0 | 0 | 0 | 0 | 0 | 0 | 0 | 0 | 0 | 0 | 0 | 0 | 0 | 0
F6_Commercial_Retail_New_Space Heating_Natural Gas_Boiler_E2 | F6 | Commercial | Retail | New | Space Heating | Natural Gas | Boiler | E2 | Utility - Value of Sales | 0 | 0 | 0 | 0 | 0 | 0 | 0 | 0 | 0 | 0 | 0 | 0 | 0 | 0 | 0 | 0 | 0 | 0 | 0 | 0 | 0 | 0 | 0 | 0 | 0 | 0 | 0
F6_Commercial_Retail_New_Space Heating_Natural Gas_Boiler_E3 | F6 | Commercial | Retail | New | Space Heating | Natural Gas | Boiler | E3 | Utility - Value of Sales | 0 | 0 | 0 | 0 | 0 | 0 | 0 | 0 | 0 | 0 | 0 | 0 | 0 | 0 | 0 | 0 | 0 | 0 | 0 | 0 | 0 | 0 | 0 | 0 | 0 | 0 | 0
F6_Commercial_Retail_New_Space Heating_Natural Gas_Boiler_E4 | F6 | Commercial | Retail | New | Space Heating | Natural Gas | Boiler | E4 | Utility - Value of Sales | 0 | 0 | 0 | 0 | 0 | 0 | 0 | 0 | 0 | 0 | 0 | 0 | 0 | 0 | 0 | 0 | 0 | 0 | 0 | 0 | 0 | 0 | 0 | 0 | 0 | 0 | 0
F6_Commercial_Retail_New_Space Heating_Natural Gas_Boiler_E5 | F6 | Commercial | Retail | New | Space Heating | Natural Gas | Boiler | E5 | Utility - Value of Sales | 0 | 0 | 0 | 0 | 0 | 0 | 0 | 0 | 0 | 0 | 0 | 0 | 0 | 0 | 0 | 0 | 0 | 0 | 0 | 0 | 0 | 0 | 0 | 0 | 0 | 0 | 0
F6_Commercial_Retail_New_Space Heating_Natural Gas_Boiler_E6 | F6 | Commercial | Retail | New | Space Heating | Natural Gas | Boiler | E6 | Utility - Value of Sales | 0 | 0 | 0 | 0 | 0 | 0 | 0 | 0 | 0 | 0 | 0 | 0 | 0 | 0 | 0 | 0 | 0 | 0 | 0 | 0 | 0 | 0 | 0 | 0 | 0 | 0 | 0
F6_Commercial_Retail_New_Space Heating_Natural Gas_Boiler_E7 | F6 | Commercial | Retail | New | Space Heating | Natural Gas | Boiler | E7 | Utility - Value of Sales | 0 | 0 | 0 | 0 | 0 | 0 | 0 | 0 | 0 | 0 | 0 | 0 | 0 | 0 | 0 | 0 | 0 | 0 | 0 | 0 | 0 | 0 | 0 | 0 | 0 | 0 | 0
F6_Commercial_Retail_New_Space Heating_Natural Gas_Boiler_E8 | F6 | Commercial | Retail | New | Space Heating | Natural Gas | Boiler | E8 | Utility - Value of Sales | 0 | 0 | 0 | 0 | 0 | 0 | 0 | 0 | 0 | 0 | 0 | 0 | 0 | 0 | 0 | 0 | 0 | 0 | 0 | 0 | 0 | 0 | 0 | 0 | 0 | 0 | 0
F6_Commercial_Retail_New_Space Heating_Natural Gas_Boiler_E9 | F6 | Commercial | Retail | New | Space Heating | Natural Gas | Boiler | E9 | Utility - Value of Sales | 0 | 0 | 0 | 0 | 0 | 0 | 0 | 0 | 0 | 0 | 0 | 0 | 0 | 0 | 0 | 0 | 0 | 0 | 0 | 0 | 0 | 0 | 0 | 0 | 0 | 0 | 0
F6_Commercial_Retail_New_Space Heating_Natural Gas_Boiler_E10 | F6 | Commercial | Retail | New | Space Heating | Natural Gas | Boiler | E10 | Utility - Value of Sales | 0 | 0 | 0 | 0 | 0 | 0 | 0 | 0 | 0 | 0 | 0 | 0 | 0 | 0 | 0 | 0 | 0 | 0 | 0 | 0 | 0 | 0 | 0 | 0 | 0 | 0 | 0
F1_Commercial_Retail_New_Space Heating_Natural Gas_Unit Heater_E1 | F1 | Commercial | Retail | New | Space Heating | Natural Gas | Unit Heater | E1 | RVT - Cost of Equipment | 0.012764 | 0.012764 | 0.012764 | 0.012764 | 0.012764 | 0.012764 | 0.012764 | 0.012764 | 0.012764 | 0.012764 | 0.012764 | 0.012764 | 0.012764 | 0.012764 | 0.012764 | 0.012764 | 0.012764 | 0.012764 | 0.012764 | 0.012764 | 0.012764 | 0.012764 | 0.012764 | 0.012764 | 0.012764 | 0.012764 | 0.012764
F1_Commercial_Retail_New_Space Heating_Natural Gas_Unit Heater_E2 | F1 | Commercial | Retail | New | Space Heating | Natural Gas | Unit Heater | E2 | RVT - Cost of Equipment | 0.01522 | 0.01522 | 0.01522 | 0.01522 | 0.01522 | 0.01522 | 0.01522 | 0.01522 | 0.01522 | 0.01522 | 0.01522 | 0.01522 | 0.01522 | 0.01522 | 0.01522 | 0.01522 | 0.01522 | 0.01522 | 0.01522 | 0.01522 | 0.01522 | 0.01522 | 0.01522 | 0.01522 | 0.01522 | 0.01522 | 0.01522
F1_Commercial_Retail_New_Space Heating_Natural Gas_Unit Heater_E3 | F1 | Commercial | Retail | New | Space Heating | Natural Gas | Unit Heater | E3 | RVT - Cost of Equipment | 0.016685 | 0.016685 | 0.016685 | 0.016685 | 0.016685 | 0.016685 | 0.016685 | 0.016685 | 0.016685 | 0.016685 | 0.016685 | 0.016685 | 0.016685 | 0.016685 | 0.016685 | 0.016685 | 0.016685 | 0.016685 | 0.016685 | 0.016685 | 0.016685 | 0.016685 | 0.016685 | 0.016685 | 0.016685 | 0.016685 | 0.016685
F1_Commercial_Retail_New_Space Heating_Natural Gas_Unit Heater_E4 | F1 | Commercial | Retail | New | Space Heating | Natural Gas | Unit Heater | E4 | RVT - Cost of Equipment | 0 | 0 | 0 | 0 | 0 | 0 | 0 | 0 | 0 | 0 | 0 | 0 | 0 | 0 | 0 | 0 | 0 | 0 | 0 | 0 | 0 | 0 | 0 | 0 | 0 | 0 | 0
F1_Commercial_Retail_New_Space Heating_Natural Gas_Unit Heater_E5 | F1 | Commercial | Retail | New | Space Heating | Natural Gas | Unit Heater | E5 | RVT - Cost of Equipment | 0 | 0 | 0 | 0 | 0 | 0 | 0 | 0 | 0 | 0 | 0 | 0 | 0 | 0 | 0 | 0 | 0 | 0 | 0 | 0 | 0 | 0 | 0 | 0 | 0 | 0 | 0
F1_Commercial_Retail_New_Space Heating_Natural Gas_Unit Heater_E6 | F1 | Commercial | Retail | New | Space Heating | Natural Gas | Unit Heater | E6 | RVT - Cost of Equipment | 0 | 0 | 0 | 0 | 0 | 0 | 0 | 0 | 0 | 0 | 0 | 0 | 0 | 0 | 0 | 0 | 0 | 0 | 0 | 0 | 0 | 0 | 0 | 0 | 0 | 0 | 0
F1_Commercial_Retail_New_Space Heating_Natural Gas_Unit Heater_E7 | F1 | Commercial | Retail | New | Space Heating | Natural Gas | Unit Heater | E7 | RVT - Cost of Equipment | 0 | 0 | 0 | 0 | 0 | 0 | 0 | 0 | 0 | 0 | 0 | 0 | 0 | 0 | 0 | 0 | 0 | 0 | 0 | 0 | 0 | 0 | 0 | 0 | 0 | 0 | 0
F1_Commercial_Retail_New_Space Heating_Natural Gas_Unit Heater_E8 | F1 | Commercial | Retail | New | Space Heating | Natural Gas | Unit Heater | E8 | RVT - Cost of Equipment | 0 | 0 | 0 | 0 | 0 | 0 | 0 | 0 | 0 | 0 | 0 | 0 | 0 | 0 | 0 | 0 | 0 | 0 | 0 | 0 | 0 | 0 | 0 | 0 | 0 | 0 | 0
F1_Commercial_Retail_New_Space Heating_Natural Gas_Unit Heater_E9 | F1 | Commercial | Retail | New | Space Heating | Natural Gas | Unit Heater | E9 | RVT - Cost of Equipment | 0 | 0 | 0 | 0 | 0 | 0 | 0 | 0 | 0 | 0 | 0 | 0 | 0 | 0 | 0 | 0 | 0 | 0 | 0 | 0 | 0 | 0 | 0 | 0 | 0 | 0 | 0
F1_Commercial_Retail_New_Space Heating_Natural Gas_Unit Heater_E10 | F1 | Commercial | Retail | New | Space Heating | Natural Gas | Unit Heater | E10 | RVT - Cost of Equipment | 0 | 0 | 0 | 0 | 0 | 0 | 0 | 0 | 0 | 0 | 0 | 0 | 0 | 0 | 0 | 0 | 0 | 0 | 0 | 0 | 0 | 0 | 0 | 0 | 0 | 0 | 0
F2_Commercial_Retail_New_Space Heating_Natural Gas_Unit Heater_E1 | F2 | Commercial | Retail | New | Space Heating | Natural Gas | Unit Heater | E1 | RVT - Cost of Operation | 0 | 0 | 0 | 0 | 0 | 0 | 0 | 0 | 0 | 0 | 0 | 0 | 0 | 0 | 0 | 0 | 0 | 0 | 0 | 0 | 0 | 0 | 0 | 0 | 0 | 0 | 0
F2_Commercial_Retail_New_Space Heating_Natural Gas_Unit Heater_E2 | F2 | Commercial | Retail | New | Space Heating | Natural Gas | Unit Heater | E2 | RVT - Cost of Operation | 0 | 0 | 0 | 0 | 0 | 0 | 0 | 0 | 0 | 0 | 0 | 0 | 0 | 0 | 0 | 0 | 0 | 0 | 0 | 0 | 0 | 0 | 0 | 0 | 0 | 0 | 0
F2_Commercial_Retail_New_Space Heating_Natural Gas_Unit Heater_E3 | F2 | Commercial | Retail | New | Space Heating | Natural Gas | Unit Heater | E3 | RVT - Cost of Operation | 0 | 0 | 0 | 0 | 0 | 0 | 0 | 0 | 0 | 0 | 0 | 0 | 0 | 0 | 0 | 0 | 0 | 0 | 0 | 0 | 0 | 0 | 0 | 0 | 0 | 0 | 0
F2_Commercial_Retail_New_Space Heating_Natural Gas_Unit Heater_E4 | F2 | Commercial | Retail | New | Space Heating | Natural Gas | Unit Heater | E4 | RVT - Cost of Operation | 0 | 0 | 0 | 0 | 0 | 0 | 0 | 0 | 0 | 0 | 0 | 0 | 0 | 0 | 0 | 0 | 0 | 0 | 0 | 0 | 0 | 0 | 0 | 0 | 0 | 0 | 0
F2_Commercial_Retail_New_Space Heating_Natural Gas_Unit Heater_E5 | F2 | Commercial | Retail | New | Space Heating | Natural Gas | Unit Heater | E5 | RVT - Cost of Operation | 0 | 0 | 0 | 0 | 0 | 0 | 0 | 0 | 0 | 0 | 0 | 0 | 0 | 0 | 0 | 0 | 0 | 0 | 0 | 0 | 0 | 0 | 0 | 0 | 0 | 0 | 0
F2_Commercial_Retail_New_Space Heating_Natural Gas_Unit Heater_E6 | F2 | Commercial | Retail | New | Space Heating | Natural Gas | Unit Heater | E6 | RVT - Cost of Operation | 0 | 0 | 0 | 0 | 0 | 0 | 0 | 0 | 0 | 0 | 0 | 0 | 0 | 0 | 0 | 0 | 0 | 0 | 0 | 0 | 0 | 0 | 0 | 0 | 0 | 0 | 0
F2_Commercial_Retail_New_Space Heating_Natural Gas_Unit Heater_E7 | F2 | Commercial | Retail | New | Space Heating | Natural Gas | Unit Heater | E7 | RVT - Cost of Operation | 0 | 0 | 0 | 0 | 0 | 0 | 0 | 0 | 0 | 0 | 0 | 0 | 0 | 0 | 0 | 0 | 0 | 0 | 0 | 0 | 0 | 0 | 0 | 0 | 0 | 0 | 0
F2_Commercial_Retail_New_Space Heating_Natural Gas_Unit Heater_E8 | F2 | Commercial | Retail | New | Space Heating | Natural Gas | Unit Heater | E8 | RVT - Cost of Operation | 0 | 0 | 0 | 0 | 0 | 0 | 0 | 0 | 0 | 0 | 0 | 0 | 0 | 0 | 0 | 0 | 0 | 0 | 0 | 0 | 0 | 0 | 0 | 0 | 0 | 0 | 0
F2_Commercial_Retail_New_Space Heating_Natural Gas_Unit Heater_E9 | F2 | Commercial | Retail | New | Space Heating | Natural Gas | Unit Heater | E9 | RVT - Cost of Operation | 0 | 0 | 0 | 0 | 0 | 0 | 0 | 0 | 0 | 0 | 0 | 0 | 0 | 0 | 0 | 0 | 0 | 0 | 0 | 0 | 0 | 0 | 0 | 0 | 0 | 0 | 0
F2_Commercial_Retail_New_Space Heating_Natural Gas_Unit Heater_E10 | F2 | Commercial | Retail | New | Space Heating | Natural Gas | Unit Heater | E10 | RVT - Cost of Operation | 0 | 0 | 0 | 0 | 0 | 0 | 0 | 0 | 0 | 0 | 0 | 0 | 0 | 0 | 0 | 0 | 0 | 0 | 0 | 0 | 0 | 0 | 0 | 0 | 0 | 0 | 0
F3_Commercial_Retail_New_Space Heating_Natural Gas_Unit Heater_E1 | F3 | Commercial | Retail | New | Space Heating | Natural Gas | Unit Heater | E1 | System - kBTUs of Consumption | 27.541 | 27.6333 | 27.628 | 27.628 | 27.628 | 27.628 | 27.628 | 27.628 | 27.628 | 27.628 | 27.628 | 27.628 | 27.628 | 27.628 | 27.628 | 27.628 | 27.628 | 27.628 | 27.628 | 27.628 | 27.628 | 27.628 | 27.628 | 27.628 | 27.628 | 27.628 | 27.628
F3_Commercial_Retail_New_Space Heating_Natural Gas_Unit Heater_E2 | F3 | Commercial | Retail | New | Space Heating | Natural Gas | Unit Heater | E2 | System - kBTUs of Consumption | 24.4956 | 24.5777 | 24.5729 | 24.5729 | 24.5729 | 24.5729 | 24.5729 | 24.5729 | 24.5729 | 24.5729 | 24.5729 | 24.5729 | 24.5729 | 24.5729 | 24.5729 | 24.5729 | 24.5729 | 24.5729 | 24.5729 | 24.5729 | 24.5729 | 24.5729 | 24.5729 | 24.5729 | 24.5729 | 24.5729 | 24.5729
F3_Commercial_Retail_New_Space Heating_Natural Gas_Unit Heater_E3 | F3 | Commercial | Retail | New | Space Heating | Natural Gas | Unit Heater | E3 | System - kBTUs of Consumption | 24.3376 | 24.4465 | 24.4401 | 24.4401 | 24.4401 | 24.4401 | 24.4401 | 24.4401 | 24.4401 | 24.4401 | 24.4401 | 24.4401 | 24.4401 | 24.4401 | 24.4401 | 24.4401 | 24.4401 | 24.4401 | 24.4401 | 24.4401 | 24.4401 | 24.4401 | 24.4401 | 24.4401 | 24.4401 | 24.4401 | 24.4401
F3_Commercial_Retail_New_Space Heating_Natural Gas_Unit Heater_E4 | F3 | Commercial | Retail | New | Space Heating | Natural Gas | Unit Heater | E4 | System - kBTUs of Consumption | 0 | 0 | 0 | 0 | 0 | 0 | 0 | 0 | 0 | 0 | 0 | 0 | 0 | 0 | 0 | 0 | 0 | 0 | 0 | 0 | 0 | 0 | 0 | 0 | 0 | 0 | 0
F3_Commercial_Retail_New_Space Heating_Natural Gas_Unit Heater_E5 | F3 | Commercial | Retail | New | Space Heating | Natural Gas | Unit Heater | E5 | System - kBTUs of Consumption | 0 | 0 | 0 | 0 | 0 | 0 | 0 | 0 | 0 | 0 | 0 | 0 | 0 | 0 | 0 | 0 | 0 | 0 | 0 | 0 | 0 | 0 | 0 | 0 | 0 | 0 | 0
F3_Commercial_Retail_New_Space Heating_Natural Gas_Unit Heater_E6 | F3 | Commercial | Retail | New | Space Heating | Natural Gas | Unit Heater | E6 | System - kBTUs of Consumption | 0 | 0 | 0 | 0 | 0 | 0 | 0 | 0 | 0 | 0 | 0 | 0 | 0 | 0 | 0 | 0 | 0 | 0 | 0 | 0 | 0 | 0 | 0 | 0 | 0 | 0 | 0
F3_Commercial_Retail_New_Space Heating_Natural Gas_Unit Heater_E7 | F3 | Commercial | Retail | New | Space Heating | Natural Gas | Unit Heater | E7 | System - kBTUs of Consumption | 0 | 0 | 0 | 0 | 0 | 0 | 0 | 0 | 0 | 0 | 0 | 0 | 0 | 0 | 0 | 0 | 0 | 0 | 0 | 0 | 0 | 0 | 0 | 0 | 0 | 0 | 0
F3_Commercial_Retail_New_Space Heating_Natural Gas_Unit Heater_E8 | F3 | Commercial | Retail | New | Space Heating | Natural Gas | Unit Heater | E8 | System - kBTUs of Consumption | 0 | 0 | 0 | 0 | 0 | 0 | 0 | 0 | 0 | 0 | 0 | 0 | 0 | 0 | 0 | 0 | 0 | 0 | 0 | 0 | 0 | 0 | 0 | 0 | 0 | 0 | 0
F3_Commercial_Retail_New_Space Heating_Natural Gas_Unit Heater_E9 | F3 | Commercial | Retail | New | Space Heating | Natural Gas | Unit Heater | E9 | System - kBTUs of Consumption | 0 | 0 | 0 | 0 | 0 | 0 | 0 | 0 | 0 | 0 | 0 | 0 | 0 | 0 | 0 | 0 | 0 | 0 | 0 | 0 | 0 | 0 | 0 | 0 | 0 | 0 | 0
F3_Commercial_Retail_New_Space Heating_Natural Gas_Unit Heater_E10 | F3 | Commercial | Retail | New | Space Heating | Natural Gas | Unit Heater | E10 | System - kBTUs of Consumption | 0 | 0 | 0 | 0 | 0 | 0 | 0 | 0 | 0 | 0 | 0 | 0 | 0 | 0 | 0 | 0 | 0 | 0 | 0 | 0 | 0 | 0 | 0 | 0 | 0 | 0 | 0
F4_Commercial_Retail_New_Space Heating_Natural Gas_Unit Heater_E1 | F4 | Commercial | Retail | New | Space Heating | Natural Gas | Unit Heater | E1 | Utility - Cost of Equipment | 0.012764 | 0.012764 | 0.012764 | 0.012764 | 0.012764 | 0.012764 | 0.012764 | 0.012764 | 0.012764 | 0.012764 | 0.012764 | 0.012764 | 0.012764 | 0.012764 | 0.012764 | 0.012764 | 0.012764 | 0.012764 | 0.012764 | 0.012764 | 0.012764 | 0.012764 | 0.012764 | 0.012764 | 0.012764 | 0.012764 | 0.012764
F4_Commercial_Retail_New_Space Heating_Natural Gas_Unit Heater_E2 | F4 | Commercial | Retail | New | Space Heating | Natural Gas | Unit Heater | E2 | Utility - Cost of Equipment | 0.01522 | 0.01522 | 0.01522 | 0.01522 | 0.01522 | 0.01522 | 0.01522 | 0.01522 | 0.01522 | 0.01522 | 0.01522 | 0.01522 | 0.01522 | 0.01522 | 0.01522 | 0.01522 | 0.01522 | 0.01522 | 0.01522 | 0.01522 | 0.01522 | 0.01522 | 0.01522 | 0.01522 | 0.01522 | 0.01522 | 0.01522
F4_Commercial_Retail_New_Space Heating_Natural Gas_Unit Heater_E3 | F4 | Commercial | Retail | New | Space Heating | Natural Gas | Unit Heater | E3 | Utility - Cost of Equipment | 0.016685 | 0.016685 | 0.016685 | 0.016685 | 0.016685 | 0.016685 | 0.016685 | 0.016685 | 0.016685 | 0.016685 | 0.016685 | 0.016685 | 0.016685 | 0.016685 | 0.016685 | 0.016685 | 0.016685 | 0.016685 | 0.016685 | 0.016685 | 0.016685 | 0.016685 | 0.016685 | 0.016685 | 0.016685 | 0.016685 | 0.016685
F4_Commercial_Retail_New_Space Heating_Natural Gas_Unit Heater_E4 | F4 | Commercial | Retail | New | Space Heating | Natural Gas | Unit Heater | E4 | Utility - Cost of Equipment | 0 | 0 | 0 | 0 | 0 | 0 | 0 | 0 | 0 | 0 | 0 | 0 | 0 | 0 | 0 | 0 | 0 | 0 | 0 | 0 | 0 | 0 | 0 | 0 | 0 | 0 | 0
F4_Commercial_Retail_New_Space Heating_Natural Gas_Unit Heater_E5 | F4 | Commercial | Retail | New | Space Heating | Natural Gas | Unit Heater | E5 | Utility - Cost of Equipment | 0 | 0 | 0 | 0 | 0 | 0 | 0 | 0 | 0 | 0 | 0 | 0 | 0 | 0 | 0 | 0 | 0 | 0 | 0 | 0 | 0 | 0 | 0 | 0 | 0 | 0 | 0
F4_Commercial_Retail_New_Space Heating_Natural Gas_Unit Heater_E6 | F4 | Commercial | Retail | New | Space Heating | Natural Gas | Unit Heater | E6 | Utility - Cost of Equipment | 0 | 0 | 0 | 0 | 0 | 0 | 0 | 0 | 0 | 0 | 0 | 0 | 0 | 0 | 0 | 0 | 0 | 0 | 0 | 0 | 0 | 0 | 0 | 0 | 0 | 0 | 0
F4_Commercial_Retail_New_Space Heating_Natural Gas_Unit Heater_E7 | F4 | Commercial | Retail | New | Space Heating | Natural Gas | Unit Heater | E7 | Utility - Cost of Equipment | 0 | 0 | 0 | 0 | 0 | 0 | 0 | 0 | 0 | 0 | 0 | 0 | 0 | 0 | 0 | 0 | 0 | 0 | 0 | 0 | 0 | 0 | 0 | 0 | 0 | 0 | 0
F4_Commercial_Retail_New_Space Heating_Natural Gas_Unit Heater_E8 | F4 | Commercial | Retail | New | Space Heating | Natural Gas | Unit Heater | E8 | Utility - Cost of Equipment | 0 | 0 | 0 | 0 | 0 | 0 | 0 | 0 | 0 | 0 | 0 | 0 | 0 | 0 | 0 | 0 | 0 | 0 | 0 | 0 | 0 | 0 | 0 | 0 | 0 | 0 | 0
F4_Commercial_Retail_New_Space Heating_Natural Gas_Unit Heater_E9 | F4 | Commercial | Retail | New | Space Heating | Natural Gas | Unit Heater | E9 | Utility - Cost of Equipment | 0 | 0 | 0 | 0 | 0 | 0 | 0 | 0 | 0 | 0 | 0 | 0 | 0 | 0 | 0 | 0 | 0 | 0 | 0 | 0 | 0 | 0 | 0 | 0 | 0 | 0 | 0
F4_Commercial_Retail_New_Space Heating_Natural Gas_Unit Heater_E10 | F4 | Commercial | Retail | New | Space Heating | Natural Gas | Unit Heater | E10 | Utility - Cost of Equipment | 0 | 0 | 0 | 0 | 0 | 0 | 0 | 0 | 0 | 0 | 0 | 0 | 0 | 0 | 0 | 0 | 0 | 0 | 0 | 0 | 0 | 0 | 0 | 0 | 0 | 0 | 0
F5_Commercial_Retail_New_Space Heating_Natural Gas_Unit Heater_E1 | F5 | Commercial | Retail | New | Space Heating | Natural Gas | Unit Heater | E1 | Utility - Cost of Operation | 0.40124 | 0.39935 | 0.39409 | 0.3884 | 0.38739 | 0.38793 | 0.38947 | 0.39109 | 0.39222 | 0.39267 | 0.39253 | 0.39189 | 0.3906 | 0.38834 | 0.38512 | 0.38112 | 0.37599 | 0.36995 | 0.36277 | 0.35422 | 0.34407 | 0.33255 | 0.32301 | 0.31698 | 0.31465 | 0.31619 | 0.31774
F5_Commercial_Retail_New_Space Heating_Natural Gas_Unit Heater_E2 | F5 | Commercial | Retail | New | Space Heating | Natural Gas | Unit Heater | E2 | Utility - Cost of Operation | 0.35687 | 0.35519 | 0.35051 | 0.34545 | 0.34455 | 0.34503 | 0.3464 | 0.34785 | 0.34885 | 0.34925 | 0.34913 | 0.34856 | 0.34741 | 0.3454 | 0.34254 | 0.33898 | 0.33441 | 0.32904 | 0.32266 | 0.31505 | 0.30602 | 0.29577 | 0.28729 | 0.28193 | 0.27985 | 0.28123 | 0.2826
F5_Commercial_Retail_New_Space Heating_Natural Gas_Unit Heater_E3 | F5 | Commercial | Retail | New | Space Heating | Natural Gas | Unit Heater | E3 | Utility - Cost of Operation | 0.35067 | 0.34877 | 0.34383 | 0.33882 | 0.33892 | 0.34085 | 0.34406 | 0.34762 | 0.35083 | 0.35334 | 0.35502 | 0.35573 | 0.3552 | 0.35318 | 0.34982 | 0.34547 | 0.33995 | 0.33349 | 0.32587 | 0.31683 | 0.30613 | 0.29402 | 0.28396 | 0.27751 | 0.27486 | 0.2762 | 0.27756
F5_Commercial_Retail_New_Space Heating_Natural Gas_Unit Heater_E4 | F5 | Commercial | Retail | New | Space Heating | Natural Gas | Unit Heater | E4 | Utility - Cost of Operation | 0 | 0 | 0 | 0 | 0 | 0 | 0 | 0 | 0 | 0 | 0 | 0 | 0 | 0 | 0 | 0 | 0 | 0 | 0 | 0 | 0 | 0 | 0 | 0 | 0 | 0 | 0
F5_Commercial_Retail_New_Space Heating_Natural Gas_Unit Heater_E5 | F5 | Commercial | Retail | New | Space Heating | Natural Gas | Unit Heater | E5 | Utility - Cost of Operation | 0 | 0 | 0 | 0 | 0 | 0 | 0 | 0 | 0 | 0 | 0 | 0 | 0 | 0 | 0 | 0 | 0 | 0 | 0 | 0 | 0 | 0 | 0 | 0 | 0 | 0 | 0
F5_Commercial_Retail_New_Space Heating_Natural Gas_Unit Heater_E6 | F5 | Commercial | Retail | New | Space Heating | Natural Gas | Unit Heater | E6 | Utility - Cost of Operation | 0 | 0 | 0 | 0 | 0 | 0 | 0 | 0 | 0 | 0 | 0 | 0 | 0 | 0 | 0 | 0 | 0 | 0 | 0 | 0 | 0 | 0 | 0 | 0 | 0 | 0 | 0
F5_Commercial_Retail_New_Space Heating_Natural Gas_Unit Heater_E7 | F5 | Commercial | Retail | New | Space Heating | Natural Gas | Unit Heater | E7 | Utility - Cost of Operation | 0 | 0 | 0 | 0 | 0 | 0 | 0 | 0 | 0 | 0 | 0 | 0 | 0 | 0 | 0 | 0 | 0 | 0 | 0 | 0 | 0 | 0 | 0 | 0 | 0 | 0 | 0
F5_Commercial_Retail_New_Space Heating_Natural Gas_Unit Heater_E8 | F5 | Commercial | Retail | New | Space Heating | Natural Gas | Unit Heater | E8 | Utility - Cost of Operation | 0 | 0 | 0 | 0 | 0 | 0 | 0 | 0 | 0 | 0 | 0 | 0 | 0 | 0 | 0 | 0 | 0 | 0 | 0 | 0 | 0 | 0 | 0 | 0 | 0 | 0 | 0
F5_Commercial_Retail_New_Space Heating_Natural Gas_Unit Heater_E9 | F5 | Commercial | Retail | New | Space Heating | Natural Gas | Unit Heater | E9 | Utility - Cost of Operation | 0 | 0 | 0 | 0 | 0 | 0 | 0 | 0 | 0 | 0 | 0 | 0 | 0 | 0 | 0 | 0 | 0 | 0 | 0 | 0 | 0 | 0 | 0 | 0 | 0 | 0 | 0
F5_Commercial_Retail_New_Space Heating_Natural Gas_Unit Heater_E10 | F5 | Commercial | Retail | New | Space Heating | Natural Gas | Unit Heater | E10 | Utility - Cost of Operation | 0 | 0 | 0 | 0 | 0 | 0 | 0 | 0 | 0 | 0 | 0 | 0 | 0 | 0 | 0 | 0 | 0 | 0 | 0 | 0 | 0 | 0 | 0 | 0 | 0 | 0 | 0
F6_Commercial_Retail_New_Space Heating_Natural Gas_Unit Heater_E1 | F6 | Commercial | Retail | New | Space Heating | Natural Gas | Unit Heater | E1 | Utility - Value of Sales | 0 | 0 | 0 | 0 | 0 | 0 | 0 | 0 | 0 | 0 | 0 | 0 | 0 | 0 | 0 | 0 | 0 | 0 | 0 | 0 | 0 | 0 | 0 | 0 | 0 | 0 | 0
F6_Commercial_Retail_New_Space Heating_Natural Gas_Unit Heater_E2 | F6 | Commercial | Retail | New | Space Heating | Natural Gas | Unit Heater | E2 | Utility - Value of Sales | 0 | 0 | 0 | 0 | 0 | 0 | 0 | 0 | 0 | 0 | 0 | 0 | 0 | 0 | 0 | 0 | 0 | 0 | 0 | 0 | 0 | 0 | 0 | 0 | 0 | 0 | 0
F6_Commercial_Retail_New_Space Heating_Natural Gas_Unit Heater_E3 | F6 | Commercial | Retail | New | Space Heating | Natural Gas | Unit Heater | E3 | Utility - Value of Sales | 0 | 0 | 0 | 0 | 0 | 0 | 0 | 0 | 0 | 0 | 0 | 0 | 0 | 0 | 0 | 0 | 0 | 0 | 0 | 0 | 0 | 0 | 0 | 0 | 0 | 0 | 0
F6_Commercial_Retail_New_Space Heating_Natural Gas_Unit Heater_E4 | F6 | Commercial | Retail | New | Space Heating | Natural Gas | Unit Heater | E4 | Utility - Value of Sales | 0 | 0 | 0 | 0 | 0 | 0 | 0 | 0 | 0 | 0 | 0 | 0 | 0 | 0 | 0 | 0 | 0 | 0 | 0 | 0 | 0 | 0 | 0 | 0 | 0 | 0 | 0
F6_Commercial_Retail_New_Space Heating_Natural Gas_Unit Heater_E5 | F6 | Commercial | Retail | New | Space Heating | Natural Gas | Unit Heater | E5 | Utility - Value of Sales | 0 | 0 | 0 | 0 | 0 | 0 | 0 | 0 | 0 | 0 | 0 | 0 | 0 | 0 | 0 | 0 | 0 | 0 | 0 | 0 | 0 | 0 | 0 | 0 | 0 | 0 | 0
F6_Commercial_Retail_New_Space Heating_Natural Gas_Unit Heater_E6 | F6 | Commercial | Retail | New | Space Heating | Natural Gas | Unit Heater | E6 | Utility - Value of Sales | 0 | 0 | 0 | 0 | 0 | 0 | 0 | 0 | 0 | 0 | 0 | 0 | 0 | 0 | 0 | 0 | 0 | 0 | 0 | 0 | 0 | 0 | 0 | 0 | 0 | 0 | 0
F6_Commercial_Retail_New_Space Heating_Natural Gas_Unit Heater_E7 | F6 | Commercial | Retail | New | Space Heating | Natural Gas | Unit Heater | E7 | Utility - Value of Sales | 0 | 0 | 0 | 0 | 0 | 0 | 0 | 0 | 0 | 0 | 0 | 0 | 0 | 0 | 0 | 0 | 0 | 0 | 0 | 0 | 0 | 0 | 0 | 0 | 0 | 0 | 0
F6_Commercial_Retail_New_Space Heating_Natural Gas_Unit Heater_E8 | F6 | Commercial | Retail | New | Space Heating | Natural Gas | Unit Heater | E8 | Utility - Value of Sales | 0 | 0 | 0 | 0 | 0 | 0 | 0 | 0 | 0 | 0 | 0 | 0 | 0 | 0 | 0 | 0 | 0 | 0 | 0 | 0 | 0 | 0 | 0 | 0 | 0 | 0 | 0
F6_Commercial_Retail_New_Space Heating_Natural Gas_Unit Heater_E9 | F6 | Commercial | Retail | New | Space Heating | Natural Gas | Unit Heater | E9 | Utility - Value of Sales | 0 | 0 | 0 | 0 | 0 | 0 | 0 | 0 | 0 | 0 | 0 | 0 | 0 | 0 | 0 | 0 | 0 | 0 | 0 | 0 | 0 | 0 | 0 | 0 | 0 | 0 | 0
F6_Commercial_Retail_New_Space Heating_Natural Gas_Unit Heater_E10 | F6 | Commercial | Retail | New | Space Heating | Natural Gas | Unit Heater | E10 | Utility - Value of Sales | 0 | 0 | 0 | 0 | 0 | 0 | 0 | 0 | 0 | 0 | 0 | 0 | 0 | 0 | 0 | 0 | 0 | 0 | 0 | 0 | 0 | 0 | 0 | 0 | 0 | 0 | 0
F1_Commercial_Retail_New_Water Heating_Natural Gas_Water Heater_E1 | F1 | Commercial | Retail | New | Water Heating | Natural Gas | Water Heater | E1 | RVT - Cost of Equipment | 0.032398 | 0.032398 | 0.032398 | 0.032398 | 0.032398 | 0.032398 | 0.032398 | 0.032398 | 0.032398 | 0.032398 | 0.032398 | 0.032398 | 0.032398 | 0.032398 | 0.032398 | 0.032398 | 0.032398 | 0.032398 | 0.032398 | 0.032398 | 0.032398 | 0.032398 | 0.032398 | 0.032398 | 0.032398 | 0.032398 | 0.032398
F1_Commercial_Retail_New_Water Heating_Natural Gas_Water Heater_E2 | F1 | Commercial | Retail | New | Water Heating | Natural Gas | Water Heater | E2 | RVT - Cost of Equipment | 0.036295 | 0.036295 | 0.036295 | 0.036295 | 0.036295 | 0.036295 | 0.036295 | 0.036295 | 0.036295 | 0.036295 | 0.036295 | 0.036295 | 0.036295 | 0.036295 | 0.036295 | 0.036295 | 0.036295 | 0.036295 | 0.036295 | 0.036295 | 0.036295 | 0.036295 | 0.036295 | 0.036295 | 0.036295 | 0.036295 | 0.036295
F1_Commercial_Retail_New_Water Heating_Natural Gas_Water Heater_E3 | F1 | Commercial | Retail | New | Water Heating | Natural Gas | Water Heater | E3 | RVT - Cost of Equipment | 0.028631 | 0.028631 | 0.028631 | 0.028631 | 0.028631 | 0.028631 | 0.028631 | 0.028631 | 0.028631 | 0.028631 | 0.028631 | 0.028631 | 0.028631 | 0.028631 | 0.028631 | 0.028631 | 0.028631 | 0.028631 | 0.028631 | 0.028631 | 0.028631 | 0.028631 | 0.028631 | 0.028631 | 0.028631 | 0.028631 | 0.028631
F1_Commercial_Retail_New_Water Heating_Natural Gas_Water Heater_E4 | F1 | Commercial | Retail | New | Water Heating | Natural Gas | Water Heater | E4 | RVT - Cost of Equipment | 0 | 0 | 0.11572 | 0.11572 | 0.11572 | 0.11572 | 0.11572 | 0.11572 | 0.11572 | 0.11572 | 0.11572 | 0.11572 | 0.11572 | 0.11572 | 0.11572 | 0.11572 | 0.11572 | 0.11572 | 0.11572 | 0.11572 | 0.11572 | 0.11572 | 0.11572 | 0.11572 | 0.11572 | 0.11572 | 0.11572
F1_Commercial_Retail_New_Water Heating_Natural Gas_Water Heater_E5 | F1 | Commercial | Retail | New | Water Heating | Natural Gas | Water Heater | E5 | RVT - Cost of Equipment | 0 | 0 | 0 | 0 | 0 | 0 | 0 | 0 | 0 | 0 | 0 | 0 | 0 | 0 | 0 | 0 | 0 | 0 | 0 | 0 | 0 | 0 | 0 | 0 | 0 | 0 | 0
F1_Commercial_Retail_New_Water Heating_Natural Gas_Water Heater_E6 | F1 | Commercial | Retail | New | Water Heating | Natural Gas | Water Heater | E6 | RVT - Cost of Equipment | 0 | 0 | 0 | 0 | 0 | 0 | 0 | 0 | 0 | 0 | 0 | 0 | 0 | 0 | 0 | 0 | 0 | 0 | 0 | 0 | 0 | 0 | 0 | 0 | 0 | 0 | 0
F1_Commercial_Retail_New_Water Heating_Natural Gas_Water Heater_E7 | F1 | Commercial | Retail | New | Water Heating | Natural Gas | Water Heater | E7 | RVT - Cost of Equipment | 0 | 0 | 0 | 0 | 0 | 0 | 0 | 0 | 0 | 0 | 0 | 0 | 0 | 0 | 0 | 0 | 0 | 0 | 0 | 0 | 0 | 0 | 0 | 0 | 0 | 0 | 0
F1_Commercial_Retail_New_Water Heating_Natural Gas_Water Heater_E8 | F1 | Commercial | Retail | New | Water Heating | Natural Gas | Water Heater | E8 | RVT - Cost of Equipment | 0 | 0 | 0 | 0 | 0 | 0 | 0 | 0 | 0 | 0 | 0 | 0 | 0 | 0 | 0 | 0 | 0 | 0 | 0 | 0 | 0 | 0 | 0 | 0 | 0 | 0 | 0
F1_Commercial_Retail_New_Water Heating_Natural Gas_Water Heater_E9 | F1 | Commercial | Retail | New | Water Heating | Natural Gas | Water Heater | E9 | RVT - Cost of Equipment | 0 | 0 | 0 | 0 | 0 | 0 | 0 | 0 | 0 | 0 | 0 | 0 | 0 | 0 | 0 | 0 | 0 | 0 | 0 | 0 | 0 | 0 | 0 | 0 | 0 | 0 | 0
F1_Commercial_Retail_New_Water Heating_Natural Gas_Water Heater_E10 | F1 | Commercial | Retail | New | Water Heating | Natural Gas | Water Heater | E10 | RVT - Cost of Equipment | 0 | 0 | 0 | 0 | 0 | 0 | 0 | 0 | 0 | 0 | 0 | 0 | 0 | 0 | 0 | 0 | 0 | 0 | 0 | 0 | 0 | 0 | 0 | 0 | 0 | 0 | 0
F2_Commercial_Retail_New_Water Heating_Natural Gas_Water Heater_E1 | F2 | Commercial | Retail | New | Water Heating | Natural Gas | Water Heater | E1 | RVT - Cost of Operation | 0 | 0 | 0 | 0 | 0 | 0 | 0 | 0 | 0 | 0 | 0 | 0 | 0 | 0 | 0 | 0 | 0 | 0 | 0 | 0 | 0 | 0 | 0 | 0 | 0 | 0 | 0
F2_Commercial_Retail_New_Water Heating_Natural Gas_Water Heater_E2 | F2 | Commercial | Retail | New | Water Heating | Natural Gas | Water Heater | E2 | RVT - Cost of Operation | 0 | 0 | 0 | 0 | 0 | 0 | 0 | 0 | 0 | 0 | 0 | 0 | 0 | 0 | 0 | 0 | 0 | 0 | 0 | 0 | 0 | 0 | 0 | 0 | 0 | 0 | 0
F2_Commercial_Retail_New_Water Heating_Natural Gas_Water Heater_E3 | F2 | Commercial | Retail | New | Water Heating | Natural Gas | Water Heater | E3 | RVT - Cost of Operation | 0 | 0 | 0 | 0 | 0 | 0 | 0 | 0 | 0 | 0 | 0 | 0 | 0 | 0 | 0 | 0 | 0 | 0 | 0 | 0 | 0 | 0 | 0 | 0 | 0 | 0 | 0
F2_Commercial_Retail_New_Water Heating_Natural Gas_Water Heater_E4 | F2 | Commercial | Retail | New | Water Heating | Natural Gas | Water Heater | E4 | RVT - Cost of Operation | 0 | 0 | 0 | 0 | 0 | 0 | 0 | 0 | 0 | 0 | 0 | 0 | 0 | 0 | 0 | 0 | 0 | 0 | 0 | 0 | 0 | 0 | 0 | 0 | 0 | 0 | 0
F2_Commercial_Retail_New_Water Heating_Natural Gas_Water Heater_E5 | F2 | Commercial | Retail | New | Water Heating | Natural Gas | Water Heater | E5 | RVT - Cost of Operation | 0 | 0 | 0 | 0 | 0 | 0 | 0 | 0 | 0 | 0 | 0 | 0 | 0 | 0 | 0 | 0 | 0 | 0 | 0 | 0 | 0 | 0 | 0 | 0 | 0 | 0 | 0
F2_Commercial_Retail_New_Water Heating_Natural Gas_Water Heater_E6 | F2 | Commercial | Retail | New | Water Heating | Natural Gas | Water Heater | E6 | RVT - Cost of Operation | 0 | 0 | 0 | 0 | 0 | 0 | 0 | 0 | 0 | 0 | 0 | 0 | 0 | 0 | 0 | 0 | 0 | 0 | 0 | 0 | 0 | 0 | 0 | 0 | 0 | 0 | 0
F2_Commercial_Retail_New_Water Heating_Natural Gas_Water Heater_E7 | F2 | Commercial | Retail | New | Water Heating | Natural Gas | Water Heater | E7 | RVT - Cost of Operation | 0 | 0 | 0 | 0 | 0 | 0 | 0 | 0 | 0 | 0 | 0 | 0 | 0 | 0 | 0 | 0 | 0 | 0 | 0 | 0 | 0 | 0 | 0 | 0 | 0 | 0 | 0
F2_Commercial_Retail_New_Water Heating_Natural Gas_Water Heater_E8 | F2 | Commercial | Retail | New | Water Heating | Natural Gas | Water Heater | E8 | RVT - Cost of Operation | 0 | 0 | 0 | 0 | 0 | 0 | 0 | 0 | 0 | 0 | 0 | 0 | 0 | 0 | 0 | 0 | 0 | 0 | 0 | 0 | 0 | 0 | 0 | 0 | 0 | 0 | 0
F2_Commercial_Retail_New_Water Heating_Natural Gas_Water Heater_E9 | F2 | Commercial | Retail | New | Water Heating | Natural Gas | Water Heater | E9 | RVT - Cost of Operation | 0 | 0 | 0 | 0 | 0 | 0 | 0 | 0 | 0 | 0 | 0 | 0 | 0 | 0 | 0 | 0 | 0 | 0 | 0 | 0 | 0 | 0 | 0 | 0 | 0 | 0 | 0
F2_Commercial_Retail_New_Water Heating_Natural Gas_Water Heater_E10 | F2 | Commercial | Retail | New | Water Heating | Natural Gas | Water Heater | E10 | RVT - Cost of Operation | 0 | 0 | 0 | 0 | 0 | 0 | 0 | 0 | 0 | 0 | 0 | 0 | 0 | 0 | 0 | 0 | 0 | 0 | 0 | 0 | 0 | 0 | 0 | 0 | 0 | 0 | 0
F3_Commercial_Retail_New_Water Heating_Natural Gas_Water Heater_E1 | F3 | Commercial | Retail | New | Water Heating | Natural Gas | Water Heater | E1 | System - kBTUs of Consumption | 26.0505 | 26.0505 | 26.0505 | 26.0505 | 26.0505 | 26.0505 | 26.0505 | 26.0505 | 26.0505 | 26.0505 | 26.0505 | 26.0505 | 26.0505 | 26.0505 | 26.0505 | 26.0505 | 26.0505 | 26.0505 | 26.0505 | 26.0505 | 26.0505 | 26.0505 | 26.0505 | 26.0505 | 26.0505 | 26.0505 | 26.0505
F3_Commercial_Retail_New_Water Heating_Natural Gas_Water Heater_E2 | F3 | Commercial | Retail | New | Water Heating | Natural Gas | Water Heater | E2 | System - kBTUs of Consumption | 23.8797 | 23.8797 | 23.8797 | 23.8797 | 23.8797 | 23.8797 | 23.8797 | 23.8797 | 23.8797 | 23.8797 | 23.8797 | 23.8797 | 23.8797 | 23.8797 | 23.8797 | 23.8797 | 23.8797 | 23.8797 | 23.8797 | 23.8797 | 23.8797 | 23.8797 | 23.8797 | 23.8797 | 23.8797 | 23.8797 | 23.8797
F3_Commercial_Retail_New_Water Heating_Natural Gas_Water Heater_E3 | F3 | Commercial | Retail | New | Water Heating | Natural Gas | Water Heater | E3 | System - kBTUs of Consumption | 23.3923 | 23.3923 | 23.3923 | 23.3923 | 23.3923 | 23.3923 | 23.3923 | 23.3923 | 23.3923 | 23.3923 | 23.3923 | 23.3923 | 23.3923 | 23.3923 | 23.3923 | 23.3923 | 23.3923 | 23.3923 | 23.3923 | 23.3923 | 23.3923 | 23.3923 | 23.3923 | 23.3923 | 23.3923 | 23.3923 | 23.3923
F3_Commercial_Retail_New_Water Heating_Natural Gas_Water Heater_E4 | F3 | Commercial | Retail | New | Water Heating | Natural Gas | Water Heater | E4 | System - kBTUs of Consumption | 0 | 0 | 21.6269 | 21.6269 | 21.6269 | 21.6269 | 21.6269 | 21.6269 | 21.6269 | 21.6269 | 21.6269 | 21.6269 | 21.6269 | 21.6269 | 21.6269 | 21.6269 | 21.6269 | 21.6269 | 21.6269 | 21.6269 | 21.6269 | 21.6269 | 21.6269 | 21.6269 | 21.6269 | 21.6269 | 21.6269
F3_Commercial_Retail_New_Water Heating_Natural Gas_Water Heater_E5 | F3 | Commercial | Retail | New | Water Heating | Natural Gas | Water Heater | E5 | System - kBTUs of Consumption | 0 | 0 | 0 | 0 | 0 | 0 | 0 | 0 | 0 | 0 | 0 | 0 | 0 | 0 | 0 | 0 | 0 | 0 | 0 | 0 | 0 | 0 | 0 | 0 | 0 | 0 | 0
F3_Commercial_Retail_New_Water Heating_Natural Gas_Water Heater_E6 | F3 | Commercial | Retail | New | Water Heating | Natural Gas | Water Heater | E6 | System - kBTUs of Consumption | 0 | 0 | 0 | 0 | 0 | 0 | 0 | 0 | 0 | 0 | 0 | 0 | 0 | 0 | 0 | 0 | 0 | 0 | 0 | 0 | 0 | 0 | 0 | 0 | 0 | 0 | 0
F3_Commercial_Retail_New_Water Heating_Natural Gas_Water Heater_E7 | F3 | Commercial | Retail | New | Water Heating | Natural Gas | Water Heater | E7 | System - kBTUs of Consumption | 0 | 0 | 0 | 0 | 0 | 0 | 0 | 0 | 0 | 0 | 0 | 0 | 0 | 0 | 0 | 0 | 0 | 0 | 0 | 0 | 0 | 0 | 0 | 0 | 0 | 0 | 0
F3_Commercial_Retail_New_Water Heating_Natural Gas_Water Heater_E8 | F3 | Commercial | Retail | New | Water Heating | Natural Gas | Water Heater | E8 | System - kBTUs of Consumption | 0 | 0 | 0 | 0 | 0 | 0 | 0 | 0 | 0 | 0 | 0 | 0 | 0 | 0 | 0 | 0 | 0 | 0 | 0 | 0 | 0 | 0 | 0 | 0 | 0 | 0 | 0
F3_Commercial_Retail_New_Water Heating_Natural Gas_Water Heater_E9 | F3 | Commercial | Retail | New | Water Heating | Natural Gas | Water Heater | E9 | System - kBTUs of Consumption | 0 | 0 | 0 | 0 | 0 | 0 | 0 | 0 | 0 | 0 | 0 | 0 | 0 | 0 | 0 | 0 | 0 | 0 | 0 | 0 | 0 | 0 | 0 | 0 | 0 | 0 | 0
F3_Commercial_Retail_New_Water Heating_Natural Gas_Water Heater_E10 | F3 | Commercial | Retail | New | Water Heating | Natural Gas | Water Heater | E10 | System - kBTUs of Consumption | 0 | 0 | 0 | 0 | 0 | 0 | 0 | 0 | 0 | 0 | 0 | 0 | 0 | 0 | 0 | 0 | 0 | 0 | 0 | 0 | 0 | 0 | 0 | 0 | 0 | 0 | 0
F4_Commercial_Retail_New_Water Heating_Natural Gas_Water Heater_E1 | F4 | Commercial | Retail | New | Water Heating | Natural Gas | Water Heater | E1 | Utility - Cost of Equipment | 0.032398 | 0.032398 | 0.032398 | 0.032398 | 0.032398 | 0.032398 | 0.032398 | 0.032398 | 0.032398 | 0.032398 | 0.032398 | 0.032398 | 0.032398 | 0.032398 | 0.032398 | 0.032398 | 0.032398 | 0.032398 | 0.032398 | 0.032398 | 0.032398 | 0.032398 | 0.032398 | 0.032398 | 0.032398 | 0.032398 | 0.032398
F4_Commercial_Retail_New_Water Heating_Natural Gas_Water Heater_E2 | F4 | Commercial | Retail | New | Water Heating | Natural Gas | Water Heater | E2 | Utility - Cost of Equipment | 0.036295 | 0.036295 | 0.036295 | 0.036295 | 0.036295 | 0.036295 | 0.036295 | 0.036295 | 0.036295 | 0.036295 | 0.036295 | 0.036295 | 0.036295 | 0.036295 | 0.036295 | 0.036295 | 0.036295 | 0.036295 | 0.036295 | 0.036295 | 0.036295 | 0.036295 | 0.036295 | 0.036295 | 0.036295 | 0.036295 | 0.036295
F4_Commercial_Retail_New_Water Heating_Natural Gas_Water Heater_E3 | F4 | Commercial | Retail | New | Water Heating | Natural Gas | Water Heater | E3 | Utility - Cost of Equipment | 0.028631 | 0.028631 | 0.028631 | 0.028631 | 0.028631 | 0.028631 | 0.028631 | 0.028631 | 0.028631 | 0.028631 | 0.028631 | 0.028631 | 0.028631 | 0.028631 | 0.028631 | 0.028631 | 0.028631 | 0.028631 | 0.028631 | 0.028631 | 0.028631 | 0.028631 | 0.028631 | 0.028631 | 0.028631 | 0.028631 | 0.028631
F4_Commercial_Retail_New_Water Heating_Natural Gas_Water Heater_E4 | F4 | Commercial | Retail | New | Water Heating | Natural Gas | Water Heater | E4 | Utility - Cost of Equipment | 0 | 0 | 0.11572 | 0.11572 | 0.11572 | 0.11572 | 0.11572 | 0.11572 | 0.11572 | 0.11572 | 0.11572 | 0.11572 | 0.11572 | 0.11572 | 0.11572 | 0.11572 | 0.11572 | 0.11572 | 0.11572 | 0.11572 | 0.11572 | 0.11572 | 0.11572 | 0.11572 | 0.11572 | 0.11572 | 0.11572
F4_Commercial_Retail_New_Water Heating_Natural Gas_Water Heater_E5 | F4 | Commercial | Retail | New | Water Heating | Natural Gas | Water Heater | E5 | Utility - Cost of Equipment | 0 | 0 | 0 | 0 | 0 | 0 | 0 | 0 | 0 | 0 | 0 | 0 | 0 | 0 | 0 | 0 | 0 | 0 | 0 | 0 | 0 | 0 | 0 | 0 | 0 | 0 | 0
F4_Commercial_Retail_New_Water Heating_Natural Gas_Water Heater_E6 | F4 | Commercial | Retail | New | Water Heating | Natural Gas | Water Heater | E6 | Utility - Cost of Equipment | 0 | 0 | 0 | 0 | 0 | 0 | 0 | 0 | 0 | 0 | 0 | 0 | 0 | 0 | 0 | 0 | 0 | 0 | 0 | 0 | 0 | 0 | 0 | 0 | 0 | 0 | 0
F4_Commercial_Retail_New_Water Heating_Natural Gas_Water Heater_E7 | F4 | Commercial | Retail | New | Water Heating | Natural Gas | Water Heater | E7 | Utility - Cost of Equipment | 0 | 0 | 0 | 0 | 0 | 0 | 0 | 0 | 0 | 0 | 0 | 0 | 0 | 0 | 0 | 0 | 0 | 0 | 0 | 0 | 0 | 0 | 0 | 0 | 0 | 0 | 0
F4_Commercial_Retail_New_Water Heating_Natural Gas_Water Heater_E8 | F4 | Commercial | Retail | New | Water Heating | Natural Gas | Water Heater | E8 | Utility - Cost of Equipment | 0 | 0 | 0 | 0 | 0 | 0 | 0 | 0 | 0 | 0 | 0 | 0 | 0 | 0 | 0 | 0 | 0 | 0 | 0 | 0 | 0 | 0 | 0 | 0 | 0 | 0 | 0
F4_Commercial_Retail_New_Water Heating_Natural Gas_Water Heater_E9 | F4 | Commercial | Retail | New | Water Heating | Natural Gas | Water Heater | E9 | Utility - Cost of Equipment | 0 | 0 | 0 | 0 | 0 | 0 | 0 | 0 | 0 | 0 | 0 | 0 | 0 | 0 | 0 | 0 | 0 | 0 | 0 | 0 | 0 | 0 | 0 | 0 | 0 | 0 | 0
F4_Commercial_Retail_New_Water Heating_Natural Gas_Water Heater_E10 | F4 | Commercial | Retail | New | Water Heating | Natural Gas | Water Heater | E10 | Utility - Cost of Equipment | 0 | 0 | 0 | 0 | 0 | 0 | 0 | 0 | 0 | 0 | 0 | 0 | 0 | 0 | 0 | 0 | 0 | 0 | 0 | 0 | 0 | 0 | 0 | 0 | 0 | 0 | 0
F5_Commercial_Retail_New_Water Heating_Natural Gas_Water Heater_E1 | F5 | Commercial | Retail | New | Water Heating | Natural Gas | Water Heater | E1 | Utility - Cost of Operation | 0.35798 | 0.35282 | 0.34778 | 0.34289 | 0.34294 | 0.34619 | 0.35146 | 0.35785 | 0.36475 | 0.3718 | 0.37877 | 0.38495 | 0.38966 | 0.39166 | 0.39074 | 0.38691 | 0.38046 | 0.37203 | 0.36199 | 0.35009 | 0.33616 | 0.32014 | 0.30591 | 0.2967 | 0.29272 | 0.29416 | 0.2956
F5_Commercial_Retail_New_Water Heating_Natural Gas_Water Heater_E2 | F5 | Commercial | Retail | New | Water Heating | Natural Gas | Water Heater | E2 | Utility - Cost of Operation | 0.32815 | 0.32341 | 0.3188 | 0.31432 | 0.31436 | 0.31734 | 0.32218 | 0.32803 | 0.33435 | 0.34081 | 0.34721 | 0.35287 | 0.35719 | 0.35902 | 0.35818 | 0.35466 | 0.34876 | 0.34103 | 0.33182 | 0.32091 | 0.30815 | 0.29346 | 0.28042 | 0.27198 | 0.26833 | 0.26965 | 0.27097
F5_Commercial_Retail_New_Water Heating_Natural Gas_Water Heater_E3 | F5 | Commercial | Retail | New | Water Heating | Natural Gas | Water Heater | E3 | Utility - Cost of Operation | 0.32145 | 0.31681 | 0.31229 | 0.3079 | 0.30795 | 0.31087 | 0.3156 | 0.32134 | 0.32753 | 0.33386 | 0.34012 | 0.34567 | 0.3499 | 0.3517 | 0.35087 | 0.34743 | 0.34164 | 0.33407 | 0.32505 | 0.31436 | 0.30186 | 0.28747 | 0.2747 | 0.26643 | 0.26285 | 0.26414 | 0.26544
F5_Commercial_Retail_New_Water Heating_Natural Gas_Water Heater_E4 | F5 | Commercial | Retail | New | Water Heating | Natural Gas | Water Heater | E4 | Utility - Cost of Operation | 0 | 0 | 0.29139 | 0.28896 | 0.28999 | 0.29327 | 0.29788 | 0.30289 | 0.30758 | 0.3114 | 0.31422 | 0.31583 | 0.3161 | 0.31474 | 0.31208 | 0.30831 | 0.30357 | 0.29788 | 0.29107 | 0.28296 | 0.27345 | 0.26247 | 0.25275 | 0.24652 | 0.24394 | 0.24514 | 0.24634
F5_Commercial_Retail_New_Water Heating_Natural Gas_Water Heater_E5 | F5 | Commercial | Retail | New | Water Heating | Natural Gas | Water Heater | E5 | Utility - Cost of Operation | 0 | 0 | 0 | 0 | 0 | 0 | 0 | 0 | 0 | 0 | 0 | 0 | 0 | 0 | 0 | 0 | 0 | 0 | 0 | 0 | 0 | 0 | 0 | 0 | 0 | 0 | 0
F5_Commercial_Retail_New_Water Heating_Natural Gas_Water Heater_E6 | F5 | Commercial | Retail | New | Water Heating | Natural Gas | Water Heater | E6 | Utility - Cost of Operation | 0 | 0 | 0 | 0 | 0 | 0 | 0 | 0 | 0 | 0 | 0 | 0 | 0 | 0 | 0 | 0 | 0 | 0 | 0 | 0 | 0 | 0 | 0 | 0 | 0 | 0 | 0
F5_Commercial_Retail_New_Water Heating_Natural Gas_Water Heater_E7 | F5 | Commercial | Retail | New | Water Heating | Natural Gas | Water Heater | E7 | Utility - Cost of Operation | 0 | 0 | 0 | 0 | 0 | 0 | 0 | 0 | 0 | 0 | 0 | 0 | 0 | 0 | 0 | 0 | 0 | 0 | 0 | 0 | 0 | 0 | 0 | 0 | 0 | 0 | 0
F5_Commercial_Retail_New_Water Heating_Natural Gas_Water Heater_E8 | F5 | Commercial | Retail | New | Water Heating | Natural Gas | Water Heater | E8 | Utility - Cost of Operation | 0 | 0 | 0 | 0 | 0 | 0 | 0 | 0 | 0 | 0 | 0 | 0 | 0 | 0 | 0 | 0 | 0 | 0 | 0 | 0 | 0 | 0 | 0 | 0 | 0 | 0 | 0
F5_Commercial_Retail_New_Water Heating_Natural Gas_Water Heater_E9 | F5 | Commercial | Retail | New | Water Heating | Natural Gas | Water Heater | E9 | Utility - Cost of Operation | 0 | 0 | 0 | 0 | 0 | 0 | 0 | 0 | 0 | 0 | 0 | 0 | 0 | 0 | 0 | 0 | 0 | 0 | 0 | 0 | 0 | 0 | 0 | 0 | 0 | 0 | 0
F5_Commercial_Retail_New_Water Heating_Natural Gas_Water Heater_E10 | F5 | Commercial | Retail | New | Water Heating | Natural Gas | Water Heater | E10 | Utility - Cost of Operation | 0 | 0 | 0 | 0 | 0 | 0 | 0 | 0 | 0 | 0 | 0 | 0 | 0 | 0 | 0 | 0 | 0 | 0 | 0 | 0 | 0 | 0 | 0 | 0 | 0 | 0 | 0
F6_Commercial_Retail_New_Water Heating_Natural Gas_Water Heater_E1 | F6 | Commercial | Retail | New | Water Heating | Natural Gas | Water Heater | E1 | Utility - Value of Sales | 0 | 0 | 0 | 0 | 0 | 0 | 0 | 0 | 0 | 0 | 0 | 0 | 0 | 0 | 0 | 0 | 0 | 0 | 0 | 0 | 0 | 0 | 0 | 0 | 0 | 0 | 0
F6_Commercial_Retail_New_Water Heating_Natural Gas_Water Heater_E2 | F6 | Commercial | Retail | New | Water Heating | Natural Gas | Water Heater | E2 | Utility - Value of Sales | 0 | 0 | 0 | 0 | 0 | 0 | 0 | 0 | 0 | 0 | 0 | 0 | 0 | 0 | 0 | 0 | 0 | 0 | 0 | 0 | 0 | 0 | 0 | 0 | 0 | 0 | 0
F6_Commercial_Retail_New_Water Heating_Natural Gas_Water Heater_E3 | F6 | Commercial | Retail | New | Water Heating | Natural Gas | Water Heater | E3 | Utility - Value of Sales | 0 | 0 | 0 | 0 | 0 | 0 | 0 | 0 | 0 | 0 | 0 | 0 | 0 | 0 | 0 | 0 | 0 | 0 | 0 | 0 | 0 | 0 | 0 | 0 | 0 | 0 | 0
F6_Commercial_Retail_New_Water Heating_Natural Gas_Water Heater_E4 | F6 | Commercial | Retail | New | Water Heating | Natural Gas | Water Heater | E4 | Utility - Value of Sales | 0 | 0 | 0 | 0 | 0 | 0 | 0 | 0 | 0 | 0 | 0 | 0 | 0 | 0 | 0 | 0 | 0 | 0 | 0 | 0 | 0 | 0 | 0 | 0 | 0 | 0 | 0
F6_Commercial_Retail_New_Water Heating_Natural Gas_Water Heater_E5 | F6 | Commercial | Retail | New | Water Heating | Natural Gas | Water Heater | E5 | Utility - Value of Sales | 0 | 0 | 0 | 0 | 0 | 0 | 0 | 0 | 0 | 0 | 0 | 0 | 0 | 0 | 0 | 0 | 0 | 0 | 0 | 0 | 0 | 0 | 0 | 0 | 0 | 0 | 0
F6_Commercial_Retail_New_Water Heating_Natural Gas_Water Heater_E6 | F6 | Commercial | Retail | New | Water Heating | Natural Gas | Water Heater | E6 | Utility - Value of Sales | 0 | 0 | 0 | 0 | 0 | 0 | 0 | 0 | 0 | 0 | 0 | 0 | 0 | 0 | 0 | 0 | 0 | 0 | 0 | 0 | 0 | 0 | 0 | 0 | 0 | 0 | 0
F6_Commercial_Retail_New_Water Heating_Natural Gas_Water Heater_E7 | F6 | Commercial | Retail | New | Water Heating | Natural Gas | Water Heater | E7 | Utility - Value of Sales | 0 | 0 | 0 | 0 | 0 | 0 | 0 | 0 | 0 | 0 | 0 | 0 | 0 | 0 | 0 | 0 | 0 | 0 | 0 | 0 | 0 | 0 | 0 | 0 | 0 | 0 | 0
F6_Commercial_Retail_New_Water Heating_Natural Gas_Water Heater_E8 | F6 | Commercial | Retail | New | Water Heating | Natural Gas | Water Heater | E8 | Utility - Value of Sales | 0 | 0 | 0 | 0 | 0 | 0 | 0 | 0 | 0 | 0 | 0 | 0 | 0 | 0 | 0 | 0 | 0 | 0 | 0 | 0 | 0 | 0 | 0 | 0 | 0 | 0 | 0
F6_Commercial_Retail_New_Water Heating_Natural Gas_Water Heater_E9 | F6 | Commercial | Retail | New | Water Heating | Natural Gas | Water Heater | E9 | Utility - Value of Sales | 0 | 0 | 0 | 0 | 0 | 0 | 0 | 0 | 0 | 0 | 0 | 0 | 0 | 0 | 0 | 0 | 0 | 0 | 0 | 0 | 0 | 0 | 0 | 0 | 0 | 0 | 0
F6_Commercial_Retail_New_Water Heating_Natural Gas_Water Heater_E10 | F6 | Commercial | Retail | New | Water Heating | Natural Gas | Water Heater | E10 | Utility - Value of Sales | 0 | 0 | 0 | 0 | 0 | 0 | 0 | 0 | 0 | 0 | 0 | 0 | 0 | 0 | 0 | 0 | 0 | 0 | 0 | 0 | 0 | 0 | 0 | 0 | 0 | 0 | 0
F1_Commercial_Retail_New_Food Preparation_Natural Gas_Oven_E1 | F1 | Commercial | Retail | New | Food Preparation | Natural Gas | Oven | E1 | RVT - Cost of Equipment | 2.1129 | 2.1129 | 2.1129 | 2.1129 | 2.1129 | 2.1129 | 2.1129 | 2.1129 | 2.1129 | 2.1129 | 2.1129 | 2.1129 | 2.1129 | 2.1129 | 2.1129 | 2.1129 | 2.1129 | 2.1129 | 2.1129 | 2.1129 | 2.1129 | 2.1129 | 2.1129 | 2.1129 | 2.1129 | 2.1129 | 2.1129
F1_Commercial_Retail_New_Food Preparation_Natural Gas_Oven_E2 | F1 | Commercial | Retail | New | Food Preparation | Natural Gas | Oven | E2 | RVT - Cost of Equipment | 2.2258 | 2.2258 | 2.2258 | 2.2258 | 2.2258 | 2.2258 | 2.2258 | 2.2258 | 2.2258 | 2.2258 | 2.2258 | 2.2258 | 2.2258 | 2.2258 | 2.2258 | 2.2258 | 2.2258 | 2.2258 | 2.2258 | 2.2258 | 2.2258 | 2.2258 | 2.2258 | 2.2258 | 2.2258 | 2.2258 | 2.2258
F1_Commercial_Retail_New_Food Preparation_Natural Gas_Oven_E3 | F1 | Commercial | Retail | New | Food Preparation | Natural Gas | Oven | E3 | RVT - Cost of Equipment | 0 | 0 | 0 | 0 | 0 | 0 | 0 | 0 | 0 | 0 | 0 | 0 | 0 | 0 | 0 | 0 | 0 | 0 | 0 | 0 | 0 | 0 | 0 | 0 | 0 | 0 | 0
F1_Commercial_Retail_New_Food Preparation_Natural Gas_Oven_E4 | F1 | Commercial | Retail | New | Food Preparation | Natural Gas | Oven | E4 | RVT - Cost of Equipment | 0 | 0 | 0 | 0 | 0 | 0 | 0 | 0 | 0 | 0 | 0 | 0 | 0 | 0 | 0 | 0 | 0 | 0 | 0 | 0 | 0 | 0 | 0 | 0 | 0 | 0 | 0
F1_Commercial_Retail_New_Food Preparation_Natural Gas_Oven_E5 | F1 | Commercial | Retail | New | Food Preparation | Natural Gas | Oven | E5 | RVT - Cost of Equipment | 0 | 0 | 0 | 0 | 0 | 0 | 0 | 0 | 0 | 0 | 0 | 0 | 0 | 0 | 0 | 0 | 0 | 0 | 0 | 0 | 0 | 0 | 0 | 0 | 0 | 0 | 0
F1_Commercial_Retail_New_Food Preparation_Natural Gas_Oven_E6 | F1 | Commercial | Retail | New | Food Preparation | Natural Gas | Oven | E6 | RVT - Cost of Equipment | 0 | 0 | 0 | 0 | 0 | 0 | 0 | 0 | 0 | 0 | 0 | 0 | 0 | 0 | 0 | 0 | 0 | 0 | 0 | 0 | 0 | 0 | 0 | 0 | 0 | 0 | 0
F1_Commercial_Retail_New_Food Preparation_Natural Gas_Oven_E7 | F1 | Commercial | Retail | New | Food Preparation | Natural Gas | Oven | E7 | RVT - Cost of Equipment | 0 | 0 | 0 | 0 | 0 | 0 | 0 | 0 | 0 | 0 | 0 | 0 | 0 | 0 | 0 | 0 | 0 | 0 | 0 | 0 | 0 | 0 | 0 | 0 | 0 | 0 | 0
F1_Commercial_Retail_New_Food Preparation_Natural Gas_Oven_E8 | F1 | Commercial | Retail | New | Food Preparation | Natural Gas | Oven | E8 | RVT - Cost of Equipment | 0 | 0 | 0 | 0 | 0 | 0 | 0 | 0 | 0 | 0 | 0 | 0 | 0 | 0 | 0 | 0 | 0 | 0 | 0 | 0 | 0 | 0 | 0 | 0 | 0 | 0 | 0
F1_Commercial_Retail_New_Food Preparation_Natural Gas_Oven_E9 | F1 | Commercial | Retail | New | Food Preparation | Natural Gas | Oven | E9 | RVT - Cost of Equipment | 0 | 0 | 0 | 0 | 0 | 0 | 0 | 0 | 0 | 0 | 0 | 0 | 0 | 0 | 0 | 0 | 0 | 0 | 0 | 0 | 0 | 0 | 0 | 0 | 0 | 0 | 0
F1_Commercial_Retail_New_Food Preparation_Natural Gas_Oven_E10 | F1 | Commercial | Retail | New | Food Preparation | Natural Gas | Oven | E10 | RVT - Cost of Equipment | 0 | 0 | 0 | 0 | 0 | 0 | 0 | 0 | 0 | 0 | 0 | 0 | 0 | 0 | 0 | 0 | 0 | 0 | 0 | 0 | 0 | 0 | 0 | 0 | 0 | 0 | 0
F2_Commercial_Retail_New_Food Preparation_Natural Gas_Oven_E1 | F2 | Commercial | Retail | New | Food Preparation | Natural Gas | Oven | E1 | RVT - Cost of Operation | 0 | 0 | 0 | 0 | 0 | 0 | 0 | 0 | 0 | 0 | 0 | 0 | 0 | 0 | 0 | 0 | 0 | 0 | 0 | 0 | 0 | 0 | 0 | 0 | 0 | 0 | 0
F2_Commercial_Retail_New_Food Preparation_Natural Gas_Oven_E2 | F2 | Commercial | Retail | New | Food Preparation | Natural Gas | Oven | E2 | RVT - Cost of Operation | 0 | 0 | 0 | 0 | 0 | 0 | 0 | 0 | 0 | 0 | 0 | 0 | 0 | 0 | 0 | 0 | 0 | 0 | 0 | 0 | 0 | 0 | 0 | 0 | 0 | 0 | 0
F2_Commercial_Retail_New_Food Preparation_Natural Gas_Oven_E3 | F2 | Commercial | Retail | New | Food Preparation | Natural Gas | Oven | E3 | RVT - Cost of Operation | 0 | 0 | 0 | 0 | 0 | 0 | 0 | 0 | 0 | 0 | 0 | 0 | 0 | 0 | 0 | 0 | 0 | 0 | 0 | 0 | 0 | 0 | 0 | 0 | 0 | 0 | 0
F2_Commercial_Retail_New_Food Preparation_Natural Gas_Oven_E4 | F2 | Commercial | Retail | New | Food Preparation | Natural Gas | Oven | E4 | RVT - Cost of Operation | 0 | 0 | 0 | 0 | 0 | 0 | 0 | 0 | 0 | 0 | 0 | 0 | 0 | 0 | 0 | 0 | 0 | 0 | 0 | 0 | 0 | 0 | 0 | 0 | 0 | 0 | 0
F2_Commercial_Retail_New_Food Preparation_Natural Gas_Oven_E5 | F2 | Commercial | Retail | New | Food Preparation | Natural Gas | Oven | E5 | RVT - Cost of Operation | 0 | 0 | 0 | 0 | 0 | 0 | 0 | 0 | 0 | 0 | 0 | 0 | 0 | 0 | 0 | 0 | 0 | 0 | 0 | 0 | 0 | 0 | 0 | 0 | 0 | 0 | 0
F2_Commercial_Retail_New_Food Preparation_Natural Gas_Oven_E6 | F2 | Commercial | Retail | New | Food Preparation | Natural Gas | Oven | E6 | RVT - Cost of Operation | 0 | 0 | 0 | 0 | 0 | 0 | 0 | 0 | 0 | 0 | 0 | 0 | 0 | 0 | 0 | 0 | 0 | 0 | 0 | 0 | 0 | 0 | 0 | 0 | 0 | 0 | 0
F2_Commercial_Retail_New_Food Preparation_Natural Gas_Oven_E7 | F2 | Commercial | Retail | New | Food Preparation | Natural Gas | Oven | E7 | RVT - Cost of Operation | 0 | 0 | 0 | 0 | 0 | 0 | 0 | 0 | 0 | 0 | 0 | 0 | 0 | 0 | 0 | 0 | 0 | 0 | 0 | 0 | 0 | 0 | 0 | 0 | 0 | 0 | 0
F2_Commercial_Retail_New_Food Preparation_Natural Gas_Oven_E8 | F2 | Commercial | Retail | New | Food Preparation | Natural Gas | Oven | E8 | RVT - Cost of Operation | 0 | 0 | 0 | 0 | 0 | 0 | 0 | 0 | 0 | 0 | 0 | 0 | 0 | 0 | 0 | 0 | 0 | 0 | 0 | 0 | 0 | 0 | 0 | 0 | 0 | 0 | 0
F2_Commercial_Retail_New_Food Preparation_Natural Gas_Oven_E9 | F2 | Commercial | Retail | New | Food Preparation | Natural Gas | Oven | E9 | RVT - Cost of Operation | 0 | 0 | 0 | 0 | 0 | 0 | 0 | 0 | 0 | 0 | 0 | 0 | 0 | 0 | 0 | 0 | 0 | 0 | 0 | 0 | 0 | 0 | 0 | 0 | 0 | 0 | 0
F2_Commercial_Retail_New_Food Preparation_Natural Gas_Oven_E10 | F2 | Commercial | Retail | New | Food Preparation | Natural Gas | Oven | E10 | RVT - Cost of Operation | 0 | 0 | 0 | 0 | 0 | 0 | 0 | 0 | 0 | 0 | 0 | 0 | 0 | 0 | 0 | 0 | 0 | 0 | 0 | 0 | 0 | 0 | 0 | 0 | 0 | 0 | 0
F3_Commercial_Retail_New_Food Preparation_Natural Gas_Oven_E1 | F3 | Commercial | Retail | New | Food Preparation | Natural Gas | Oven | E1 | System - kBTUs of Consumption | 167.9482 | 167.9482 | 167.9482 | 167.9482 | 167.9482 | 167.9482 | 167.9482 | 167.9482 | 167.9482 | 167.9482 | 167.9482 | 167.9482 | 167.9482 | 167.9482 | 167.9482 | 167.9482 | 167.9482 | 167.9482 | 167.9482 | 167.9482 | 167.9482 | 167.9482 | 167.9482 | 167.9482 | 167.9482 | 167.9482 | 167.9482
F3_Commercial_Retail_New_Food Preparation_Natural Gas_Oven_E2 | F3 | Commercial | Retail | New | Food Preparation | Natural Gas | Oven | E2 | System - kBTUs of Consumption | 145.9226 | 145.9226 | 145.9226 | 145.9226 | 145.9226 | 145.9226 | 145.9226 | 145.9226 | 145.9226 | 145.9226 | 145.9226 | 145.9226 | 145.9226 | 145.9226 | 145.9226 | 145.9226 | 145.9226 | 145.9226 | 145.9226 | 145.9226 | 145.9226 | 145.9226 | 145.9226 | 145.9226 | 145.9226 | 145.9226 | 145.9226
F3_Commercial_Retail_New_Food Preparation_Natural Gas_Oven_E3 | F3 | Commercial | Retail | New | Food Preparation | Natural Gas | Oven | E3 | System - kBTUs of Consumption | 0 | 0 | 0 | 0 | 0 | 0 | 0 | 0 | 0 | 0 | 0 | 0 | 0 | 0 | 0 | 0 | 0 | 0 | 0 | 0 | 0 | 0 | 0 | 0 | 0 | 0 | 0
F3_Commercial_Retail_New_Food Preparation_Natural Gas_Oven_E4 | F3 | Commercial | Retail | New | Food Preparation | Natural Gas | Oven | E4 | System - kBTUs of Consumption | 0 | 0 | 0 | 0 | 0 | 0 | 0 | 0 | 0 | 0 | 0 | 0 | 0 | 0 | 0 | 0 | 0 | 0 | 0 | 0 | 0 | 0 | 0 | 0 | 0 | 0 | 0
F3_Commercial_Retail_New_Food Preparation_Natural Gas_Oven_E5 | F3 | Commercial | Retail | New | Food Preparation | Natural Gas | Oven | E5 | System - kBTUs of Consumption | 0 | 0 | 0 | 0 | 0 | 0 | 0 | 0 | 0 | 0 | 0 | 0 | 0 | 0 | 0 | 0 | 0 | 0 | 0 | 0 | 0 | 0 | 0 | 0 | 0 | 0 | 0
F3_Commercial_Retail_New_Food Preparation_Natural Gas_Oven_E6 | F3 | Commercial | Retail | New | Food Preparation | Natural Gas | Oven | E6 | System - kBTUs of Consumption | 0 | 0 | 0 | 0 | 0 | 0 | 0 | 0 | 0 | 0 | 0 | 0 | 0 | 0 | 0 | 0 | 0 | 0 | 0 | 0 | 0 | 0 | 0 | 0 | 0 | 0 | 0
F3_Commercial_Retail_New_Food Preparation_Natural Gas_Oven_E7 | F3 | Commercial | Retail | New | Food Preparation | Natural Gas | Oven | E7 | System - kBTUs of Consumption | 0 | 0 | 0 | 0 | 0 | 0 | 0 | 0 | 0 | 0 | 0 | 0 | 0 | 0 | 0 | 0 | 0 | 0 | 0 | 0 | 0 | 0 | 0 | 0 | 0 | 0 | 0
F3_Commercial_Retail_New_Food Preparation_Natural Gas_Oven_E8 | F3 | Commercial | Retail | New | Food Preparation | Natural Gas | Oven | E8 | System - kBTUs of Consumption | 0 | 0 | 0 | 0 | 0 | 0 | 0 | 0 | 0 | 0 | 0 | 0 | 0 | 0 | 0 | 0 | 0 | 0 | 0 | 0 | 0 | 0 | 0 | 0 | 0 | 0 | 0
F3_Commercial_Retail_New_Food Preparation_Natural Gas_Oven_E9 | F3 | Commercial | Retail | New | Food Preparation | Natural Gas | Oven | E9 | System - kBTUs of Consumption | 0 | 0 | 0 | 0 | 0 | 0 | 0 | 0 | 0 | 0 | 0 | 0 | 0 | 0 | 0 | 0 | 0 | 0 | 0 | 0 | 0 | 0 | 0 | 0 | 0 | 0 | 0
F3_Commercial_Retail_New_Food Preparation_Natural Gas_Oven_E10 | F3 | Commercial | Retail | New | Food Preparation | Natural Gas | Oven | E10 | System - kBTUs of Consumption | 0 | 0 | 0 | 0 | 0 | 0 | 0 | 0 | 0 | 0 | 0 | 0 | 0 | 0 | 0 | 0 | 0 | 0 | 0 | 0 | 0 | 0 | 0 | 0 | 0 | 0 | 0
F4_Commercial_Retail_New_Food Preparation_Natural Gas_Oven_E1 | F4 | Commercial | Retail | New | Food Preparation | Natural Gas | Oven | E1 | Utility - Cost of Equipment | 2.1129 | 2.1129 | 2.1129 | 2.1129 | 2.1129 | 2.1129 | 2.1129 | 2.1129 | 2.1129 | 2.1129 | 2.1129 | 2.1129 | 2.1129 | 2.1129 | 2.1129 | 2.1129 | 2.1129 | 2.1129 | 2.1129 | 2.1129 | 2.1129 | 2.1129 | 2.1129 | 2.1129 | 2.1129 | 2.1129 | 2.1129
F4_Commercial_Retail_New_Food Preparation_Natural Gas_Oven_E2 | F4 | Commercial | Retail | New | Food Preparation | Natural Gas | Oven | E2 | Utility - Cost of Equipment | 2.2258 | 2.2258 | 2.2258 | 2.2258 | 2.2258 | 2.2258 | 2.2258 | 2.2258 | 2.2258 | 2.2258 | 2.2258 | 2.2258 | 2.2258 | 2.2258 | 2.2258 | 2.2258 | 2.2258 | 2.2258 | 2.2258 | 2.2258 | 2.2258 | 2.2258 | 2.2258 | 2.2258 | 2.2258 | 2.2258 | 2.2258
F4_Commercial_Retail_New_Food Preparation_Natural Gas_Oven_E3 | F4 | Commercial | Retail | New | Food Preparation | Natural Gas | Oven | E3 | Utility - Cost of Equipment | 0 | 0 | 0 | 0 | 0 | 0 | 0 | 0 | 0 | 0 | 0 | 0 | 0 | 0 | 0 | 0 | 0 | 0 | 0 | 0 | 0 | 0 | 0 | 0 | 0 | 0 | 0
F4_Commercial_Retail_New_Food Preparation_Natural Gas_Oven_E4 | F4 | Commercial | Retail | New | Food Preparation | Natural Gas | Oven | E4 | Utility - Cost of Equipment | 0 | 0 | 0 | 0 | 0 | 0 | 0 | 0 | 0 | 0 | 0 | 0 | 0 | 0 | 0 | 0 | 0 | 0 | 0 | 0 | 0 | 0 | 0 | 0 | 0 | 0 | 0
F4_Commercial_Retail_New_Food Preparation_Natural Gas_Oven_E5 | F4 | Commercial | Retail | New | Food Preparation | Natural Gas | Oven | E5 | Utility - Cost of Equipment | 0 | 0 | 0 | 0 | 0 | 0 | 0 | 0 | 0 | 0 | 0 | 0 | 0 | 0 | 0 | 0 | 0 | 0 | 0 | 0 | 0 | 0 | 0 | 0 | 0 | 0 | 0
F4_Commercial_Retail_New_Food Preparation_Natural Gas_Oven_E6 | F4 | Commercial | Retail | New | Food Preparation | Natural Gas | Oven | E6 | Utility - Cost of Equipment | 0 | 0 | 0 | 0 | 0 | 0 | 0 | 0 | 0 | 0 | 0 | 0 | 0 | 0 | 0 | 0 | 0 | 0 | 0 | 0 | 0 | 0 | 0 | 0 | 0 | 0 | 0
F4_Commercial_Retail_New_Food Preparation_Natural Gas_Oven_E7 | F4 | Commercial | Retail | New | Food Preparation | Natural Gas | Oven | E7 | Utility - Cost of Equipment | 0 | 0 | 0 | 0 | 0 | 0 | 0 | 0 | 0 | 0 | 0 | 0 | 0 | 0 | 0 | 0 | 0 | 0 | 0 | 0 | 0 | 0 | 0 | 0 | 0 | 0 | 0
F4_Commercial_Retail_New_Food Preparation_Natural Gas_Oven_E8 | F4 | Commercial | Retail | New | Food Preparation | Natural Gas | Oven | E8 | Utility - Cost of Equipment | 0 | 0 | 0 | 0 | 0 | 0 | 0 | 0 | 0 | 0 | 0 | 0 | 0 | 0 | 0 | 0 | 0 | 0 | 0 | 0 | 0 | 0 | 0 | 0 | 0 | 0 | 0
F4_Commercial_Retail_New_Food Preparation_Natural Gas_Oven_E9 | F4 | Commercial | Retail | New | Food Preparation | Natural Gas | Oven | E9 | Utility - Cost of Equipment | 0 | 0 | 0 | 0 | 0 | 0 | 0 | 0 | 0 | 0 | 0 | 0 | 0 | 0 | 0 | 0 | 0 | 0 | 0 | 0 | 0 | 0 | 0 | 0 | 0 | 0 | 0
F4_Commercial_Retail_New_Food Preparation_Natural Gas_Oven_E10 | F4 | Commercial | Retail | New | Food Preparation | Natural Gas | Oven | E10 | Utility - Cost of Equipment | 0 | 0 | 0 | 0 | 0 | 0 | 0 | 0 | 0 | 0 | 0 | 0 | 0 | 0 | 0 | 0 | 0 | 0 | 0 | 0 | 0 | 0 | 0 | 0 | 0 | 0 | 0
F5_Commercial_Retail_New_Food Preparation_Natural Gas_Oven_E1 | F5 | Commercial | Retail | New | Food Preparation | Natural Gas | Oven | E1 | Utility - Cost of Operation | 2.3065 | 2.2821 | 2.2587 | 2.2364 | 2.2422 | 2.2664 | 2.3023 | 2.3449 | 2.3888 | 2.4285 | 2.4609 | 2.4812 | 2.488 | 2.4791 | 2.4578 | 2.4266 | 2.3873 | 2.3403 | 2.2842 | 2.2175 | 2.1392 | 2.049 | 1.9691 | 1.9177 | 1.8962 | 1.9055 | 1.9148
F5_Commercial_Retail_New_Food Preparation_Natural Gas_Oven_E2 | F5 | Commercial | Retail | New | Food Preparation | Natural Gas | Oven | E2 | Utility - Cost of Operation | 2.004 | 1.9828 | 1.9625 | 1.9431 | 1.9482 | 1.9691 | 2.0004 | 2.0374 | 2.0755 | 2.11 | 2.1381 | 2.1558 | 2.1617 | 2.154 | 2.1355 | 2.1083 | 2.0742 | 2.0334 | 1.9846 | 1.9267 | 1.8587 | 1.7803 | 1.7109 | 1.6662 | 1.6475 | 1.6556 | 1.6637
F5_Commercial_Retail_New_Food Preparation_Natural Gas_Oven_E3 | F5 | Commercial | Retail | New | Food Preparation | Natural Gas | Oven | E3 | Utility - Cost of Operation | 0 | 0 | 0 | 0 | 0 | 0 | 0 | 0 | 0 | 0 | 0 | 0 | 0 | 0 | 0 | 0 | 0 | 0 | 0 | 0 | 0 | 0 | 0 | 0 | 0 | 0 | 0
F5_Commercial_Retail_New_Food Preparation_Natural Gas_Oven_E4 | F5 | Commercial | Retail | New | Food Preparation | Natural Gas | Oven | E4 | Utility - Cost of Operation | 0 | 0 | 0 | 0 | 0 | 0 | 0 | 0 | 0 | 0 | 0 | 0 | 0 | 0 | 0 | 0 | 0 | 0 | 0 | 0 | 0 | 0 | 0 | 0 | 0 | 0 | 0
F5_Commercial_Retail_New_Food Preparation_Natural Gas_Oven_E5 | F5 | Commercial | Retail | New | Food Preparation | Natural Gas | Oven | E5 | Utility - Cost of Operation | 0 | 0 | 0 | 0 | 0 | 0 | 0 | 0 | 0 | 0 | 0 | 0 | 0 | 0 | 0 | 0 | 0 | 0 | 0 | 0 | 0 | 0 | 0 | 0 | 0 | 0 | 0
F5_Commercial_Retail_New_Food Preparation_Natural Gas_Oven_E6 | F5 | Commercial | Retail | New | Food Preparation | Natural Gas | Oven | E6 | Utility - Cost of Operation | 0 | 0 | 0 | 0 | 0 | 0 | 0 | 0 | 0 | 0 | 0 | 0 | 0 | 0 | 0 | 0 | 0 | 0 | 0 | 0 | 0 | 0 | 0 | 0 | 0 | 0 | 0
F5_Commercial_Retail_New_Food Preparation_Natural Gas_Oven_E7 | F5 | Commercial | Retail | New | Food Preparation | Natural Gas | Oven | E7 | Utility - Cost of Operation | 0 | 0 | 0 | 0 | 0 | 0 | 0 | 0 | 0 | 0 | 0 | 0 | 0 | 0 | 0 | 0 | 0 | 0 | 0 | 0 | 0 | 0 | 0 | 0 | 0 | 0 | 0
F5_Commercial_Retail_New_Food Preparation_Natural Gas_Oven_E8 | F5 | Commercial | Retail | New | Food Preparation | Natural Gas | Oven | E8 | Utility - Cost of Operation | 0 | 0 | 0 | 0 | 0 | 0 | 0 | 0 | 0 | 0 | 0 | 0 | 0 | 0 | 0 | 0 | 0 | 0 | 0 | 0 | 0 | 0 | 0 | 0 | 0 | 0 | 0
F5_Commercial_Retail_New_Food Preparation_Natural Gas_Oven_E9 | F5 | Commercial | Retail | New | Food Preparation | Natural Gas | Oven | E9 | Utility - Cost of Operation | 0 | 0 | 0 | 0 | 0 | 0 | 0 | 0 | 0 | 0 | 0 | 0 | 0 | 0 | 0 | 0 | 0 | 0 | 0 | 0 | 0 | 0 | 0 | 0 | 0 | 0 | 0
F5_Commercial_Retail_New_Food Preparation_Natural Gas_Oven_E10 | F5 | Commercial | Retail | New | Food Preparation | Natural Gas | Oven | E10 | Utility - Cost of Operation | 0 | 0 | 0 | 0 | 0 | 0 | 0 | 0 | 0 | 0 | 0 | 0 | 0 | 0 | 0 | 0 | 0 | 0 | 0 | 0 | 0 | 0 | 0 | 0 | 0 | 0 | 0
F6_Commercial_Retail_New_Food Preparation_Natural Gas_Oven_E1 | F6 | Commercial | Retail | New | Food Preparation | Natural Gas | Oven | E1 | Utility - Value of Sales | 0 | 0 | 0 | 0 | 0 | 0 | 0 | 0 | 0 | 0 | 0 | 0 | 0 | 0 | 0 | 0 | 0 | 0 | 0 | 0 | 0 | 0 | 0 | 0 | 0 | 0 | 0
F6_Commercial_Retail_New_Food Preparation_Natural Gas_Oven_E2 | F6 | Commercial | Retail | New | Food Preparation | Natural Gas | Oven | E2 | Utility - Value of Sales | 0 | 0 | 0 | 0 | 0 | 0 | 0 | 0 | 0 | 0 | 0 | 0 | 0 | 0 | 0 | 0 | 0 | 0 | 0 | 0 | 0 | 0 | 0 | 0 | 0 | 0 | 0
F6_Commercial_Retail_New_Food Preparation_Natural Gas_Oven_E3 | F6 | Commercial | Retail | New | Food Preparation | Natural Gas | Oven | E3 | Utility - Value of Sales | 0 | 0 | 0 | 0 | 0 | 0 | 0 | 0 | 0 | 0 | 0 | 0 | 0 | 0 | 0 | 0 | 0 | 0 | 0 | 0 | 0 | 0 | 0 | 0 | 0 | 0 | 0
F6_Commercial_Retail_New_Food Preparation_Natural Gas_Oven_E4 | F6 | Commercial | Retail | New | Food Preparation | Natural Gas | Oven | E4 | Utility - Value of Sales | 0 | 0 | 0 | 0 | 0 | 0 | 0 | 0 | 0 | 0 | 0 | 0 | 0 | 0 | 0 | 0 | 0 | 0 | 0 | 0 | 0 | 0 | 0 | 0 | 0 | 0 | 0
F6_Commercial_Retail_New_Food Preparation_Natural Gas_Oven_E5 | F6 | Commercial | Retail | New | Food Preparation | Natural Gas | Oven | E5 | Utility - Value of Sales | 0 | 0 | 0 | 0 | 0 | 0 | 0 | 0 | 0 | 0 | 0 | 0 | 0 | 0 | 0 | 0 | 0 | 0 | 0 | 0 | 0 | 0 | 0 | 0 | 0 | 0 | 0
F6_Commercial_Retail_New_Food Preparation_Natural Gas_Oven_E6 | F6 | Commercial | Retail | New | Food Preparation | Natural Gas | Oven | E6 | Utility - Value of Sales | 0 | 0 | 0 | 0 | 0 | 0 | 0 | 0 | 0 | 0 | 0 | 0 | 0 | 0 | 0 | 0 | 0 | 0 | 0 | 0 | 0 | 0 | 0 | 0 | 0 | 0 | 0
F6_Commercial_Retail_New_Food Preparation_Natural Gas_Oven_E7 | F6 | Commercial | Retail | New | Food Preparation | Natural Gas | Oven | E7 | Utility - Value of Sales | 0 | 0 | 0 | 0 | 0 | 0 | 0 | 0 | 0 | 0 | 0 | 0 | 0 | 0 | 0 | 0 | 0 | 0 | 0 | 0 | 0 | 0 | 0 | 0 | 0 | 0 | 0
F6_Commercial_Retail_New_Food Preparation_Natural Gas_Oven_E8 | F6 | Commercial | Retail | New | Food Preparation | Natural Gas | Oven | E8 | Utility - Value of Sales | 0 | 0 | 0 | 0 | 0 | 0 | 0 | 0 | 0 | 0 | 0 | 0 | 0 | 0 | 0 | 0 | 0 | 0 | 0 | 0 | 0 | 0 | 0 | 0 | 0 | 0 | 0
F6_Commercial_Retail_New_Food Preparation_Natural Gas_Oven_E9 | F6 | Commercial | Retail | New | Food Preparation | Natural Gas | Oven | E9 | Utility - Value of Sales | 0 | 0 | 0 | 0 | 0 | 0 | 0 | 0 | 0 | 0 | 0 | 0 | 0 | 0 | 0 | 0 | 0 | 0 | 0 | 0 | 0 | 0 | 0 | 0 | 0 | 0 | 0
F6_Commercial_Retail_New_Food Preparation_Natural Gas_Oven_E10 | F6 | Commercial | Retail | New | Food Preparation | Natural Gas | Oven | E10 | Utility - Value of Sales | 0 | 0 | 0 | 0 | 0 | 0 | 0 | 0 | 0 | 0 | 0 | 0 | 0 | 0 | 0 | 0 | 0 | 0 | 0 | 0 | 0 | 0 | 0 | 0 | 0 | 0 | 0
F1_Commercial_Retail_New_Food Preparation_Natural Gas_Conveyor Oven_E1 | F1 | Commercial | Retail | New | Food Preparation | Natural Gas | Conveyor Oven | E1 | RVT - Cost of Equipment | 1.1974 | 1.1974 | 1.1974 | 1.1974 | 1.1974 | 1.1974 | 1.1974 | 1.1974 | 1.1974 | 1.1974 | 1.1974 | 1.1974 | 1.1974 | 1.1974 | 1.1974 | 1.1974 | 1.1974 | 1.1974 | 1.1974 | 1.1974 | 1.1974 | 1.1974 | 1.1974 | 1.1974 | 1.1974 | 1.1974 | 1.1974
F1_Commercial_Retail_New_Food Preparation_Natural Gas_Conveyor Oven_E2 | F1 | Commercial | Retail | New | Food Preparation | Natural Gas | Conveyor Oven | E2 | RVT - Cost of Equipment | 1.4598 | 1.4598 | 1.4598 | 1.4598 | 1.4598 | 1.4598 | 1.4598 | 1.4598 | 1.4598 | 1.4598 | 1.4598 | 1.4598 | 1.4598 | 1.4598 | 1.4598 | 1.4598 | 1.4598 | 1.4598 | 1.4598 | 1.4598 | 1.4598 | 1.4598 | 1.4598 | 1.4598 | 1.4598 | 1.4598 | 1.4598
F1_Commercial_Retail_New_Food Preparation_Natural Gas_Conveyor Oven_E3 | F1 | Commercial | Retail | New | Food Preparation | Natural Gas | Conveyor Oven | E3 | RVT - Cost of Equipment | 0 | 0 | 0 | 0 | 0 | 0 | 0 | 0 | 0 | 0 | 0 | 0 | 0 | 0 | 0 | 0 | 0 | 0 | 0 | 0 | 0 | 0 | 0 | 0 | 0 | 0 | 0
F1_Commercial_Retail_New_Food Preparation_Natural Gas_Conveyor Oven_E4 | F1 | Commercial | Retail | New | Food Preparation | Natural Gas | Conveyor Oven | E4 | RVT - Cost of Equipment | 0 | 0 | 0 | 0 | 0 | 0 | 0 | 0 | 0 | 0 | 0 | 0 | 0 | 0 | 0 | 0 | 0 | 0 | 0 | 0 | 0 | 0 | 0 | 0 | 0 | 0 | 0
F1_Commercial_Retail_New_Food Preparation_Natural Gas_Conveyor Oven_E5 | F1 | Commercial | Retail | New | Food Preparation | Natural Gas | Conveyor Oven | E5 | RVT - Cost of Equipment | 0 | 0 | 0 | 0 | 0 | 0 | 0 | 0 | 0 | 0 | 0 | 0 | 0 | 0 | 0 | 0 | 0 | 0 | 0 | 0 | 0 | 0 | 0 | 0 | 0 | 0 | 0
F1_Commercial_Retail_New_Food Preparation_Natural Gas_Conveyor Oven_E6 | F1 | Commercial | Retail | New | Food Preparation | Natural Gas | Conveyor Oven | E6 | RVT - Cost of Equipment | 0 | 0 | 0 | 0 | 0 | 0 | 0 | 0 | 0 | 0 | 0 | 0 | 0 | 0 | 0 | 0 | 0 | 0 | 0 | 0 | 0 | 0 | 0 | 0 | 0 | 0 | 0
F1_Commercial_Retail_New_Food Preparation_Natural Gas_Conveyor Oven_E7 | F1 | Commercial | Retail | New | Food Preparation | Natural Gas | Conveyor Oven | E7 | RVT - Cost of Equipment | 0 | 0 | 0 | 0 | 0 | 0 | 0 | 0 | 0 | 0 | 0 | 0 | 0 | 0 | 0 | 0 | 0 | 0 | 0 | 0 | 0 | 0 | 0 | 0 | 0 | 0 | 0
F1_Commercial_Retail_New_Food Preparation_Natural Gas_Conveyor Oven_E8 | F1 | Commercial | Retail | New | Food Preparation | Natural Gas | Conveyor Oven | E8 | RVT - Cost of Equipment | 0 | 0 | 0 | 0 | 0 | 0 | 0 | 0 | 0 | 0 | 0 | 0 | 0 | 0 | 0 | 0 | 0 | 0 | 0 | 0 | 0 | 0 | 0 | 0 | 0 | 0 | 0
F1_Commercial_Retail_New_Food Preparation_Natural Gas_Conveyor Oven_E9 | F1 | Commercial | Retail | New | Food Preparation | Natural Gas | Conveyor Oven | E9 | RVT - Cost of Equipment | 0 | 0 | 0 | 0 | 0 | 0 | 0 | 0 | 0 | 0 | 0 | 0 | 0 | 0 | 0 | 0 | 0 | 0 | 0 | 0 | 0 | 0 | 0 | 0 | 0 | 0 | 0
F1_Commercial_Retail_New_Food Preparation_Natural Gas_Conveyor Oven_E10 | F1 | Commercial | Retail | New | Food Preparation | Natural Gas | Conveyor Oven | E10 | RVT - Cost of Equipment | 0 | 0 | 0 | 0 | 0 | 0 | 0 | 0 | 0 | 0 | 0 | 0 | 0 | 0 | 0 | 0 | 0 | 0 | 0 | 0 | 0 | 0 | 0 | 0 | 0 | 0 | 0
F2_Commercial_Retail_New_Food Preparation_Natural Gas_Conveyor Oven_E1 | F2 | Commercial | Retail | New | Food Preparation | Natural Gas | Conveyor Oven | E1 | RVT - Cost of Operation | 0 | 0 | 0 | 0 | 0 | 0 | 0 | 0 | 0 | 0 | 0 | 0 | 0 | 0 | 0 | 0 | 0 | 0 | 0 | 0 | 0 | 0 | 0 | 0 | 0 | 0 | 0
F2_Commercial_Retail_New_Food Preparation_Natural Gas_Conveyor Oven_E2 | F2 | Commercial | Retail | New | Food Preparation | Natural Gas | Conveyor Oven | E2 | RVT - Cost of Operation | 0 | 0 | 0 | 0 | 0 | 0 | 0 | 0 | 0 | 0 | 0 | 0 | 0 | 0 | 0 | 0 | 0 | 0 | 0 | 0 | 0 | 0 | 0 | 0 | 0 | 0 | 0
F2_Commercial_Retail_New_Food Preparation_Natural Gas_Conveyor Oven_E3 | F2 | Commercial | Retail | New | Food Preparation | Natural Gas | Conveyor Oven | E3 | RVT - Cost of Operation | 0 | 0 | 0 | 0 | 0 | 0 | 0 | 0 | 0 | 0 | 0 | 0 | 0 | 0 | 0 | 0 | 0 | 0 | 0 | 0 | 0 | 0 | 0 | 0 | 0 | 0 | 0
F2_Commercial_Retail_New_Food Preparation_Natural Gas_Conveyor Oven_E4 | F2 | Commercial | Retail | New | Food Preparation | Natural Gas | Conveyor Oven | E4 | RVT - Cost of Operation | 0 | 0 | 0 | 0 | 0 | 0 | 0 | 0 | 0 | 0 | 0 | 0 | 0 | 0 | 0 | 0 | 0 | 0 | 0 | 0 | 0 | 0 | 0 | 0 | 0 | 0 | 0
F2_Commercial_Retail_New_Food Preparation_Natural Gas_Conveyor Oven_E5 | F2 | Commercial | Retail | New | Food Preparation | Natural Gas | Conveyor Oven | E5 | RVT - Cost of Operation | 0 | 0 | 0 | 0 | 0 | 0 | 0 | 0 | 0 | 0 | 0 | 0 | 0 | 0 | 0 | 0 | 0 | 0 | 0 | 0 | 0 | 0 | 0 | 0 | 0 | 0 | 0
F2_Commercial_Retail_New_Food Preparation_Natural Gas_Conveyor Oven_E6 | F2 | Commercial | Retail | New | Food Preparation | Natural Gas | Conveyor Oven | E6 | RVT - Cost of Operation | 0 | 0 | 0 | 0 | 0 | 0 | 0 | 0 | 0 | 0 | 0 | 0 | 0 | 0 | 0 | 0 | 0 | 0 | 0 | 0 | 0 | 0 | 0 | 0 | 0 | 0 | 0
F2_Commercial_Retail_New_Food Preparation_Natural Gas_Conveyor Oven_E7 | F2 | Commercial | Retail | New | Food Preparation | Natural Gas | Conveyor Oven | E7 | RVT - Cost of Operation | 0 | 0 | 0 | 0 | 0 | 0 | 0 | 0 | 0 | 0 | 0 | 0 | 0 | 0 | 0 | 0 | 0 | 0 | 0 | 0 | 0 | 0 | 0 | 0 | 0 | 0 | 0
F2_Commercial_Retail_New_Food Preparation_Natural Gas_Conveyor Oven_E8 | F2 | Commercial | Retail | New | Food Preparation | Natural Gas | Conveyor Oven | E8 | RVT - Cost of Operation | 0 | 0 | 0 | 0 | 0 | 0 | 0 | 0 | 0 | 0 | 0 | 0 | 0 | 0 | 0 | 0 | 0 | 0 | 0 | 0 | 0 | 0 | 0 | 0 | 0 | 0 | 0
F2_Commercial_Retail_New_Food Preparation_Natural Gas_Conveyor Oven_E9 | F2 | Commercial | Retail | New | Food Preparation | Natural Gas | Conveyor Oven | E9 | RVT - Cost of Operation | 0 | 0 | 0 | 0 | 0 | 0 | 0 | 0 | 0 | 0 | 0 | 0 | 0 | 0 | 0 | 0 | 0 | 0 | 0 | 0 | 0 | 0 | 0 | 0 | 0 | 0 | 0
F2_Commercial_Retail_New_Food Preparation_Natural Gas_Conveyor Oven_E10 | F2 | Commercial | Retail | New | Food Preparation | Natural Gas | Conveyor Oven | E10 | RVT - Cost of Operation | 0 | 0 | 0 | 0 | 0 | 0 | 0 | 0 | 0 | 0 | 0 | 0 | 0 | 0 | 0 | 0 | 0 | 0 | 0 | 0 | 0 | 0 | 0 | 0 | 0 | 0 | 0
F3_Commercial_Retail_New_Food Preparation_Natural Gas_Conveyor Oven_E1 | F3 | Commercial | Retail | New | Food Preparation | Natural Gas | Conveyor Oven | E1 | System - kBTUs of Consumption | 306.7487 | 306.7487 | 306.7487 | 306.7487 | 306.7487 | 306.7487 | 306.7487 | 306.7487 | 306.7487 | 306.7487 | 306.7487 | 306.7487 | 306.7487 | 306.7487 | 306.7487 | 306.7487 | 306.7487 | 306.7487 | 306.7487 | 306.7487 | 306.7487 | 306.7487 | 306.7487 | 306.7487 | 306.7487 | 306.7487 | 306.7487
F3_Commercial_Retail_New_Food Preparation_Natural Gas_Conveyor Oven_E2 | F3 | Commercial | Retail | New | Food Preparation | Natural Gas | Conveyor Oven | E2 | System - kBTUs of Consumption | 233.1766 | 233.1766 | 233.1766 | 233.1766 | 233.1766 | 233.1766 | 233.1766 | 233.1766 | 233.1766 | 233.1766 | 233.1766 | 233.1766 | 233.1766 | 233.1766 | 233.1766 | 233.1766 | 233.1766 | 233.1766 | 233.1766 | 233.1766 | 233.1766 | 233.1766 | 233.1766 | 233.1766 | 233.1766 | 233.1766 | 233.1766
F3_Commercial_Retail_New_Food Preparation_Natural Gas_Conveyor Oven_E3 | F3 | Commercial | Retail | New | Food Preparation | Natural Gas | Conveyor Oven | E3 | System - kBTUs of Consumption | 0 | 0 | 0 | 0 | 0 | 0 | 0 | 0 | 0 | 0 | 0 | 0 | 0 | 0 | 0 | 0 | 0 | 0 | 0 | 0 | 0 | 0 | 0 | 0 | 0 | 0 | 0
F3_Commercial_Retail_New_Food Preparation_Natural Gas_Conveyor Oven_E4 | F3 | Commercial | Retail | New | Food Preparation | Natural Gas | Conveyor Oven | E4 | System - kBTUs of Consumption | 0 | 0 | 0 | 0 | 0 | 0 | 0 | 0 | 0 | 0 | 0 | 0 | 0 | 0 | 0 | 0 | 0 | 0 | 0 | 0 | 0 | 0 | 0 | 0 | 0 | 0 | 0
F3_Commercial_Retail_New_Food Preparation_Natural Gas_Conveyor Oven_E5 | F3 | Commercial | Retail | New | Food Preparation | Natural Gas | Conveyor Oven | E5 | System - kBTUs of Consumption | 0 | 0 | 0 | 0 | 0 | 0 | 0 | 0 | 0 | 0 | 0 | 0 | 0 | 0 | 0 | 0 | 0 | 0 | 0 | 0 | 0 | 0 | 0 | 0 | 0 | 0 | 0
F3_Commercial_Retail_New_Food Preparation_Natural Gas_Conveyor Oven_E6 | F3 | Commercial | Retail | New | Food Preparation | Natural Gas | Conveyor Oven | E6 | System - kBTUs of Consumption | 0 | 0 | 0 | 0 | 0 | 0 | 0 | 0 | 0 | 0 | 0 | 0 | 0 | 0 | 0 | 0 | 0 | 0 | 0 | 0 | 0 | 0 | 0 | 0 | 0 | 0 | 0
F3_Commercial_Retail_New_Food Preparation_Natural Gas_Conveyor Oven_E7 | F3 | Commercial | Retail | New | Food Preparation | Natural Gas | Conveyor Oven | E7 | System - kBTUs of Consumption | 0 | 0 | 0 | 0 | 0 | 0 | 0 | 0 | 0 | 0 | 0 | 0 | 0 | 0 | 0 | 0 | 0 | 0 | 0 | 0 | 0 | 0 | 0 | 0 | 0 | 0 | 0
F3_Commercial_Retail_New_Food Preparation_Natural Gas_Conveyor Oven_E8 | F3 | Commercial | Retail | New | Food Preparation | Natural Gas | Conveyor Oven | E8 | System - kBTUs of Consumption | 0 | 0 | 0 | 0 | 0 | 0 | 0 | 0 | 0 | 0 | 0 | 0 | 0 | 0 | 0 | 0 | 0 | 0 | 0 | 0 | 0 | 0 | 0 | 0 | 0 | 0 | 0
F3_Commercial_Retail_New_Food Preparation_Natural Gas_Conveyor Oven_E9 | F3 | Commercial | Retail | New | Food Preparation | Natural Gas | Conveyor Oven | E9 | System - kBTUs of Consumption | 0 | 0 | 0 | 0 | 0 | 0 | 0 | 0 | 0 | 0 | 0 | 0 | 0 | 0 | 0 | 0 | 0 | 0 | 0 | 0 | 0 | 0 | 0 | 0 | 0 | 0 | 0
F3_Commercial_Retail_New_Food Preparation_Natural Gas_Conveyor Oven_E10 | F3 | Commercial | Retail | New | Food Preparation | Natural Gas | Conveyor Oven | E10 | System - kBTUs of Consumption | 0 | 0 | 0 | 0 | 0 | 0 | 0 | 0 | 0 | 0 | 0 | 0 | 0 | 0 | 0 | 0 | 0 | 0 | 0 | 0 | 0 | 0 | 0 | 0 | 0 | 0 | 0
F4_Commercial_Retail_New_Food Preparation_Natural Gas_Conveyor Oven_E1 | F4 | Commercial | Retail | New | Food Preparation | Natural Gas | Conveyor Oven | E1 | Utility - Cost of Equipment | 1.1974 | 1.1974 | 1.1974 | 1.1974 | 1.1974 | 1.1974 | 1.1974 | 1.1974 | 1.1974 | 1.1974 | 1.1974 | 1.1974 | 1.1974 | 1.1974 | 1.1974 | 1.1974 | 1.1974 | 1.1974 | 1.1974 | 1.1974 | 1.1974 | 1.1974 | 1.1974 | 1.1974 | 1.1974 | 1.1974 | 1.1974
F4_Commercial_Retail_New_Food Preparation_Natural Gas_Conveyor Oven_E2 | F4 | Commercial | Retail | New | Food Preparation | Natural Gas | Conveyor Oven | E2 | Utility - Cost of Equipment | 1.4598 | 1.4598 | 1.4598 | 1.4598 | 1.4598 | 1.4598 | 1.4598 | 1.4598 | 1.4598 | 1.4598 | 1.4598 | 1.4598 | 1.4598 | 1.4598 | 1.4598 | 1.4598 | 1.4598 | 1.4598 | 1.4598 | 1.4598 | 1.4598 | 1.4598 | 1.4598 | 1.4598 | 1.4598 | 1.4598 | 1.4598
F4_Commercial_Retail_New_Food Preparation_Natural Gas_Conveyor Oven_E3 | F4 | Commercial | Retail | New | Food Preparation | Natural Gas | Conveyor Oven | E3 | Utility - Cost of Equipment | 0 | 0 | 0 | 0 | 0 | 0 | 0 | 0 | 0 | 0 | 0 | 0 | 0 | 0 | 0 | 0 | 0 | 0 | 0 | 0 | 0 | 0 | 0 | 0 | 0 | 0 | 0
F4_Commercial_Retail_New_Food Preparation_Natural Gas_Conveyor Oven_E4 | F4 | Commercial | Retail | New | Food Preparation | Natural Gas | Conveyor Oven | E4 | Utility - Cost of Equipment | 0 | 0 | 0 | 0 | 0 | 0 | 0 | 0 | 0 | 0 | 0 | 0 | 0 | 0 | 0 | 0 | 0 | 0 | 0 | 0 | 0 | 0 | 0 | 0 | 0 | 0 | 0
F4_Commercial_Retail_New_Food Preparation_Natural Gas_Conveyor Oven_E5 | F4 | Commercial | Retail | New | Food Preparation | Natural Gas | Conveyor Oven | E5 | Utility - Cost of Equipment | 0 | 0 | 0 | 0 | 0 | 0 | 0 | 0 | 0 | 0 | 0 | 0 | 0 | 0 | 0 | 0 | 0 | 0 | 0 | 0 | 0 | 0 | 0 | 0 | 0 | 0 | 0
F4_Commercial_Retail_New_Food Preparation_Natural Gas_Conveyor Oven_E6 | F4 | Commercial | Retail | New | Food Preparation | Natural Gas | Conveyor Oven | E6 | Utility - Cost of Equipment | 0 | 0 | 0 | 0 | 0 | 0 | 0 | 0 | 0 | 0 | 0 | 0 | 0 | 0 | 0 | 0 | 0 | 0 | 0 | 0 | 0 | 0 | 0 | 0 | 0 | 0 | 0
F4_Commercial_Retail_New_Food Preparation_Natural Gas_Conveyor Oven_E7 | F4 | Commercial | Retail | New | Food Preparation | Natural Gas | Conveyor Oven | E7 | Utility - Cost of Equipment | 0 | 0 | 0 | 0 | 0 | 0 | 0 | 0 | 0 | 0 | 0 | 0 | 0 | 0 | 0 | 0 | 0 | 0 | 0 | 0 | 0 | 0 | 0 | 0 | 0 | 0 | 0
F4_Commercial_Retail_New_Food Preparation_Natural Gas_Conveyor Oven_E8 | F4 | Commercial | Retail | New | Food Preparation | Natural Gas | Conveyor Oven | E8 | Utility - Cost of Equipment | 0 | 0 | 0 | 0 | 0 | 0 | 0 | 0 | 0 | 0 | 0 | 0 | 0 | 0 | 0 | 0 | 0 | 0 | 0 | 0 | 0 | 0 | 0 | 0 | 0 | 0 | 0
F4_Commercial_Retail_New_Food Preparation_Natural Gas_Conveyor Oven_E9 | F4 | Commercial | Retail | New | Food Preparation | Natural Gas | Conveyor Oven | E9 | Utility - Cost of Equipment | 0 | 0 | 0 | 0 | 0 | 0 | 0 | 0 | 0 | 0 | 0 | 0 | 0 | 0 | 0 | 0 | 0 | 0 | 0 | 0 | 0 | 0 | 0 | 0 | 0 | 0 | 0
F4_Commercial_Retail_New_Food Preparation_Natural Gas_Conveyor Oven_E10 | F4 | Commercial | Retail | New | Food Preparation | Natural Gas | Conveyor Oven | E10 | Utility - Cost of Equipment | 0 | 0 | 0 | 0 | 0 | 0 | 0 | 0 | 0 | 0 | 0 | 0 | 0 | 0 | 0 | 0 | 0 | 0 | 0 | 0 | 0 | 0 | 0 | 0 | 0 | 0 | 0
F5_Commercial_Retail_New_Food Preparation_Natural Gas_Conveyor Oven_E1 | F5 | Commercial | Retail | New | Food Preparation | Natural Gas | Conveyor Oven | E1 | Utility - Cost of Operation | 4.2621 | 4.2427 | 4.2251 | 4.2078 | 4.2273 | 4.265 | 4.3063 | 4.341 | 4.3639 | 4.374 | 4.3748 | 4.3684 | 4.3553 | 4.3316 | 4.2985 | 4.2554 | 4.2004 | 4.1339 | 4.0539 | 3.9581 | 3.8453 | 3.7148 | 3.5995 | 3.5266 | 3.498 | 3.5151 | 3.5323
F5_Commercial_Retail_New_Food Preparation_Natural Gas_Conveyor Oven_E2 | F5 | Commercial | Retail | New | Food Preparation | Natural Gas | Conveyor Oven | E2 | Utility - Cost of Operation | 3.2399 | 3.2251 | 3.2117 | 3.1985 | 3.2134 | 3.242 | 3.2734 | 3.2999 | 3.3172 | 3.3249 | 3.3255 | 3.3207 | 3.3107 | 3.2927 | 3.2676 | 3.2348 | 3.1929 | 3.1424 | 3.0816 | 3.0088 | 2.923 | 2.8238 | 2.7362 | 2.6808 | 2.659 | 2.672 | 2.6851
F5_Commercial_Retail_New_Food Preparation_Natural Gas_Conveyor Oven_E3 | F5 | Commercial | Retail | New | Food Preparation | Natural Gas | Conveyor Oven | E3 | Utility - Cost of Operation | 0 | 0 | 0 | 0 | 0 | 0 | 0 | 0 | 0 | 0 | 0 | 0 | 0 | 0 | 0 | 0 | 0 | 0 | 0 | 0 | 0 | 0 | 0 | 0 | 0 | 0 | 0
F5_Commercial_Retail_New_Food Preparation_Natural Gas_Conveyor Oven_E4 | F5 | Commercial | Retail | New | Food Preparation | Natural Gas | Conveyor Oven | E4 | Utility - Cost of Operation | 0 | 0 | 0 | 0 | 0 | 0 | 0 | 0 | 0 | 0 | 0 | 0 | 0 | 0 | 0 | 0 | 0 | 0 | 0 | 0 | 0 | 0 | 0 | 0 | 0 | 0 | 0
F5_Commercial_Retail_New_Food Preparation_Natural Gas_Conveyor Oven_E5 | F5 | Commercial | Retail | New | Food Preparation | Natural Gas | Conveyor Oven | E5 | Utility - Cost of Operation | 0 | 0 | 0 | 0 | 0 | 0 | 0 | 0 | 0 | 0 | 0 | 0 | 0 | 0 | 0 | 0 | 0 | 0 | 0 | 0 | 0 | 0 | 0 | 0 | 0 | 0 | 0
F5_Commercial_Retail_New_Food Preparation_Natural Gas_Conveyor Oven_E6 | F5 | Commercial | Retail | New | Food Preparation | Natural Gas | Conveyor Oven | E6 | Utility - Cost of Operation | 0 | 0 | 0 | 0 | 0 | 0 | 0 | 0 | 0 | 0 | 0 | 0 | 0 | 0 | 0 | 0 | 0 | 0 | 0 | 0 | 0 | 0 | 0 | 0 | 0 | 0 | 0
F5_Commercial_Retail_New_Food Preparation_Natural Gas_Conveyor Oven_E7 | F5 | Commercial | Retail | New | Food Preparation | Natural Gas | Conveyor Oven | E7 | Utility - Cost of Operation | 0 | 0 | 0 | 0 | 0 | 0 | 0 | 0 | 0 | 0 | 0 | 0 | 0 | 0 | 0 | 0 | 0 | 0 | 0 | 0 | 0 | 0 | 0 | 0 | 0 | 0 | 0
F5_Commercial_Retail_New_Food Preparation_Natural Gas_Conveyor Oven_E8 | F5 | Commercial | Retail | New | Food Preparation | Natural Gas | Conveyor Oven | E8 | Utility - Cost of Operation | 0 | 0 | 0 | 0 | 0 | 0 | 0 | 0 | 0 | 0 | 0 | 0 | 0 | 0 | 0 | 0 | 0 | 0 | 0 | 0 | 0 | 0 | 0 | 0 | 0 | 0 | 0
F5_Commercial_Retail_New_Food Preparation_Natural Gas_Conveyor Oven_E9 | F5 | Commercial | Retail | New | Food Preparation | Natural Gas | Conveyor Oven | E9 | Utility - Cost of Operation | 0 | 0 | 0 | 0 | 0 | 0 | 0 | 0 | 0 | 0 | 0 | 0 | 0 | 0 | 0 | 0 | 0 | 0 | 0 | 0 | 0 | 0 | 0 | 0 | 0 | 0 | 0
F5_Commercial_Retail_New_Food Preparation_Natural Gas_Conveyor Oven_E10 | F5 | Commercial | Retail | New | Food Preparation | Natural Gas | Conveyor Oven | E10 | Utility - Cost of Operation | 0 | 0 | 0 | 0 | 0 | 0 | 0 | 0 | 0 | 0 | 0 | 0 | 0 | 0 | 0 | 0 | 0 | 0 | 0 | 0 | 0 | 0 | 0 | 0 | 0 | 0 | 0
F6_Commercial_Retail_New_Food Preparation_Natural Gas_Conveyor Oven_E1 | F6 | Commercial | Retail | New | Food Preparation | Natural Gas | Conveyor Oven | E1 | Utility - Value of Sales | 0 | 0 | 0 | 0 | 0 | 0 | 0 | 0 | 0 | 0 | 0 | 0 | 0 | 0 | 0 | 0 | 0 | 0 | 0 | 0 | 0 | 0 | 0 | 0 | 0 | 0 | 0
F6_Commercial_Retail_New_Food Preparation_Natural Gas_Conveyor Oven_E2 | F6 | Commercial | Retail | New | Food Preparation | Natural Gas | Conveyor Oven | E2 | Utility - Value of Sales | 0 | 0 | 0 | 0 | 0 | 0 | 0 | 0 | 0 | 0 | 0 | 0 | 0 | 0 | 0 | 0 | 0 | 0 | 0 | 0 | 0 | 0 | 0 | 0 | 0 | 0 | 0
F6_Commercial_Retail_New_Food Preparation_Natural Gas_Conveyor Oven_E3 | F6 | Commercial | Retail | New | Food Preparation | Natural Gas | Conveyor Oven | E3 | Utility - Value of Sales | 0 | 0 | 0 | 0 | 0 | 0 | 0 | 0 | 0 | 0 | 0 | 0 | 0 | 0 | 0 | 0 | 0 | 0 | 0 | 0 | 0 | 0 | 0 | 0 | 0 | 0 | 0
F6_Commercial_Retail_New_Food Preparation_Natural Gas_Conveyor Oven_E4 | F6 | Commercial | Retail | New | Food Preparation | Natural Gas | Conveyor Oven | E4 | Utility - Value of Sales | 0 | 0 | 0 | 0 | 0 | 0 | 0 | 0 | 0 | 0 | 0 | 0 | 0 | 0 | 0 | 0 | 0 | 0 | 0 | 0 | 0 | 0 | 0 | 0 | 0 | 0 | 0
F6_Commercial_Retail_New_Food Preparation_Natural Gas_Conveyor Oven_E5 | F6 | Commercial | Retail | New | Food Preparation | Natural Gas | Conveyor Oven | E5 | Utility - Value of Sales | 0 | 0 | 0 | 0 | 0 | 0 | 0 | 0 | 0 | 0 | 0 | 0 | 0 | 0 | 0 | 0 | 0 | 0 | 0 | 0 | 0 | 0 | 0 | 0 | 0 | 0 | 0
F6_Commercial_Retail_New_Food Preparation_Natural Gas_Conveyor Oven_E6 | F6 | Commercial | Retail | New | Food Preparation | Natural Gas | Conveyor Oven | E6 | Utility - Value of Sales | 0 | 0 | 0 | 0 | 0 | 0 | 0 | 0 | 0 | 0 | 0 | 0 | 0 | 0 | 0 | 0 | 0 | 0 | 0 | 0 | 0 | 0 | 0 | 0 | 0 | 0 | 0
F6_Commercial_Retail_New_Food Preparation_Natural Gas_Conveyor Oven_E7 | F6 | Commercial | Retail | New | Food Preparation | Natural Gas | Conveyor Oven | E7 | Utility - Value of Sales | 0 | 0 | 0 | 0 | 0 | 0 | 0 | 0 | 0 | 0 | 0 | 0 | 0 | 0 | 0 | 0 | 0 | 0 | 0 | 0 | 0 | 0 | 0 | 0 | 0 | 0 | 0
F6_Commercial_Retail_New_Food Preparation_Natural Gas_Conveyor Oven_E8 | F6 | Commercial | Retail | New | Food Preparation | Natural Gas | Conveyor Oven | E8 | Utility - Value of Sales | 0 | 0 | 0 | 0 | 0 | 0 | 0 | 0 | 0 | 0 | 0 | 0 | 0 | 0 | 0 | 0 | 0 | 0 | 0 | 0 | 0 | 0 | 0 | 0 | 0 | 0 | 0
F6_Commercial_Retail_New_Food Preparation_Natural Gas_Conveyor Oven_E9 | F6 | Commercial | Retail | New | Food Preparation | Natural Gas | Conveyor Oven | E9 | Utility - Value of Sales | 0 | 0 | 0 | 0 | 0 | 0 | 0 | 0 | 0 | 0 | 0 | 0 | 0 | 0 | 0 | 0 | 0 | 0 | 0 | 0 | 0 | 0 | 0 | 0 | 0 | 0 | 0
F6_Commercial_Retail_New_Food Preparation_Natural Gas_Conveyor Oven_E10 | F6 | Commercial | Retail | New | Food Preparation | Natural Gas | Conveyor Oven | E10 | Utility - Value of Sales | 0 | 0 | 0 | 0 | 0 | 0 | 0 | 0 | 0 | 0 | 0 | 0 | 0 | 0 | 0 | 0 | 0 | 0 | 0 | 0 | 0 | 0 | 0 | 0 | 0 | 0 | 0
F1_Commercial_Retail_New_Food Preparation_Natural Gas_Double Rack Oven_E1 | F1 | Commercial | Retail | New | Food Preparation | Natural Gas | Double Rack Oven | E1 | RVT - Cost of Equipment | 2.3356 | 2.3356 | 2.3356 | 2.3356 | 2.3356 | 2.3356 | 2.3356 | 2.3356 | 2.3356 | 2.3356 | 2.3356 | 2.3356 | 2.3356 | 2.3356 | 2.3356 | 2.3356 | 2.3356 | 2.3356 | 2.3356 | 2.3356 | 2.3356 | 2.3356 | 2.3356 | 2.3356 | 2.3356 | 2.3356 | 2.3356
F1_Commercial_Retail_New_Food Preparation_Natural Gas_Double Rack Oven_E2 | F1 | Commercial | Retail | New | Food Preparation | Natural Gas | Double Rack Oven | E2 | RVT - Cost of Equipment | 3.2223 | 3.2223 | 3.2223 | 3.2223 | 3.2223 | 3.2223 | 3.2223 | 3.2223 | 3.2223 | 3.2223 | 3.2223 | 3.2223 | 3.2223 | 3.2223 | 3.2223 | 3.2223 | 3.2223 | 3.2223 | 3.2223 | 3.2223 | 3.2223 | 3.2223 | 3.2223 | 3.2223 | 3.2223 | 3.2223 | 3.2223
F1_Commercial_Retail_New_Food Preparation_Natural Gas_Double Rack Oven_E3 | F1 | Commercial | Retail | New | Food Preparation | Natural Gas | Double Rack Oven | E3 | RVT - Cost of Equipment | 0 | 0 | 0 | 0 | 0 | 0 | 0 | 0 | 0 | 0 | 0 | 0 | 0 | 0 | 0 | 0 | 0 | 0 | 0 | 0 | 0 | 0 | 0 | 0 | 0 | 0 | 0
F1_Commercial_Retail_New_Food Preparation_Natural Gas_Double Rack Oven_E4 | F1 | Commercial | Retail | New | Food Preparation | Natural Gas | Double Rack Oven | E4 | RVT - Cost of Equipment | 0 | 0 | 0 | 0 | 0 | 0 | 0 | 0 | 0 | 0 | 0 | 0 | 0 | 0 | 0 | 0 | 0 | 0 | 0 | 0 | 0 | 0 | 0 | 0 | 0 | 0 | 0
F1_Commercial_Retail_New_Food Preparation_Natural Gas_Double Rack Oven_E5 | F1 | Commercial | Retail | New | Food Preparation | Natural Gas | Double Rack Oven | E5 | RVT - Cost of Equipment | 0 | 0 | 0 | 0 | 0 | 0 | 0 | 0 | 0 | 0 | 0 | 0 | 0 | 0 | 0 | 0 | 0 | 0 | 0 | 0 | 0 | 0 | 0 | 0 | 0 | 0 | 0
F1_Commercial_Retail_New_Food Preparation_Natural Gas_Double Rack Oven_E6 | F1 | Commercial | Retail | New | Food Preparation | Natural Gas | Double Rack Oven | E6 | RVT - Cost of Equipment | 0 | 0 | 0 | 0 | 0 | 0 | 0 | 0 | 0 | 0 | 0 | 0 | 0 | 0 | 0 | 0 | 0 | 0 | 0 | 0 | 0 | 0 | 0 | 0 | 0 | 0 | 0
F1_Commercial_Retail_New_Food Preparation_Natural Gas_Double Rack Oven_E7 | F1 | Commercial | Retail | New | Food Preparation | Natural Gas | Double Rack Oven | E7 | RVT - Cost of Equipment | 0 | 0 | 0 | 0 | 0 | 0 | 0 | 0 | 0 | 0 | 0 | 0 | 0 | 0 | 0 | 0 | 0 | 0 | 0 | 0 | 0 | 0 | 0 | 0 | 0 | 0 | 0
F1_Commercial_Retail_New_Food Preparation_Natural Gas_Double Rack Oven_E8 | F1 | Commercial | Retail | New | Food Preparation | Natural Gas | Double Rack Oven | E8 | RVT - Cost of Equipment | 0 | 0 | 0 | 0 | 0 | 0 | 0 | 0 | 0 | 0 | 0 | 0 | 0 | 0 | 0 | 0 | 0 | 0 | 0 | 0 | 0 | 0 | 0 | 0 | 0 | 0 | 0
F1_Commercial_Retail_New_Food Preparation_Natural Gas_Double Rack Oven_E9 | F1 | Commercial | Retail | New | Food Preparation | Natural Gas | Double Rack Oven | E9 | RVT - Cost of Equipment | 0 | 0 | 0 | 0 | 0 | 0 | 0 | 0 | 0 | 0 | 0 | 0 | 0 | 0 | 0 | 0 | 0 | 0 | 0 | 0 | 0 | 0 | 0 | 0 | 0 | 0 | 0
F1_Commercial_Retail_New_Food Preparation_Natural Gas_Double Rack Oven_E10 | F1 | Commercial | Retail | New | Food Preparation | Natural Gas | Double Rack Oven | E10 | RVT - Cost of Equipment | 0 | 0 | 0 | 0 | 0 | 0 | 0 | 0 | 0 | 0 | 0 | 0 | 0 | 0 | 0 | 0 | 0 | 0 | 0 | 0 | 0 | 0 | 0 | 0 | 0 | 0 | 0
F2_Commercial_Retail_New_Food Preparation_Natural Gas_Double Rack Oven_E1 | F2 | Commercial | Retail | New | Food Preparation | Natural Gas | Double Rack Oven | E1 | RVT - Cost of Operation | 0 | 0 | 0 | 0 | 0 | 0 | 0 | 0 | 0 | 0 | 0 | 0 | 0 | 0 | 0 | 0 | 0 | 0 | 0 | 0 | 0 | 0 | 0 | 0 | 0 | 0 | 0
F2_Commercial_Retail_New_Food Preparation_Natural Gas_Double Rack Oven_E2 | F2 | Commercial | Retail | New | Food Preparation | Natural Gas | Double Rack Oven | E2 | RVT - Cost of Operation | 0 | 0 | 0 | 0 | 0 | 0 | 0 | 0 | 0 | 0 | 0 | 0 | 0 | 0 | 0 | 0 | 0 | 0 | 0 | 0 | 0 | 0 | 0 | 0 | 0 | 0 | 0
F2_Commercial_Retail_New_Food Preparation_Natural Gas_Double Rack Oven_E3 | F2 | Commercial | Retail | New | Food Preparation | Natural Gas | Double Rack Oven | E3 | RVT - Cost of Operation | 0 | 0 | 0 | 0 | 0 | 0 | 0 | 0 | 0 | 0 | 0 | 0 | 0 | 0 | 0 | 0 | 0 | 0 | 0 | 0 | 0 | 0 | 0 | 0 | 0 | 0 | 0
F2_Commercial_Retail_New_Food Preparation_Natural Gas_Double Rack Oven_E4 | F2 | Commercial | Retail | New | Food Preparation | Natural Gas | Double Rack Oven | E4 | RVT - Cost of Operation | 0 | 0 | 0 | 0 | 0 | 0 | 0 | 0 | 0 | 0 | 0 | 0 | 0 | 0 | 0 | 0 | 0 | 0 | 0 | 0 | 0 | 0 | 0 | 0 | 0 | 0 | 0
F2_Commercial_Retail_New_Food Preparation_Natural Gas_Double Rack Oven_E5 | F2 | Commercial | Retail | New | Food Preparation | Natural Gas | Double Rack Oven | E5 | RVT - Cost of Operation | 0 | 0 | 0 | 0 | 0 | 0 | 0 | 0 | 0 | 0 | 0 | 0 | 0 | 0 | 0 | 0 | 0 | 0 | 0 | 0 | 0 | 0 | 0 | 0 | 0 | 0 | 0
F2_Commercial_Retail_New_Food Preparation_Natural Gas_Double Rack Oven_E6 | F2 | Commercial | Retail | New | Food Preparation | Natural Gas | Double Rack Oven | E6 | RVT - Cost of Operation | 0 | 0 | 0 | 0 | 0 | 0 | 0 | 0 | 0 | 0 | 0 | 0 | 0 | 0 | 0 | 0 | 0 | 0 | 0 | 0 | 0 | 0 | 0 | 0 | 0 | 0 | 0
F2_Commercial_Retail_New_Food Preparation_Natural Gas_Double Rack Oven_E7 | F2 | Commercial | Retail | New | Food Preparation | Natural Gas | Double Rack Oven | E7 | RVT - Cost of Operation | 0 | 0 | 0 | 0 | 0 | 0 | 0 | 0 | 0 | 0 | 0 | 0 | 0 | 0 | 0 | 0 | 0 | 0 | 0 | 0 | 0 | 0 | 0 | 0 | 0 | 0 | 0
F2_Commercial_Retail_New_Food Preparation_Natural Gas_Double Rack Oven_E8 | F2 | Commercial | Retail | New | Food Preparation | Natural Gas | Double Rack Oven | E8 | RVT - Cost of Operation | 0 | 0 | 0 | 0 | 0 | 0 | 0 | 0 | 0 | 0 | 0 | 0 | 0 | 0 | 0 | 0 | 0 | 0 | 0 | 0 | 0 | 0 | 0 | 0 | 0 | 0 | 0
F2_Commercial_Retail_New_Food Preparation_Natural Gas_Double Rack Oven_E9 | F2 | Commercial | Retail | New | Food Preparation | Natural Gas | Double Rack Oven | E9 | RVT - Cost of Operation | 0 | 0 | 0 | 0 | 0 | 0 | 0 | 0 | 0 | 0 | 0 | 0 | 0 | 0 | 0 | 0 | 0 | 0 | 0 | 0 | 0 | 0 | 0 | 0 | 0 | 0 | 0
F2_Commercial_Retail_New_Food Preparation_Natural Gas_Double Rack Oven_E10 | F2 | Commercial | Retail | New | Food Preparation | Natural Gas | Double Rack Oven | E10 | RVT - Cost of Operation | 0 | 0 | 0 | 0 | 0 | 0 | 0 | 0 | 0 | 0 | 0 | 0 | 0 | 0 | 0 | 0 | 0 | 0 | 0 | 0 | 0 | 0 | 0 | 0 | 0 | 0 | 0
F3_Commercial_Retail_New_Food Preparation_Natural Gas_Double Rack Oven_E1 | F3 | Commercial | Retail | New | Food Preparation | Natural Gas | Double Rack Oven | E1 | System - kBTUs of Consumption | 521.6399 | 521.6399 | 521.6399 | 521.6399 | 521.6399 | 521.6399 | 521.6399 | 521.6399 | 521.6399 | 521.6399 | 521.6399 | 521.6399 | 521.6399 | 521.6399 | 521.6399 | 521.6399 | 521.6399 | 521.6399 | 521.6399 | 521.6399 | 521.6399 | 521.6399 | 521.6399 | 521.6399 | 521.6399 | 521.6399 | 521.6399
F3_Commercial_Retail_New_Food Preparation_Natural Gas_Double Rack Oven_E2 | F3 | Commercial | Retail | New | Food Preparation | Natural Gas | Double Rack Oven | E2 | System - kBTUs of Consumption | 306.847 | 306.847 | 306.847 | 306.847 | 306.847 | 306.847 | 306.847 | 306.847 | 306.847 | 306.847 | 306.847 | 306.847 | 306.847 | 306.847 | 306.847 | 306.847 | 306.847 | 306.847 | 306.847 | 306.847 | 306.847 | 306.847 | 306.847 | 306.847 | 306.847 | 306.847 | 306.847
F3_Commercial_Retail_New_Food Preparation_Natural Gas_Double Rack Oven_E3 | F3 | Commercial | Retail | New | Food Preparation | Natural Gas | Double Rack Oven | E3 | System - kBTUs of Consumption | 0 | 0 | 0 | 0 | 0 | 0 | 0 | 0 | 0 | 0 | 0 | 0 | 0 | 0 | 0 | 0 | 0 | 0 | 0 | 0 | 0 | 0 | 0 | 0 | 0 | 0 | 0
F3_Commercial_Retail_New_Food Preparation_Natural Gas_Double Rack Oven_E4 | F3 | Commercial | Retail | New | Food Preparation | Natural Gas | Double Rack Oven | E4 | System - kBTUs of Consumption | 0 | 0 | 0 | 0 | 0 | 0 | 0 | 0 | 0 | 0 | 0 | 0 | 0 | 0 | 0 | 0 | 0 | 0 | 0 | 0 | 0 | 0 | 0 | 0 | 0 | 0 | 0
F3_Commercial_Retail_New_Food Preparation_Natural Gas_Double Rack Oven_E5 | F3 | Commercial | Retail | New | Food Preparation | Natural Gas | Double Rack Oven | E5 | System - kBTUs of Consumption | 0 | 0 | 0 | 0 | 0 | 0 | 0 | 0 | 0 | 0 | 0 | 0 | 0 | 0 | 0 | 0 | 0 | 0 | 0 | 0 | 0 | 0 | 0 | 0 | 0 | 0 | 0
F3_Commercial_Retail_New_Food Preparation_Natural Gas_Double Rack Oven_E6 | F3 | Commercial | Retail | New | Food Preparation | Natural Gas | Double Rack Oven | E6 | System - kBTUs of Consumption | 0 | 0 | 0 | 0 | 0 | 0 | 0 | 0 | 0 | 0 | 0 | 0 | 0 | 0 | 0 | 0 | 0 | 0 | 0 | 0 | 0 | 0 | 0 | 0 | 0 | 0 | 0
F3_Commercial_Retail_New_Food Preparation_Natural Gas_Double Rack Oven_E7 | F3 | Commercial | Retail | New | Food Preparation | Natural Gas | Double Rack Oven | E7 | System - kBTUs of Consumption | 0 | 0 | 0 | 0 | 0 | 0 | 0 | 0 | 0 | 0 | 0 | 0 | 0 | 0 | 0 | 0 | 0 | 0 | 0 | 0 | 0 | 0 | 0 | 0 | 0 | 0 | 0
F3_Commercial_Retail_New_Food Preparation_Natural Gas_Double Rack Oven_E8 | F3 | Commercial | Retail | New | Food Preparation | Natural Gas | Double Rack Oven | E8 | System - kBTUs of Consumption | 0 | 0 | 0 | 0 | 0 | 0 | 0 | 0 | 0 | 0 | 0 | 0 | 0 | 0 | 0 | 0 | 0 | 0 | 0 | 0 | 0 | 0 | 0 | 0 | 0 | 0 | 0
F3_Commercial_Retail_New_Food Preparation_Natural Gas_Double Rack Oven_E9 | F3 | Commercial | Retail | New | Food Preparation | Natural Gas | Double Rack Oven | E9 | System - kBTUs of Consumption | 0 | 0 | 0 | 0 | 0 | 0 | 0 | 0 | 0 | 0 | 0 | 0 | 0 | 0 | 0 | 0 | 0 | 0 | 0 | 0 | 0 | 0 | 0 | 0 | 0 | 0 | 0
F3_Commercial_Retail_New_Food Preparation_Natural Gas_Double Rack Oven_E10 | F3 | Commercial | Retail | New | Food Preparation | Natural Gas | Double Rack Oven | E10 | System - kBTUs of Consumption | 0 | 0 | 0 | 0 | 0 | 0 | 0 | 0 | 0 | 0 | 0 | 0 | 0 | 0 | 0 | 0 | 0 | 0 | 0 | 0 | 0 | 0 | 0 | 0 | 0 | 0 | 0
F4_Commercial_Retail_New_Food Preparation_Natural Gas_Double Rack Oven_E1 | F4 | Commercial | Retail | New | Food Preparation | Natural Gas | Double Rack Oven | E1 | Utility - Cost of Equipment | 2.3356 | 2.3356 | 2.3356 | 2.3356 | 2.3356 | 2.3356 | 2.3356 | 2.3356 | 2.3356 | 2.3356 | 2.3356 | 2.3356 | 2.3356 | 2.3356 | 2.3356 | 2.3356 | 2.3356 | 2.3356 | 2.3356 | 2.3356 | 2.3356 | 2.3356 | 2.3356 | 2.3356 | 2.3356 | 2.3356 | 2.3356
F4_Commercial_Retail_New_Food Preparation_Natural Gas_Double Rack Oven_E2 | F4 | Commercial | Retail | New | Food Preparation | Natural Gas | Double Rack Oven | E2 | Utility - Cost of Equipment | 3.2223 | 3.2223 | 3.2223 | 3.2223 | 3.2223 | 3.2223 | 3.2223 | 3.2223 | 3.2223 | 3.2223 | 3.2223 | 3.2223 | 3.2223 | 3.2223 | 3.2223 | 3.2223 | 3.2223 | 3.2223 | 3.2223 | 3.2223 | 3.2223 | 3.2223 | 3.2223 | 3.2223 | 3.2223 | 3.2223 | 3.2223
F4_Commercial_Retail_New_Food Preparation_Natural Gas_Double Rack Oven_E3 | F4 | Commercial | Retail | New | Food Preparation | Natural Gas | Double Rack Oven | E3 | Utility - Cost of Equipment | 0 | 0 | 0 | 0 | 0 | 0 | 0 | 0 | 0 | 0 | 0 | 0 | 0 | 0 | 0 | 0 | 0 | 0 | 0 | 0 | 0 | 0 | 0 | 0 | 0 | 0 | 0
F4_Commercial_Retail_New_Food Preparation_Natural Gas_Double Rack Oven_E4 | F4 | Commercial | Retail | New | Food Preparation | Natural Gas | Double Rack Oven | E4 | Utility - Cost of Equipment | 0 | 0 | 0 | 0 | 0 | 0 | 0 | 0 | 0 | 0 | 0 | 0 | 0 | 0 | 0 | 0 | 0 | 0 | 0 | 0 | 0 | 0 | 0 | 0 | 0 | 0 | 0
F4_Commercial_Retail_New_Food Preparation_Natural Gas_Double Rack Oven_E5 | F4 | Commercial | Retail | New | Food Preparation | Natural Gas | Double Rack Oven | E5 | Utility - Cost of Equipment | 0 | 0 | 0 | 0 | 0 | 0 | 0 | 0 | 0 | 0 | 0 | 0 | 0 | 0 | 0 | 0 | 0 | 0 | 0 | 0 | 0 | 0 | 0 | 0 | 0 | 0 | 0
F4_Commercial_Retail_New_Food Preparation_Natural Gas_Double Rack Oven_E6 | F4 | Commercial | Retail | New | Food Preparation | Natural Gas | Double Rack Oven | E6 | Utility - Cost of Equipment | 0 | 0 | 0 | 0 | 0 | 0 | 0 | 0 | 0 | 0 | 0 | 0 | 0 | 0 | 0 | 0 | 0 | 0 | 0 | 0 | 0 | 0 | 0 | 0 | 0 | 0 | 0
F4_Commercial_Retail_New_Food Preparation_Natural Gas_Double Rack Oven_E7 | F4 | Commercial | Retail | New | Food Preparation | Natural Gas | Double Rack Oven | E7 | Utility - Cost of Equipment | 0 | 0 | 0 | 0 | 0 | 0 | 0 | 0 | 0 | 0 | 0 | 0 | 0 | 0 | 0 | 0 | 0 | 0 | 0 | 0 | 0 | 0 | 0 | 0 | 0 | 0 | 0
F4_Commercial_Retail_New_Food Preparation_Natural Gas_Double Rack Oven_E8 | F4 | Commercial | Retail | New | Food Preparation | Natural Gas | Double Rack Oven | E8 | Utility - Cost of Equipment | 0 | 0 | 0 | 0 | 0 | 0 | 0 | 0 | 0 | 0 | 0 | 0 | 0 | 0 | 0 | 0 | 0 | 0 | 0 | 0 | 0 | 0 | 0 | 0 | 0 | 0 | 0
F4_Commercial_Retail_New_Food Preparation_Natural Gas_Double Rack Oven_E9 | F4 | Commercial | Retail | New | Food Preparation | Natural Gas | Double Rack Oven | E9 | Utility - Cost of Equipment | 0 | 0 | 0 | 0 | 0 | 0 | 0 | 0 | 0 | 0 | 0 | 0 | 0 | 0 | 0 | 0 | 0 | 0 | 0 | 0 | 0 | 0 | 0 | 0 | 0 | 0 | 0
F4_Commercial_Retail_New_Food Preparation_Natural Gas_Double Rack Oven_E10 | F4 | Commercial | Retail | New | Food Preparation | Natural Gas | Double Rack Oven | E10 | Utility - Cost of Equipment | 0 | 0 | 0 | 0 | 0 | 0 | 0 | 0 | 0 | 0 | 0 | 0 | 0 | 0 | 0 | 0 | 0 | 0 | 0 | 0 | 0 | 0 | 0 | 0 | 0 | 0 | 0
F5_Commercial_Retail_New_Food Preparation_Natural Gas_Double Rack Oven_E1 | F5 | Commercial | Retail | New | Food Preparation | Natural Gas | Double Rack Oven | E1 | Utility - Cost of Operation | 7.1198 | 7.0436 | 6.9701 | 6.8998 | 6.9171 | 6.9918 | 7.1003 | 7.2211 | 7.3376 | 7.4369 | 7.5178 | 7.5757 | 7.6085 | 7.6048 | 7.5636 | 7.4844 | 7.3685 | 7.2224 | 7.0478 | 6.8404 | 6.5971 | 6.3168 | 6.0682 | 5.9084 | 5.8413 | 5.8699 | 5.8987
F5_Commercial_Retail_New_Food Preparation_Natural Gas_Double Rack Oven_E2 | F5 | Commercial | Retail | New | Food Preparation | Natural Gas | Double Rack Oven | E2 | Utility - Cost of Operation | 4.1881 | 4.1433 | 4.1001 | 4.0587 | 4.0689 | 4.1128 | 4.1766 | 4.2477 | 4.3162 | 4.3746 | 4.4222 | 4.4563 | 4.4756 | 4.4734 | 4.4491 | 4.4026 | 4.3344 | 4.2485 | 4.1458 | 4.0238 | 3.8807 | 3.7157 | 3.5695 | 3.4756 | 3.436 | 3.4529 | 3.4698
F5_Commercial_Retail_New_Food Preparation_Natural Gas_Double Rack Oven_E3 | F5 | Commercial | Retail | New | Food Preparation | Natural Gas | Double Rack Oven | E3 | Utility - Cost of Operation | 0 | 0 | 0 | 0 | 0 | 0 | 0 | 0 | 0 | 0 | 0 | 0 | 0 | 0 | 0 | 0 | 0 | 0 | 0 | 0 | 0 | 0 | 0 | 0 | 0 | 0 | 0
F5_Commercial_Retail_New_Food Preparation_Natural Gas_Double Rack Oven_E4 | F5 | Commercial | Retail | New | Food Preparation | Natural Gas | Double Rack Oven | E4 | Utility - Cost of Operation | 0 | 0 | 0 | 0 | 0 | 0 | 0 | 0 | 0 | 0 | 0 | 0 | 0 | 0 | 0 | 0 | 0 | 0 | 0 | 0 | 0 | 0 | 0 | 0 | 0 | 0 | 0
F5_Commercial_Retail_New_Food Preparation_Natural Gas_Double Rack Oven_E5 | F5 | Commercial | Retail | New | Food Preparation | Natural Gas | Double Rack Oven | E5 | Utility - Cost of Operation | 0 | 0 | 0 | 0 | 0 | 0 | 0 | 0 | 0 | 0 | 0 | 0 | 0 | 0 | 0 | 0 | 0 | 0 | 0 | 0 | 0 | 0 | 0 | 0 | 0 | 0 | 0
F5_Commercial_Retail_New_Food Preparation_Natural Gas_Double Rack Oven_E6 | F5 | Commercial | Retail | New | Food Preparation | Natural Gas | Double Rack Oven | E6 | Utility - Cost of Operation | 0 | 0 | 0 | 0 | 0 | 0 | 0 | 0 | 0 | 0 | 0 | 0 | 0 | 0 | 0 | 0 | 0 | 0 | 0 | 0 | 0 | 0 | 0 | 0 | 0 | 0 | 0
F5_Commercial_Retail_New_Food Preparation_Natural Gas_Double Rack Oven_E7 | F5 | Commercial | Retail | New | Food Preparation | Natural Gas | Double Rack Oven | E7 | Utility - Cost of Operation | 0 | 0 | 0 | 0 | 0 | 0 | 0 | 0 | 0 | 0 | 0 | 0 | 0 | 0 | 0 | 0 | 0 | 0 | 0 | 0 | 0 | 0 | 0 | 0 | 0 | 0 | 0
F5_Commercial_Retail_New_Food Preparation_Natural Gas_Double Rack Oven_E8 | F5 | Commercial | Retail | New | Food Preparation | Natural Gas | Double Rack Oven | E8 | Utility - Cost of Operation | 0 | 0 | 0 | 0 | 0 | 0 | 0 | 0 | 0 | 0 | 0 | 0 | 0 | 0 | 0 | 0 | 0 | 0 | 0 | 0 | 0 | 0 | 0 | 0 | 0 | 0 | 0
F5_Commercial_Retail_New_Food Preparation_Natural Gas_Double Rack Oven_E9 | F5 | Commercial | Retail | New | Food Preparation | Natural Gas | Double Rack Oven | E9 | Utility - Cost of Operation | 0 | 0 | 0 | 0 | 0 | 0 | 0 | 0 | 0 | 0 | 0 | 0 | 0 | 0 | 0 | 0 | 0 | 0 | 0 | 0 | 0 | 0 | 0 | 0 | 0 | 0 | 0
F5_Commercial_Retail_New_Food Preparation_Natural Gas_Double Rack Oven_E10 | F5 | Commercial | Retail | New | Food Preparation | Natural Gas | Double Rack Oven | E10 | Utility - Cost of Operation | 0 | 0 | 0 | 0 | 0 | 0 | 0 | 0 | 0 | 0 | 0 | 0 | 0 | 0 | 0 | 0 | 0 | 0 | 0 | 0 | 0 | 0 | 0 | 0 | 0 | 0 | 0
F6_Commercial_Retail_New_Food Preparation_Natural Gas_Double Rack Oven_E1 | F6 | Commercial | Retail | New | Food Preparation | Natural Gas | Double Rack Oven | E1 | Utility - Value of Sales | 0 | 0 | 0 | 0 | 0 | 0 | 0 | 0 | 0 | 0 | 0 | 0 | 0 | 0 | 0 | 0 | 0 | 0 | 0 | 0 | 0 | 0 | 0 | 0 | 0 | 0 | 0
F6_Commercial_Retail_New_Food Preparation_Natural Gas_Double Rack Oven_E2 | F6 | Commercial | Retail | New | Food Preparation | Natural Gas | Double Rack Oven | E2 | Utility - Value of Sales | 0 | 0 | 0 | 0 | 0 | 0 | 0 | 0 | 0 | 0 | 0 | 0 | 0 | 0 | 0 | 0 | 0 | 0 | 0 | 0 | 0 | 0 | 0 | 0 | 0 | 0 | 0
F6_Commercial_Retail_New_Food Preparation_Natural Gas_Double Rack Oven_E3 | F6 | Commercial | Retail | New | Food Preparation | Natural Gas | Double Rack Oven | E3 | Utility - Value of Sales | 0 | 0 | 0 | 0 | 0 | 0 | 0 | 0 | 0 | 0 | 0 | 0 | 0 | 0 | 0 | 0 | 0 | 0 | 0 | 0 | 0 | 0 | 0 | 0 | 0 | 0 | 0
F6_Commercial_Retail_New_Food Preparation_Natural Gas_Double Rack Oven_E4 | F6 | Commercial | Retail | New | Food Preparation | Natural Gas | Double Rack Oven | E4 | Utility - Value of Sales | 0 | 0 | 0 | 0 | 0 | 0 | 0 | 0 | 0 | 0 | 0 | 0 | 0 | 0 | 0 | 0 | 0 | 0 | 0 | 0 | 0 | 0 | 0 | 0 | 0 | 0 | 0
F6_Commercial_Retail_New_Food Preparation_Natural Gas_Double Rack Oven_E5 | F6 | Commercial | Retail | New | Food Preparation | Natural Gas | Double Rack Oven | E5 | Utility - Value of Sales | 0 | 0 | 0 | 0 | 0 | 0 | 0 | 0 | 0 | 0 | 0 | 0 | 0 | 0 | 0 | 0 | 0 | 0 | 0 | 0 | 0 | 0 | 0 | 0 | 0 | 0 | 0
F6_Commercial_Retail_New_Food Preparation_Natural Gas_Double Rack Oven_E6 | F6 | Commercial | Retail | New | Food Preparation | Natural Gas | Double Rack Oven | E6 | Utility - Value of Sales | 0 | 0 | 0 | 0 | 0 | 0 | 0 | 0 | 0 | 0 | 0 | 0 | 0 | 0 | 0 | 0 | 0 | 0 | 0 | 0 | 0 | 0 | 0 | 0 | 0 | 0 | 0
F6_Commercial_Retail_New_Food Preparation_Natural Gas_Double Rack Oven_E7 | F6 | Commercial | Retail | New | Food Preparation | Natural Gas | Double Rack Oven | E7 | Utility - Value of Sales | 0 | 0 | 0 | 0 | 0 | 0 | 0 | 0 | 0 | 0 | 0 | 0 | 0 | 0 | 0 | 0 | 0 | 0 | 0 | 0 | 0 | 0 | 0 | 0 | 0 | 0 | 0
F6_Commercial_Retail_New_Food Preparation_Natural Gas_Double Rack Oven_E8 | F6 | Commercial | Retail | New | Food Preparation | Natural Gas | Double Rack Oven | E8 | Utility - Value of Sales | 0 | 0 | 0 | 0 | 0 | 0 | 0 | 0 | 0 | 0 | 0 | 0 | 0 | 0 | 0 | 0 | 0 | 0 | 0 | 0 | 0 | 0 | 0 | 0 | 0 | 0 | 0
F6_Commercial_Retail_New_Food Preparation_Natural Gas_Double Rack Oven_E9 | F6 | Commercial | Retail | New | Food Preparation | Natural Gas | Double Rack Oven | E9 | Utility - Value of Sales | 0 | 0 | 0 | 0 | 0 | 0 | 0 | 0 | 0 | 0 | 0 | 0 | 0 | 0 | 0 | 0 | 0 | 0 | 0 | 0 | 0 | 0 | 0 | 0 | 0 | 0 | 0
F6_Commercial_Retail_New_Food Preparation_Natural Gas_Double Rack Oven_E10 | F6 | Commercial | Retail | New | Food Preparation | Natural Gas | Double Rack Oven | E10 | Utility - Value of Sales | 0 | 0 | 0 | 0 | 0 | 0 | 0 | 0 | 0 | 0 | 0 | 0 | 0 | 0 | 0 | 0 | 0 | 0 | 0 | 0 | 0 | 0 | 0 | 0 | 0 | 0 | 0
F1_Commercial_Retail_New_Food Preparation_Natural Gas_Fryer_E1 | F1 | Commercial | Retail | New | Food Preparation | Natural Gas | Fryer | E1 | RVT - Cost of Equipment | 1.4337 | 0 | 0 | 0 | 0 | 0 | 0 | 0 | 0 | 0 | 0 | 0 | 0 | 0 | 0 | 0 | 0 | 0 | 0 | 0 | 0 | 0 | 0 | 0 | 0 | 0 | 0
F1_Commercial_Retail_New_Food Preparation_Natural Gas_Fryer_E2 | F1 | Commercial | Retail | New | Food Preparation | Natural Gas | Fryer | E2 | RVT - Cost of Equipment | 1.8022 | 1.8022 | 1.8022 | 1.8022 | 1.8022 | 1.8022 | 1.8022 | 1.8022 | 1.8022 | 1.8022 | 1.8022 | 1.8022 | 1.8022 | 1.8022 | 1.8022 | 1.8022 | 1.8022 | 1.8022 | 1.8022 | 1.8022 | 1.8022 | 1.8022 | 1.8022 | 1.8022 | 1.8022 | 1.8022 | 1.8022
F1_Commercial_Retail_New_Food Preparation_Natural Gas_Fryer_E3 | F1 | Commercial | Retail | New | Food Preparation | Natural Gas | Fryer | E3 | RVT - Cost of Equipment | 0 | 0 | 0 | 0 | 0 | 0 | 0 | 0 | 0 | 0 | 0 | 0 | 0 | 0 | 0 | 0 | 0 | 0 | 0 | 0 | 0 | 0 | 0 | 0 | 0 | 0 | 0
F1_Commercial_Retail_New_Food Preparation_Natural Gas_Fryer_E4 | F1 | Commercial | Retail | New | Food Preparation | Natural Gas | Fryer | E4 | RVT - Cost of Equipment | 0 | 0 | 0 | 0 | 0 | 0 | 0 | 0 | 0 | 0 | 0 | 0 | 0 | 0 | 0 | 0 | 0 | 0 | 0 | 0 | 0 | 0 | 0 | 0 | 0 | 0 | 0
F1_Commercial_Retail_New_Food Preparation_Natural Gas_Fryer_E5 | F1 | Commercial | Retail | New | Food Preparation | Natural Gas | Fryer | E5 | RVT - Cost of Equipment | 0 | 0 | 0 | 0 | 0 | 0 | 0 | 0 | 0 | 0 | 0 | 0 | 0 | 0 | 0 | 0 | 0 | 0 | 0 | 0 | 0 | 0 | 0 | 0 | 0 | 0 | 0
F1_Commercial_Retail_New_Food Preparation_Natural Gas_Fryer_E6 | F1 | Commercial | Retail | New | Food Preparation | Natural Gas | Fryer | E6 | RVT - Cost of Equipment | 0 | 0 | 0 | 0 | 0 | 0 | 0 | 0 | 0 | 0 | 0 | 0 | 0 | 0 | 0 | 0 | 0 | 0 | 0 | 0 | 0 | 0 | 0 | 0 | 0 | 0 | 0
F1_Commercial_Retail_New_Food Preparation_Natural Gas_Fryer_E7 | F1 | Commercial | Retail | New | Food Preparation | Natural Gas | Fryer | E7 | RVT - Cost of Equipment | 0 | 0 | 0 | 0 | 0 | 0 | 0 | 0 | 0 | 0 | 0 | 0 | 0 | 0 | 0 | 0 | 0 | 0 | 0 | 0 | 0 | 0 | 0 | 0 | 0 | 0 | 0
F1_Commercial_Retail_New_Food Preparation_Natural Gas_Fryer_E8 | F1 | Commercial | Retail | New | Food Preparation | Natural Gas | Fryer | E8 | RVT - Cost of Equipment | 0 | 0 | 0 | 0 | 0 | 0 | 0 | 0 | 0 | 0 | 0 | 0 | 0 | 0 | 0 | 0 | 0 | 0 | 0 | 0 | 0 | 0 | 0 | 0 | 0 | 0 | 0
F1_Commercial_Retail_New_Food Preparation_Natural Gas_Fryer_E9 | F1 | Commercial | Retail | New | Food Preparation | Natural Gas | Fryer | E9 | RVT - Cost of Equipment | 0 | 0 | 0 | 0 | 0 | 0 | 0 | 0 | 0 | 0 | 0 | 0 | 0 | 0 | 0 | 0 | 0 | 0 | 0 | 0 | 0 | 0 | 0 | 0 | 0 | 0 | 0
F1_Commercial_Retail_New_Food Preparation_Natural Gas_Fryer_E10 | F1 | Commercial | Retail | New | Food Preparation | Natural Gas | Fryer | E10 | RVT - Cost of Equipment | 0 | 0 | 0 | 0 | 0 | 0 | 0 | 0 | 0 | 0 | 0 | 0 | 0 | 0 | 0 | 0 | 0 | 0 | 0 | 0 | 0 | 0 | 0 | 0 | 0 | 0 | 0
F2_Commercial_Retail_New_Food Preparation_Natural Gas_Fryer_E1 | F2 | Commercial | Retail | New | Food Preparation | Natural Gas | Fryer | E1 | RVT - Cost of Operation | 0 | 0 | 0 | 0 | 0 | 0 | 0 | 0 | 0 | 0 | 0 | 0 | 0 | 0 | 0 | 0 | 0 | 0 | 0 | 0 | 0 | 0 | 0 | 0 | 0 | 0 | 0
F2_Commercial_Retail_New_Food Preparation_Natural Gas_Fryer_E2 | F2 | Commercial | Retail | New | Food Preparation | Natural Gas | Fryer | E2 | RVT - Cost of Operation | 0 | 0 | 0 | 0 | 0 | 0 | 0 | 0 | 0 | 0 | 0 | 0 | 0 | 0 | 0 | 0 | 0 | 0 | 0 | 0 | 0 | 0 | 0 | 0 | 0 | 0 | 0
F2_Commercial_Retail_New_Food Preparation_Natural Gas_Fryer_E3 | F2 | Commercial | Retail | New | Food Preparation | Natural Gas | Fryer | E3 | RVT - Cost of Operation | 0 | 0 | 0 | 0 | 0 | 0 | 0 | 0 | 0 | 0 | 0 | 0 | 0 | 0 | 0 | 0 | 0 | 0 | 0 | 0 | 0 | 0 | 0 | 0 | 0 | 0 | 0
F2_Commercial_Retail_New_Food Preparation_Natural Gas_Fryer_E4 | F2 | Commercial | Retail | New | Food Preparation | Natural Gas | Fryer | E4 | RVT - Cost of Operation | 0 | 0 | 0 | 0 | 0 | 0 | 0 | 0 | 0 | 0 | 0 | 0 | 0 | 0 | 0 | 0 | 0 | 0 | 0 | 0 | 0 | 0 | 0 | 0 | 0 | 0 | 0
F2_Commercial_Retail_New_Food Preparation_Natural Gas_Fryer_E5 | F2 | Commercial | Retail | New | Food Preparation | Natural Gas | Fryer | E5 | RVT - Cost of Operation | 0 | 0 | 0 | 0 | 0 | 0 | 0 | 0 | 0 | 0 | 0 | 0 | 0 | 0 | 0 | 0 | 0 | 0 | 0 | 0 | 0 | 0 | 0 | 0 | 0 | 0 | 0
F2_Commercial_Retail_New_Food Preparation_Natural Gas_Fryer_E6 | F2 | Commercial | Retail | New | Food Preparation | Natural Gas | Fryer | E6 | RVT - Cost of Operation | 0 | 0 | 0 | 0 | 0 | 0 | 0 | 0 | 0 | 0 | 0 | 0 | 0 | 0 | 0 | 0 | 0 | 0 | 0 | 0 | 0 | 0 | 0 | 0 | 0 | 0 | 0
F2_Commercial_Retail_New_Food Preparation_Natural Gas_Fryer_E7 | F2 | Commercial | Retail | New | Food Preparation | Natural Gas | Fryer | E7 | RVT - Cost of Operation | 0 | 0 | 0 | 0 | 0 | 0 | 0 | 0 | 0 | 0 | 0 | 0 | 0 | 0 | 0 | 0 | 0 | 0 | 0 | 0 | 0 | 0 | 0 | 0 | 0 | 0 | 0
F2_Commercial_Retail_New_Food Preparation_Natural Gas_Fryer_E8 | F2 | Commercial | Retail | New | Food Preparation | Natural Gas | Fryer | E8 | RVT - Cost of Operation | 0 | 0 | 0 | 0 | 0 | 0 | 0 | 0 | 0 | 0 | 0 | 0 | 0 | 0 | 0 | 0 | 0 | 0 | 0 | 0 | 0 | 0 | 0 | 0 | 0 | 0 | 0
F2_Commercial_Retail_New_Food Preparation_Natural Gas_Fryer_E9 | F2 | Commercial | Retail | New | Food Preparation | Natural Gas | Fryer | E9 | RVT - Cost of Operation | 0 | 0 | 0 | 0 | 0 | 0 | 0 | 0 | 0 | 0 | 0 | 0 | 0 | 0 | 0 | 0 | 0 | 0 | 0 | 0 | 0 | 0 | 0 | 0 | 0 | 0 | 0
F2_Commercial_Retail_New_Food Preparation_Natural Gas_Fryer_E10 | F2 | Commercial | Retail | New | Food Preparation | Natural Gas | Fryer | E10 | RVT - Cost of Operation | 0 | 0 | 0 | 0 | 0 | 0 | 0 | 0 | 0 | 0 | 0 | 0 | 0 | 0 | 0 | 0 | 0 | 0 | 0 | 0 | 0 | 0 | 0 | 0 | 0 | 0 | 0
F3_Commercial_Retail_New_Food Preparation_Natural Gas_Fryer_E1 | F3 | Commercial | Retail | New | Food Preparation | Natural Gas | Fryer | E1 | System - kBTUs of Consumption | 267.2956 | 0 | 0 | 0 | 0 | 0 | 0 | 0 | 0 | 0 | 0 | 0 | 0 | 0 | 0 | 0 | 0 | 0 | 0 | 0 | 0 | 0 | 0 | 0 | 0 | 0 | 0
F3_Commercial_Retail_New_Food Preparation_Natural Gas_Fryer_E2 | F3 | Commercial | Retail | New | Food Preparation | Natural Gas | Fryer | E2 | System - kBTUs of Consumption | 165.2146 | 165.2146 | 165.2146 | 165.2146 | 165.2146 | 165.2146 | 165.2146 | 165.2146 | 165.2146 | 165.2146 | 165.2146 | 165.2146 | 165.2146 | 165.2146 | 165.2146 | 165.2146 | 165.2146 | 165.2146 | 165.2146 | 165.2146 | 165.2146 | 165.2146 | 165.2146 | 165.2146 | 165.2146 | 165.2146 | 165.2146
F3_Commercial_Retail_New_Food Preparation_Natural Gas_Fryer_E3 | F3 | Commercial | Retail | New | Food Preparation | Natural Gas | Fryer | E3 | System - kBTUs of Consumption | 0 | 0 | 0 | 0 | 0 | 0 | 0 | 0 | 0 | 0 | 0 | 0 | 0 | 0 | 0 | 0 | 0 | 0 | 0 | 0 | 0 | 0 | 0 | 0 | 0 | 0 | 0
F3_Commercial_Retail_New_Food Preparation_Natural Gas_Fryer_E4 | F3 | Commercial | Retail | New | Food Preparation | Natural Gas | Fryer | E4 | System - kBTUs of Consumption | 0 | 0 | 0 | 0 | 0 | 0 | 0 | 0 | 0 | 0 | 0 | 0 | 0 | 0 | 0 | 0 | 0 | 0 | 0 | 0 | 0 | 0 | 0 | 0 | 0 | 0 | 0
F3_Commercial_Retail_New_Food Preparation_Natural Gas_Fryer_E5 | F3 | Commercial | Retail | New | Food Preparation | Natural Gas | Fryer | E5 | System - kBTUs of Consumption | 0 | 0 | 0 | 0 | 0 | 0 | 0 | 0 | 0 | 0 | 0 | 0 | 0 | 0 | 0 | 0 | 0 | 0 | 0 | 0 | 0 | 0 | 0 | 0 | 0 | 0 | 0
F3_Commercial_Retail_New_Food Preparation_Natural Gas_Fryer_E6 | F3 | Commercial | Retail | New | Food Preparation | Natural Gas | Fryer | E6 | System - kBTUs of Consumption | 0 | 0 | 0 | 0 | 0 | 0 | 0 | 0 | 0 | 0 | 0 | 0 | 0 | 0 | 0 | 0 | 0 | 0 | 0 | 0 | 0 | 0 | 0 | 0 | 0 | 0 | 0
F3_Commercial_Retail_New_Food Preparation_Natural Gas_Fryer_E7 | F3 | Commercial | Retail | New | Food Preparation | Natural Gas | Fryer | E7 | System - kBTUs of Consumption | 0 | 0 | 0 | 0 | 0 | 0 | 0 | 0 | 0 | 0 | 0 | 0 | 0 | 0 | 0 | 0 | 0 | 0 | 0 | 0 | 0 | 0 | 0 | 0 | 0 | 0 | 0
F3_Commercial_Retail_New_Food Preparation_Natural Gas_Fryer_E8 | F3 | Commercial | Retail | New | Food Preparation | Natural Gas | Fryer | E8 | System - kBTUs of Consumption | 0 | 0 | 0 | 0 | 0 | 0 | 0 | 0 | 0 | 0 | 0 | 0 | 0 | 0 | 0 | 0 | 0 | 0 | 0 | 0 | 0 | 0 | 0 | 0 | 0 | 0 | 0
F3_Commercial_Retail_New_Food Preparation_Natural Gas_Fryer_E9 | F3 | Commercial | Retail | New | Food Preparation | Natural Gas | Fryer | E9 | System - kBTUs of Consumption | 0 | 0 | 0 | 0 | 0 | 0 | 0 | 0 | 0 | 0 | 0 | 0 | 0 | 0 | 0 | 0 | 0 | 0 | 0 | 0 | 0 | 0 | 0 | 0 | 0 | 0 | 0
F3_Commercial_Retail_New_Food Preparation_Natural Gas_Fryer_E10 | F3 | Commercial | Retail | New | Food Preparation | Natural Gas | Fryer | E10 | System - kBTUs of Consumption | 0 | 0 | 0 | 0 | 0 | 0 | 0 | 0 | 0 | 0 | 0 | 0 | 0 | 0 | 0 | 0 | 0 | 0 | 0 | 0 | 0 | 0 | 0 | 0 | 0 | 0 | 0
F4_Commercial_Retail_New_Food Preparation_Natural Gas_Fryer_E1 | F4 | Commercial | Retail | New | Food Preparation | Natural Gas | Fryer | E1 | Utility - Cost of Equipment | 1.4337 | 0 | 0 | 0 | 0 | 0 | 0 | 0 | 0 | 0 | 0 | 0 | 0 | 0 | 0 | 0 | 0 | 0 | 0 | 0 | 0 | 0 | 0 | 0 | 0 | 0 | 0
F4_Commercial_Retail_New_Food Preparation_Natural Gas_Fryer_E2 | F4 | Commercial | Retail | New | Food Preparation | Natural Gas | Fryer | E2 | Utility - Cost of Equipment | 1.8022 | 1.8022 | 1.8022 | 1.8022 | 1.8022 | 1.8022 | 1.8022 | 1.8022 | 1.8022 | 1.8022 | 1.8022 | 1.8022 | 1.8022 | 1.8022 | 1.8022 | 1.8022 | 1.8022 | 1.8022 | 1.8022 | 1.8022 | 1.8022 | 1.8022 | 1.8022 | 1.8022 | 1.8022 | 1.8022 | 1.8022
F4_Commercial_Retail_New_Food Preparation_Natural Gas_Fryer_E3 | F4 | Commercial | Retail | New | Food Preparation | Natural Gas | Fryer | E3 | Utility - Cost of Equipment | 0 | 0 | 0 | 0 | 0 | 0 | 0 | 0 | 0 | 0 | 0 | 0 | 0 | 0 | 0 | 0 | 0 | 0 | 0 | 0 | 0 | 0 | 0 | 0 | 0 | 0 | 0
F4_Commercial_Retail_New_Food Preparation_Natural Gas_Fryer_E4 | F4 | Commercial | Retail | New | Food Preparation | Natural Gas | Fryer | E4 | Utility - Cost of Equipment | 0 | 0 | 0 | 0 | 0 | 0 | 0 | 0 | 0 | 0 | 0 | 0 | 0 | 0 | 0 | 0 | 0 | 0 | 0 | 0 | 0 | 0 | 0 | 0 | 0 | 0 | 0
F4_Commercial_Retail_New_Food Preparation_Natural Gas_Fryer_E5 | F4 | Commercial | Retail | New | Food Preparation | Natural Gas | Fryer | E5 | Utility - Cost of Equipment | 0 | 0 | 0 | 0 | 0 | 0 | 0 | 0 | 0 | 0 | 0 | 0 | 0 | 0 | 0 | 0 | 0 | 0 | 0 | 0 | 0 | 0 | 0 | 0 | 0 | 0 | 0
F4_Commercial_Retail_New_Food Preparation_Natural Gas_Fryer_E6 | F4 | Commercial | Retail | New | Food Preparation | Natural Gas | Fryer | E6 | Utility - Cost of Equipment | 0 | 0 | 0 | 0 | 0 | 0 | 0 | 0 | 0 | 0 | 0 | 0 | 0 | 0 | 0 | 0 | 0 | 0 | 0 | 0 | 0 | 0 | 0 | 0 | 0 | 0 | 0
F4_Commercial_Retail_New_Food Preparation_Natural Gas_Fryer_E7 | F4 | Commercial | Retail | New | Food Preparation | Natural Gas | Fryer | E7 | Utility - Cost of Equipment | 0 | 0 | 0 | 0 | 0 | 0 | 0 | 0 | 0 | 0 | 0 | 0 | 0 | 0 | 0 | 0 | 0 | 0 | 0 | 0 | 0 | 0 | 0 | 0 | 0 | 0 | 0
F4_Commercial_Retail_New_Food Preparation_Natural Gas_Fryer_E8 | F4 | Commercial | Retail | New | Food Preparation | Natural Gas | Fryer | E8 | Utility - Cost of Equipment | 0 | 0 | 0 | 0 | 0 | 0 | 0 | 0 | 0 | 0 | 0 | 0 | 0 | 0 | 0 | 0 | 0 | 0 | 0 | 0 | 0 | 0 | 0 | 0 | 0 | 0 | 0
F4_Commercial_Retail_New_Food Preparation_Natural Gas_Fryer_E9 | F4 | Commercial | Retail | New | Food Preparation | Natural Gas | Fryer | E9 | Utility - Cost of Equipment | 0 | 0 | 0 | 0 | 0 | 0 | 0 | 0 | 0 | 0 | 0 | 0 | 0 | 0 | 0 | 0 | 0 | 0 | 0 | 0 | 0 | 0 | 0 | 0 | 0 | 0 | 0
F4_Commercial_Retail_New_Food Preparation_Natural Gas_Fryer_E10 | F4 | Commercial | Retail | New | Food Preparation | Natural Gas | Fryer | E10 | Utility - Cost of Equipment | 0 | 0 | 0 | 0 | 0 | 0 | 0 | 0 | 0 | 0 | 0 | 0 | 0 | 0 | 0 | 0 | 0 | 0 | 0 | 0 | 0 | 0 | 0 | 0 | 0 | 0 | 0
F5_Commercial_Retail_New_Food Preparation_Natural Gas_Fryer_E1 | F5 | Commercial | Retail | New | Food Preparation | Natural Gas | Fryer | E1 | Utility - Cost of Operation | 3.6826 | 0 | 0 | 0 | 0 | 0 | 0 | 0 | 0 | 0 | 0 | 0 | 0 | 0 | 0 | 0 | 0 | 0 | 0 | 0 | 0 | 0 | 0 | 0 | 0 | 0 | 0
F5_Commercial_Retail_New_Food Preparation_Natural Gas_Fryer_E2 | F5 | Commercial | Retail | New | Food Preparation | Natural Gas | Fryer | E2 | Utility - Cost of Operation | 2.2762 | 2.2376 | 2.1998 | 2.163 | 2.1597 | 2.1782 | 2.2106 | 2.2505 | 2.2936 | 2.3377 | 2.3835 | 2.4283 | 2.4679 | 2.4941 | 2.502 | 2.4885 | 2.4528 | 2.3991 | 2.3297 | 2.2476 | 2.1516 | 2.0413 | 1.9433 | 1.8796 | 1.8516 | 1.8607 | 1.8698
F5_Commercial_Retail_New_Food Preparation_Natural Gas_Fryer_E3 | F5 | Commercial | Retail | New | Food Preparation | Natural Gas | Fryer | E3 | Utility - Cost of Operation | 0 | 0 | 0 | 0 | 0 | 0 | 0 | 0 | 0 | 0 | 0 | 0 | 0 | 0 | 0 | 0 | 0 | 0 | 0 | 0 | 0 | 0 | 0 | 0 | 0 | 0 | 0
F5_Commercial_Retail_New_Food Preparation_Natural Gas_Fryer_E4 | F5 | Commercial | Retail | New | Food Preparation | Natural Gas | Fryer | E4 | Utility - Cost of Operation | 0 | 0 | 0 | 0 | 0 | 0 | 0 | 0 | 0 | 0 | 0 | 0 | 0 | 0 | 0 | 0 | 0 | 0 | 0 | 0 | 0 | 0 | 0 | 0 | 0 | 0 | 0
F5_Commercial_Retail_New_Food Preparation_Natural Gas_Fryer_E5 | F5 | Commercial | Retail | New | Food Preparation | Natural Gas | Fryer | E5 | Utility - Cost of Operation | 0 | 0 | 0 | 0 | 0 | 0 | 0 | 0 | 0 | 0 | 0 | 0 | 0 | 0 | 0 | 0 | 0 | 0 | 0 | 0 | 0 | 0 | 0 | 0 | 0 | 0 | 0
F5_Commercial_Retail_New_Food Preparation_Natural Gas_Fryer_E6 | F5 | Commercial | Retail | New | Food Preparation | Natural Gas | Fryer | E6 | Utility - Cost of Operation | 0 | 0 | 0 | 0 | 0 | 0 | 0 | 0 | 0 | 0 | 0 | 0 | 0 | 0 | 0 | 0 | 0 | 0 | 0 | 0 | 0 | 0 | 0 | 0 | 0 | 0 | 0
F5_Commercial_Retail_New_Food Preparation_Natural Gas_Fryer_E7 | F5 | Commercial | Retail | New | Food Preparation | Natural Gas | Fryer | E7 | Utility - Cost of Operation | 0 | 0 | 0 | 0 | 0 | 0 | 0 | 0 | 0 | 0 | 0 | 0 | 0 | 0 | 0 | 0 | 0 | 0 | 0 | 0 | 0 | 0 | 0 | 0 | 0 | 0 | 0
F5_Commercial_Retail_New_Food Preparation_Natural Gas_Fryer_E8 | F5 | Commercial | Retail | New | Food Preparation | Natural Gas | Fryer | E8 | Utility - Cost of Operation | 0 | 0 | 0 | 0 | 0 | 0 | 0 | 0 | 0 | 0 | 0 | 0 | 0 | 0 | 0 | 0 | 0 | 0 | 0 | 0 | 0 | 0 | 0 | 0 | 0 | 0 | 0
F5_Commercial_Retail_New_Food Preparation_Natural Gas_Fryer_E9 | F5 | Commercial | Retail | New | Food Preparation | Natural Gas | Fryer | E9 | Utility - Cost of Operation | 0 | 0 | 0 | 0 | 0 | 0 | 0 | 0 | 0 | 0 | 0 | 0 | 0 | 0 | 0 | 0 | 0 | 0 | 0 | 0 | 0 | 0 | 0 | 0 | 0 | 0 | 0
F5_Commercial_Retail_New_Food Preparation_Natural Gas_Fryer_E10 | F5 | Commercial | Retail | New | Food Preparation | Natural Gas | Fryer | E10 | Utility - Cost of Operation | 0 | 0 | 0 | 0 | 0 | 0 | 0 | 0 | 0 | 0 | 0 | 0 | 0 | 0 | 0 | 0 | 0 | 0 | 0 | 0 | 0 | 0 | 0 | 0 | 0 | 0 | 0
F6_Commercial_Retail_New_Food Preparation_Natural Gas_Fryer_E1 | F6 | Commercial | Retail | New | Food Preparation | Natural Gas | Fryer | E1 | Utility - Value of Sales | 0 | 0 | 0 | 0 | 0 | 0 | 0 | 0 | 0 | 0 | 0 | 0 | 0 | 0 | 0 | 0 | 0 | 0 | 0 | 0 | 0 | 0 | 0 | 0 | 0 | 0 | 0
F6_Commercial_Retail_New_Food Preparation_Natural Gas_Fryer_E2 | F6 | Commercial | Retail | New | Food Preparation | Natural Gas | Fryer | E2 | Utility - Value of Sales | 0 | 0 | 0 | 0 | 0 | 0 | 0 | 0 | 0 | 0 | 0 | 0 | 0 | 0 | 0 | 0 | 0 | 0 | 0 | 0 | 0 | 0 | 0 | 0 | 0 | 0 | 0
F6_Commercial_Retail_New_Food Preparation_Natural Gas_Fryer_E3 | F6 | Commercial | Retail | New | Food Preparation | Natural Gas | Fryer | E3 | Utility - Value of Sales | 0 | 0 | 0 | 0 | 0 | 0 | 0 | 0 | 0 | 0 | 0 | 0 | 0 | 0 | 0 | 0 | 0 | 0 | 0 | 0 | 0 | 0 | 0 | 0 | 0 | 0 | 0
F6_Commercial_Retail_New_Food Preparation_Natural Gas_Fryer_E4 | F6 | Commercial | Retail | New | Food Preparation | Natural Gas | Fryer | E4 | Utility - Value of Sales | 0 | 0 | 0 | 0 | 0 | 0 | 0 | 0 | 0 | 0 | 0 | 0 | 0 | 0 | 0 | 0 | 0 | 0 | 0 | 0 | 0 | 0 | 0 | 0 | 0 | 0 | 0
F6_Commercial_Retail_New_Food Preparation_Natural Gas_Fryer_E5 | F6 | Commercial | Retail | New | Food Preparation | Natural Gas | Fryer | E5 | Utility - Value of Sales | 0 | 0 | 0 | 0 | 0 | 0 | 0 | 0 | 0 | 0 | 0 | 0 | 0 | 0 | 0 | 0 | 0 | 0 | 0 | 0 | 0 | 0 | 0 | 0 | 0 | 0 | 0
F6_Commercial_Retail_New_Food Preparation_Natural Gas_Fryer_E6 | F6 | Commercial | Retail | New | Food Preparation | Natural Gas | Fryer | E6 | Utility - Value of Sales | 0 | 0 | 0 | 0 | 0 | 0 | 0 | 0 | 0 | 0 | 0 | 0 | 0 | 0 | 0 | 0 | 0 | 0 | 0 | 0 | 0 | 0 | 0 | 0 | 0 | 0 | 0
F6_Commercial_Retail_New_Food Preparation_Natural Gas_Fryer_E7 | F6 | Commercial | Retail | New | Food Preparation | Natural Gas | Fryer | E7 | Utility - Value of Sales | 0 | 0 | 0 | 0 | 0 | 0 | 0 | 0 | 0 | 0 | 0 | 0 | 0 | 0 | 0 | 0 | 0 | 0 | 0 | 0 | 0 | 0 | 0 | 0 | 0 | 0 | 0
F6_Commercial_Retail_New_Food Preparation_Natural Gas_Fryer_E8 | F6 | Commercial | Retail | New | Food Preparation | Natural Gas | Fryer | E8 | Utility - Value of Sales | 0 | 0 | 0 | 0 | 0 | 0 | 0 | 0 | 0 | 0 | 0 | 0 | 0 | 0 | 0 | 0 | 0 | 0 | 0 | 0 | 0 | 0 | 0 | 0 | 0 | 0 | 0
F6_Commercial_Retail_New_Food Preparation_Natural Gas_Fryer_E9 | F6 | Commercial | Retail | New | Food Preparation | Natural Gas | Fryer | E9 | Utility - Value of Sales | 0 | 0 | 0 | 0 | 0 | 0 | 0 | 0 | 0 | 0 | 0 | 0 | 0 | 0 | 0 | 0 | 0 | 0 | 0 | 0 | 0 | 0 | 0 | 0 | 0 | 0 | 0
F6_Commercial_Retail_New_Food Preparation_Natural Gas_Fryer_E10 | F6 | Commercial | Retail | New | Food Preparation | Natural Gas | Fryer | E10 | Utility - Value of Sales | 0 | 0 | 0 | 0 | 0 | 0 | 0 | 0 | 0 | 0 | 0 | 0 | 0 | 0 | 0 | 0 | 0 | 0 | 0 | 0 | 0 | 0 | 0 | 0 | 0 | 0 | 0
F1_Commercial_Retail_New_Food Preparation_Natural Gas_Broiler_E1 | F1 | Commercial | Retail | New | Food Preparation | Natural Gas | Broiler | E1 | RVT - Cost of Equipment | 1.4038 | 1.4038 | 1.4038 | 1.4038 | 1.4038 | 1.4038 | 1.4038 | 1.4038 | 1.4038 | 1.4038 | 1.4038 | 1.4038 | 1.4038 | 1.4038 | 1.4038 | 1.4038 | 1.4038 | 1.4038 | 1.4038 | 1.4038 | 1.4038 | 1.4038 | 1.4038 | 1.4038 | 1.4038 | 1.4038 | 1.4038
F1_Commercial_Retail_New_Food Preparation_Natural Gas_Broiler_E2 | F1 | Commercial | Retail | New | Food Preparation | Natural Gas | Broiler | E2 | RVT - Cost of Equipment | 1.9653 | 1.9653 | 1.9653 | 1.9653 | 1.9653 | 1.9653 | 1.9653 | 1.9653 | 1.9653 | 1.9653 | 1.9653 | 1.9653 | 1.9653 | 1.9653 | 1.9653 | 1.9653 | 1.9653 | 1.9653 | 1.9653 | 1.9653 | 1.9653 | 1.9653 | 1.9653 | 1.9653 | 1.9653 | 1.9653 | 1.9653
F1_Commercial_Retail_New_Food Preparation_Natural Gas_Broiler_E3 | F1 | Commercial | Retail | New | Food Preparation | Natural Gas | Broiler | E3 | RVT - Cost of Equipment | 0 | 0 | 0 | 0 | 0 | 0 | 0 | 0 | 0 | 0 | 0 | 0 | 0 | 0 | 0 | 0 | 0 | 0 | 0 | 0 | 0 | 0 | 0 | 0 | 0 | 0 | 0
F1_Commercial_Retail_New_Food Preparation_Natural Gas_Broiler_E4 | F1 | Commercial | Retail | New | Food Preparation | Natural Gas | Broiler | E4 | RVT - Cost of Equipment | 0 | 0 | 0 | 0 | 0 | 0 | 0 | 0 | 0 | 0 | 0 | 0 | 0 | 0 | 0 | 0 | 0 | 0 | 0 | 0 | 0 | 0 | 0 | 0 | 0 | 0 | 0
F1_Commercial_Retail_New_Food Preparation_Natural Gas_Broiler_E5 | F1 | Commercial | Retail | New | Food Preparation | Natural Gas | Broiler | E5 | RVT - Cost of Equipment | 0 | 0 | 0 | 0 | 0 | 0 | 0 | 0 | 0 | 0 | 0 | 0 | 0 | 0 | 0 | 0 | 0 | 0 | 0 | 0 | 0 | 0 | 0 | 0 | 0 | 0 | 0
F1_Commercial_Retail_New_Food Preparation_Natural Gas_Broiler_E6 | F1 | Commercial | Retail | New | Food Preparation | Natural Gas | Broiler | E6 | RVT - Cost of Equipment | 0 | 0 | 0 | 0 | 0 | 0 | 0 | 0 | 0 | 0 | 0 | 0 | 0 | 0 | 0 | 0 | 0 | 0 | 0 | 0 | 0 | 0 | 0 | 0 | 0 | 0 | 0
F1_Commercial_Retail_New_Food Preparation_Natural Gas_Broiler_E7 | F1 | Commercial | Retail | New | Food Preparation | Natural Gas | Broiler | E7 | RVT - Cost of Equipment | 0 | 0 | 0 | 0 | 0 | 0 | 0 | 0 | 0 | 0 | 0 | 0 | 0 | 0 | 0 | 0 | 0 | 0 | 0 | 0 | 0 | 0 | 0 | 0 | 0 | 0 | 0
F1_Commercial_Retail_New_Food Preparation_Natural Gas_Broiler_E8 | F1 | Commercial | Retail | New | Food Preparation | Natural Gas | Broiler | E8 | RVT - Cost of Equipment | 0 | 0 | 0 | 0 | 0 | 0 | 0 | 0 | 0 | 0 | 0 | 0 | 0 | 0 | 0 | 0 | 0 | 0 | 0 | 0 | 0 | 0 | 0 | 0 | 0 | 0 | 0
F1_Commercial_Retail_New_Food Preparation_Natural Gas_Broiler_E9 | F1 | Commercial | Retail | New | Food Preparation | Natural Gas | Broiler | E9 | RVT - Cost of Equipment | 0 | 0 | 0 | 0 | 0 | 0 | 0 | 0 | 0 | 0 | 0 | 0 | 0 | 0 | 0 | 0 | 0 | 0 | 0 | 0 | 0 | 0 | 0 | 0 | 0 | 0 | 0
F1_Commercial_Retail_New_Food Preparation_Natural Gas_Broiler_E10 | F1 | Commercial | Retail | New | Food Preparation | Natural Gas | Broiler | E10 | RVT - Cost of Equipment | 0 | 0 | 0 | 0 | 0 | 0 | 0 | 0 | 0 | 0 | 0 | 0 | 0 | 0 | 0 | 0 | 0 | 0 | 0 | 0 | 0 | 0 | 0 | 0 | 0 | 0 | 0
F2_Commercial_Retail_New_Food Preparation_Natural Gas_Broiler_E1 | F2 | Commercial | Retail | New | Food Preparation | Natural Gas | Broiler | E1 | RVT - Cost of Operation | 0 | 0 | 0 | 0 | 0 | 0 | 0 | 0 | 0 | 0 | 0 | 0 | 0 | 0 | 0 | 0 | 0 | 0 | 0 | 0 | 0 | 0 | 0 | 0 | 0 | 0 | 0
F2_Commercial_Retail_New_Food Preparation_Natural Gas_Broiler_E2 | F2 | Commercial | Retail | New | Food Preparation | Natural Gas | Broiler | E2 | RVT - Cost of Operation | 0 | 0 | 0 | 0 | 0 | 0 | 0 | 0 | 0 | 0 | 0 | 0 | 0 | 0 | 0 | 0 | 0 | 0 | 0 | 0 | 0 | 0 | 0 | 0 | 0 | 0 | 0
F2_Commercial_Retail_New_Food Preparation_Natural Gas_Broiler_E3 | F2 | Commercial | Retail | New | Food Preparation | Natural Gas | Broiler | E3 | RVT - Cost of Operation | 0 | 0 | 0 | 0 | 0 | 0 | 0 | 0 | 0 | 0 | 0 | 0 | 0 | 0 | 0 | 0 | 0 | 0 | 0 | 0 | 0 | 0 | 0 | 0 | 0 | 0 | 0
F2_Commercial_Retail_New_Food Preparation_Natural Gas_Broiler_E4 | F2 | Commercial | Retail | New | Food Preparation | Natural Gas | Broiler | E4 | RVT - Cost of Operation | 0 | 0 | 0 | 0 | 0 | 0 | 0 | 0 | 0 | 0 | 0 | 0 | 0 | 0 | 0 | 0 | 0 | 0 | 0 | 0 | 0 | 0 | 0 | 0 | 0 | 0 | 0
F2_Commercial_Retail_New_Food Preparation_Natural Gas_Broiler_E5 | F2 | Commercial | Retail | New | Food Preparation | Natural Gas | Broiler | E5 | RVT - Cost of Operation | 0 | 0 | 0 | 0 | 0 | 0 | 0 | 0 | 0 | 0 | 0 | 0 | 0 | 0 | 0 | 0 | 0 | 0 | 0 | 0 | 0 | 0 | 0 | 0 | 0 | 0 | 0
F2_Commercial_Retail_New_Food Preparation_Natural Gas_Broiler_E6 | F2 | Commercial | Retail | New | Food Preparation | Natural Gas | Broiler | E6 | RVT - Cost of Operation | 0 | 0 | 0 | 0 | 0 | 0 | 0 | 0 | 0 | 0 | 0 | 0 | 0 | 0 | 0 | 0 | 0 | 0 | 0 | 0 | 0 | 0 | 0 | 0 | 0 | 0 | 0
F2_Commercial_Retail_New_Food Preparation_Natural Gas_Broiler_E7 | F2 | Commercial | Retail | New | Food Preparation | Natural Gas | Broiler | E7 | RVT - Cost of Operation | 0 | 0 | 0 | 0 | 0 | 0 | 0 | 0 | 0 | 0 | 0 | 0 | 0 | 0 | 0 | 0 | 0 | 0 | 0 | 0 | 0 | 0 | 0 | 0 | 0 | 0 | 0
F2_Commercial_Retail_New_Food Preparation_Natural Gas_Broiler_E8 | F2 | Commercial | Retail | New | Food Preparation | Natural Gas | Broiler | E8 | RVT - Cost of Operation | 0 | 0 | 0 | 0 | 0 | 0 | 0 | 0 | 0 | 0 | 0 | 0 | 0 | 0 | 0 | 0 | 0 | 0 | 0 | 0 | 0 | 0 | 0 | 0 | 0 | 0 | 0
F2_Commercial_Retail_New_Food Preparation_Natural Gas_Broiler_E9 | F2 | Commercial | Retail | New | Food Preparation | Natural Gas | Broiler | E9 | RVT - Cost of Operation | 0 | 0 | 0 | 0 | 0 | 0 | 0 | 0 | 0 | 0 | 0 | 0 | 0 | 0 | 0 | 0 | 0 | 0 | 0 | 0 | 0 | 0 | 0 | 0 | 0 | 0 | 0
F2_Commercial_Retail_New_Food Preparation_Natural Gas_Broiler_E10 | F2 | Commercial | Retail | New | Food Preparation | Natural Gas | Broiler | E10 | RVT - Cost of Operation | 0 | 0 | 0 | 0 | 0 | 0 | 0 | 0 | 0 | 0 | 0 | 0 | 0 | 0 | 0 | 0 | 0 | 0 | 0 | 0 | 0 | 0 | 0 | 0 | 0 | 0 | 0
F3_Commercial_Retail_New_Food Preparation_Natural Gas_Broiler_E1 | F3 | Commercial | Retail | New | Food Preparation | Natural Gas | Broiler | E1 | System - kBTUs of Consumption | 258.3716 | 258.3716 | 258.3716 | 258.3716 | 258.3716 | 258.3716 | 258.3716 | 258.3716 | 258.3716 | 258.3716 | 258.3716 | 258.3716 | 258.3716 | 258.3716 | 258.3716 | 258.3716 | 258.3716 | 258.3716 | 258.3716 | 258.3716 | 258.3716 | 258.3716 | 258.3716 | 258.3716 | 258.3716 | 258.3716 | 258.3716
F3_Commercial_Retail_New_Food Preparation_Natural Gas_Broiler_E2 | F3 | Commercial | Retail | New | Food Preparation | Natural Gas | Broiler | E2 | System - kBTUs of Consumption | 166.0961 | 166.0961 | 166.0961 | 166.0961 | 166.0961 | 166.0961 | 166.0961 | 166.0961 | 166.0961 | 166.0961 | 166.0961 | 166.0961 | 166.0961 | 166.0961 | 166.0961 | 166.0961 | 166.0961 | 166.0961 | 166.0961 | 166.0961 | 166.0961 | 166.0961 | 166.0961 | 166.0961 | 166.0961 | 166.0961 | 166.0961
F3_Commercial_Retail_New_Food Preparation_Natural Gas_Broiler_E3 | F3 | Commercial | Retail | New | Food Preparation | Natural Gas | Broiler | E3 | System - kBTUs of Consumption | 0 | 0 | 0 | 0 | 0 | 0 | 0 | 0 | 0 | 0 | 0 | 0 | 0 | 0 | 0 | 0 | 0 | 0 | 0 | 0 | 0 | 0 | 0 | 0 | 0 | 0 | 0
F3_Commercial_Retail_New_Food Preparation_Natural Gas_Broiler_E4 | F3 | Commercial | Retail | New | Food Preparation | Natural Gas | Broiler | E4 | System - kBTUs of Consumption | 0 | 0 | 0 | 0 | 0 | 0 | 0 | 0 | 0 | 0 | 0 | 0 | 0 | 0 | 0 | 0 | 0 | 0 | 0 | 0 | 0 | 0 | 0 | 0 | 0 | 0 | 0
F3_Commercial_Retail_New_Food Preparation_Natural Gas_Broiler_E5 | F3 | Commercial | Retail | New | Food Preparation | Natural Gas | Broiler | E5 | System - kBTUs of Consumption | 0 | 0 | 0 | 0 | 0 | 0 | 0 | 0 | 0 | 0 | 0 | 0 | 0 | 0 | 0 | 0 | 0 | 0 | 0 | 0 | 0 | 0 | 0 | 0 | 0 | 0 | 0
F3_Commercial_Retail_New_Food Preparation_Natural Gas_Broiler_E6 | F3 | Commercial | Retail | New | Food Preparation | Natural Gas | Broiler | E6 | System - kBTUs of Consumption | 0 | 0 | 0 | 0 | 0 | 0 | 0 | 0 | 0 | 0 | 0 | 0 | 0 | 0 | 0 | 0 | 0 | 0 | 0 | 0 | 0 | 0 | 0 | 0 | 0 | 0 | 0
F3_Commercial_Retail_New_Food Preparation_Natural Gas_Broiler_E7 | F3 | Commercial | Retail | New | Food Preparation | Natural Gas | Broiler | E7 | System - kBTUs of Consumption | 0 | 0 | 0 | 0 | 0 | 0 | 0 | 0 | 0 | 0 | 0 | 0 | 0 | 0 | 0 | 0 | 0 | 0 | 0 | 0 | 0 | 0 | 0 | 0 | 0 | 0 | 0
F3_Commercial_Retail_New_Food Preparation_Natural Gas_Broiler_E8 | F3 | Commercial | Retail | New | Food Preparation | Natural Gas | Broiler | E8 | System - kBTUs of Consumption | 0 | 0 | 0 | 0 | 0 | 0 | 0 | 0 | 0 | 0 | 0 | 0 | 0 | 0 | 0 | 0 | 0 | 0 | 0 | 0 | 0 | 0 | 0 | 0 | 0 | 0 | 0
F3_Commercial_Retail_New_Food Preparation_Natural Gas_Broiler_E9 | F3 | Commercial | Retail | New | Food Preparation | Natural Gas | Broiler | E9 | System - kBTUs of Consumption | 0 | 0 | 0 | 0 | 0 | 0 | 0 | 0 | 0 | 0 | 0 | 0 | 0 | 0 | 0 | 0 | 0 | 0 | 0 | 0 | 0 | 0 | 0 | 0 | 0 | 0 | 0
F3_Commercial_Retail_New_Food Preparation_Natural Gas_Broiler_E10 | F3 | Commercial | Retail | New | Food Preparation | Natural Gas | Broiler | E10 | System - kBTUs of Consumption | 0 | 0 | 0 | 0 | 0 | 0 | 0 | 0 | 0 | 0 | 0 | 0 | 0 | 0 | 0 | 0 | 0 | 0 | 0 | 0 | 0 | 0 | 0 | 0 | 0 | 0 | 0
F4_Commercial_Retail_New_Food Preparation_Natural Gas_Broiler_E1 | F4 | Commercial | Retail | New | Food Preparation | Natural Gas | Broiler | E1 | Utility - Cost of Equipment | 1.4038 | 1.4038 | 1.4038 | 1.4038 | 1.4038 | 1.4038 | 1.4038 | 1.4038 | 1.4038 | 1.4038 | 1.4038 | 1.4038 | 1.4038 | 1.4038 | 1.4038 | 1.4038 | 1.4038 | 1.4038 | 1.4038 | 1.4038 | 1.4038 | 1.4038 | 1.4038 | 1.4038 | 1.4038 | 1.4038 | 1.4038
F4_Commercial_Retail_New_Food Preparation_Natural Gas_Broiler_E2 | F4 | Commercial | Retail | New | Food Preparation | Natural Gas | Broiler | E2 | Utility - Cost of Equipment | 1.9653 | 1.9653 | 1.9653 | 1.9653 | 1.9653 | 1.9653 | 1.9653 | 1.9653 | 1.9653 | 1.9653 | 1.9653 | 1.9653 | 1.9653 | 1.9653 | 1.9653 | 1.9653 | 1.9653 | 1.9653 | 1.9653 | 1.9653 | 1.9653 | 1.9653 | 1.9653 | 1.9653 | 1.9653 | 1.9653 | 1.9653
F4_Commercial_Retail_New_Food Preparation_Natural Gas_Broiler_E3 | F4 | Commercial | Retail | New | Food Preparation | Natural Gas | Broiler | E3 | Utility - Cost of Equipment | 0 | 0 | 0 | 0 | 0 | 0 | 0 | 0 | 0 | 0 | 0 | 0 | 0 | 0 | 0 | 0 | 0 | 0 | 0 | 0 | 0 | 0 | 0 | 0 | 0 | 0 | 0
F4_Commercial_Retail_New_Food Preparation_Natural Gas_Broiler_E4 | F4 | Commercial | Retail | New | Food Preparation | Natural Gas | Broiler | E4 | Utility - Cost of Equipment | 0 | 0 | 0 | 0 | 0 | 0 | 0 | 0 | 0 | 0 | 0 | 0 | 0 | 0 | 0 | 0 | 0 | 0 | 0 | 0 | 0 | 0 | 0 | 0 | 0 | 0 | 0
F4_Commercial_Retail_New_Food Preparation_Natural Gas_Broiler_E5 | F4 | Commercial | Retail | New | Food Preparation | Natural Gas | Broiler | E5 | Utility - Cost of Equipment | 0 | 0 | 0 | 0 | 0 | 0 | 0 | 0 | 0 | 0 | 0 | 0 | 0 | 0 | 0 | 0 | 0 | 0 | 0 | 0 | 0 | 0 | 0 | 0 | 0 | 0 | 0
F4_Commercial_Retail_New_Food Preparation_Natural Gas_Broiler_E6 | F4 | Commercial | Retail | New | Food Preparation | Natural Gas | Broiler | E6 | Utility - Cost of Equipment | 0 | 0 | 0 | 0 | 0 | 0 | 0 | 0 | 0 | 0 | 0 | 0 | 0 | 0 | 0 | 0 | 0 | 0 | 0 | 0 | 0 | 0 | 0 | 0 | 0 | 0 | 0
F4_Commercial_Retail_New_Food Preparation_Natural Gas_Broiler_E7 | F4 | Commercial | Retail | New | Food Preparation | Natural Gas | Broiler | E7 | Utility - Cost of Equipment | 0 | 0 | 0 | 0 | 0 | 0 | 0 | 0 | 0 | 0 | 0 | 0 | 0 | 0 | 0 | 0 | 0 | 0 | 0 | 0 | 0 | 0 | 0 | 0 | 0 | 0 | 0
F4_Commercial_Retail_New_Food Preparation_Natural Gas_Broiler_E8 | F4 | Commercial | Retail | New | Food Preparation | Natural Gas | Broiler | E8 | Utility - Cost of Equipment | 0 | 0 | 0 | 0 | 0 | 0 | 0 | 0 | 0 | 0 | 0 | 0 | 0 | 0 | 0 | 0 | 0 | 0 | 0 | 0 | 0 | 0 | 0 | 0 | 0 | 0 | 0
F4_Commercial_Retail_New_Food Preparation_Natural Gas_Broiler_E9 | F4 | Commercial | Retail | New | Food Preparation | Natural Gas | Broiler | E9 | Utility - Cost of Equipment | 0 | 0 | 0 | 0 | 0 | 0 | 0 | 0 | 0 | 0 | 0 | 0 | 0 | 0 | 0 | 0 | 0 | 0 | 0 | 0 | 0 | 0 | 0 | 0 | 0 | 0 | 0
F4_Commercial_Retail_New_Food Preparation_Natural Gas_Broiler_E10 | F4 | Commercial | Retail | New | Food Preparation | Natural Gas | Broiler | E10 | Utility - Cost of Equipment | 0 | 0 | 0 | 0 | 0 | 0 | 0 | 0 | 0 | 0 | 0 | 0 | 0 | 0 | 0 | 0 | 0 | 0 | 0 | 0 | 0 | 0 | 0 | 0 | 0 | 0 | 0
F5_Commercial_Retail_New_Food Preparation_Natural Gas_Broiler_E1 | F5 | Commercial | Retail | New | Food Preparation | Natural Gas | Broiler | E1 | Utility - Cost of Operation | 3.5265 | 3.4888 | 3.4523 | 3.4175 | 3.4261 | 3.4631 | 3.5168 | 3.5767 | 3.6344 | 3.6835 | 3.7236 | 3.7523 | 3.7685 | 3.7667 | 3.7463 | 3.7071 | 3.6497 | 3.5773 | 3.4908 | 3.3881 | 3.2676 | 3.1287 | 3.0056 | 2.9265 | 2.8932 | 2.9074 | 2.9217
F5_Commercial_Retail_New_Food Preparation_Natural Gas_Broiler_E2 | F5 | Commercial | Retail | New | Food Preparation | Natural Gas | Broiler | E2 | Utility - Cost of Operation | 2.267 | 2.2428 | 2.2194 | 2.197 | 2.2025 | 2.2263 | 2.2608 | 2.2993 | 2.3364 | 2.368 | 2.3937 | 2.4122 | 2.4226 | 2.4215 | 2.4083 | 2.3831 | 2.3462 | 2.2997 | 2.2441 | 2.1781 | 2.1006 | 2.0113 | 1.9322 | 1.8813 | 1.8599 | 1.869 | 1.8782
F5_Commercial_Retail_New_Food Preparation_Natural Gas_Broiler_E3 | F5 | Commercial | Retail | New | Food Preparation | Natural Gas | Broiler | E3 | Utility - Cost of Operation | 0 | 0 | 0 | 0 | 0 | 0 | 0 | 0 | 0 | 0 | 0 | 0 | 0 | 0 | 0 | 0 | 0 | 0 | 0 | 0 | 0 | 0 | 0 | 0 | 0 | 0 | 0
F5_Commercial_Retail_New_Food Preparation_Natural Gas_Broiler_E4 | F5 | Commercial | Retail | New | Food Preparation | Natural Gas | Broiler | E4 | Utility - Cost of Operation | 0 | 0 | 0 | 0 | 0 | 0 | 0 | 0 | 0 | 0 | 0 | 0 | 0 | 0 | 0 | 0 | 0 | 0 | 0 | 0 | 0 | 0 | 0 | 0 | 0 | 0 | 0
F5_Commercial_Retail_New_Food Preparation_Natural Gas_Broiler_E5 | F5 | Commercial | Retail | New | Food Preparation | Natural Gas | Broiler | E5 | Utility - Cost of Operation | 0 | 0 | 0 | 0 | 0 | 0 | 0 | 0 | 0 | 0 | 0 | 0 | 0 | 0 | 0 | 0 | 0 | 0 | 0 | 0 | 0 | 0 | 0 | 0 | 0 | 0 | 0
F5_Commercial_Retail_New_Food Preparation_Natural Gas_Broiler_E6 | F5 | Commercial | Retail | New | Food Preparation | Natural Gas | Broiler | E6 | Utility - Cost of Operation | 0 | 0 | 0 | 0 | 0 | 0 | 0 | 0 | 0 | 0 | 0 | 0 | 0 | 0 | 0 | 0 | 0 | 0 | 0 | 0 | 0 | 0 | 0 | 0 | 0 | 0 | 0
F5_Commercial_Retail_New_Food Preparation_Natural Gas_Broiler_E7 | F5 | Commercial | Retail | New | Food Preparation | Natural Gas | Broiler | E7 | Utility - Cost of Operation | 0 | 0 | 0 | 0 | 0 | 0 | 0 | 0 | 0 | 0 | 0 | 0 | 0 | 0 | 0 | 0 | 0 | 0 | 0 | 0 | 0 | 0 | 0 | 0 | 0 | 0 | 0
F5_Commercial_Retail_New_Food Preparation_Natural Gas_Broiler_E8 | F5 | Commercial | Retail | New | Food Preparation | Natural Gas | Broiler | E8 | Utility - Cost of Operation | 0 | 0 | 0 | 0 | 0 | 0 | 0 | 0 | 0 | 0 | 0 | 0 | 0 | 0 | 0 | 0 | 0 | 0 | 0 | 0 | 0 | 0 | 0 | 0 | 0 | 0 | 0
F5_Commercial_Retail_New_Food Preparation_Natural Gas_Broiler_E9 | F5 | Commercial | Retail | New | Food Preparation | Natural Gas | Broiler | E9 | Utility - Cost of Operation | 0 | 0 | 0 | 0 | 0 | 0 | 0 | 0 | 0 | 0 | 0 | 0 | 0 | 0 | 0 | 0 | 0 | 0 | 0 | 0 | 0 | 0 | 0 | 0 | 0 | 0 | 0
F5_Commercial_Retail_New_Food Preparation_Natural Gas_Broiler_E10 | F5 | Commercial | Retail | New | Food Preparation | Natural Gas | Broiler | E10 | Utility - Cost of Operation | 0 | 0 | 0 | 0 | 0 | 0 | 0 | 0 | 0 | 0 | 0 | 0 | 0 | 0 | 0 | 0 | 0 | 0 | 0 | 0 | 0 | 0 | 0 | 0 | 0 | 0 | 0
F6_Commercial_Retail_New_Food Preparation_Natural Gas_Broiler_E1 | F6 | Commercial | Retail | New | Food Preparation | Natural Gas | Broiler | E1 | Utility - Value of Sales | 0 | 0 | 0 | 0 | 0 | 0 | 0 | 0 | 0 | 0 | 0 | 0 | 0 | 0 | 0 | 0 | 0 | 0 | 0 | 0 | 0 | 0 | 0 | 0 | 0 | 0 | 0
F6_Commercial_Retail_New_Food Preparation_Natural Gas_Broiler_E2 | F6 | Commercial | Retail | New | Food Preparation | Natural Gas | Broiler | E2 | Utility - Value of Sales | 0 | 0 | 0 | 0 | 0 | 0 | 0 | 0 | 0 | 0 | 0 | 0 | 0 | 0 | 0 | 0 | 0 | 0 | 0 | 0 | 0 | 0 | 0 | 0 | 0 | 0 | 0
F6_Commercial_Retail_New_Food Preparation_Natural Gas_Broiler_E3 | F6 | Commercial | Retail | New | Food Preparation | Natural Gas | Broiler | E3 | Utility - Value of Sales | 0 | 0 | 0 | 0 | 0 | 0 | 0 | 0 | 0 | 0 | 0 | 0 | 0 | 0 | 0 | 0 | 0 | 0 | 0 | 0 | 0 | 0 | 0 | 0 | 0 | 0 | 0
F6_Commercial_Retail_New_Food Preparation_Natural Gas_Broiler_E4 | F6 | Commercial | Retail | New | Food Preparation | Natural Gas | Broiler | E4 | Utility - Value of Sales | 0 | 0 | 0 | 0 | 0 | 0 | 0 | 0 | 0 | 0 | 0 | 0 | 0 | 0 | 0 | 0 | 0 | 0 | 0 | 0 | 0 | 0 | 0 | 0 | 0 | 0 | 0
F6_Commercial_Retail_New_Food Preparation_Natural Gas_Broiler_E5 | F6 | Commercial | Retail | New | Food Preparation | Natural Gas | Broiler | E5 | Utility - Value of Sales | 0 | 0 | 0 | 0 | 0 | 0 | 0 | 0 | 0 | 0 | 0 | 0 | 0 | 0 | 0 | 0 | 0 | 0 | 0 | 0 | 0 | 0 | 0 | 0 | 0 | 0 | 0
F6_Commercial_Retail_New_Food Preparation_Natural Gas_Broiler_E6 | F6 | Commercial | Retail | New | Food Preparation | Natural Gas | Broiler | E6 | Utility - Value of Sales | 0 | 0 | 0 | 0 | 0 | 0 | 0 | 0 | 0 | 0 | 0 | 0 | 0 | 0 | 0 | 0 | 0 | 0 | 0 | 0 | 0 | 0 | 0 | 0 | 0 | 0 | 0
F6_Commercial_Retail_New_Food Preparation_Natural Gas_Broiler_E7 | F6 | Commercial | Retail | New | Food Preparation | Natural Gas | Broiler | E7 | Utility - Value of Sales | 0 | 0 | 0 | 0 | 0 | 0 | 0 | 0 | 0 | 0 | 0 | 0 | 0 | 0 | 0 | 0 | 0 | 0 | 0 | 0 | 0 | 0 | 0 | 0 | 0 | 0 | 0
F6_Commercial_Retail_New_Food Preparation_Natural Gas_Broiler_E8 | F6 | Commercial | Retail | New | Food Preparation | Natural Gas | Broiler | E8 | Utility - Value of Sales | 0 | 0 | 0 | 0 | 0 | 0 | 0 | 0 | 0 | 0 | 0 | 0 | 0 | 0 | 0 | 0 | 0 | 0 | 0 | 0 | 0 | 0 | 0 | 0 | 0 | 0 | 0
F6_Commercial_Retail_New_Food Preparation_Natural Gas_Broiler_E9 | F6 | Commercial | Retail | New | Food Preparation | Natural Gas | Broiler | E9 | Utility - Value of Sales | 0 | 0 | 0 | 0 | 0 | 0 | 0 | 0 | 0 | 0 | 0 | 0 | 0 | 0 | 0 | 0 | 0 | 0 | 0 | 0 | 0 | 0 | 0 | 0 | 0 | 0 | 0
F6_Commercial_Retail_New_Food Preparation_Natural Gas_Broiler_E10 | F6 | Commercial | Retail | New | Food Preparation | Natural Gas | Broiler | E10 | Utility - Value of Sales | 0 | 0 | 0 | 0 | 0 | 0 | 0 | 0 | 0 | 0 | 0 | 0 | 0 | 0 | 0 | 0 | 0 | 0 | 0 | 0 | 0 | 0 | 0 | 0 | 0 | 0 | 0
F1_Commercial_Retail_New_Food Preparation_Natural Gas_Griddle_E1 | F1 | Commercial | Retail | New | Food Preparation | Natural Gas | Griddle | E1 | RVT - Cost of Equipment | 1.0876 | 1.0876 | 1.0876 | 1.0876 | 1.0876 | 1.0876 | 1.0876 | 1.0876 | 1.0876 | 1.0876 | 1.0876 | 1.0876 | 1.0876 | 1.0876 | 1.0876 | 1.0876 | 1.0876 | 1.0876 | 1.0876 | 1.0876 | 1.0876 | 1.0876 | 1.0876 | 1.0876 | 1.0876 | 1.0876 | 1.0876
F1_Commercial_Retail_New_Food Preparation_Natural Gas_Griddle_E2 | F1 | Commercial | Retail | New | Food Preparation | Natural Gas | Griddle | E2 | RVT - Cost of Equipment | 1.3515 | 1.3515 | 1.3515 | 1.3515 | 1.3515 | 1.3515 | 1.3515 | 1.3515 | 1.3515 | 1.3515 | 1.3515 | 1.3515 | 1.3515 | 1.3515 | 1.3515 | 1.3515 | 1.3515 | 1.3515 | 1.3515 | 1.3515 | 1.3515 | 1.3515 | 1.3515 | 1.3515 | 1.3515 | 1.3515 | 1.3515
F1_Commercial_Retail_New_Food Preparation_Natural Gas_Griddle_E3 | F1 | Commercial | Retail | New | Food Preparation | Natural Gas | Griddle | E3 | RVT - Cost of Equipment | 0 | 0 | 0 | 0 | 0 | 0 | 0 | 0 | 0 | 0 | 0 | 0 | 0 | 0 | 0 | 0 | 0 | 0 | 0 | 0 | 0 | 0 | 0 | 0 | 0 | 0 | 0
F1_Commercial_Retail_New_Food Preparation_Natural Gas_Griddle_E4 | F1 | Commercial | Retail | New | Food Preparation | Natural Gas | Griddle | E4 | RVT - Cost of Equipment | 0 | 0 | 0 | 0 | 0 | 0 | 0 | 0 | 0 | 0 | 0 | 0 | 0 | 0 | 0 | 0 | 0 | 0 | 0 | 0 | 0 | 0 | 0 | 0 | 0 | 0 | 0
F1_Commercial_Retail_New_Food Preparation_Natural Gas_Griddle_E5 | F1 | Commercial | Retail | New | Food Preparation | Natural Gas | Griddle | E5 | RVT - Cost of Equipment | 0 | 0 | 0 | 0 | 0 | 0 | 0 | 0 | 0 | 0 | 0 | 0 | 0 | 0 | 0 | 0 | 0 | 0 | 0 | 0 | 0 | 0 | 0 | 0 | 0 | 0 | 0
F1_Commercial_Retail_New_Food Preparation_Natural Gas_Griddle_E6 | F1 | Commercial | Retail | New | Food Preparation | Natural Gas | Griddle | E6 | RVT - Cost of Equipment | 0 | 0 | 0 | 0 | 0 | 0 | 0 | 0 | 0 | 0 | 0 | 0 | 0 | 0 | 0 | 0 | 0 | 0 | 0 | 0 | 0 | 0 | 0 | 0 | 0 | 0 | 0
F1_Commercial_Retail_New_Food Preparation_Natural Gas_Griddle_E7 | F1 | Commercial | Retail | New | Food Preparation | Natural Gas | Griddle | E7 | RVT - Cost of Equipment | 0 | 0 | 0 | 0 | 0 | 0 | 0 | 0 | 0 | 0 | 0 | 0 | 0 | 0 | 0 | 0 | 0 | 0 | 0 | 0 | 0 | 0 | 0 | 0 | 0 | 0 | 0
F1_Commercial_Retail_New_Food Preparation_Natural Gas_Griddle_E8 | F1 | Commercial | Retail | New | Food Preparation | Natural Gas | Griddle | E8 | RVT - Cost of Equipment | 0 | 0 | 0 | 0 | 0 | 0 | 0 | 0 | 0 | 0 | 0 | 0 | 0 | 0 | 0 | 0 | 0 | 0 | 0 | 0 | 0 | 0 | 0 | 0 | 0 | 0 | 0
F1_Commercial_Retail_New_Food Preparation_Natural Gas_Griddle_E9 | F1 | Commercial | Retail | New | Food Preparation | Natural Gas | Griddle | E9 | RVT - Cost of Equipment | 0 | 0 | 0 | 0 | 0 | 0 | 0 | 0 | 0 | 0 | 0 | 0 | 0 | 0 | 0 | 0 | 0 | 0 | 0 | 0 | 0 | 0 | 0 | 0 | 0 | 0 | 0
F1_Commercial_Retail_New_Food Preparation_Natural Gas_Griddle_E10 | F1 | Commercial | Retail | New | Food Preparation | Natural Gas | Griddle | E10 | RVT - Cost of Equipment | 0 | 0 | 0 | 0 | 0 | 0 | 0 | 0 | 0 | 0 | 0 | 0 | 0 | 0 | 0 | 0 | 0 | 0 | 0 | 0 | 0 | 0 | 0 | 0 | 0 | 0 | 0
F2_Commercial_Retail_New_Food Preparation_Natural Gas_Griddle_E1 | F2 | Commercial | Retail | New | Food Preparation | Natural Gas | Griddle | E1 | RVT - Cost of Operation | 0 | 0 | 0 | 0 | 0 | 0 | 0 | 0 | 0 | 0 | 0 | 0 | 0 | 0 | 0 | 0 | 0 | 0 | 0 | 0 | 0 | 0 | 0 | 0 | 0 | 0 | 0
F2_Commercial_Retail_New_Food Preparation_Natural Gas_Griddle_E2 | F2 | Commercial | Retail | New | Food Preparation | Natural Gas | Griddle | E2 | RVT - Cost of Operation | 0 | 0 | 0 | 0 | 0 | 0 | 0 | 0 | 0 | 0 | 0 | 0 | 0 | 0 | 0 | 0 | 0 | 0 | 0 | 0 | 0 | 0 | 0 | 0 | 0 | 0 | 0
F2_Commercial_Retail_New_Food Preparation_Natural Gas_Griddle_E3 | F2 | Commercial | Retail | New | Food Preparation | Natural Gas | Griddle | E3 | RVT - Cost of Operation | 0 | 0 | 0 | 0 | 0 | 0 | 0 | 0 | 0 | 0 | 0 | 0 | 0 | 0 | 0 | 0 | 0 | 0 | 0 | 0 | 0 | 0 | 0 | 0 | 0 | 0 | 0
F2_Commercial_Retail_New_Food Preparation_Natural Gas_Griddle_E4 | F2 | Commercial | Retail | New | Food Preparation | Natural Gas | Griddle | E4 | RVT - Cost of Operation | 0 | 0 | 0 | 0 | 0 | 0 | 0 | 0 | 0 | 0 | 0 | 0 | 0 | 0 | 0 | 0 | 0 | 0 | 0 | 0 | 0 | 0 | 0 | 0 | 0 | 0 | 0
F2_Commercial_Retail_New_Food Preparation_Natural Gas_Griddle_E5 | F2 | Commercial | Retail | New | Food Preparation | Natural Gas | Griddle | E5 | RVT - Cost of Operation | 0 | 0 | 0 | 0 | 0 | 0 | 0 | 0 | 0 | 0 | 0 | 0 | 0 | 0 | 0 | 0 | 0 | 0 | 0 | 0 | 0 | 0 | 0 | 0 | 0 | 0 | 0
F2_Commercial_Retail_New_Food Preparation_Natural Gas_Griddle_E6 | F2 | Commercial | Retail | New | Food Preparation | Natural Gas | Griddle | E6 | RVT - Cost of Operation | 0 | 0 | 0 | 0 | 0 | 0 | 0 | 0 | 0 | 0 | 0 | 0 | 0 | 0 | 0 | 0 | 0 | 0 | 0 | 0 | 0 | 0 | 0 | 0 | 0 | 0 | 0
F2_Commercial_Retail_New_Food Preparation_Natural Gas_Griddle_E7 | F2 | Commercial | Retail | New | Food Preparation | Natural Gas | Griddle | E7 | RVT - Cost of Operation | 0 | 0 | 0 | 0 | 0 | 0 | 0 | 0 | 0 | 0 | 0 | 0 | 0 | 0 | 0 | 0 | 0 | 0 | 0 | 0 | 0 | 0 | 0 | 0 | 0 | 0 | 0
F2_Commercial_Retail_New_Food Preparation_Natural Gas_Griddle_E8 | F2 | Commercial | Retail | New | Food Preparation | Natural Gas | Griddle | E8 | RVT - Cost of Operation | 0 | 0 | 0 | 0 | 0 | 0 | 0 | 0 | 0 | 0 | 0 | 0 | 0 | 0 | 0 | 0 | 0 | 0 | 0 | 0 | 0 | 0 | 0 | 0 | 0 | 0 | 0
F2_Commercial_Retail_New_Food Preparation_Natural Gas_Griddle_E9 | F2 | Commercial | Retail | New | Food Preparation | Natural Gas | Griddle | E9 | RVT - Cost of Operation | 0 | 0 | 0 | 0 | 0 | 0 | 0 | 0 | 0 | 0 | 0 | 0 | 0 | 0 | 0 | 0 | 0 | 0 | 0 | 0 | 0 | 0 | 0 | 0 | 0 | 0 | 0
F2_Commercial_Retail_New_Food Preparation_Natural Gas_Griddle_E10 | F2 | Commercial | Retail | New | Food Preparation | Natural Gas | Griddle | E10 | RVT - Cost of Operation | 0 | 0 | 0 | 0 | 0 | 0 | 0 | 0 | 0 | 0 | 0 | 0 | 0 | 0 | 0 | 0 | 0 | 0 | 0 | 0 | 0 | 0 | 0 | 0 | 0 | 0 | 0
F3_Commercial_Retail_New_Food Preparation_Natural Gas_Griddle_E1 | F3 | Commercial | Retail | New | Food Preparation | Natural Gas | Griddle | E1 | System - kBTUs of Consumption | 184.6078 | 184.6078 | 184.6078 | 184.6078 | 184.6078 | 184.6078 | 184.6078 | 184.6078 | 184.6078 | 184.6078 | 184.6078 | 184.6078 | 184.6078 | 184.6078 | 184.6078 | 184.6078 | 184.6078 | 184.6078 | 184.6078 | 184.6078 | 184.6078 | 184.6078 | 184.6078 | 184.6078 | 184.6078 | 184.6078 | 184.6078
F3_Commercial_Retail_New_Food Preparation_Natural Gas_Griddle_E2 | F3 | Commercial | Retail | New | Food Preparation | Natural Gas | Griddle | E2 | System - kBTUs of Consumption | 159.4398 | 159.4398 | 159.4398 | 159.4398 | 159.4398 | 159.4398 | 159.4398 | 159.4398 | 159.4398 | 159.4398 | 159.4398 | 159.4398 | 159.4398 | 159.4398 | 159.4398 | 159.4398 | 159.4398 | 159.4398 | 159.4398 | 159.4398 | 159.4398 | 159.4398 | 159.4398 | 159.4398 | 159.4398 | 159.4398 | 159.4398
F3_Commercial_Retail_New_Food Preparation_Natural Gas_Griddle_E3 | F3 | Commercial | Retail | New | Food Preparation | Natural Gas | Griddle | E3 | System - kBTUs of Consumption | 0 | 0 | 0 | 0 | 0 | 0 | 0 | 0 | 0 | 0 | 0 | 0 | 0 | 0 | 0 | 0 | 0 | 0 | 0 | 0 | 0 | 0 | 0 | 0 | 0 | 0 | 0
F3_Commercial_Retail_New_Food Preparation_Natural Gas_Griddle_E4 | F3 | Commercial | Retail | New | Food Preparation | Natural Gas | Griddle | E4 | System - kBTUs of Consumption | 0 | 0 | 0 | 0 | 0 | 0 | 0 | 0 | 0 | 0 | 0 | 0 | 0 | 0 | 0 | 0 | 0 | 0 | 0 | 0 | 0 | 0 | 0 | 0 | 0 | 0 | 0
F3_Commercial_Retail_New_Food Preparation_Natural Gas_Griddle_E5 | F3 | Commercial | Retail | New | Food Preparation | Natural Gas | Griddle | E5 | System - kBTUs of Consumption | 0 | 0 | 0 | 0 | 0 | 0 | 0 | 0 | 0 | 0 | 0 | 0 | 0 | 0 | 0 | 0 | 0 | 0 | 0 | 0 | 0 | 0 | 0 | 0 | 0 | 0 | 0
F3_Commercial_Retail_New_Food Preparation_Natural Gas_Griddle_E6 | F3 | Commercial | Retail | New | Food Preparation | Natural Gas | Griddle | E6 | System - kBTUs of Consumption | 0 | 0 | 0 | 0 | 0 | 0 | 0 | 0 | 0 | 0 | 0 | 0 | 0 | 0 | 0 | 0 | 0 | 0 | 0 | 0 | 0 | 0 | 0 | 0 | 0 | 0 | 0
F3_Commercial_Retail_New_Food Preparation_Natural Gas_Griddle_E7 | F3 | Commercial | Retail | New | Food Preparation | Natural Gas | Griddle | E7 | System - kBTUs of Consumption | 0 | 0 | 0 | 0 | 0 | 0 | 0 | 0 | 0 | 0 | 0 | 0 | 0 | 0 | 0 | 0 | 0 | 0 | 0 | 0 | 0 | 0 | 0 | 0 | 0 | 0 | 0
F3_Commercial_Retail_New_Food Preparation_Natural Gas_Griddle_E8 | F3 | Commercial | Retail | New | Food Preparation | Natural Gas | Griddle | E8 | System - kBTUs of Consumption | 0 | 0 | 0 | 0 | 0 | 0 | 0 | 0 | 0 | 0 | 0 | 0 | 0 | 0 | 0 | 0 | 0 | 0 | 0 | 0 | 0 | 0 | 0 | 0 | 0 | 0 | 0
F3_Commercial_Retail_New_Food Preparation_Natural Gas_Griddle_E9 | F3 | Commercial | Retail | New | Food Preparation | Natural Gas | Griddle | E9 | System - kBTUs of Consumption | 0 | 0 | 0 | 0 | 0 | 0 | 0 | 0 | 0 | 0 | 0 | 0 | 0 | 0 | 0 | 0 | 0 | 0 | 0 | 0 | 0 | 0 | 0 | 0 | 0 | 0 | 0
F3_Commercial_Retail_New_Food Preparation_Natural Gas_Griddle_E10 | F3 | Commercial | Retail | New | Food Preparation | Natural Gas | Griddle | E10 | System - kBTUs of Consumption | 0 | 0 | 0 | 0 | 0 | 0 | 0 | 0 | 0 | 0 | 0 | 0 | 0 | 0 | 0 | 0 | 0 | 0 | 0 | 0 | 0 | 0 | 0 | 0 | 0 | 0 | 0
F4_Commercial_Retail_New_Food Preparation_Natural Gas_Griddle_E1 | F4 | Commercial | Retail | New | Food Preparation | Natural Gas | Griddle | E1 | Utility - Cost of Equipment | 1.0876 | 1.0876 | 1.0876 | 1.0876 | 1.0876 | 1.0876 | 1.0876 | 1.0876 | 1.0876 | 1.0876 | 1.0876 | 1.0876 | 1.0876 | 1.0876 | 1.0876 | 1.0876 | 1.0876 | 1.0876 | 1.0876 | 1.0876 | 1.0876 | 1.0876 | 1.0876 | 1.0876 | 1.0876 | 1.0876 | 1.0876
F4_Commercial_Retail_New_Food Preparation_Natural Gas_Griddle_E2 | F4 | Commercial | Retail | New | Food Preparation | Natural Gas | Griddle | E2 | Utility - Cost of Equipment | 1.3515 | 1.3515 | 1.3515 | 1.3515 | 1.3515 | 1.3515 | 1.3515 | 1.3515 | 1.3515 | 1.3515 | 1.3515 | 1.3515 | 1.3515 | 1.3515 | 1.3515 | 1.3515 | 1.3515 | 1.3515 | 1.3515 | 1.3515 | 1.3515 | 1.3515 | 1.3515 | 1.3515 | 1.3515 | 1.3515 | 1.3515
F4_Commercial_Retail_New_Food Preparation_Natural Gas_Griddle_E3 | F4 | Commercial | Retail | New | Food Preparation | Natural Gas | Griddle | E3 | Utility - Cost of Equipment | 0 | 0 | 0 | 0 | 0 | 0 | 0 | 0 | 0 | 0 | 0 | 0 | 0 | 0 | 0 | 0 | 0 | 0 | 0 | 0 | 0 | 0 | 0 | 0 | 0 | 0 | 0
F4_Commercial_Retail_New_Food Preparation_Natural Gas_Griddle_E4 | F4 | Commercial | Retail | New | Food Preparation | Natural Gas | Griddle | E4 | Utility - Cost of Equipment | 0 | 0 | 0 | 0 | 0 | 0 | 0 | 0 | 0 | 0 | 0 | 0 | 0 | 0 | 0 | 0 | 0 | 0 | 0 | 0 | 0 | 0 | 0 | 0 | 0 | 0 | 0
F4_Commercial_Retail_New_Food Preparation_Natural Gas_Griddle_E5 | F4 | Commercial | Retail | New | Food Preparation | Natural Gas | Griddle | E5 | Utility - Cost of Equipment | 0 | 0 | 0 | 0 | 0 | 0 | 0 | 0 | 0 | 0 | 0 | 0 | 0 | 0 | 0 | 0 | 0 | 0 | 0 | 0 | 0 | 0 | 0 | 0 | 0 | 0 | 0
F4_Commercial_Retail_New_Food Preparation_Natural Gas_Griddle_E6 | F4 | Commercial | Retail | New | Food Preparation | Natural Gas | Griddle | E6 | Utility - Cost of Equipment | 0 | 0 | 0 | 0 | 0 | 0 | 0 | 0 | 0 | 0 | 0 | 0 | 0 | 0 | 0 | 0 | 0 | 0 | 0 | 0 | 0 | 0 | 0 | 0 | 0 | 0 | 0
F4_Commercial_Retail_New_Food Preparation_Natural Gas_Griddle_E7 | F4 | Commercial | Retail | New | Food Preparation | Natural Gas | Griddle | E7 | Utility - Cost of Equipment | 0 | 0 | 0 | 0 | 0 | 0 | 0 | 0 | 0 | 0 | 0 | 0 | 0 | 0 | 0 | 0 | 0 | 0 | 0 | 0 | 0 | 0 | 0 | 0 | 0 | 0 | 0
F4_Commercial_Retail_New_Food Preparation_Natural Gas_Griddle_E8 | F4 | Commercial | Retail | New | Food Preparation | Natural Gas | Griddle | E8 | Utility - Cost of Equipment | 0 | 0 | 0 | 0 | 0 | 0 | 0 | 0 | 0 | 0 | 0 | 0 | 0 | 0 | 0 | 0 | 0 | 0 | 0 | 0 | 0 | 0 | 0 | 0 | 0 | 0 | 0
F4_Commercial_Retail_New_Food Preparation_Natural Gas_Griddle_E9 | F4 | Commercial | Retail | New | Food Preparation | Natural Gas | Griddle | E9 | Utility - Cost of Equipment | 0 | 0 | 0 | 0 | 0 | 0 | 0 | 0 | 0 | 0 | 0 | 0 | 0 | 0 | 0 | 0 | 0 | 0 | 0 | 0 | 0 | 0 | 0 | 0 | 0 | 0 | 0
F4_Commercial_Retail_New_Food Preparation_Natural Gas_Griddle_E10 | F4 | Commercial | Retail | New | Food Preparation | Natural Gas | Griddle | E10 | Utility - Cost of Equipment | 0 | 0 | 0 | 0 | 0 | 0 | 0 | 0 | 0 | 0 | 0 | 0 | 0 | 0 | 0 | 0 | 0 | 0 | 0 | 0 | 0 | 0 | 0 | 0 | 0 | 0 | 0
F5_Commercial_Retail_New_Food Preparation_Natural Gas_Griddle_E1 | F5 | Commercial | Retail | New | Food Preparation | Natural Gas | Griddle | E1 | Utility - Cost of Operation | 2.5197 | 2.4927 | 2.4667 | 2.4418 | 2.448 | 2.4744 | 2.5128 | 2.5555 | 2.5968 | 2.6319 | 2.6605 | 2.681 | 2.6926 | 2.6913 | 2.6767 | 2.6487 | 2.6077 | 2.556 | 2.4942 | 2.4208 | 2.3347 | 2.2355 | 2.1475 | 2.091 | 2.0672 | 2.0774 | 2.0875
F5_Commercial_Retail_New_Food Preparation_Natural Gas_Griddle_E2 | F5 | Commercial | Retail | New | Food Preparation | Natural Gas | Griddle | E2 | Utility - Cost of Operation | 2.1762 | 2.1529 | 2.1304 | 2.1089 | 2.1142 | 2.137 | 2.1702 | 2.2071 | 2.2427 | 2.2731 | 2.2978 | 2.3155 | 2.3255 | 2.3244 | 2.3118 | 2.2876 | 2.2522 | 2.2075 | 2.1542 | 2.0908 | 2.0164 | 1.9307 | 1.8547 | 1.8059 | 1.7854 | 1.7941 | 1.8029
F5_Commercial_Retail_New_Food Preparation_Natural Gas_Griddle_E3 | F5 | Commercial | Retail | New | Food Preparation | Natural Gas | Griddle | E3 | Utility - Cost of Operation | 0 | 0 | 0 | 0 | 0 | 0 | 0 | 0 | 0 | 0 | 0 | 0 | 0 | 0 | 0 | 0 | 0 | 0 | 0 | 0 | 0 | 0 | 0 | 0 | 0 | 0 | 0
F5_Commercial_Retail_New_Food Preparation_Natural Gas_Griddle_E4 | F5 | Commercial | Retail | New | Food Preparation | Natural Gas | Griddle | E4 | Utility - Cost of Operation | 0 | 0 | 0 | 0 | 0 | 0 | 0 | 0 | 0 | 0 | 0 | 0 | 0 | 0 | 0 | 0 | 0 | 0 | 0 | 0 | 0 | 0 | 0 | 0 | 0 | 0 | 0
F5_Commercial_Retail_New_Food Preparation_Natural Gas_Griddle_E5 | F5 | Commercial | Retail | New | Food Preparation | Natural Gas | Griddle | E5 | Utility - Cost of Operation | 0 | 0 | 0 | 0 | 0 | 0 | 0 | 0 | 0 | 0 | 0 | 0 | 0 | 0 | 0 | 0 | 0 | 0 | 0 | 0 | 0 | 0 | 0 | 0 | 0 | 0 | 0
F5_Commercial_Retail_New_Food Preparation_Natural Gas_Griddle_E6 | F5 | Commercial | Retail | New | Food Preparation | Natural Gas | Griddle | E6 | Utility - Cost of Operation | 0 | 0 | 0 | 0 | 0 | 0 | 0 | 0 | 0 | 0 | 0 | 0 | 0 | 0 | 0 | 0 | 0 | 0 | 0 | 0 | 0 | 0 | 0 | 0 | 0 | 0 | 0
F5_Commercial_Retail_New_Food Preparation_Natural Gas_Griddle_E7 | F5 | Commercial | Retail | New | Food Preparation | Natural Gas | Griddle | E7 | Utility - Cost of Operation | 0 | 0 | 0 | 0 | 0 | 0 | 0 | 0 | 0 | 0 | 0 | 0 | 0 | 0 | 0 | 0 | 0 | 0 | 0 | 0 | 0 | 0 | 0 | 0 | 0 | 0 | 0
F5_Commercial_Retail_New_Food Preparation_Natural Gas_Griddle_E8 | F5 | Commercial | Retail | New | Food Preparation | Natural Gas | Griddle | E8 | Utility - Cost of Operation | 0 | 0 | 0 | 0 | 0 | 0 | 0 | 0 | 0 | 0 | 0 | 0 | 0 | 0 | 0 | 0 | 0 | 0 | 0 | 0 | 0 | 0 | 0 | 0 | 0 | 0 | 0
F5_Commercial_Retail_New_Food Preparation_Natural Gas_Griddle_E9 | F5 | Commercial | Retail | New | Food Preparation | Natural Gas | Griddle | E9 | Utility - Cost of Operation | 0 | 0 | 0 | 0 | 0 | 0 | 0 | 0 | 0 | 0 | 0 | 0 | 0 | 0 | 0 | 0 | 0 | 0 | 0 | 0 | 0 | 0 | 0 | 0 | 0 | 0 | 0
F5_Commercial_Retail_New_Food Preparation_Natural Gas_Griddle_E10 | F5 | Commercial | Retail | New | Food Preparation | Natural Gas | Griddle | E10 | Utility - Cost of Operation | 0 | 0 | 0 | 0 | 0 | 0 | 0 | 0 | 0 | 0 | 0 | 0 | 0 | 0 | 0 | 0 | 0 | 0 | 0 | 0 | 0 | 0 | 0 | 0 | 0 | 0 | 0
F6_Commercial_Retail_New_Food Preparation_Natural Gas_Griddle_E1 | F6 | Commercial | Retail | New | Food Preparation | Natural Gas | Griddle | E1 | Utility - Value of Sales | 0 | 0 | 0 | 0 | 0 | 0 | 0 | 0 | 0 | 0 | 0 | 0 | 0 | 0 | 0 | 0 | 0 | 0 | 0 | 0 | 0 | 0 | 0 | 0 | 0 | 0 | 0
F6_Commercial_Retail_New_Food Preparation_Natural Gas_Griddle_E2 | F6 | Commercial | Retail | New | Food Preparation | Natural Gas | Griddle | E2 | Utility - Value of Sales | 0 | 0 | 0 | 0 | 0 | 0 | 0 | 0 | 0 | 0 | 0 | 0 | 0 | 0 | 0 | 0 | 0 | 0 | 0 | 0 | 0 | 0 | 0 | 0 | 0 | 0 | 0
F6_Commercial_Retail_New_Food Preparation_Natural Gas_Griddle_E3 | F6 | Commercial | Retail | New | Food Preparation | Natural Gas | Griddle | E3 | Utility - Value of Sales | 0 | 0 | 0 | 0 | 0 | 0 | 0 | 0 | 0 | 0 | 0 | 0 | 0 | 0 | 0 | 0 | 0 | 0 | 0 | 0 | 0 | 0 | 0 | 0 | 0 | 0 | 0
F6_Commercial_Retail_New_Food Preparation_Natural Gas_Griddle_E4 | F6 | Commercial | Retail | New | Food Preparation | Natural Gas | Griddle | E4 | Utility - Value of Sales | 0 | 0 | 0 | 0 | 0 | 0 | 0 | 0 | 0 | 0 | 0 | 0 | 0 | 0 | 0 | 0 | 0 | 0 | 0 | 0 | 0 | 0 | 0 | 0 | 0 | 0 | 0
F6_Commercial_Retail_New_Food Preparation_Natural Gas_Griddle_E5 | F6 | Commercial | Retail | New | Food Preparation | Natural Gas | Griddle | E5 | Utility - Value of Sales | 0 | 0 | 0 | 0 | 0 | 0 | 0 | 0 | 0 | 0 | 0 | 0 | 0 | 0 | 0 | 0 | 0 | 0 | 0 | 0 | 0 | 0 | 0 | 0 | 0 | 0 | 0
F6_Commercial_Retail_New_Food Preparation_Natural Gas_Griddle_E6 | F6 | Commercial | Retail | New | Food Preparation | Natural Gas | Griddle | E6 | Utility - Value of Sales | 0 | 0 | 0 | 0 | 0 | 0 | 0 | 0 | 0 | 0 | 0 | 0 | 0 | 0 | 0 | 0 | 0 | 0 | 0 | 0 | 0 | 0 | 0 | 0 | 0 | 0 | 0
F6_Commercial_Retail_New_Food Preparation_Natural Gas_Griddle_E7 | F6 | Commercial | Retail | New | Food Preparation | Natural Gas | Griddle | E7 | Utility - Value of Sales | 0 | 0 | 0 | 0 | 0 | 0 | 0 | 0 | 0 | 0 | 0 | 0 | 0 | 0 | 0 | 0 | 0 | 0 | 0 | 0 | 0 | 0 | 0 | 0 | 0 | 0 | 0
F6_Commercial_Retail_New_Food Preparation_Natural Gas_Griddle_E8 | F6 | Commercial | Retail | New | Food Preparation | Natural Gas | Griddle | E8 | Utility - Value of Sales | 0 | 0 | 0 | 0 | 0 | 0 | 0 | 0 | 0 | 0 | 0 | 0 | 0 | 0 | 0 | 0 | 0 | 0 | 0 | 0 | 0 | 0 | 0 | 0 | 0 | 0 | 0
F6_Commercial_Retail_New_Food Preparation_Natural Gas_Griddle_E9 | F6 | Commercial | Retail | New | Food Preparation | Natural Gas | Griddle | E9 | Utility - Value of Sales | 0 | 0 | 0 | 0 | 0 | 0 | 0 | 0 | 0 | 0 | 0 | 0 | 0 | 0 | 0 | 0 | 0 | 0 | 0 | 0 | 0 | 0 | 0 | 0 | 0 | 0 | 0
F6_Commercial_Retail_New_Food Preparation_Natural Gas_Griddle_E10 | F6 | Commercial | Retail | New | Food Preparation | Natural Gas | Griddle | E10 | Utility - Value of Sales | 0 | 0 | 0 | 0 | 0 | 0 | 0 | 0 | 0 | 0 | 0 | 0 | 0 | 0 | 0 | 0 | 0 | 0 | 0 | 0 | 0 | 0 | 0 | 0 | 0 | 0 | 0
F1_Commercial_Retail_New_Food Preparation_Natural Gas_Range_E1 | F1 | Commercial | Retail | New | Food Preparation | Natural Gas | Range | E1 | RVT - Cost of Equipment | 1.6648 | 1.6648 | 1.6648 | 1.6648 | 1.6648 | 1.6648 | 1.6648 | 1.6648 | 1.6648 | 1.6648 | 1.6648 | 1.6648 | 1.6648 | 1.6648 | 1.6648 | 1.6648 | 1.6648 | 1.6648 | 1.6648 | 1.6648 | 1.6648 | 1.6648 | 1.6648 | 1.6648 | 1.6648 | 1.6648 | 1.6648
F1_Commercial_Retail_New_Food Preparation_Natural Gas_Range_E2 | F1 | Commercial | Retail | New | Food Preparation | Natural Gas | Range | E2 | RVT - Cost of Equipment | 1.6648 | 1.6648 | 1.6648 | 1.6648 | 1.6648 | 1.6648 | 1.6648 | 1.6648 | 1.6648 | 1.6648 | 1.6648 | 1.6648 | 1.6648 | 1.6648 | 1.6648 | 1.6648 | 1.6648 | 1.6648 | 1.6648 | 1.6648 | 1.6648 | 1.6648 | 1.6648 | 1.6648 | 1.6648 | 1.6648 | 1.6648
F1_Commercial_Retail_New_Food Preparation_Natural Gas_Range_E3 | F1 | Commercial | Retail | New | Food Preparation | Natural Gas | Range | E3 | RVT - Cost of Equipment | 0 | 0 | 0 | 0 | 0 | 0 | 0 | 0 | 0 | 0 | 0 | 0 | 0 | 0 | 0 | 0 | 0 | 0 | 0 | 0 | 0 | 0 | 0 | 0 | 0 | 0 | 0
F1_Commercial_Retail_New_Food Preparation_Natural Gas_Range_E4 | F1 | Commercial | Retail | New | Food Preparation | Natural Gas | Range | E4 | RVT - Cost of Equipment | 0 | 0 | 0 | 0 | 0 | 0 | 0 | 0 | 0 | 0 | 0 | 0 | 0 | 0 | 0 | 0 | 0 | 0 | 0 | 0 | 0 | 0 | 0 | 0 | 0 | 0 | 0
F1_Commercial_Retail_New_Food Preparation_Natural Gas_Range_E5 | F1 | Commercial | Retail | New | Food Preparation | Natural Gas | Range | E5 | RVT - Cost of Equipment | 0 | 0 | 0 | 0 | 0 | 0 | 0 | 0 | 0 | 0 | 0 | 0 | 0 | 0 | 0 | 0 | 0 | 0 | 0 | 0 | 0 | 0 | 0 | 0 | 0 | 0 | 0
F1_Commercial_Retail_New_Food Preparation_Natural Gas_Range_E6 | F1 | Commercial | Retail | New | Food Preparation | Natural Gas | Range | E6 | RVT - Cost of Equipment | 0 | 0 | 0 | 0 | 0 | 0 | 0 | 0 | 0 | 0 | 0 | 0 | 0 | 0 | 0 | 0 | 0 | 0 | 0 | 0 | 0 | 0 | 0 | 0 | 0 | 0 | 0
F1_Commercial_Retail_New_Food Preparation_Natural Gas_Range_E7 | F1 | Commercial | Retail | New | Food Preparation | Natural Gas | Range | E7 | RVT - Cost of Equipment | 0 | 0 | 0 | 0 | 0 | 0 | 0 | 0 | 0 | 0 | 0 | 0 | 0 | 0 | 0 | 0 | 0 | 0 | 0 | 0 | 0 | 0 | 0 | 0 | 0 | 0 | 0
F1_Commercial_Retail_New_Food Preparation_Natural Gas_Range_E8 | F1 | Commercial | Retail | New | Food Preparation | Natural Gas | Range | E8 | RVT - Cost of Equipment | 0 | 0 | 0 | 0 | 0 | 0 | 0 | 0 | 0 | 0 | 0 | 0 | 0 | 0 | 0 | 0 | 0 | 0 | 0 | 0 | 0 | 0 | 0 | 0 | 0 | 0 | 0
F1_Commercial_Retail_New_Food Preparation_Natural Gas_Range_E9 | F1 | Commercial | Retail | New | Food Preparation | Natural Gas | Range | E9 | RVT - Cost of Equipment | 0 | 0 | 0 | 0 | 0 | 0 | 0 | 0 | 0 | 0 | 0 | 0 | 0 | 0 | 0 | 0 | 0 | 0 | 0 | 0 | 0 | 0 | 0 | 0 | 0 | 0 | 0
F1_Commercial_Retail_New_Food Preparation_Natural Gas_Range_E10 | F1 | Commercial | Retail | New | Food Preparation | Natural Gas | Range | E10 | RVT - Cost of Equipment | 0 | 0 | 0 | 0 | 0 | 0 | 0 | 0 | 0 | 0 | 0 | 0 | 0 | 0 | 0 | 0 | 0 | 0 | 0 | 0 | 0 | 0 | 0 | 0 | 0 | 0 | 0
F2_Commercial_Retail_New_Food Preparation_Natural Gas_Range_E1 | F2 | Commercial | Retail | New | Food Preparation | Natural Gas | Range | E1 | RVT - Cost of Operation | 0 | 0 | 0 | 0 | 0 | 0 | 0 | 0 | 0 | 0 | 0 | 0 | 0 | 0 | 0 | 0 | 0 | 0 | 0 | 0 | 0 | 0 | 0 | 0 | 0 | 0 | 0
F2_Commercial_Retail_New_Food Preparation_Natural Gas_Range_E2 | F2 | Commercial | Retail | New | Food Preparation | Natural Gas | Range | E2 | RVT - Cost of Operation | 0 | 0 | 0 | 0 | 0 | 0 | 0 | 0 | 0 | 0 | 0 | 0 | 0 | 0 | 0 | 0 | 0 | 0 | 0 | 0 | 0 | 0 | 0 | 0 | 0 | 0 | 0
F2_Commercial_Retail_New_Food Preparation_Natural Gas_Range_E3 | F2 | Commercial | Retail | New | Food Preparation | Natural Gas | Range | E3 | RVT - Cost of Operation | 0 | 0 | 0 | 0 | 0 | 0 | 0 | 0 | 0 | 0 | 0 | 0 | 0 | 0 | 0 | 0 | 0 | 0 | 0 | 0 | 0 | 0 | 0 | 0 | 0 | 0 | 0
F2_Commercial_Retail_New_Food Preparation_Natural Gas_Range_E4 | F2 | Commercial | Retail | New | Food Preparation | Natural Gas | Range | E4 | RVT - Cost of Operation | 0 | 0 | 0 | 0 | 0 | 0 | 0 | 0 | 0 | 0 | 0 | 0 | 0 | 0 | 0 | 0 | 0 | 0 | 0 | 0 | 0 | 0 | 0 | 0 | 0 | 0 | 0
F2_Commercial_Retail_New_Food Preparation_Natural Gas_Range_E5 | F2 | Commercial | Retail | New | Food Preparation | Natural Gas | Range | E5 | RVT - Cost of Operation | 0 | 0 | 0 | 0 | 0 | 0 | 0 | 0 | 0 | 0 | 0 | 0 | 0 | 0 | 0 | 0 | 0 | 0 | 0 | 0 | 0 | 0 | 0 | 0 | 0 | 0 | 0
F2_Commercial_Retail_New_Food Preparation_Natural Gas_Range_E6 | F2 | Commercial | Retail | New | Food Preparation | Natural Gas | Range | E6 | RVT - Cost of Operation | 0 | 0 | 0 | 0 | 0 | 0 | 0 | 0 | 0 | 0 | 0 | 0 | 0 | 0 | 0 | 0 | 0 | 0 | 0 | 0 | 0 | 0 | 0 | 0 | 0 | 0 | 0
F2_Commercial_Retail_New_Food Preparation_Natural Gas_Range_E7 | F2 | Commercial | Retail | New | Food Preparation | Natural Gas | Range | E7 | RVT - Cost of Operation | 0 | 0 | 0 | 0 | 0 | 0 | 0 | 0 | 0 | 0 | 0 | 0 | 0 | 0 | 0 | 0 | 0 | 0 | 0 | 0 | 0 | 0 | 0 | 0 | 0 | 0 | 0
F2_Commercial_Retail_New_Food Preparation_Natural Gas_Range_E8 | F2 | Commercial | Retail | New | Food Preparation | Natural Gas | Range | E8 | RVT - Cost of Operation | 0 | 0 | 0 | 0 | 0 | 0 | 0 | 0 | 0 | 0 | 0 | 0 | 0 | 0 | 0 | 0 | 0 | 0 | 0 | 0 | 0 | 0 | 0 | 0 | 0 | 0 | 0
F2_Commercial_Retail_New_Food Preparation_Natural Gas_Range_E9 | F2 | Commercial | Retail | New | Food Preparation | Natural Gas | Range | E9 | RVT - Cost of Operation | 0 | 0 | 0 | 0 | 0 | 0 | 0 | 0 | 0 | 0 | 0 | 0 | 0 | 0 | 0 | 0 | 0 | 0 | 0 | 0 | 0 | 0 | 0 | 0 | 0 | 0 | 0
F2_Commercial_Retail_New_Food Preparation_Natural Gas_Range_E10 | F2 | Commercial | Retail | New | Food Preparation | Natural Gas | Range | E10 | RVT - Cost of Operation | 0 | 0 | 0 | 0 | 0 | 0 | 0 | 0 | 0 | 0 | 0 | 0 | 0 | 0 | 0 | 0 | 0 | 0 | 0 | 0 | 0 | 0 | 0 | 0 | 0 | 0 | 0
F3_Commercial_Retail_New_Food Preparation_Natural Gas_Range_E1 | F3 | Commercial | Retail | New | Food Preparation | Natural Gas | Range | E1 | System - kBTUs of Consumption | 177.9022 | 177.9022 | 177.9022 | 177.9022 | 177.9022 | 177.9022 | 177.9022 | 177.9022 | 177.9022 | 177.9022 | 177.9022 | 177.9022 | 177.9022 | 177.9022 | 177.9022 | 177.9022 | 177.9022 | 177.9022 | 177.9022 | 177.9022 | 177.9022 | 177.9022 | 177.9022 | 177.9022 | 177.9022 | 177.9022 | 177.9022
F3_Commercial_Retail_New_Food Preparation_Natural Gas_Range_E2 | F3 | Commercial | Retail | New | Food Preparation | Natural Gas | Range | E2 | System - kBTUs of Consumption | 152.4876 | 152.4876 | 152.4876 | 152.4876 | 152.4876 | 152.4876 | 152.4876 | 152.4876 | 152.4876 | 152.4876 | 152.4876 | 152.4876 | 152.4876 | 152.4876 | 152.4876 | 152.4876 | 152.4876 | 152.4876 | 152.4876 | 152.4876 | 152.4876 | 152.4876 | 152.4876 | 152.4876 | 152.4876 | 152.4876 | 152.4876
F3_Commercial_Retail_New_Food Preparation_Natural Gas_Range_E3 | F3 | Commercial | Retail | New | Food Preparation | Natural Gas | Range | E3 | System - kBTUs of Consumption | 0 | 0 | 0 | 0 | 0 | 0 | 0 | 0 | 0 | 0 | 0 | 0 | 0 | 0 | 0 | 0 | 0 | 0 | 0 | 0 | 0 | 0 | 0 | 0 | 0 | 0 | 0
F3_Commercial_Retail_New_Food Preparation_Natural Gas_Range_E4 | F3 | Commercial | Retail | New | Food Preparation | Natural Gas | Range | E4 | System - kBTUs of Consumption | 0 | 0 | 0 | 0 | 0 | 0 | 0 | 0 | 0 | 0 | 0 | 0 | 0 | 0 | 0 | 0 | 0 | 0 | 0 | 0 | 0 | 0 | 0 | 0 | 0 | 0 | 0
F3_Commercial_Retail_New_Food Preparation_Natural Gas_Range_E5 | F3 | Commercial | Retail | New | Food Preparation | Natural Gas | Range | E5 | System - kBTUs of Consumption | 0 | 0 | 0 | 0 | 0 | 0 | 0 | 0 | 0 | 0 | 0 | 0 | 0 | 0 | 0 | 0 | 0 | 0 | 0 | 0 | 0 | 0 | 0 | 0 | 0 | 0 | 0
F3_Commercial_Retail_New_Food Preparation_Natural Gas_Range_E6 | F3 | Commercial | Retail | New | Food Preparation | Natural Gas | Range | E6 | System - kBTUs of Consumption | 0 | 0 | 0 | 0 | 0 | 0 | 0 | 0 | 0 | 0 | 0 | 0 | 0 | 0 | 0 | 0 | 0 | 0 | 0 | 0 | 0 | 0 | 0 | 0 | 0 | 0 | 0
F3_Commercial_Retail_New_Food Preparation_Natural Gas_Range_E7 | F3 | Commercial | Retail | New | Food Preparation | Natural Gas | Range | E7 | System - kBTUs of Consumption | 0 | 0 | 0 | 0 | 0 | 0 | 0 | 0 | 0 | 0 | 0 | 0 | 0 | 0 | 0 | 0 | 0 | 0 | 0 | 0 | 0 | 0 | 0 | 0 | 0 | 0 | 0
F3_Commercial_Retail_New_Food Preparation_Natural Gas_Range_E8 | F3 | Commercial | Retail | New | Food Preparation | Natural Gas | Range | E8 | System - kBTUs of Consumption | 0 | 0 | 0 | 0 | 0 | 0 | 0 | 0 | 0 | 0 | 0 | 0 | 0 | 0 | 0 | 0 | 0 | 0 | 0 | 0 | 0 | 0 | 0 | 0 | 0 | 0 | 0
F3_Commercial_Retail_New_Food Preparation_Natural Gas_Range_E9 | F3 | Commercial | Retail | New | Food Preparation | Natural Gas | Range | E9 | System - kBTUs of Consumption | 0 | 0 | 0 | 0 | 0 | 0 | 0 | 0 | 0 | 0 | 0 | 0 | 0 | 0 | 0 | 0 | 0 | 0 | 0 | 0 | 0 | 0 | 0 | 0 | 0 | 0 | 0
F3_Commercial_Retail_New_Food Preparation_Natural Gas_Range_E10 | F3 | Commercial | Retail | New | Food Preparation | Natural Gas | Range | E10 | System - kBTUs of Consumption | 0 | 0 | 0 | 0 | 0 | 0 | 0 | 0 | 0 | 0 | 0 | 0 | 0 | 0 | 0 | 0 | 0 | 0 | 0 | 0 | 0 | 0 | 0 | 0 | 0 | 0 | 0
F4_Commercial_Retail_New_Food Preparation_Natural Gas_Range_E1 | F4 | Commercial | Retail | New | Food Preparation | Natural Gas | Range | E1 | Utility - Cost of Equipment | 1.6648 | 1.6648 | 1.6648 | 1.6648 | 1.6648 | 1.6648 | 1.6648 | 1.6648 | 1.6648 | 1.6648 | 1.6648 | 1.6648 | 1.6648 | 1.6648 | 1.6648 | 1.6648 | 1.6648 | 1.6648 | 1.6648 | 1.6648 | 1.6648 | 1.6648 | 1.6648 | 1.6648 | 1.6648 | 1.6648 | 1.6648
F4_Commercial_Retail_New_Food Preparation_Natural Gas_Range_E2 | F4 | Commercial | Retail | New | Food Preparation | Natural Gas | Range | E2 | Utility - Cost of Equipment | 1.6648 | 1.6648 | 1.6648 | 1.6648 | 1.6648 | 1.6648 | 1.6648 | 1.6648 | 1.6648 | 1.6648 | 1.6648 | 1.6648 | 1.6648 | 1.6648 | 1.6648 | 1.6648 | 1.6648 | 1.6648 | 1.6648 | 1.6648 | 1.6648 | 1.6648 | 1.6648 | 1.6648 | 1.6648 | 1.6648 | 1.6648
F4_Commercial_Retail_New_Food Preparation_Natural Gas_Range_E3 | F4 | Commercial | Retail | New | Food Preparation | Natural Gas | Range | E3 | Utility - Cost of Equipment | 0 | 0 | 0 | 0 | 0 | 0 | 0 | 0 | 0 | 0 | 0 | 0 | 0 | 0 | 0 | 0 | 0 | 0 | 0 | 0 | 0 | 0 | 0 | 0 | 0 | 0 | 0
F4_Commercial_Retail_New_Food Preparation_Natural Gas_Range_E4 | F4 | Commercial | Retail | New | Food Preparation | Natural Gas | Range | E4 | Utility - Cost of Equipment | 0 | 0 | 0 | 0 | 0 | 0 | 0 | 0 | 0 | 0 | 0 | 0 | 0 | 0 | 0 | 0 | 0 | 0 | 0 | 0 | 0 | 0 | 0 | 0 | 0 | 0 | 0
F4_Commercial_Retail_New_Food Preparation_Natural Gas_Range_E5 | F4 | Commercial | Retail | New | Food Preparation | Natural Gas | Range | E5 | Utility - Cost of Equipment | 0 | 0 | 0 | 0 | 0 | 0 | 0 | 0 | 0 | 0 | 0 | 0 | 0 | 0 | 0 | 0 | 0 | 0 | 0 | 0 | 0 | 0 | 0 | 0 | 0 | 0 | 0
F4_Commercial_Retail_New_Food Preparation_Natural Gas_Range_E6 | F4 | Commercial | Retail | New | Food Preparation | Natural Gas | Range | E6 | Utility - Cost of Equipment | 0 | 0 | 0 | 0 | 0 | 0 | 0 | 0 | 0 | 0 | 0 | 0 | 0 | 0 | 0 | 0 | 0 | 0 | 0 | 0 | 0 | 0 | 0 | 0 | 0 | 0 | 0
F4_Commercial_Retail_New_Food Preparation_Natural Gas_Range_E7 | F4 | Commercial | Retail | New | Food Preparation | Natural Gas | Range | E7 | Utility - Cost of Equipment | 0 | 0 | 0 | 0 | 0 | 0 | 0 | 0 | 0 | 0 | 0 | 0 | 0 | 0 | 0 | 0 | 0 | 0 | 0 | 0 | 0 | 0 | 0 | 0 | 0 | 0 | 0
F4_Commercial_Retail_New_Food Preparation_Natural Gas_Range_E8 | F4 | Commercial | Retail | New | Food Preparation | Natural Gas | Range | E8 | Utility - Cost of Equipment | 0 | 0 | 0 | 0 | 0 | 0 | 0 | 0 | 0 | 0 | 0 | 0 | 0 | 0 | 0 | 0 | 0 | 0 | 0 | 0 | 0 | 0 | 0 | 0 | 0 | 0 | 0
F4_Commercial_Retail_New_Food Preparation_Natural Gas_Range_E9 | F4 | Commercial | Retail | New | Food Preparation | Natural Gas | Range | E9 | Utility - Cost of Equipment | 0 | 0 | 0 | 0 | 0 | 0 | 0 | 0 | 0 | 0 | 0 | 0 | 0 | 0 | 0 | 0 | 0 | 0 | 0 | 0 | 0 | 0 | 0 | 0 | 0 | 0 | 0
F4_Commercial_Retail_New_Food Preparation_Natural Gas_Range_E10 | F4 | Commercial | Retail | New | Food Preparation | Natural Gas | Range | E10 | Utility - Cost of Equipment | 0 | 0 | 0 | 0 | 0 | 0 | 0 | 0 | 0 | 0 | 0 | 0 | 0 | 0 | 0 | 0 | 0 | 0 | 0 | 0 | 0 | 0 | 0 | 0 | 0 | 0 | 0
F5_Commercial_Retail_New_Food Preparation_Natural Gas_Range_E1 | F5 | Commercial | Retail | New | Food Preparation | Natural Gas | Range | E1 | Utility - Cost of Operation | 2.4447 | 2.4094 | 2.375 | 2.3417 | 2.342 | 2.3642 | 2.4002 | 2.4438 | 2.4909 | 2.5391 | 2.5867 | 2.6288 | 2.661 | 2.6747 | 2.6684 | 2.6422 | 2.5982 | 2.5406 | 2.4721 | 2.3908 | 2.2957 | 2.1863 | 2.0891 | 2.0262 | 1.999 | 2.0088 | 2.0187
F5_Commercial_Retail_New_Food Preparation_Natural Gas_Range_E2 | F5 | Commercial | Retail | New | Food Preparation | Natural Gas | Range | E2 | Utility - Cost of Operation | 2.0955 | 2.0652 | 2.0357 | 2.0071 | 2.0074 | 2.0264 | 2.0573 | 2.0947 | 2.1351 | 2.1763 | 2.2172 | 2.2533 | 2.2809 | 2.2926 | 2.2872 | 2.2648 | 2.2271 | 2.1777 | 2.1189 | 2.0492 | 1.9677 | 1.8739 | 1.7907 | 1.7368 | 1.7135 | 1.7219 | 1.7303
F5_Commercial_Retail_New_Food Preparation_Natural Gas_Range_E3 | F5 | Commercial | Retail | New | Food Preparation | Natural Gas | Range | E3 | Utility - Cost of Operation | 0 | 0 | 0 | 0 | 0 | 0 | 0 | 0 | 0 | 0 | 0 | 0 | 0 | 0 | 0 | 0 | 0 | 0 | 0 | 0 | 0 | 0 | 0 | 0 | 0 | 0 | 0
F5_Commercial_Retail_New_Food Preparation_Natural Gas_Range_E4 | F5 | Commercial | Retail | New | Food Preparation | Natural Gas | Range | E4 | Utility - Cost of Operation | 0 | 0 | 0 | 0 | 0 | 0 | 0 | 0 | 0 | 0 | 0 | 0 | 0 | 0 | 0 | 0 | 0 | 0 | 0 | 0 | 0 | 0 | 0 | 0 | 0 | 0 | 0
F5_Commercial_Retail_New_Food Preparation_Natural Gas_Range_E5 | F5 | Commercial | Retail | New | Food Preparation | Natural Gas | Range | E5 | Utility - Cost of Operation | 0 | 0 | 0 | 0 | 0 | 0 | 0 | 0 | 0 | 0 | 0 | 0 | 0 | 0 | 0 | 0 | 0 | 0 | 0 | 0 | 0 | 0 | 0 | 0 | 0 | 0 | 0
F5_Commercial_Retail_New_Food Preparation_Natural Gas_Range_E6 | F5 | Commercial | Retail | New | Food Preparation | Natural Gas | Range | E6 | Utility - Cost of Operation | 0 | 0 | 0 | 0 | 0 | 0 | 0 | 0 | 0 | 0 | 0 | 0 | 0 | 0 | 0 | 0 | 0 | 0 | 0 | 0 | 0 | 0 | 0 | 0 | 0 | 0 | 0
F5_Commercial_Retail_New_Food Preparation_Natural Gas_Range_E7 | F5 | Commercial | Retail | New | Food Preparation | Natural Gas | Range | E7 | Utility - Cost of Operation | 0 | 0 | 0 | 0 | 0 | 0 | 0 | 0 | 0 | 0 | 0 | 0 | 0 | 0 | 0 | 0 | 0 | 0 | 0 | 0 | 0 | 0 | 0 | 0 | 0 | 0 | 0
F5_Commercial_Retail_New_Food Preparation_Natural Gas_Range_E8 | F5 | Commercial | Retail | New | Food Preparation | Natural Gas | Range | E8 | Utility - Cost of Operation | 0 | 0 | 0 | 0 | 0 | 0 | 0 | 0 | 0 | 0 | 0 | 0 | 0 | 0 | 0 | 0 | 0 | 0 | 0 | 0 | 0 | 0 | 0 | 0 | 0 | 0 | 0
F5_Commercial_Retail_New_Food Preparation_Natural Gas_Range_E9 | F5 | Commercial | Retail | New | Food Preparation | Natural Gas | Range | E9 | Utility - Cost of Operation | 0 | 0 | 0 | 0 | 0 | 0 | 0 | 0 | 0 | 0 | 0 | 0 | 0 | 0 | 0 | 0 | 0 | 0 | 0 | 0 | 0 | 0 | 0 | 0 | 0 | 0 | 0
F5_Commercial_Retail_New_Food Preparation_Natural Gas_Range_E10 | F5 | Commercial | Retail | New | Food Preparation | Natural Gas | Range | E10 | Utility - Cost of Operation | 0 | 0 | 0 | 0 | 0 | 0 | 0 | 0 | 0 | 0 | 0 | 0 | 0 | 0 | 0 | 0 | 0 | 0 | 0 | 0 | 0 | 0 | 0 | 0 | 0 | 0 | 0
F6_Commercial_Retail_New_Food Preparation_Natural Gas_Range_E1 | F6 | Commercial | Retail | New | Food Preparation | Natural Gas | Range | E1 | Utility - Value of Sales | 0 | 0 | 0 | 0 | 0 | 0 | 0 | 0 | 0 | 0 | 0 | 0 | 0 | 0 | 0 | 0 | 0 | 0 | 0 | 0 | 0 | 0 | 0 | 0 | 0 | 0 | 0
F6_Commercial_Retail_New_Food Preparation_Natural Gas_Range_E2 | F6 | Commercial | Retail | New | Food Preparation | Natural Gas | Range | E2 | Utility - Value of Sales | 0 | 0 | 0 | 0 | 0 | 0 | 0 | 0 | 0 | 0 | 0 | 0 | 0 | 0 | 0 | 0 | 0 | 0 | 0 | 0 | 0 | 0 | 0 | 0 | 0 | 0 | 0
F6_Commercial_Retail_New_Food Preparation_Natural Gas_Range_E3 | F6 | Commercial | Retail | New | Food Preparation | Natural Gas | Range | E3 | Utility - Value of Sales | 0 | 0 | 0 | 0 | 0 | 0 | 0 | 0 | 0 | 0 | 0 | 0 | 0 | 0 | 0 | 0 | 0 | 0 | 0 | 0 | 0 | 0 | 0 | 0 | 0 | 0 | 0
F6_Commercial_Retail_New_Food Preparation_Natural Gas_Range_E4 | F6 | Commercial | Retail | New | Food Preparation | Natural Gas | Range | E4 | Utility - Value of Sales | 0 | 0 | 0 | 0 | 0 | 0 | 0 | 0 | 0 | 0 | 0 | 0 | 0 | 0 | 0 | 0 | 0 | 0 | 0 | 0 | 0 | 0 | 0 | 0 | 0 | 0 | 0
F6_Commercial_Retail_New_Food Preparation_Natural Gas_Range_E5 | F6 | Commercial | Retail | New | Food Preparation | Natural Gas | Range | E5 | Utility - Value of Sales | 0 | 0 | 0 | 0 | 0 | 0 | 0 | 0 | 0 | 0 | 0 | 0 | 0 | 0 | 0 | 0 | 0 | 0 | 0 | 0 | 0 | 0 | 0 | 0 | 0 | 0 | 0
F6_Commercial_Retail_New_Food Preparation_Natural Gas_Range_E6 | F6 | Commercial | Retail | New | Food Preparation | Natural Gas | Range | E6 | Utility - Value of Sales | 0 | 0 | 0 | 0 | 0 | 0 | 0 | 0 | 0 | 0 | 0 | 0 | 0 | 0 | 0 | 0 | 0 | 0 | 0 | 0 | 0 | 0 | 0 | 0 | 0 | 0 | 0
F6_Commercial_Retail_New_Food Preparation_Natural Gas_Range_E7 | F6 | Commercial | Retail | New | Food Preparation | Natural Gas | Range | E7 | Utility - Value of Sales | 0 | 0 | 0 | 0 | 0 | 0 | 0 | 0 | 0 | 0 | 0 | 0 | 0 | 0 | 0 | 0 | 0 | 0 | 0 | 0 | 0 | 0 | 0 | 0 | 0 | 0 | 0
F6_Commercial_Retail_New_Food Preparation_Natural Gas_Range_E8 | F6 | Commercial | Retail | New | Food Preparation | Natural Gas | Range | E8 | Utility - Value of Sales | 0 | 0 | 0 | 0 | 0 | 0 | 0 | 0 | 0 | 0 | 0 | 0 | 0 | 0 | 0 | 0 | 0 | 0 | 0 | 0 | 0 | 0 | 0 | 0 | 0 | 0 | 0
F6_Commercial_Retail_New_Food Preparation_Natural Gas_Range_E9 | F6 | Commercial | Retail | New | Food Preparation | Natural Gas | Range | E9 | Utility - Value of Sales | 0 | 0 | 0 | 0 | 0 | 0 | 0 | 0 | 0 | 0 | 0 | 0 | 0 | 0 | 0 | 0 | 0 | 0 | 0 | 0 | 0 | 0 | 0 | 0 | 0 | 0 | 0
F6_Commercial_Retail_New_Food Preparation_Natural Gas_Range_E10 | F6 | Commercial | Retail | New | Food Preparation | Natural Gas | Range | E10 | Utility - Value of Sales | 0 | 0 | 0 | 0 | 0 | 0 | 0 | 0 | 0 | 0 | 0 | 0 | 0 | 0 | 0 | 0 | 0 | 0 | 0 | 0 | 0 | 0 | 0 | 0 | 0 | 0 | 0
F1_Commercial_Retail_New_Food Preparation_Natural Gas_Steamer_E1 | F1 | Commercial | Retail | New | Food Preparation | Natural Gas | Steamer | E1 | RVT - Cost of Equipment | 4.204 | 0 | 0 | 0 | 0 | 0 | 0 | 0 | 0 | 0 | 0 | 0 | 0 | 0 | 0 | 0 | 0 | 0 | 0 | 0 | 0 | 0 | 0 | 0 | 0 | 0 | 0
F1_Commercial_Retail_New_Food Preparation_Natural Gas_Steamer_E2 | F1 | Commercial | Retail | New | Food Preparation | Natural Gas | Steamer | E2 | RVT - Cost of Equipment | 2.442 | 2.442 | 2.442 | 2.442 | 2.442 | 2.442 | 2.442 | 2.442 | 2.442 | 2.442 | 2.442 | 2.442 | 2.442 | 2.442 | 2.442 | 2.442 | 2.442 | 2.442 | 2.442 | 2.442 | 2.442 | 2.442 | 2.442 | 2.442 | 2.442 | 2.442 | 2.442
F1_Commercial_Retail_New_Food Preparation_Natural Gas_Steamer_E3 | F1 | Commercial | Retail | New | Food Preparation | Natural Gas | Steamer | E3 | RVT - Cost of Equipment | 0 | 0 | 0 | 0 | 0 | 0 | 0 | 0 | 0 | 0 | 0 | 0 | 0 | 0 | 0 | 0 | 0 | 0 | 0 | 0 | 0 | 0 | 0 | 0 | 0 | 0 | 0
F1_Commercial_Retail_New_Food Preparation_Natural Gas_Steamer_E4 | F1 | Commercial | Retail | New | Food Preparation | Natural Gas | Steamer | E4 | RVT - Cost of Equipment | 0 | 0 | 0 | 0 | 0 | 0 | 0 | 0 | 0 | 0 | 0 | 0 | 0 | 0 | 0 | 0 | 0 | 0 | 0 | 0 | 0 | 0 | 0 | 0 | 0 | 0 | 0
F1_Commercial_Retail_New_Food Preparation_Natural Gas_Steamer_E5 | F1 | Commercial | Retail | New | Food Preparation | Natural Gas | Steamer | E5 | RVT - Cost of Equipment | 0 | 0 | 0 | 0 | 0 | 0 | 0 | 0 | 0 | 0 | 0 | 0 | 0 | 0 | 0 | 0 | 0 | 0 | 0 | 0 | 0 | 0 | 0 | 0 | 0 | 0 | 0
F1_Commercial_Retail_New_Food Preparation_Natural Gas_Steamer_E6 | F1 | Commercial | Retail | New | Food Preparation | Natural Gas | Steamer | E6 | RVT - Cost of Equipment | 0 | 0 | 0 | 0 | 0 | 0 | 0 | 0 | 0 | 0 | 0 | 0 | 0 | 0 | 0 | 0 | 0 | 0 | 0 | 0 | 0 | 0 | 0 | 0 | 0 | 0 | 0
F1_Commercial_Retail_New_Food Preparation_Natural Gas_Steamer_E7 | F1 | Commercial | Retail | New | Food Preparation | Natural Gas | Steamer | E7 | RVT - Cost of Equipment | 0 | 0 | 0 | 0 | 0 | 0 | 0 | 0 | 0 | 0 | 0 | 0 | 0 | 0 | 0 | 0 | 0 | 0 | 0 | 0 | 0 | 0 | 0 | 0 | 0 | 0 | 0
F1_Commercial_Retail_New_Food Preparation_Natural Gas_Steamer_E8 | F1 | Commercial | Retail | New | Food Preparation | Natural Gas | Steamer | E8 | RVT - Cost of Equipment | 0 | 0 | 0 | 0 | 0 | 0 | 0 | 0 | 0 | 0 | 0 | 0 | 0 | 0 | 0 | 0 | 0 | 0 | 0 | 0 | 0 | 0 | 0 | 0 | 0 | 0 | 0
F1_Commercial_Retail_New_Food Preparation_Natural Gas_Steamer_E9 | F1 | Commercial | Retail | New | Food Preparation | Natural Gas | Steamer | E9 | RVT - Cost of Equipment | 0 | 0 | 0 | 0 | 0 | 0 | 0 | 0 | 0 | 0 | 0 | 0 | 0 | 0 | 0 | 0 | 0 | 0 | 0 | 0 | 0 | 0 | 0 | 0 | 0 | 0 | 0
F1_Commercial_Retail_New_Food Preparation_Natural Gas_Steamer_E10 | F1 | Commercial | Retail | New | Food Preparation | Natural Gas | Steamer | E10 | RVT - Cost of Equipment | 0 | 0 | 0 | 0 | 0 | 0 | 0 | 0 | 0 | 0 | 0 | 0 | 0 | 0 | 0 | 0 | 0 | 0 | 0 | 0 | 0 | 0 | 0 | 0 | 0 | 0 | 0
F2_Commercial_Retail_New_Food Preparation_Natural Gas_Steamer_E1 | F2 | Commercial | Retail | New | Food Preparation | Natural Gas | Steamer | E1 | RVT - Cost of Operation | 0 | 0 | 0 | 0 | 0 | 0 | 0 | 0 | 0 | 0 | 0 | 0 | 0 | 0 | 0 | 0 | 0 | 0 | 0 | 0 | 0 | 0 | 0 | 0 | 0 | 0 | 0
F2_Commercial_Retail_New_Food Preparation_Natural Gas_Steamer_E2 | F2 | Commercial | Retail | New | Food Preparation | Natural Gas | Steamer | E2 | RVT - Cost of Operation | 0 | 0 | 0 | 0 | 0 | 0 | 0 | 0 | 0 | 0 | 0 | 0 | 0 | 0 | 0 | 0 | 0 | 0 | 0 | 0 | 0 | 0 | 0 | 0 | 0 | 0 | 0
F2_Commercial_Retail_New_Food Preparation_Natural Gas_Steamer_E3 | F2 | Commercial | Retail | New | Food Preparation | Natural Gas | Steamer | E3 | RVT - Cost of Operation | 0 | 0 | 0 | 0 | 0 | 0 | 0 | 0 | 0 | 0 | 0 | 0 | 0 | 0 | 0 | 0 | 0 | 0 | 0 | 0 | 0 | 0 | 0 | 0 | 0 | 0 | 0
F2_Commercial_Retail_New_Food Preparation_Natural Gas_Steamer_E4 | F2 | Commercial | Retail | New | Food Preparation | Natural Gas | Steamer | E4 | RVT - Cost of Operation | 0 | 0 | 0 | 0 | 0 | 0 | 0 | 0 | 0 | 0 | 0 | 0 | 0 | 0 | 0 | 0 | 0 | 0 | 0 | 0 | 0 | 0 | 0 | 0 | 0 | 0 | 0
F2_Commercial_Retail_New_Food Preparation_Natural Gas_Steamer_E5 | F2 | Commercial | Retail | New | Food Preparation | Natural Gas | Steamer | E5 | RVT - Cost of Operation | 0 | 0 | 0 | 0 | 0 | 0 | 0 | 0 | 0 | 0 | 0 | 0 | 0 | 0 | 0 | 0 | 0 | 0 | 0 | 0 | 0 | 0 | 0 | 0 | 0 | 0 | 0
F2_Commercial_Retail_New_Food Preparation_Natural Gas_Steamer_E6 | F2 | Commercial | Retail | New | Food Preparation | Natural Gas | Steamer | E6 | RVT - Cost of Operation | 0 | 0 | 0 | 0 | 0 | 0 | 0 | 0 | 0 | 0 | 0 | 0 | 0 | 0 | 0 | 0 | 0 | 0 | 0 | 0 | 0 | 0 | 0 | 0 | 0 | 0 | 0
F2_Commercial_Retail_New_Food Preparation_Natural Gas_Steamer_E7 | F2 | Commercial | Retail | New | Food Preparation | Natural Gas | Steamer | E7 | RVT - Cost of Operation | 0 | 0 | 0 | 0 | 0 | 0 | 0 | 0 | 0 | 0 | 0 | 0 | 0 | 0 | 0 | 0 | 0 | 0 | 0 | 0 | 0 | 0 | 0 | 0 | 0 | 0 | 0
F2_Commercial_Retail_New_Food Preparation_Natural Gas_Steamer_E8 | F2 | Commercial | Retail | New | Food Preparation | Natural Gas | Steamer | E8 | RVT - Cost of Operation | 0 | 0 | 0 | 0 | 0 | 0 | 0 | 0 | 0 | 0 | 0 | 0 | 0 | 0 | 0 | 0 | 0 | 0 | 0 | 0 | 0 | 0 | 0 | 0 | 0 | 0 | 0
F2_Commercial_Retail_New_Food Preparation_Natural Gas_Steamer_E9 | F2 | Commercial | Retail | New | Food Preparation | Natural Gas | Steamer | E9 | RVT - Cost of Operation | 0 | 0 | 0 | 0 | 0 | 0 | 0 | 0 | 0 | 0 | 0 | 0 | 0 | 0 | 0 | 0 | 0 | 0 | 0 | 0 | 0 | 0 | 0 | 0 | 0 | 0 | 0
F2_Commercial_Retail_New_Food Preparation_Natural Gas_Steamer_E10 | F2 | Commercial | Retail | New | Food Preparation | Natural Gas | Steamer | E10 | RVT - Cost of Operation | 0 | 0 | 0 | 0 | 0 | 0 | 0 | 0 | 0 | 0 | 0 | 0 | 0 | 0 | 0 | 0 | 0 | 0 | 0 | 0 | 0 | 0 | 0 | 0 | 0 | 0 | 0
F3_Commercial_Retail_New_Food Preparation_Natural Gas_Steamer_E1 | F3 | Commercial | Retail | New | Food Preparation | Natural Gas | Steamer | E1 | System - kBTUs of Consumption | 331.231 | 0 | 0 | 0 | 0 | 0 | 0 | 0 | 0 | 0 | 0 | 0 | 0 | 0 | 0 | 0 | 0 | 0 | 0 | 0 | 0 | 0 | 0 | 0 | 0 | 0 | 0
F3_Commercial_Retail_New_Food Preparation_Natural Gas_Steamer_E2 | F3 | Commercial | Retail | New | Food Preparation | Natural Gas | Steamer | E2 | System - kBTUs of Consumption | 58.0846 | 58.0846 | 58.0846 | 58.0846 | 58.0846 | 58.0846 | 58.0846 | 58.0846 | 58.0846 | 58.0846 | 58.0846 | 58.0846 | 58.0846 | 58.0846 | 58.0846 | 58.0846 | 58.0846 | 58.0846 | 58.0846 | 58.0846 | 58.0846 | 58.0846 | 58.0846 | 58.0846 | 58.0846 | 58.0846 | 58.0846
F3_Commercial_Retail_New_Food Preparation_Natural Gas_Steamer_E3 | F3 | Commercial | Retail | New | Food Preparation | Natural Gas | Steamer | E3 | System - kBTUs of Consumption | 0 | 0 | 0 | 0 | 0 | 0 | 0 | 0 | 0 | 0 | 0 | 0 | 0 | 0 | 0 | 0 | 0 | 0 | 0 | 0 | 0 | 0 | 0 | 0 | 0 | 0 | 0
F3_Commercial_Retail_New_Food Preparation_Natural Gas_Steamer_E4 | F3 | Commercial | Retail | New | Food Preparation | Natural Gas | Steamer | E4 | System - kBTUs of Consumption | 0 | 0 | 0 | 0 | 0 | 0 | 0 | 0 | 0 | 0 | 0 | 0 | 0 | 0 | 0 | 0 | 0 | 0 | 0 | 0 | 0 | 0 | 0 | 0 | 0 | 0 | 0
F3_Commercial_Retail_New_Food Preparation_Natural Gas_Steamer_E5 | F3 | Commercial | Retail | New | Food Preparation | Natural Gas | Steamer | E5 | System - kBTUs of Consumption | 0 | 0 | 0 | 0 | 0 | 0 | 0 | 0 | 0 | 0 | 0 | 0 | 0 | 0 | 0 | 0 | 0 | 0 | 0 | 0 | 0 | 0 | 0 | 0 | 0 | 0 | 0
F3_Commercial_Retail_New_Food Preparation_Natural Gas_Steamer_E6 | F3 | Commercial | Retail | New | Food Preparation | Natural Gas | Steamer | E6 | System - kBTUs of Consumption | 0 | 0 | 0 | 0 | 0 | 0 | 0 | 0 | 0 | 0 | 0 | 0 | 0 | 0 | 0 | 0 | 0 | 0 | 0 | 0 | 0 | 0 | 0 | 0 | 0 | 0 | 0
F3_Commercial_Retail_New_Food Preparation_Natural Gas_Steamer_E7 | F3 | Commercial | Retail | New | Food Preparation | Natural Gas | Steamer | E7 | System - kBTUs of Consumption | 0 | 0 | 0 | 0 | 0 | 0 | 0 | 0 | 0 | 0 | 0 | 0 | 0 | 0 | 0 | 0 | 0 | 0 | 0 | 0 | 0 | 0 | 0 | 0 | 0 | 0 | 0
F3_Commercial_Retail_New_Food Preparation_Natural Gas_Steamer_E8 | F3 | Commercial | Retail | New | Food Preparation | Natural Gas | Steamer | E8 | System - kBTUs of Consumption | 0 | 0 | 0 | 0 | 0 | 0 | 0 | 0 | 0 | 0 | 0 | 0 | 0 | 0 | 0 | 0 | 0 | 0 | 0 | 0 | 0 | 0 | 0 | 0 | 0 | 0 | 0
F3_Commercial_Retail_New_Food Preparation_Natural Gas_Steamer_E9 | F3 | Commercial | Retail | New | Food Preparation | Natural Gas | Steamer | E9 | System - kBTUs of Consumption | 0 | 0 | 0 | 0 | 0 | 0 | 0 | 0 | 0 | 0 | 0 | 0 | 0 | 0 | 0 | 0 | 0 | 0 | 0 | 0 | 0 | 0 | 0 | 0 | 0 | 0 | 0
F3_Commercial_Retail_New_Food Preparation_Natural Gas_Steamer_E10 | F3 | Commercial | Retail | New | Food Preparation | Natural Gas | Steamer | E10 | System - kBTUs of Consumption | 0 | 0 | 0 | 0 | 0 | 0 | 0 | 0 | 0 | 0 | 0 | 0 | 0 | 0 | 0 | 0 | 0 | 0 | 0 | 0 | 0 | 0 | 0 | 0 | 0 | 0 | 0
F4_Commercial_Retail_New_Food Preparation_Natural Gas_Steamer_E1 | F4 | Commercial | Retail | New | Food Preparation | Natural Gas | Steamer | E1 | Utility - Cost of Equipment | 4.204 | 0 | 0 | 0 | 0 | 0 | 0 | 0 | 0 | 0 | 0 | 0 | 0 | 0 | 0 | 0 | 0 | 0 | 0 | 0 | 0 | 0 | 0 | 0 | 0 | 0 | 0
F4_Commercial_Retail_New_Food Preparation_Natural Gas_Steamer_E2 | F4 | Commercial | Retail | New | Food Preparation | Natural Gas | Steamer | E2 | Utility - Cost of Equipment | 2.442 | 2.442 | 2.442 | 2.442 | 2.442 | 2.442 | 2.442 | 2.442 | 2.442 | 2.442 | 2.442 | 2.442 | 2.442 | 2.442 | 2.442 | 2.442 | 2.442 | 2.442 | 2.442 | 2.442 | 2.442 | 2.442 | 2.442 | 2.442 | 2.442 | 2.442 | 2.442
F4_Commercial_Retail_New_Food Preparation_Natural Gas_Steamer_E3 | F4 | Commercial | Retail | New | Food Preparation | Natural Gas | Steamer | E3 | Utility - Cost of Equipment | 0 | 0 | 0 | 0 | 0 | 0 | 0 | 0 | 0 | 0 | 0 | 0 | 0 | 0 | 0 | 0 | 0 | 0 | 0 | 0 | 0 | 0 | 0 | 0 | 0 | 0 | 0
F4_Commercial_Retail_New_Food Preparation_Natural Gas_Steamer_E4 | F4 | Commercial | Retail | New | Food Preparation | Natural Gas | Steamer | E4 | Utility - Cost of Equipment | 0 | 0 | 0 | 0 | 0 | 0 | 0 | 0 | 0 | 0 | 0 | 0 | 0 | 0 | 0 | 0 | 0 | 0 | 0 | 0 | 0 | 0 | 0 | 0 | 0 | 0 | 0
F4_Commercial_Retail_New_Food Preparation_Natural Gas_Steamer_E5 | F4 | Commercial | Retail | New | Food Preparation | Natural Gas | Steamer | E5 | Utility - Cost of Equipment | 0 | 0 | 0 | 0 | 0 | 0 | 0 | 0 | 0 | 0 | 0 | 0 | 0 | 0 | 0 | 0 | 0 | 0 | 0 | 0 | 0 | 0 | 0 | 0 | 0 | 0 | 0
F4_Commercial_Retail_New_Food Preparation_Natural Gas_Steamer_E6 | F4 | Commercial | Retail | New | Food Preparation | Natural Gas | Steamer | E6 | Utility - Cost of Equipment | 0 | 0 | 0 | 0 | 0 | 0 | 0 | 0 | 0 | 0 | 0 | 0 | 0 | 0 | 0 | 0 | 0 | 0 | 0 | 0 | 0 | 0 | 0 | 0 | 0 | 0 | 0
F4_Commercial_Retail_New_Food Preparation_Natural Gas_Steamer_E7 | F4 | Commercial | Retail | New | Food Preparation | Natural Gas | Steamer | E7 | Utility - Cost of Equipment | 0 | 0 | 0 | 0 | 0 | 0 | 0 | 0 | 0 | 0 | 0 | 0 | 0 | 0 | 0 | 0 | 0 | 0 | 0 | 0 | 0 | 0 | 0 | 0 | 0 | 0 | 0
F4_Commercial_Retail_New_Food Preparation_Natural Gas_Steamer_E8 | F4 | Commercial | Retail | New | Food Preparation | Natural Gas | Steamer | E8 | Utility - Cost of Equipment | 0 | 0 | 0 | 0 | 0 | 0 | 0 | 0 | 0 | 0 | 0 | 0 | 0 | 0 | 0 | 0 | 0 | 0 | 0 | 0 | 0 | 0 | 0 | 0 | 0 | 0 | 0
F4_Commercial_Retail_New_Food Preparation_Natural Gas_Steamer_E9 | F4 | Commercial | Retail | New | Food Preparation | Natural Gas | Steamer | E9 | Utility - Cost of Equipment | 0 | 0 | 0 | 0 | 0 | 0 | 0 | 0 | 0 | 0 | 0 | 0 | 0 | 0 | 0 | 0 | 0 | 0 | 0 | 0 | 0 | 0 | 0 | 0 | 0 | 0 | 0
F4_Commercial_Retail_New_Food Preparation_Natural Gas_Steamer_E10 | F4 | Commercial | Retail | New | Food Preparation | Natural Gas | Steamer | E10 | Utility - Cost of Equipment | 0 | 0 | 0 | 0 | 0 | 0 | 0 | 0 | 0 | 0 | 0 | 0 | 0 | 0 | 0 | 0 | 0 | 0 | 0 | 0 | 0 | 0 | 0 | 0 | 0 | 0 | 0
F5_Commercial_Retail_New_Food Preparation_Natural Gas_Steamer_E1 | F5 | Commercial | Retail | New | Food Preparation | Natural Gas | Steamer | E1 | Utility - Cost of Operation | 4.5847 | 0 | 0 | 0 | 0 | 0 | 0 | 0 | 0 | 0 | 0 | 0 | 0 | 0 | 0 | 0 | 0 | 0 | 0 | 0 | 0 | 0 | 0 | 0 | 0 | 0 | 0
F5_Commercial_Retail_New_Food Preparation_Natural Gas_Steamer_E2 | F5 | Commercial | Retail | New | Food Preparation | Natural Gas | Steamer | E2 | Utility - Cost of Operation | 0.80398 | 0.78802 | 0.77217 | 0.75668 | 0.75401 | 0.75965 | 0.77055 | 0.78435 | 0.79932 | 0.81458 | 0.83047 | 0.84689 | 0.86315 | 0.87621 | 0.88435 | 0.88501 | 0.87654 | 0.85936 | 0.83434 | 0.80254 | 0.76543 | 0.7228 | 0.68489 | 0.66014 | 0.64912 | 0.6523 | 0.6555
F5_Commercial_Retail_New_Food Preparation_Natural Gas_Steamer_E3 | F5 | Commercial | Retail | New | Food Preparation | Natural Gas | Steamer | E3 | Utility - Cost of Operation | 0 | 0 | 0 | 0 | 0 | 0 | 0 | 0 | 0 | 0 | 0 | 0 | 0 | 0 | 0 | 0 | 0 | 0 | 0 | 0 | 0 | 0 | 0 | 0 | 0 | 0 | 0
F5_Commercial_Retail_New_Food Preparation_Natural Gas_Steamer_E4 | F5 | Commercial | Retail | New | Food Preparation | Natural Gas | Steamer | E4 | Utility - Cost of Operation | 0 | 0 | 0 | 0 | 0 | 0 | 0 | 0 | 0 | 0 | 0 | 0 | 0 | 0 | 0 | 0 | 0 | 0 | 0 | 0 | 0 | 0 | 0 | 0 | 0 | 0 | 0
F5_Commercial_Retail_New_Food Preparation_Natural Gas_Steamer_E5 | F5 | Commercial | Retail | New | Food Preparation | Natural Gas | Steamer | E5 | Utility - Cost of Operation | 0 | 0 | 0 | 0 | 0 | 0 | 0 | 0 | 0 | 0 | 0 | 0 | 0 | 0 | 0 | 0 | 0 | 0 | 0 | 0 | 0 | 0 | 0 | 0 | 0 | 0 | 0
F5_Commercial_Retail_New_Food Preparation_Natural Gas_Steamer_E6 | F5 | Commercial | Retail | New | Food Preparation | Natural Gas | Steamer | E6 | Utility - Cost of Operation | 0 | 0 | 0 | 0 | 0 | 0 | 0 | 0 | 0 | 0 | 0 | 0 | 0 | 0 | 0 | 0 | 0 | 0 | 0 | 0 | 0 | 0 | 0 | 0 | 0 | 0 | 0
F5_Commercial_Retail_New_Food Preparation_Natural Gas_Steamer_E7 | F5 | Commercial | Retail | New | Food Preparation | Natural Gas | Steamer | E7 | Utility - Cost of Operation | 0 | 0 | 0 | 0 | 0 | 0 | 0 | 0 | 0 | 0 | 0 | 0 | 0 | 0 | 0 | 0 | 0 | 0 | 0 | 0 | 0 | 0 | 0 | 0 | 0 | 0 | 0
F5_Commercial_Retail_New_Food Preparation_Natural Gas_Steamer_E8 | F5 | Commercial | Retail | New | Food Preparation | Natural Gas | Steamer | E8 | Utility - Cost of Operation | 0 | 0 | 0 | 0 | 0 | 0 | 0 | 0 | 0 | 0 | 0 | 0 | 0 | 0 | 0 | 0 | 0 | 0 | 0 | 0 | 0 | 0 | 0 | 0 | 0 | 0 | 0
F5_Commercial_Retail_New_Food Preparation_Natural Gas_Steamer_E9 | F5 | Commercial | Retail | New | Food Preparation | Natural Gas | Steamer | E9 | Utility - Cost of Operation | 0 | 0 | 0 | 0 | 0 | 0 | 0 | 0 | 0 | 0 | 0 | 0 | 0 | 0 | 0 | 0 | 0 | 0 | 0 | 0 | 0 | 0 | 0 | 0 | 0 | 0 | 0
F5_Commercial_Retail_New_Food Preparation_Natural Gas_Steamer_E10 | F5 | Commercial | Retail | New | Food Preparation | Natural Gas | Steamer | E10 | Utility - Cost of Operation | 0 | 0 | 0 | 0 | 0 | 0 | 0 | 0 | 0 | 0 | 0 | 0 | 0 | 0 | 0 | 0 | 0 | 0 | 0 | 0 | 0 | 0 | 0 | 0 | 0 | 0 | 0
F6_Commercial_Retail_New_Food Preparation_Natural Gas_Steamer_E1 | F6 | Commercial | Retail | New | Food Preparation | Natural Gas | Steamer | E1 | Utility - Value of Sales | 0 | 0 | 0 | 0 | 0 | 0 | 0 | 0 | 0 | 0 | 0 | 0 | 0 | 0 | 0 | 0 | 0 | 0 | 0 | 0 | 0 | 0 | 0 | 0 | 0 | 0 | 0
F6_Commercial_Retail_New_Food Preparation_Natural Gas_Steamer_E2 | F6 | Commercial | Retail | New | Food Preparation | Natural Gas | Steamer | E2 | Utility - Value of Sales | 0 | 0 | 0 | 0 | 0 | 0 | 0 | 0 | 0 | 0 | 0 | 0 | 0 | 0 | 0 | 0 | 0 | 0 | 0 | 0 | 0 | 0 | 0 | 0 | 0 | 0 | 0
F6_Commercial_Retail_New_Food Preparation_Natural Gas_Steamer_E3 | F6 | Commercial | Retail | New | Food Preparation | Natural Gas | Steamer | E3 | Utility - Value of Sales | 0 | 0 | 0 | 0 | 0 | 0 | 0 | 0 | 0 | 0 | 0 | 0 | 0 | 0 | 0 | 0 | 0 | 0 | 0 | 0 | 0 | 0 | 0 | 0 | 0 | 0 | 0
F6_Commercial_Retail_New_Food Preparation_Natural Gas_Steamer_E4 | F6 | Commercial | Retail | New | Food Preparation | Natural Gas | Steamer | E4 | Utility - Value of Sales | 0 | 0 | 0 | 0 | 0 | 0 | 0 | 0 | 0 | 0 | 0 | 0 | 0 | 0 | 0 | 0 | 0 | 0 | 0 | 0 | 0 | 0 | 0 | 0 | 0 | 0 | 0
F6_Commercial_Retail_New_Food Preparation_Natural Gas_Steamer_E5 | F6 | Commercial | Retail | New | Food Preparation | Natural Gas | Steamer | E5 | Utility - Value of Sales | 0 | 0 | 0 | 0 | 0 | 0 | 0 | 0 | 0 | 0 | 0 | 0 | 0 | 0 | 0 | 0 | 0 | 0 | 0 | 0 | 0 | 0 | 0 | 0 | 0 | 0 | 0
F6_Commercial_Retail_New_Food Preparation_Natural Gas_Steamer_E6 | F6 | Commercial | Retail | New | Food Preparation | Natural Gas | Steamer | E6 | Utility - Value of Sales | 0 | 0 | 0 | 0 | 0 | 0 | 0 | 0 | 0 | 0 | 0 | 0 | 0 | 0 | 0 | 0 | 0 | 0 | 0 | 0 | 0 | 0 | 0 | 0 | 0 | 0 | 0
F6_Commercial_Retail_New_Food Preparation_Natural Gas_Steamer_E7 | F6 | Commercial | Retail | New | Food Preparation | Natural Gas | Steamer | E7 | Utility - Value of Sales | 0 | 0 | 0 | 0 | 0 | 0 | 0 | 0 | 0 | 0 | 0 | 0 | 0 | 0 | 0 | 0 | 0 | 0 | 0 | 0 | 0 | 0 | 0 | 0 | 0 | 0 | 0
F6_Commercial_Retail_New_Food Preparation_Natural Gas_Steamer_E8 | F6 | Commercial | Retail | New | Food Preparation | Natural Gas | Steamer | E8 | Utility - Value of Sales | 0 | 0 | 0 | 0 | 0 | 0 | 0 | 0 | 0 | 0 | 0 | 0 | 0 | 0 | 0 | 0 | 0 | 0 | 0 | 0 | 0 | 0 | 0 | 0 | 0 | 0 | 0
F6_Commercial_Retail_New_Food Preparation_Natural Gas_Steamer_E9 | F6 | Commercial | Retail | New | Food Preparation | Natural Gas | Steamer | E9 | Utility - Value of Sales | 0 | 0 | 0 | 0 | 0 | 0 | 0 | 0 | 0 | 0 | 0 | 0 | 0 | 0 | 0 | 0 | 0 | 0 | 0 | 0 | 0 | 0 | 0 | 0 | 0 | 0 | 0
F6_Commercial_Retail_New_Food Preparation_Natural Gas_Steamer_E10 | F6 | Commercial | Retail | New | Food Preparation | Natural Gas | Steamer | E10 | Utility - Value of Sales | 0 | 0 | 0 | 0 | 0 | 0 | 0 | 0 | 0 | 0 | 0 | 0 | 0 | 0 | 0 | 0 | 0 | 0 | 0 | 0 | 0 | 0 | 0 | 0 | 0 | 0 | 0
F1_Commercial_Retail_New_Food Preparation_Natural Gas_Commercial Food Prep Other_E1 | F1 | Commercial | Retail | New | Food Preparation | Natural Gas | Commercial Food Prep Other | E1 | RVT - Cost of Equipment | 0.093732 | 0.093732 | 0.093732 | 0.093732 | 0.093732 | 0.093732 | 0.093732 | 0.093732 | 0.093732 | 0.093732 | 0.093732 | 0.093732 | 0.093732 | 0.093732 | 0.093732 | 0.093732 | 0.093732 | 0.093732 | 0.093732 | 0.093732 | 0.093732 | 0.093732 | 0.093732 | 0.093732 | 0.093732 | 0.093732 | 0.093732
F1_Commercial_Retail_New_Food Preparation_Natural Gas_Commercial Food Prep Other_E2 | F1 | Commercial | Retail | New | Food Preparation | Natural Gas | Commercial Food Prep Other | E2 | RVT - Cost of Equipment | 0.11386 | 0.11386 | 0.11386 | 0.11386 | 0.11386 | 0.11386 | 0.11386 | 0.11386 | 0.11386 | 0.11386 | 0.11386 | 0.11386 | 0.11386 | 0.11386 | 0.11386 | 0.11386 | 0.11386 | 0.11386 | 0.11386 | 0.11386 | 0.11386 | 0.11386 | 0.11386 | 0.11386 | 0.11386 | 0.11386 | 0.11386
F1_Commercial_Retail_New_Food Preparation_Natural Gas_Commercial Food Prep Other_E3 | F1 | Commercial | Retail | New | Food Preparation | Natural Gas | Commercial Food Prep Other | E3 | RVT - Cost of Equipment | 0 | 0 | 0 | 0 | 0 | 0 | 0 | 0 | 0 | 0 | 0 | 0 | 0 | 0 | 0 | 0 | 0 | 0 | 0 | 0 | 0 | 0 | 0 | 0 | 0 | 0 | 0
F1_Commercial_Retail_New_Food Preparation_Natural Gas_Commercial Food Prep Other_E4 | F1 | Commercial | Retail | New | Food Preparation | Natural Gas | Commercial Food Prep Other | E4 | RVT - Cost of Equipment | 0 | 0 | 0 | 0 | 0 | 0 | 0 | 0 | 0 | 0 | 0 | 0 | 0 | 0 | 0 | 0 | 0 | 0 | 0 | 0 | 0 | 0 | 0 | 0 | 0 | 0 | 0
F1_Commercial_Retail_New_Food Preparation_Natural Gas_Commercial Food Prep Other_E5 | F1 | Commercial | Retail | New | Food Preparation | Natural Gas | Commercial Food Prep Other | E5 | RVT - Cost of Equipment | 0 | 0 | 0 | 0 | 0 | 0 | 0 | 0 | 0 | 0 | 0 | 0 | 0 | 0 | 0 | 0 | 0 | 0 | 0 | 0 | 0 | 0 | 0 | 0 | 0 | 0 | 0
F1_Commercial_Retail_New_Food Preparation_Natural Gas_Commercial Food Prep Other_E6 | F1 | Commercial | Retail | New | Food Preparation | Natural Gas | Commercial Food Prep Other | E6 | RVT - Cost of Equipment | 0 | 0 | 0 | 0 | 0 | 0 | 0 | 0 | 0 | 0 | 0 | 0 | 0 | 0 | 0 | 0 | 0 | 0 | 0 | 0 | 0 | 0 | 0 | 0 | 0 | 0 | 0
F1_Commercial_Retail_New_Food Preparation_Natural Gas_Commercial Food Prep Other_E7 | F1 | Commercial | Retail | New | Food Preparation | Natural Gas | Commercial Food Prep Other | E7 | RVT - Cost of Equipment | 0 | 0 | 0 | 0 | 0 | 0 | 0 | 0 | 0 | 0 | 0 | 0 | 0 | 0 | 0 | 0 | 0 | 0 | 0 | 0 | 0 | 0 | 0 | 0 | 0 | 0 | 0
F1_Commercial_Retail_New_Food Preparation_Natural Gas_Commercial Food Prep Other_E8 | F1 | Commercial | Retail | New | Food Preparation | Natural Gas | Commercial Food Prep Other | E8 | RVT - Cost of Equipment | 0 | 0 | 0 | 0 | 0 | 0 | 0 | 0 | 0 | 0 | 0 | 0 | 0 | 0 | 0 | 0 | 0 | 0 | 0 | 0 | 0 | 0 | 0 | 0 | 0 | 0 | 0
F1_Commercial_Retail_New_Food Preparation_Natural Gas_Commercial Food Prep Other_E9 | F1 | Commercial | Retail | New | Food Preparation | Natural Gas | Commercial Food Prep Other | E9 | RVT - Cost of Equipment | 0 | 0 | 0 | 0 | 0 | 0 | 0 | 0 | 0 | 0 | 0 | 0 | 0 | 0 | 0 | 0 | 0 | 0 | 0 | 0 | 0 | 0 | 0 | 0 | 0 | 0 | 0
F1_Commercial_Retail_New_Food Preparation_Natural Gas_Commercial Food Prep Other_E10 | F1 | Commercial | Retail | New | Food Preparation | Natural Gas | Commercial Food Prep Other | E10 | RVT - Cost of Equipment | 0 | 0 | 0 | 0 | 0 | 0 | 0 | 0 | 0 | 0 | 0 | 0 | 0 | 0 | 0 | 0 | 0 | 0 | 0 | 0 | 0 | 0 | 0 | 0 | 0 | 0 | 0
F2_Commercial_Retail_New_Food Preparation_Natural Gas_Commercial Food Prep Other_E1 | F2 | Commercial | Retail | New | Food Preparation | Natural Gas | Commercial Food Prep Other | E1 | RVT - Cost of Operation | 0 | 0 | 0 | 0 | 0 | 0 | 0 | 0 | 0 | 0 | 0 | 0 | 0 | 0 | 0 | 0 | 0 | 0 | 0 | 0 | 0 | 0 | 0 | 0 | 0 | 0 | 0
F2_Commercial_Retail_New_Food Preparation_Natural Gas_Commercial Food Prep Other_E2 | F2 | Commercial | Retail | New | Food Preparation | Natural Gas | Commercial Food Prep Other | E2 | RVT - Cost of Operation | 0 | 0 | 0 | 0 | 0 | 0 | 0 | 0 | 0 | 0 | 0 | 0 | 0 | 0 | 0 | 0 | 0 | 0 | 0 | 0 | 0 | 0 | 0 | 0 | 0 | 0 | 0
F2_Commercial_Retail_New_Food Preparation_Natural Gas_Commercial Food Prep Other_E3 | F2 | Commercial | Retail | New | Food Preparation | Natural Gas | Commercial Food Prep Other | E3 | RVT - Cost of Operation | 0 | 0 | 0 | 0 | 0 | 0 | 0 | 0 | 0 | 0 | 0 | 0 | 0 | 0 | 0 | 0 | 0 | 0 | 0 | 0 | 0 | 0 | 0 | 0 | 0 | 0 | 0
F2_Commercial_Retail_New_Food Preparation_Natural Gas_Commercial Food Prep Other_E4 | F2 | Commercial | Retail | New | Food Preparation | Natural Gas | Commercial Food Prep Other | E4 | RVT - Cost of Operation | 0 | 0 | 0 | 0 | 0 | 0 | 0 | 0 | 0 | 0 | 0 | 0 | 0 | 0 | 0 | 0 | 0 | 0 | 0 | 0 | 0 | 0 | 0 | 0 | 0 | 0 | 0
F2_Commercial_Retail_New_Food Preparation_Natural Gas_Commercial Food Prep Other_E5 | F2 | Commercial | Retail | New | Food Preparation | Natural Gas | Commercial Food Prep Other | E5 | RVT - Cost of Operation | 0 | 0 | 0 | 0 | 0 | 0 | 0 | 0 | 0 | 0 | 0 | 0 | 0 | 0 | 0 | 0 | 0 | 0 | 0 | 0 | 0 | 0 | 0 | 0 | 0 | 0 | 0
F2_Commercial_Retail_New_Food Preparation_Natural Gas_Commercial Food Prep Other_E6 | F2 | Commercial | Retail | New | Food Preparation | Natural Gas | Commercial Food Prep Other | E6 | RVT - Cost of Operation | 0 | 0 | 0 | 0 | 0 | 0 | 0 | 0 | 0 | 0 | 0 | 0 | 0 | 0 | 0 | 0 | 0 | 0 | 0 | 0 | 0 | 0 | 0 | 0 | 0 | 0 | 0
F2_Commercial_Retail_New_Food Preparation_Natural Gas_Commercial Food Prep Other_E7 | F2 | Commercial | Retail | New | Food Preparation | Natural Gas | Commercial Food Prep Other | E7 | RVT - Cost of Operation | 0 | 0 | 0 | 0 | 0 | 0 | 0 | 0 | 0 | 0 | 0 | 0 | 0 | 0 | 0 | 0 | 0 | 0 | 0 | 0 | 0 | 0 | 0 | 0 | 0 | 0 | 0
F2_Commercial_Retail_New_Food Preparation_Natural Gas_Commercial Food Prep Other_E8 | F2 | Commercial | Retail | New | Food Preparation | Natural Gas | Commercial Food Prep Other | E8 | RVT - Cost of Operation | 0 | 0 | 0 | 0 | 0 | 0 | 0 | 0 | 0 | 0 | 0 | 0 | 0 | 0 | 0 | 0 | 0 | 0 | 0 | 0 | 0 | 0 | 0 | 0 | 0 | 0 | 0
F2_Commercial_Retail_New_Food Preparation_Natural Gas_Commercial Food Prep Other_E9 | F2 | Commercial | Retail | New | Food Preparation | Natural Gas | Commercial Food Prep Other | E9 | RVT - Cost of Operation | 0 | 0 | 0 | 0 | 0 | 0 | 0 | 0 | 0 | 0 | 0 | 0 | 0 | 0 | 0 | 0 | 0 | 0 | 0 | 0 | 0 | 0 | 0 | 0 | 0 | 0 | 0
F2_Commercial_Retail_New_Food Preparation_Natural Gas_Commercial Food Prep Other_E10 | F2 | Commercial | Retail | New | Food Preparation | Natural Gas | Commercial Food Prep Other | E10 | RVT - Cost of Operation | 0 | 0 | 0 | 0 | 0 | 0 | 0 | 0 | 0 | 0 | 0 | 0 | 0 | 0 | 0 | 0 | 0 | 0 | 0 | 0 | 0 | 0 | 0 | 0 | 0 | 0 | 0
F3_Commercial_Retail_New_Food Preparation_Natural Gas_Commercial Food Prep Other_E1 | F3 | Commercial | Retail | New | Food Preparation | Natural Gas | Commercial Food Prep Other | E1 | System - kBTUs of Consumption | 79.3485 | 79.3485 | 79.3485 | 79.3485 | 79.3485 | 79.3485 | 79.3485 | 79.3485 | 79.3485 | 79.3485 | 79.3485 | 79.3485 | 79.3485 | 79.3485 | 79.3485 | 79.3485 | 79.3485 | 79.3485 | 79.3485 | 79.3485 | 79.3485 | 79.3485 | 79.3485 | 79.3485 | 79.3485 | 79.3485 | 79.3485
F3_Commercial_Retail_New_Food Preparation_Natural Gas_Commercial Food Prep Other_E2 | F3 | Commercial | Retail | New | Food Preparation | Natural Gas | Commercial Food Prep Other | E2 | System - kBTUs of Consumption | 58.9334 | 58.9334 | 58.9334 | 58.9334 | 58.9334 | 58.9334 | 58.9334 | 58.9334 | 58.9334 | 58.9334 | 58.9334 | 58.9334 | 58.9334 | 58.9334 | 58.9334 | 58.9334 | 58.9334 | 58.9334 | 58.9334 | 58.9334 | 58.9334 | 58.9334 | 58.9334 | 58.9334 | 58.9334 | 58.9334 | 58.9334
F3_Commercial_Retail_New_Food Preparation_Natural Gas_Commercial Food Prep Other_E3 | F3 | Commercial | Retail | New | Food Preparation | Natural Gas | Commercial Food Prep Other | E3 | System - kBTUs of Consumption | 0 | 0 | 0 | 0 | 0 | 0 | 0 | 0 | 0 | 0 | 0 | 0 | 0 | 0 | 0 | 0 | 0 | 0 | 0 | 0 | 0 | 0 | 0 | 0 | 0 | 0 | 0
F3_Commercial_Retail_New_Food Preparation_Natural Gas_Commercial Food Prep Other_E4 | F3 | Commercial | Retail | New | Food Preparation | Natural Gas | Commercial Food Prep Other | E4 | System - kBTUs of Consumption | 0 | 0 | 0 | 0 | 0 | 0 | 0 | 0 | 0 | 0 | 0 | 0 | 0 | 0 | 0 | 0 | 0 | 0 | 0 | 0 | 0 | 0 | 0 | 0 | 0 | 0 | 0
F3_Commercial_Retail_New_Food Preparation_Natural Gas_Commercial Food Prep Other_E5 | F3 | Commercial | Retail | New | Food Preparation | Natural Gas | Commercial Food Prep Other | E5 | System - kBTUs of Consumption | 0 | 0 | 0 | 0 | 0 | 0 | 0 | 0 | 0 | 0 | 0 | 0 | 0 | 0 | 0 | 0 | 0 | 0 | 0 | 0 | 0 | 0 | 0 | 0 | 0 | 0 | 0
F3_Commercial_Retail_New_Food Preparation_Natural Gas_Commercial Food Prep Other_E6 | F3 | Commercial | Retail | New | Food Preparation | Natural Gas | Commercial Food Prep Other | E6 | System - kBTUs of Consumption | 0 | 0 | 0 | 0 | 0 | 0 | 0 | 0 | 0 | 0 | 0 | 0 | 0 | 0 | 0 | 0 | 0 | 0 | 0 | 0 | 0 | 0 | 0 | 0 | 0 | 0 | 0
F3_Commercial_Retail_New_Food Preparation_Natural Gas_Commercial Food Prep Other_E7 | F3 | Commercial | Retail | New | Food Preparation | Natural Gas | Commercial Food Prep Other | E7 | System - kBTUs of Consumption | 0 | 0 | 0 | 0 | 0 | 0 | 0 | 0 | 0 | 0 | 0 | 0 | 0 | 0 | 0 | 0 | 0 | 0 | 0 | 0 | 0 | 0 | 0 | 0 | 0 | 0 | 0
F3_Commercial_Retail_New_Food Preparation_Natural Gas_Commercial Food Prep Other_E8 | F3 | Commercial | Retail | New | Food Preparation | Natural Gas | Commercial Food Prep Other | E8 | System - kBTUs of Consumption | 0 | 0 | 0 | 0 | 0 | 0 | 0 | 0 | 0 | 0 | 0 | 0 | 0 | 0 | 0 | 0 | 0 | 0 | 0 | 0 | 0 | 0 | 0 | 0 | 0 | 0 | 0
F3_Commercial_Retail_New_Food Preparation_Natural Gas_Commercial Food Prep Other_E9 | F3 | Commercial | Retail | New | Food Preparation | Natural Gas | Commercial Food Prep Other | E9 | System - kBTUs of Consumption | 0 | 0 | 0 | 0 | 0 | 0 | 0 | 0 | 0 | 0 | 0 | 0 | 0 | 0 | 0 | 0 | 0 | 0 | 0 | 0 | 0 | 0 | 0 | 0 | 0 | 0 | 0
F3_Commercial_Retail_New_Food Preparation_Natural Gas_Commercial Food Prep Other_E10 | F3 | Commercial | Retail | New | Food Preparation | Natural Gas | Commercial Food Prep Other | E10 | System - kBTUs of Consumption | 0 | 0 | 0 | 0 | 0 | 0 | 0 | 0 | 0 | 0 | 0 | 0 | 0 | 0 | 0 | 0 | 0 | 0 | 0 | 0 | 0 | 0 | 0 | 0 | 0 | 0 | 0
F4_Commercial_Retail_New_Food Preparation_Natural Gas_Commercial Food Prep Other_E1 | F4 | Commercial | Retail | New | Food Preparation | Natural Gas | Commercial Food Prep Other | E1 | Utility - Cost of Equipment | 0.093732 | 0.093732 | 0.093732 | 0.093732 | 0.093732 | 0.093732 | 0.093732 | 0.093732 | 0.093732 | 0.093732 | 0.093732 | 0.093732 | 0.093732 | 0.093732 | 0.093732 | 0.093732 | 0.093732 | 0.093732 | 0.093732 | 0.093732 | 0.093732 | 0.093732 | 0.093732 | 0.093732 | 0.093732 | 0.093732 | 0.093732
F4_Commercial_Retail_New_Food Preparation_Natural Gas_Commercial Food Prep Other_E2 | F4 | Commercial | Retail | New | Food Preparation | Natural Gas | Commercial Food Prep Other | E2 | Utility - Cost of Equipment | 0.11386 | 0.11386 | 0.11386 | 0.11386 | 0.11386 | 0.11386 | 0.11386 | 0.11386 | 0.11386 | 0.11386 | 0.11386 | 0.11386 | 0.11386 | 0.11386 | 0.11386 | 0.11386 | 0.11386 | 0.11386 | 0.11386 | 0.11386 | 0.11386 | 0.11386 | 0.11386 | 0.11386 | 0.11386 | 0.11386 | 0.11386
F4_Commercial_Retail_New_Food Preparation_Natural Gas_Commercial Food Prep Other_E3 | F4 | Commercial | Retail | New | Food Preparation | Natural Gas | Commercial Food Prep Other | E3 | Utility - Cost of Equipment | 0 | 0 | 0 | 0 | 0 | 0 | 0 | 0 | 0 | 0 | 0 | 0 | 0 | 0 | 0 | 0 | 0 | 0 | 0 | 0 | 0 | 0 | 0 | 0 | 0 | 0 | 0
F4_Commercial_Retail_New_Food Preparation_Natural Gas_Commercial Food Prep Other_E4 | F4 | Commercial | Retail | New | Food Preparation | Natural Gas | Commercial Food Prep Other | E4 | Utility - Cost of Equipment | 0 | 0 | 0 | 0 | 0 | 0 | 0 | 0 | 0 | 0 | 0 | 0 | 0 | 0 | 0 | 0 | 0 | 0 | 0 | 0 | 0 | 0 | 0 | 0 | 0 | 0 | 0
F4_Commercial_Retail_New_Food Preparation_Natural Gas_Commercial Food Prep Other_E5 | F4 | Commercial | Retail | New | Food Preparation | Natural Gas | Commercial Food Prep Other | E5 | Utility - Cost of Equipment | 0 | 0 | 0 | 0 | 0 | 0 | 0 | 0 | 0 | 0 | 0 | 0 | 0 | 0 | 0 | 0 | 0 | 0 | 0 | 0 | 0 | 0 | 0 | 0 | 0 | 0 | 0
F4_Commercial_Retail_New_Food Preparation_Natural Gas_Commercial Food Prep Other_E6 | F4 | Commercial | Retail | New | Food Preparation | Natural Gas | Commercial Food Prep Other | E6 | Utility - Cost of Equipment | 0 | 0 | 0 | 0 | 0 | 0 | 0 | 0 | 0 | 0 | 0 | 0 | 0 | 0 | 0 | 0 | 0 | 0 | 0 | 0 | 0 | 0 | 0 | 0 | 0 | 0 | 0
F4_Commercial_Retail_New_Food Preparation_Natural Gas_Commercial Food Prep Other_E7 | F4 | Commercial | Retail | New | Food Preparation | Natural Gas | Commercial Food Prep Other | E7 | Utility - Cost of Equipment | 0 | 0 | 0 | 0 | 0 | 0 | 0 | 0 | 0 | 0 | 0 | 0 | 0 | 0 | 0 | 0 | 0 | 0 | 0 | 0 | 0 | 0 | 0 | 0 | 0 | 0 | 0
F4_Commercial_Retail_New_Food Preparation_Natural Gas_Commercial Food Prep Other_E8 | F4 | Commercial | Retail | New | Food Preparation | Natural Gas | Commercial Food Prep Other | E8 | Utility - Cost of Equipment | 0 | 0 | 0 | 0 | 0 | 0 | 0 | 0 | 0 | 0 | 0 | 0 | 0 | 0 | 0 | 0 | 0 | 0 | 0 | 0 | 0 | 0 | 0 | 0 | 0 | 0 | 0
F4_Commercial_Retail_New_Food Preparation_Natural Gas_Commercial Food Prep Other_E9 | F4 | Commercial | Retail | New | Food Preparation | Natural Gas | Commercial Food Prep Other | E9 | Utility - Cost of Equipment | 0 | 0 | 0 | 0 | 0 | 0 | 0 | 0 | 0 | 0 | 0 | 0 | 0 | 0 | 0 | 0 | 0 | 0 | 0 | 0 | 0 | 0 | 0 | 0 | 0 | 0 | 0
F4_Commercial_Retail_New_Food Preparation_Natural Gas_Commercial Food Prep Other_E10 | F4 | Commercial | Retail | New | Food Preparation | Natural Gas | Commercial Food Prep Other | E10 | Utility - Cost of Equipment | 0 | 0 | 0 | 0 | 0 | 0 | 0 | 0 | 0 | 0 | 0 | 0 | 0 | 0 | 0 | 0 | 0 | 0 | 0 | 0 | 0 | 0 | 0 | 0 | 0 | 0 | 0
F5_Commercial_Retail_New_Food Preparation_Natural Gas_Commercial Food Prep Other_E1 | F5 | Commercial | Retail | New | Food Preparation | Natural Gas | Commercial Food Prep Other | E1 | Utility - Cost of Operation | 1.0904 | 1.0747 | 1.0593 | 1.0444 | 1.0446 | 1.0545 | 1.0705 | 1.09 | 1.111 | 1.1325 | 1.1537 | 1.1725 | 1.1869 | 1.193 | 1.1902 | 1.1785 | 1.1589 | 1.1332 | 1.1026 | 1.0663 | 1.0239 | 0.97512 | 0.93179 | 0.90374 | 0.89162 | 0.89599 | 0.90038
F5_Commercial_Retail_New_Food Preparation_Natural Gas_Commercial Food Prep Other_E2 | F5 | Commercial | Retail | New | Food Preparation | Natural Gas | Commercial Food Prep Other | E2 | Utility - Cost of Operation | 0.80985 | 0.79816 | 0.78677 | 0.77572 | 0.77582 | 0.78318 | 0.79511 | 0.80956 | 0.82516 | 0.84111 | 0.85689 | 0.87085 | 0.88152 | 0.88605 | 0.88395 | 0.87529 | 0.86071 | 0.84163 | 0.81892 | 0.79199 | 0.76049 | 0.72424 | 0.69205 | 0.67122 | 0.66222 | 0.66547 | 0.66873
F5_Commercial_Retail_New_Food Preparation_Natural Gas_Commercial Food Prep Other_E3 | F5 | Commercial | Retail | New | Food Preparation | Natural Gas | Commercial Food Prep Other | E3 | Utility - Cost of Operation | 0 | 0 | 0 | 0 | 0 | 0 | 0 | 0 | 0 | 0 | 0 | 0 | 0 | 0 | 0 | 0 | 0 | 0 | 0 | 0 | 0 | 0 | 0 | 0 | 0 | 0 | 0
F5_Commercial_Retail_New_Food Preparation_Natural Gas_Commercial Food Prep Other_E4 | F5 | Commercial | Retail | New | Food Preparation | Natural Gas | Commercial Food Prep Other | E4 | Utility - Cost of Operation | 0 | 0 | 0 | 0 | 0 | 0 | 0 | 0 | 0 | 0 | 0 | 0 | 0 | 0 | 0 | 0 | 0 | 0 | 0 | 0 | 0 | 0 | 0 | 0 | 0 | 0 | 0
F5_Commercial_Retail_New_Food Preparation_Natural Gas_Commercial Food Prep Other_E5 | F5 | Commercial | Retail | New | Food Preparation | Natural Gas | Commercial Food Prep Other | E5 | Utility - Cost of Operation | 0 | 0 | 0 | 0 | 0 | 0 | 0 | 0 | 0 | 0 | 0 | 0 | 0 | 0 | 0 | 0 | 0 | 0 | 0 | 0 | 0 | 0 | 0 | 0 | 0 | 0 | 0
F5_Commercial_Retail_New_Food Preparation_Natural Gas_Commercial Food Prep Other_E6 | F5 | Commercial | Retail | New | Food Preparation | Natural Gas | Commercial Food Prep Other | E6 | Utility - Cost of Operation | 0 | 0 | 0 | 0 | 0 | 0 | 0 | 0 | 0 | 0 | 0 | 0 | 0 | 0 | 0 | 0 | 0 | 0 | 0 | 0 | 0 | 0 | 0 | 0 | 0 | 0 | 0
F5_Commercial_Retail_New_Food Preparation_Natural Gas_Commercial Food Prep Other_E7 | F5 | Commercial | Retail | New | Food Preparation | Natural Gas | Commercial Food Prep Other | E7 | Utility - Cost of Operation | 0 | 0 | 0 | 0 | 0 | 0 | 0 | 0 | 0 | 0 | 0 | 0 | 0 | 0 | 0 | 0 | 0 | 0 | 0 | 0 | 0 | 0 | 0 | 0 | 0 | 0 | 0
F5_Commercial_Retail_New_Food Preparation_Natural Gas_Commercial Food Prep Other_E8 | F5 | Commercial | Retail | New | Food Preparation | Natural Gas | Commercial Food Prep Other | E8 | Utility - Cost of Operation | 0 | 0 | 0 | 0 | 0 | 0 | 0 | 0 | 0 | 0 | 0 | 0 | 0 | 0 | 0 | 0 | 0 | 0 | 0 | 0 | 0 | 0 | 0 | 0 | 0 | 0 | 0
F5_Commercial_Retail_New_Food Preparation_Natural Gas_Commercial Food Prep Other_E9 | F5 | Commercial | Retail | New | Food Preparation | Natural Gas | Commercial Food Prep Other | E9 | Utility - Cost of Operation | 0 | 0 | 0 | 0 | 0 | 0 | 0 | 0 | 0 | 0 | 0 | 0 | 0 | 0 | 0 | 0 | 0 | 0 | 0 | 0 | 0 | 0 | 0 | 0 | 0 | 0 | 0
F5_Commercial_Retail_New_Food Preparation_Natural Gas_Commercial Food Prep Other_E10 | F5 | Commercial | Retail | New | Food Preparation | Natural Gas | Commercial Food Prep Other | E10 | Utility - Cost of Operation | 0 | 0 | 0 | 0 | 0 | 0 | 0 | 0 | 0 | 0 | 0 | 0 | 0 | 0 | 0 | 0 | 0 | 0 | 0 | 0 | 0 | 0 | 0 | 0 | 0 | 0 | 0
F6_Commercial_Retail_New_Food Preparation_Natural Gas_Commercial Food Prep Other_E1 | F6 | Commercial | Retail | New | Food Preparation | Natural Gas | Commercial Food Prep Other | E1 | Utility - Value of Sales | 0 | 0 | 0 | 0 | 0 | 0 | 0 | 0 | 0 | 0 | 0 | 0 | 0 | 0 | 0 | 0 | 0 | 0 | 0 | 0 | 0 | 0 | 0 | 0 | 0 | 0 | 0
F6_Commercial_Retail_New_Food Preparation_Natural Gas_Commercial Food Prep Other_E2 | F6 | Commercial | Retail | New | Food Preparation | Natural Gas | Commercial Food Prep Other | E2 | Utility - Value of Sales | 0 | 0 | 0 | 0 | 0 | 0 | 0 | 0 | 0 | 0 | 0 | 0 | 0 | 0 | 0 | 0 | 0 | 0 | 0 | 0 | 0 | 0 | 0 | 0 | 0 | 0 | 0
F6_Commercial_Retail_New_Food Preparation_Natural Gas_Commercial Food Prep Other_E3 | F6 | Commercial | Retail | New | Food Preparation | Natural Gas | Commercial Food Prep Other | E3 | Utility - Value of Sales | 0 | 0 | 0 | 0 | 0 | 0 | 0 | 0 | 0 | 0 | 0 | 0 | 0 | 0 | 0 | 0 | 0 | 0 | 0 | 0 | 0 | 0 | 0 | 0 | 0 | 0 | 0
F6_Commercial_Retail_New_Food Preparation_Natural Gas_Commercial Food Prep Other_E4 | F6 | Commercial | Retail | New | Food Preparation | Natural Gas | Commercial Food Prep Other | E4 | Utility - Value of Sales | 0 | 0 | 0 | 0 | 0 | 0 | 0 | 0 | 0 | 0 | 0 | 0 | 0 | 0 | 0 | 0 | 0 | 0 | 0 | 0 | 0 | 0 | 0 | 0 | 0 | 0 | 0
F6_Commercial_Retail_New_Food Preparation_Natural Gas_Commercial Food Prep Other_E5 | F6 | Commercial | Retail | New | Food Preparation | Natural Gas | Commercial Food Prep Other | E5 | Utility - Value of Sales | 0 | 0 | 0 | 0 | 0 | 0 | 0 | 0 | 0 | 0 | 0 | 0 | 0 | 0 | 0 | 0 | 0 | 0 | 0 | 0 | 0 | 0 | 0 | 0 | 0 | 0 | 0
F6_Commercial_Retail_New_Food Preparation_Natural Gas_Commercial Food Prep Other_E6 | F6 | Commercial | Retail | New | Food Preparation | Natural Gas | Commercial Food Prep Other | E6 | Utility - Value of Sales | 0 | 0 | 0 | 0 | 0 | 0 | 0 | 0 | 0 | 0 | 0 | 0 | 0 | 0 | 0 | 0 | 0 | 0 | 0 | 0 | 0 | 0 | 0 | 0 | 0 | 0 | 0
F6_Commercial_Retail_New_Food Preparation_Natural Gas_Commercial Food Prep Other_E7 | F6 | Commercial | Retail | New | Food Preparation | Natural Gas | Commercial Food Prep Other | E7 | Utility - Value of Sales | 0 | 0 | 0 | 0 | 0 | 0 | 0 | 0 | 0 | 0 | 0 | 0 | 0 | 0 | 0 | 0 | 0 | 0 | 0 | 0 | 0 | 0 | 0 | 0 | 0 | 0 | 0
F6_Commercial_Retail_New_Food Preparation_Natural Gas_Commercial Food Prep Other_E8 | F6 | Commercial | Retail | New | Food Preparation | Natural Gas | Commercial Food Prep Other | E8 | Utility - Value of Sales | 0 | 0 | 0 | 0 | 0 | 0 | 0 | 0 | 0 | 0 | 0 | 0 | 0 | 0 | 0 | 0 | 0 | 0 | 0 | 0 | 0 | 0 | 0 | 0 | 0 | 0 | 0
F6_Commercial_Retail_New_Food Preparation_Natural Gas_Commercial Food Prep Other_E9 | F6 | Commercial | Retail | New | Food Preparation | Natural Gas | Commercial Food Prep Other | E9 | Utility - Value of Sales | 0 | 0 | 0 | 0 | 0 | 0 | 0 | 0 | 0 | 0 | 0 | 0 | 0 | 0 | 0 | 0 | 0 | 0 | 0 | 0 | 0 | 0 | 0 | 0 | 0 | 0 | 0
F6_Commercial_Retail_New_Food Preparation_Natural Gas_Commercial Food Prep Other_E10 | F6 | Commercial | Retail | New | Food Preparation | Natural Gas | Commercial Food Prep Other | E10 | Utility - Value of Sales | 0 | 0 | 0 | 0 | 0 | 0 | 0 | 0 | 0 | 0 | 0 | 0 | 0 | 0 | 0 | 0 | 0 | 0 | 0 | 0 | 0 | 0 | 0 | 0 | 0 | 0 | 0
F1_Commercial_Retail_New_Miscellaneous_Natural Gas_Pool Heater_E1 | F1 | Commercial | Retail | New | Miscellaneous | Natural Gas | Pool Heater | E1 | RVT - Cost of Equipment | 0.002803 | 0.002803 | 0.002803 | 0.002803 | 0.002803 | 0.002803 | 0.002803 | 0.002803 | 0.002803 | 0.002803 | 0.002803 | 0.002803 | 0.002803 | 0.002803 | 0.002803 | 0.002803 | 0.002803 | 0.002803 | 0.002803 | 0.002803 | 0.002803 | 0.002803 | 0.002803 | 0.002803 | 0.002803 | 0.002803 | 0.002803
F1_Commercial_Retail_New_Miscellaneous_Natural Gas_Pool Heater_E2 | F1 | Commercial | Retail | New | Miscellaneous | Natural Gas | Pool Heater | E2 | RVT - Cost of Equipment | 0.0045896 | 0.0045896 | 0.0045896 | 0.0045896 | 0.0045896 | 0.0045896 | 0.0045896 | 0.0045896 | 0.0045896 | 0.0045896 | 0.0045896 | 0.0045896 | 0.0045896 | 0.0045896 | 0.0045896 | 0.0045896 | 0.0045896 | 0.0045896 | 0.0045896 | 0.0045896 | 0.0045896 | 0.0045896 | 0.0045896 | 0.0045896 | 0.0045896 | 0.0045896 | 0.0045896
F1_Commercial_Retail_New_Miscellaneous_Natural Gas_Pool Heater_E3 | F1 | Commercial | Retail | New | Miscellaneous | Natural Gas | Pool Heater | E3 | RVT - Cost of Equipment | 0 | 0 | 0 | 0 | 0 | 0 | 0 | 0 | 0 | 0 | 0 | 0 | 0 | 0 | 0 | 0 | 0 | 0 | 0 | 0 | 0 | 0 | 0 | 0 | 0 | 0 | 0
F1_Commercial_Retail_New_Miscellaneous_Natural Gas_Pool Heater_E4 | F1 | Commercial | Retail | New | Miscellaneous | Natural Gas | Pool Heater | E4 | RVT - Cost of Equipment | 0 | 0 | 0 | 0 | 0 | 0 | 0 | 0 | 0 | 0 | 0 | 0 | 0 | 0 | 0 | 0 | 0 | 0 | 0 | 0 | 0 | 0 | 0 | 0 | 0 | 0 | 0
F1_Commercial_Retail_New_Miscellaneous_Natural Gas_Pool Heater_E5 | F1 | Commercial | Retail | New | Miscellaneous | Natural Gas | Pool Heater | E5 | RVT - Cost of Equipment | 0 | 0 | 0 | 0 | 0 | 0 | 0 | 0 | 0 | 0 | 0 | 0 | 0 | 0 | 0 | 0 | 0 | 0 | 0 | 0 | 0 | 0 | 0 | 0 | 0 | 0 | 0
F1_Commercial_Retail_New_Miscellaneous_Natural Gas_Pool Heater_E6 | F1 | Commercial | Retail | New | Miscellaneous | Natural Gas | Pool Heater | E6 | RVT - Cost of Equipment | 0 | 0 | 0 | 0 | 0 | 0 | 0 | 0 | 0 | 0 | 0 | 0 | 0 | 0 | 0 | 0 | 0 | 0 | 0 | 0 | 0 | 0 | 0 | 0 | 0 | 0 | 0
F1_Commercial_Retail_New_Miscellaneous_Natural Gas_Pool Heater_E7 | F1 | Commercial | Retail | New | Miscellaneous | Natural Gas | Pool Heater | E7 | RVT - Cost of Equipment | 0 | 0 | 0 | 0 | 0 | 0 | 0 | 0 | 0 | 0 | 0 | 0 | 0 | 0 | 0 | 0 | 0 | 0 | 0 | 0 | 0 | 0 | 0 | 0 | 0 | 0 | 0
F1_Commercial_Retail_New_Miscellaneous_Natural Gas_Pool Heater_E8 | F1 | Commercial | Retail | New | Miscellaneous | Natural Gas | Pool Heater | E8 | RVT - Cost of Equipment | 0 | 0 | 0 | 0 | 0 | 0 | 0 | 0 | 0 | 0 | 0 | 0 | 0 | 0 | 0 | 0 | 0 | 0 | 0 | 0 | 0 | 0 | 0 | 0 | 0 | 0 | 0
F1_Commercial_Retail_New_Miscellaneous_Natural Gas_Pool Heater_E9 | F1 | Commercial | Retail | New | Miscellaneous | Natural Gas | Pool Heater | E9 | RVT - Cost of Equipment | 0 | 0 | 0 | 0 | 0 | 0 | 0 | 0 | 0 | 0 | 0 | 0 | 0 | 0 | 0 | 0 | 0 | 0 | 0 | 0 | 0 | 0 | 0 | 0 | 0 | 0 | 0
F1_Commercial_Retail_New_Miscellaneous_Natural Gas_Pool Heater_E10 | F1 | Commercial | Retail | New | Miscellaneous | Natural Gas | Pool Heater | E10 | RVT - Cost of Equipment | 0 | 0 | 0 | 0 | 0 | 0 | 0 | 0 | 0 | 0 | 0 | 0 | 0 | 0 | 0 | 0 | 0 | 0 | 0 | 0 | 0 | 0 | 0 | 0 | 0 | 0 | 0
F2_Commercial_Retail_New_Miscellaneous_Natural Gas_Pool Heater_E1 | F2 | Commercial | Retail | New | Miscellaneous | Natural Gas | Pool Heater | E1 | RVT - Cost of Operation | 0 | 0 | 0 | 0 | 0 | 0 | 0 | 0 | 0 | 0 | 0 | 0 | 0 | 0 | 0 | 0 | 0 | 0 | 0 | 0 | 0 | 0 | 0 | 0 | 0 | 0 | 0
F2_Commercial_Retail_New_Miscellaneous_Natural Gas_Pool Heater_E2 | F2 | Commercial | Retail | New | Miscellaneous | Natural Gas | Pool Heater | E2 | RVT - Cost of Operation | 0 | 0 | 0 | 0 | 0 | 0 | 0 | 0 | 0 | 0 | 0 | 0 | 0 | 0 | 0 | 0 | 0 | 0 | 0 | 0 | 0 | 0 | 0 | 0 | 0 | 0 | 0
F2_Commercial_Retail_New_Miscellaneous_Natural Gas_Pool Heater_E3 | F2 | Commercial | Retail | New | Miscellaneous | Natural Gas | Pool Heater | E3 | RVT - Cost of Operation | 0 | 0 | 0 | 0 | 0 | 0 | 0 | 0 | 0 | 0 | 0 | 0 | 0 | 0 | 0 | 0 | 0 | 0 | 0 | 0 | 0 | 0 | 0 | 0 | 0 | 0 | 0
F2_Commercial_Retail_New_Miscellaneous_Natural Gas_Pool Heater_E4 | F2 | Commercial | Retail | New | Miscellaneous | Natural Gas | Pool Heater | E4 | RVT - Cost of Operation | 0 | 0 | 0 | 0 | 0 | 0 | 0 | 0 | 0 | 0 | 0 | 0 | 0 | 0 | 0 | 0 | 0 | 0 | 0 | 0 | 0 | 0 | 0 | 0 | 0 | 0 | 0
F2_Commercial_Retail_New_Miscellaneous_Natural Gas_Pool Heater_E5 | F2 | Commercial | Retail | New | Miscellaneous | Natural Gas | Pool Heater | E5 | RVT - Cost of Operation | 0 | 0 | 0 | 0 | 0 | 0 | 0 | 0 | 0 | 0 | 0 | 0 | 0 | 0 | 0 | 0 | 0 | 0 | 0 | 0 | 0 | 0 | 0 | 0 | 0 | 0 | 0
F2_Commercial_Retail_New_Miscellaneous_Natural Gas_Pool Heater_E6 | F2 | Commercial | Retail | New | Miscellaneous | Natural Gas | Pool Heater | E6 | RVT - Cost of Operation | 0 | 0 | 0 | 0 | 0 | 0 | 0 | 0 | 0 | 0 | 0 | 0 | 0 | 0 | 0 | 0 | 0 | 0 | 0 | 0 | 0 | 0 | 0 | 0 | 0 | 0 | 0
F2_Commercial_Retail_New_Miscellaneous_Natural Gas_Pool Heater_E7 | F2 | Commercial | Retail | New | Miscellaneous | Natural Gas | Pool Heater | E7 | RVT - Cost of Operation | 0 | 0 | 0 | 0 | 0 | 0 | 0 | 0 | 0 | 0 | 0 | 0 | 0 | 0 | 0 | 0 | 0 | 0 | 0 | 0 | 0 | 0 | 0 | 0 | 0 | 0 | 0
F2_Commercial_Retail_New_Miscellaneous_Natural Gas_Pool Heater_E8 | F2 | Commercial | Retail | New | Miscellaneous | Natural Gas | Pool Heater | E8 | RVT - Cost of Operation | 0 | 0 | 0 | 0 | 0 | 0 | 0 | 0 | 0 | 0 | 0 | 0 | 0 | 0 | 0 | 0 | 0 | 0 | 0 | 0 | 0 | 0 | 0 | 0 | 0 | 0 | 0
F2_Commercial_Retail_New_Miscellaneous_Natural Gas_Pool Heater_E9 | F2 | Commercial | Retail | New | Miscellaneous | Natural Gas | Pool Heater | E9 | RVT - Cost of Operation | 0 | 0 | 0 | 0 | 0 | 0 | 0 | 0 | 0 | 0 | 0 | 0 | 0 | 0 | 0 | 0 | 0 | 0 | 0 | 0 | 0 | 0 | 0 | 0 | 0 | 0 | 0
F2_Commercial_Retail_New_Miscellaneous_Natural Gas_Pool Heater_E10 | F2 | Commercial | Retail | New | Miscellaneous | Natural Gas | Pool Heater | E10 | RVT - Cost of Operation | 0 | 0 | 0 | 0 | 0 | 0 | 0 | 0 | 0 | 0 | 0 | 0 | 0 | 0 | 0 | 0 | 0 | 0 | 0 | 0 | 0 | 0 | 0 | 0 | 0 | 0 | 0
F3_Commercial_Retail_New_Miscellaneous_Natural Gas_Pool Heater_E1 | F3 | Commercial | Retail | New | Miscellaneous | Natural Gas | Pool Heater | E1 | System - kBTUs of Consumption | bar: 2021 to 2047
F3_Commercial_Retail_New_Miscellaneous_Natural Gas_Pool Heater_E2 | F3 | Commercial | Retail | New | Miscellaneous | Natural Gas | Pool Heater | E2 | System - kBTUs of Consumption | 0.85 | 0.85 | 0.85 | 0.85 | 0.85 | 0.85 | 0.85 | 0.85 | 0.85 | 0.85 | 0.85 | 0.85 | 0.85 | 0.85 | 0.85 | 0.85 | 0.85 | 0.85 | 0.85 | 0.85 | 0.85 | 0.85 | 0.85 | 0.85 | 0.85 | 0.85 | 0.85
F3_Commercial_Retail_New_Miscellaneous_Natural Gas_Pool Heater_E3 | F3 | Commercial | Retail | New | Miscellaneous | Natural Gas | Pool Heater | E3 | System - kBTUs of Consumption | 0 | 0 | 0 | 0 | 0 | 0 | 0 | 0 | 0 | 0 | 0 | 0 | 0 | 0 | 0 | 0 | 0 | 0 | 0 | 0 | 0 | 0 | 0 | 0 | 0 | 0 | 0
F3_Commercial_Retail_New_Miscellaneous_Natural Gas_Pool Heater_E4 | F3 | Commercial | Retail | New | Miscellaneous | Natural Gas | Pool Heater | E4 | System - kBTUs of Consumption | 0 | 0 | 0 | 0 | 0 | 0 | 0 | 0 | 0 | 0 | 0 | 0 | 0 | 0 | 0 | 0 | 0 | 0 | 0 | 0 | 0 | 0 | 0 | 0 | 0 | 0 | 0
F3_Commercial_Retail_New_Miscellaneous_Natural Gas_Pool Heater_E5 | F3 | Commercial | Retail | New | Miscellaneous | Natural Gas | Pool Heater | E5 | System - kBTUs of Consumption | 0 | 0 | 0 | 0 | 0 | 0 | 0 | 0 | 0 | 0 | 0 | 0 | 0 | 0 | 0 | 0 | 0 | 0 | 0 | 0 | 0 | 0 | 0 | 0 | 0 | 0 | 0
F3_Commercial_Retail_New_Miscellaneous_Natural Gas_Pool Heater_E6 | F3 | Commercial | Retail | New | Miscellaneous | Natural Gas | Pool Heater | E6 | System - kBTUs of Consumption | 0 | 0 | 0 | 0 | 0 | 0 | 0 | 0 | 0 | 0 | 0 | 0 | 0 | 0 | 0 | 0 | 0 | 0 | 0 | 0 | 0 | 0 | 0 | 0 | 0 | 0 | 0
F3_Commercial_Retail_New_Miscellaneous_Natural Gas_Pool Heater_E7 | F3 | Commercial | Retail | New | Miscellaneous | Natural Gas | Pool Heater | E7 | System - kBTUs of Consumption | 0 | 0 | 0 | 0 | 0 | 0 | 0 | 0 | 0 | 0 | 0 | 0 | 0 | 0 | 0 | 0 | 0 | 0 | 0 | 0 | 0 | 0 | 0 | 0 | 0 | 0 | 0
F3_Commercial_Retail_New_Miscellaneous_Natural Gas_Pool Heater_E8 | F3 | Commercial | Retail | New | Miscellaneous | Natural Gas | Pool Heater | E8 | System - kBTUs of Consumption | 0 | 0 | 0 | 0 | 0 | 0 | 0 | 0 | 0 | 0 | 0 | 0 | 0 | 0 | 0 | 0 | 0 | 0 | 0 | 0 | 0 | 0 | 0 | 0 | 0 | 0 | 0
F3_Commercial_Retail_New_Miscellaneous_Natural Gas_Pool Heater_E9 | F3 | Commercial | Retail | New | Miscellaneous | Natural Gas | Pool Heater | E9 | System - kBTUs of Consumption | 0 | 0 | 0 | 0 | 0 | 0 | 0 | 0 | 0 | 0 | 0 | 0 | 0 | 0 | 0 | 0 | 0 | 0 | 0 | 0 | 0 | 0 | 0 | 0 | 0 | 0 | 0
F3_Commercial_Retail_New_Miscellaneous_Natural Gas_Pool Heater_E10 | F3 | Commercial | Retail | New | Miscellaneous | Natural Gas | Pool Heater | E10 | System - kBTUs of Consumption | 0 | 0 | 0 | 0 | 0 | 0 | 0 | 0 | 0 | 0 | 0 | 0 | 0 | 0 | 0 | 0 | 0 | 0 | 0 | 0 | 0 | 0 | 0 | 0 | 0 | 0 | 0
F4_Commercial_Retail_New_Miscellaneous_Natural Gas_Pool Heater_E1 | F4 | Commercial | Retail | New | Miscellaneous | Natural Gas | Pool Heater | E1 | Utility - Cost of Equipment | 0.002803 | 0.002803 | 0.002803 | 0.002803 | 0.002803 | 0.002803 | 0.002803 | 0.002803 | 0.002803 | 0.002803 | 0.002803 | 0.002803 | 0.002803 | 0.002803 | 0.002803 | 0.002803 | 0.002803 | 0.002803 | 0.002803 | 0.002803 | 0.002803 | 0.002803 | 0.002803 | 0.002803 | 0.002803 | 0.002803 | 0.002803
F4_Commercial_Retail_New_Miscellaneous_Natural Gas_Pool Heater_E2 | F4 | Commercial | Retail | New | Miscellaneous | Natural Gas | Pool Heater | E2 | Utility - Cost of Equipment | 0.0045896 | 0.0045896 | 0.0045896 | 0.0045896 | 0.0045896 | 0.0045896 | 0.0045896 | 0.0045896 | 0.0045896 | 0.0045896 | 0.0045896 | 0.0045896 | 0.0045896 | 0.0045896 | 0.0045896 | 0.0045896 | 0.0045896 | 0.0045896 | 0.0045896 | 0.0045896 | 0.0045896 | 0.0045896 | 0.0045896 | 0.0045896 | 0.0045896 | 0.0045896 | 0.0045896
F4_Commercial_Retail_New_Miscellaneous_Natural Gas_Pool Heater_E3 | F4 | Commercial | Retail | New | Miscellaneous | Natural Gas | Pool Heater | E3 | Utility - Cost of Equipment | 0 | 0 | 0 | 0 | 0 | 0 | 0 | 0 | 0 | 0 | 0 | 0 | 0 | 0 | 0 | 0 | 0 | 0 | 0 | 0 | 0 | 0 | 0 | 0 | 0 | 0 | 0
F4_Commercial_Retail_New_Miscellaneous_Natural Gas_Pool Heater_E4 | F4 | Commercial | Retail | New | Miscellaneous | Natural Gas | Pool Heater | E4 | Utility - Cost of Equipment | 0 | 0 | 0 | 0 | 0 | 0 | 0 | 0 | 0 | 0 | 0 | 0 | 0 | 0 | 0 | 0 | 0 | 0 | 0 | 0 | 0 | 0 | 0 | 0 | 0 | 0 | 0
F4_Commercial_Retail_New_Miscellaneous_Natural Gas_Pool Heater_E5 | F4 | Commercial | Retail | New | Miscellaneous | Natural Gas | Pool Heater | E5 | Utility - Cost of Equipment | 0 | 0 | 0 | 0 | 0 | 0 | 0 | 0 | 0 | 0 | 0 | 0 | 0 | 0 | 0 | 0 | 0 | 0 | 0 | 0 | 0 | 0 | 0 | 0 | 0 | 0 | 0
F4_Commercial_Retail_New_Miscellaneous_Natural Gas_Pool Heater_E6 | F4 | Commercial | Retail | New | Miscellaneous | Natural Gas | Pool Heater | E6 | Utility - Cost of Equipment | 0 | 0 | 0 | 0 | 0 | 0 | 0 | 0 | 0 | 0 | 0 | 0 | 0 | 0 | 0 | 0 | 0 | 0 | 0 | 0 | 0 | 0 | 0 | 0 | 0 | 0 | 0
F4_Commercial_Retail_New_Miscellaneous_Natural Gas_Pool Heater_E7 | F4 | Commercial | Retail | New | Miscellaneous | Natural Gas | Pool Heater | E7 | Utility - Cost of Equipment | 0 | 0 | 0 | 0 | 0 | 0 | 0 | 0 | 0 | 0 | 0 | 0 | 0 | 0 | 0 | 0 | 0 | 0 | 0 | 0 | 0 | 0 | 0 | 0 | 0 | 0 | 0
F4_Commercial_Retail_New_Miscellaneous_Natural Gas_Pool Heater_E8 | F4 | Commercial | Retail | New | Miscellaneous | Natural Gas | Pool Heater | E8 | Utility - Cost of Equipment | 0 | 0 | 0 | 0 | 0 | 0 | 0 | 0 | 0 | 0 | 0 | 0 | 0 | 0 | 0 | 0 | 0 | 0 | 0 | 0 | 0 | 0 | 0 | 0 | 0 | 0 | 0
F4_Commercial_Retail_New_Miscellaneous_Natural Gas_Pool Heater_E9 | F4 | Commercial | Retail | New | Miscellaneous | Natural Gas | Pool Heater | E9 | Utility - Cost of Equipment | 0 | 0 | 0 | 0 | 0 | 0 | 0 | 0 | 0 | 0 | 0 | 0 | 0 | 0 | 0 | 0 | 0 | 0 | 0 | 0 | 0 | 0 | 0 | 0 | 0 | 0 | 0
F4_Commercial_Retail_New_Miscellaneous_Natural Gas_Pool Heater_E10 | F4 | Commercial | Retail | New | Miscellaneous | Natural Gas | Pool Heater | E10 | Utility - Cost of Equipment | 0 | 0 | 0 | 0 | 0 | 0 | 0 | 0 | 0 | 0 | 0 | 0 | 0 | 0 | 0 | 0 | 0 | 0 | 0 | 0 | 0 | 0 | 0 | 0 | 0 | 0 | 0
F5_Commercial_Retail_New_Miscellaneous_Natural Gas_Pool Heater_E1 | F5 | Commercial | Retail | New | Miscellaneous | Natural Gas | Pool Heater | E1 | Utility - Cost of Operation | 0.014079 | 0.013712 | 0.013323 | 0.012929 | 0.012807 | 0.012863 | 0.01303 | 0.013256 | 0.013507 | 0.013763 | 0.014029 | 0.014303 | 0.014594 | 0.014882 | 0.015153 | 0.01536 | 0.015438 | 0.015331 | 0.014999 | 0.014435 | 0.013667 | 0.012733 | 0.011901 | 0.011353 | 0.011101 | 0.011155 | 0.01121
F5_Commercial_Retail_New_Miscellaneous_Natural Gas_Pool Heater_E2 | F5 | Commercial | Retail | New | Miscellaneous | Natural Gas | Pool Heater | E2 | Utility - Cost of Operation | 0.011967 | 0.011655 | 0.011325 | 0.01099 | 0.010886 | 0.010933 | 0.011075 | 0.011267 | 0.011481 | 0.011698 | 0.011924 | 0.012158 | 0.012405 | 0.012649 | 0.01288 | 0.013056 | 0.013122 | 0.013032 | 0.012749 | 0.01227 | 0.011617 | 0.010823 | 0.010116 | 0.0096497 | 0.0094355 | 0.0094817 | 0.0095282
F5_Commercial_Retail_New_Miscellaneous_Natural Gas_Pool Heater_E3 | F5 | Commercial | Retail | New | Miscellaneous | Natural Gas | Pool Heater | E3 | Utility - Cost of Operation | 0 | 0 | 0 | 0 | 0 | 0 | 0 | 0 | 0 | 0 | 0 | 0 | 0 | 0 | 0 | 0 | 0 | 0 | 0 | 0 | 0 | 0 | 0 | 0 | 0 | 0 | 0
F5_Commercial_Retail_New_Miscellaneous_Natural Gas_Pool Heater_E4 | F5 | Commercial | Retail | New | Miscellaneous | Natural Gas | Pool Heater | E4 | Utility - Cost of Operation | 0 | 0 | 0 | 0 | 0 | 0 | 0 | 0 | 0 | 0 | 0 | 0 | 0 | 0 | 0 | 0 | 0 | 0 | 0 | 0 | 0 | 0 | 0 | 0 | 0 | 0 | 0
F5_Commercial_Retail_New_Miscellaneous_Natural Gas_Pool Heater_E5 | F5 | Commercial | Retail | New | Miscellaneous | Natural Gas | Pool Heater | E5 | Utility - Cost of Operation | 0 | 0 | 0 | 0 | 0 | 0 | 0 | 0 | 0 | 0 | 0 | 0 | 0 | 0 | 0 | 0 | 0 | 0 | 0 | 0 | 0 | 0 | 0 | 0 | 0 | 0 | 0
F5_Commercial_Retail_New_Miscellaneous_Natural Gas_Pool Heater_E6 | F5 | Commercial | Retail | New | Miscellaneous | Natural Gas | Pool Heater | E6 | Utility - Cost of Operation | 0 | 0 | 0 | 0 | 0 | 0 | 0 | 0 | 0 | 0 | 0 | 0 | 0 | 0 | 0 | 0 | 0 | 0 | 0 | 0 | 0 | 0 | 0 | 0 | 0 | 0 | 0
F5_Commercial_Retail_New_Miscellaneous_Natural Gas_Pool Heater_E7 | F5 | Commercial | Retail | New | Miscellaneous | Natural Gas | Pool Heater | E7 | Utility - Cost of Operation | 0 | 0 | 0 | 0 | 0 | 0 | 0 | 0 | 0 | 0 | 0 | 0 | 0 | 0 | 0 | 0 | 0 | 0 | 0 | 0 | 0 | 0 | 0 | 0 | 0 | 0 | 0
F5_Commercial_Retail_New_Miscellaneous_Natural Gas_Pool Heater_E8 | F5 | Commercial | Retail | New | Miscellaneous | Natural Gas | Pool Heater | E8 | Utility - Cost of Operation | 0 | 0 | 0 | 0 | 0 | 0 | 0 | 0 | 0 | 0 | 0 | 0 | 0 | 0 | 0 | 0 | 0 | 0 | 0 | 0 | 0 | 0 | 0 | 0 | 0 | 0 | 0
F5_Commercial_Retail_New_Miscellaneous_Natural Gas_Pool Heater_E9 | F5 | Commercial | Retail | New | Miscellaneous | Natural Gas | Pool Heater | E9 | Utility - Cost of Operation | 0 | 0 | 0 | 0 | 0 | 0 | 0 | 0 | 0 | 0 | 0 | 0 | 0 | 0 | 0 | 0 | 0 | 0 | 0 | 0 | 0 | 0 | 0 | 0 | 0 | 0 | 0
F5_Commercial_Retail_New_Miscellaneous_Natural Gas_Pool Heater_E10 | F5 | Commercial | Retail | New | Miscellaneous | Natural Gas | Pool Heater | E10 | Utility - Cost of Operation | 0 | 0 | 0 | 0 | 0 | 0 | 0 | 0 | 0 | 0 | 0 | 0 | 0 | 0 | 0 | 0 | 0 | 0 | 0 | 0 | 0 | 0 | 0 | 0 | 0 | 0 | 0
F6_Commercial_Retail_New_Miscellaneous_Natural Gas_Pool Heater_E1 | F6 | Commercial | Retail | New | Miscellaneous | Natural Gas | Pool Heater | E1 | Utility - Value of Sales | 0 | 0 | 0 | 0 | 0 | 0 | 0 | 0 | 0 | 0 | 0 | 0 | 0 | 0 | 0 | 0 | 0 | 0 | 0 | 0 | 0 | 0 | 0 | 0 | 0 | 0 | 0
F6_Commercial_Retail_New_Miscellaneous_Natural Gas_Pool Heater_E2 | F6 | Commercial | Retail | New | Miscellaneous | Natural Gas | Pool Heater | E2 | Utility - Value of Sales | 0 | 0 | 0 | 0 | 0 | 0 | 0 | 0 | 0 | 0 | 0 | 0 | 0 | 0 | 0 | 0 | 0 | 0 | 0 | 0 | 0 | 0 | 0 | 0 | 0 | 0 | 0
F6_Commercial_Retail_New_Miscellaneous_Natural Gas_Pool Heater_E3 | F6 | Commercial | Retail | New | Miscellaneous | Natural Gas | Pool Heater | E3 | Utility - Value of Sales | 0 | 0 | 0 | 0 | 0 | 0 | 0 | 0 | 0 | 0 | 0 | 0 | 0 | 0 | 0 | 0 | 0 | 0 | 0 | 0 | 0 | 0 | 0 | 0 | 0 | 0 | 0
F6_Commercial_Retail_New_Miscellaneous_Natural Gas_Pool Heater_E4 | F6 | Commercial | Retail | New | Miscellaneous | Natural Gas | Pool Heater | E4 | Utility - Value of Sales | 0 | 0 | 0 | 0 | 0 | 0 | 0 | 0 | 0 | 0 | 0 | 0 | 0 | 0 | 0 | 0 | 0 | 0 | 0 | 0 | 0 | 0 | 0 | 0 | 0 | 0 | 0
F6_Commercial_Retail_New_Miscellaneous_Natural Gas_Pool Heater_E5 | F6 | Commercial | Retail | New | Miscellaneous | Natural Gas | Pool Heater | E5 | Utility - Value of Sales | 0 | 0 | 0 | 0 | 0 | 0 | 0 | 0 | 0 | 0 | 0 | 0 | 0 | 0 | 0 | 0 | 0 | 0 | 0 | 0 | 0 | 0 | 0 | 0 | 0 | 0 | 0
F6_Commercial_Retail_New_Miscellaneous_Natural Gas_Pool Heater_E6 | F6 | Commercial | Retail | New | Miscellaneous | Natural Gas | Pool Heater | E6 | Utility - Value of Sales | 0 | 0 | 0 | 0 | 0 | 0 | 0 | 0 | 0 | 0 | 0 | 0 | 0 | 0 | 0 | 0 | 0 | 0 | 0 | 0 | 0 | 0 | 0 | 0 | 0 | 0 | 0
F6_Commercial_Retail_New_Miscellaneous_Natural Gas_Pool Heater_E7 | F6 | Commercial | Retail | New | Miscellaneous | Natural Gas | Pool Heater | E7 | Utility - Value of Sales | 0 | 0 | 0 | 0 | 0 | 0 | 0 | 0 | 0 | 0 | 0 | 0 | 0 | 0 | 0 | 0 | 0 | 0 | 0 | 0 | 0 | 0 | 0 | 0 | 0 | 0 | 0
F6_Commercial_Retail_New_Miscellaneous_Natural Gas_Pool Heater_E8 | F6 | Commercial | Retail | New | Miscellaneous | Natural Gas | Pool Heater | E8 | Utility - Value of Sales | 0 | 0 | 0 | 0 | 0 | 0 | 0 | 0 | 0 | 0 | 0 | 0 | 0 | 0 | 0 | 0 | 0 | 0 | 0 | 0 | 0 | 0 | 0 | 0 | 0 | 0 | 0
F6_Commercial_Retail_New_Miscellaneous_Natural Gas_Pool Heater_E9 | F6 | Commercial | Retail | New | Miscellaneous | Natural Gas | Pool Heater | E9 | Utility - Value of Sales | 0 | 0 | 0 | 0 | 0 | 0 | 0 | 0 | 0 | 0 | 0 | 0 | 0 | 0 | 0 | 0 | 0 | 0 | 0 | 0 | 0 | 0 | 0 | 0 | 0 | 0 | 0
F6_Commercial_Retail_New_Miscellaneous_Natural Gas_Pool Heater_E10 | F6 | Commercial | Retail | New | Miscellaneous | Natural Gas | Pool Heater | E10 | Utility - Value of Sales | 0 | 0 | 0 | 0 | 0 | 0 | 0 | 0 | 0 | 0 | 0 | 0 | 0 | 0 | 0 | 0 | 0 | 0 | 0 | 0 | 0 | 0 | 0 | 0 | 0 | 0 | 0
F1_Commercial_Retail_New_Miscellaneous_Natural Gas_Miscellaneous_E1 | F1 | Commercial | Retail | New | Miscellaneous | Natural Gas | Miscellaneous | E1 | RVT - Cost of Equipment | 0.0069797 | 0.0069797 | 0.0069797 | 0.0069797 | 0.0069797 | 0.0069797 | 0.0069797 | 0.0069797 | 0.0069797 | 0.0069797 | 0.0069797 | 0.0069797 | 0.0069797 | 0.0069797 | 0.0069797 | 0.0069797 | 0.0069797 | 0.0069797 | 0.0069797 | 0.0069797 | 0.0069797 | 0.0069797 | 0.0069797 | 0.0069797 | 0.0069797 | 0.0069797 | 0.0069797
F1_Commercial_Retail_New_Miscellaneous_Natural Gas_Miscellaneous_E2 | F1 | Commercial | Retail | New | Miscellaneous | Natural Gas | Miscellaneous | E2 | RVT - Cost of Equipment | 0 | 0 | 0 | 0 | 0 | 0 | 0 | 0 | 0 | 0 | 0 | 0 | 0 | 0 | 0 | 0 | 0 | 0 | 0 | 0 | 0 | 0 | 0 | 0 | 0 | 0 | 0
F1_Commercial_Retail_New_Miscellaneous_Natural Gas_Miscellaneous_E3 | F1 | Commercial | Retail | New | Miscellaneous | Natural Gas | Miscellaneous | E3 | RVT - Cost of Equipment | 0 | 0 | 0 | 0 | 0 | 0 | 0 | 0 | 0 | 0 | 0 | 0 | 0 | 0 | 0 | 0 | 0 | 0 | 0 | 0 | 0 | 0 | 0 | 0 | 0 | 0 | 0
F1_Commercial_Retail_New_Miscellaneous_Natural Gas_Miscellaneous_E4 | F1 | Commercial | Retail | New | Miscellaneous | Natural Gas | Miscellaneous | E4 | RVT - Cost of Equipment | 0 | 0 | 0 | 0 | 0 | 0 | 0 | 0 | 0 | 0 | 0 | 0 | 0 | 0 | 0 | 0 | 0 | 0 | 0 | 0 | 0 | 0 | 0 | 0 | 0 | 0 | 0
F1_Commercial_Retail_New_Miscellaneous_Natural Gas_Miscellaneous_E5 | F1 | Commercial | Retail | New | Miscellaneous | Natural Gas | Miscellaneous | E5 | RVT - Cost of Equipment | 0 | 0 | 0 | 0 | 0 | 0 | 0 | 0 | 0 | 0 | 0 | 0 | 0 | 0 | 0 | 0 | 0 | 0 | 0 | 0 | 0 | 0 | 0 | 0 | 0 | 0 | 0
F1_Commercial_Retail_New_Miscellaneous_Natural Gas_Miscellaneous_E6 | F1 | Commercial | Retail | New | Miscellaneous | Natural Gas | Miscellaneous | E6 | RVT - Cost of Equipment | 0 | 0 | 0 | 0 | 0 | 0 | 0 | 0 | 0 | 0 | 0 | 0 | 0 | 0 | 0 | 0 | 0 | 0 | 0 | 0 | 0 | 0 | 0 | 0 | 0 | 0 | 0
F1_Commercial_Retail_New_Miscellaneous_Natural Gas_Miscellaneous_E7 | F1 | Commercial | Retail | New | Miscellaneous | Natural Gas | Miscellaneous | E7 | RVT - Cost of Equipment | 0 | 0 | 0 | 0 | 0 | 0 | 0 | 0 | 0 | 0 | 0 | 0 | 0 | 0 | 0 | 0 | 0 | 0 | 0 | 0 | 0 | 0 | 0 | 0 | 0 | 0 | 0
F1_Commercial_Retail_New_Miscellaneous_Natural Gas_Miscellaneous_E8 | F1 | Commercial | Retail | New | Miscellaneous | Natural Gas | Miscellaneous | E8 | RVT - Cost of Equipment | 0 | 0 | 0 | 0 | 0 | 0 | 0 | 0 | 0 | 0 | 0 | 0 | 0 | 0 | 0 | 0 | 0 | 0 | 0 | 0 | 0 | 0 | 0 | 0 | 0 | 0 | 0
F1_Commercial_Retail_New_Miscellaneous_Natural Gas_Miscellaneous_E9 | F1 | Commercial | Retail | New | Miscellaneous | Natural Gas | Miscellaneous | E9 | RVT - Cost of Equipment | 0 | 0 | 0 | 0 | 0 | 0 | 0 | 0 | 0 | 0 | 0 | 0 | 0 | 0 | 0 | 0 | 0 | 0 | 0 | 0 | 0 | 0 | 0 | 0 | 0 | 0 | 0
F1_Commercial_Retail_New_Miscellaneous_Natural Gas_Miscellaneous_E10 | F1 | Commercial | Retail | New | Miscellaneous | Natural Gas | Miscellaneous | E10 | RVT - Cost of Equipment | 0 | 0 | 0 | 0 | 0 | 0 | 0 | 0 | 0 | 0 | 0 | 0 | 0 | 0 | 0 | 0 | 0 | 0 | 0 | 0 | 0 | 0 | 0 | 0 | 0 | 0 | 0
F2_Commercial_Retail_New_Miscellaneous_Natural Gas_Miscellaneous_E1 | F2 | Commercial | Retail | New | Miscellaneous | Natural Gas | Miscellaneous | E1 | RVT - Cost of Operation | 0 | 0 | 0 | 0 | 0 | 0 | 0 | 0 | 0 | 0 | 0 | 0 | 0 | 0 | 0 | 0 | 0 | 0 | 0 | 0 | 0 | 0 | 0 | 0 | 0 | 0 | 0
F2_Commercial_Retail_New_Miscellaneous_Natural Gas_Miscellaneous_E2 | F2 | Commercial | Retail | New | Miscellaneous | Natural Gas | Miscellaneous | E2 | RVT - Cost of Operation | 0 | 0 | 0 | 0 | 0 | 0 | 0 | 0 | 0 | 0 | 0 | 0 | 0 | 0 | 0 | 0 | 0 | 0 | 0 | 0 | 0 | 0 | 0 | 0 | 0 | 0 | 0
F2_Commercial_Retail_New_Miscellaneous_Natural Gas_Miscellaneous_E3 | F2 | Commercial | Retail | New | Miscellaneous | Natural Gas | Miscellaneous | E3 | RVT - Cost of Operation | 0 | 0 | 0 | 0 | 0 | 0 | 0 | 0 | 0 | 0 | 0 | 0 | 0 | 0 | 0 | 0 | 0 | 0 | 0 | 0 | 0 | 0 | 0 | 0 | 0 | 0 | 0
F2_Commercial_Retail_New_Miscellaneous_Natural Gas_Miscellaneous_E4 | F2 | Commercial | Retail | New | Miscellaneous | Natural Gas | Miscellaneous | E4 | RVT - Cost of Operation | 0 | 0 | 0 | 0 | 0 | 0 | 0 | 0 | 0 | 0 | 0 | 0 | 0 | 0 | 0 | 0 | 0 | 0 | 0 | 0 | 0 | 0 | 0 | 0 | 0 | 0 | 0
F2_Commercial_Retail_New_Miscellaneous_Natural Gas_Miscellaneous_E5 | F2 | Commercial | Retail | New | Miscellaneous | Natural Gas | Miscellaneous | E5 | RVT - Cost of Operation | 0 | 0 | 0 | 0 | 0 | 0 | 0 | 0 | 0 | 0 | 0 | 0 | 0 | 0 | 0 | 0 | 0 | 0 | 0 | 0 | 0 | 0 | 0 | 0 | 0 | 0 | 0
F2_Commercial_Retail_New_Miscellaneous_Natural Gas_Miscellaneous_E6 | F2 | Commercial | Retail | New | Miscellaneous | Natural Gas | Miscellaneous | E6 | RVT - Cost of Operation | 0 | 0 | 0 | 0 | 0 | 0 | 0 | 0 | 0 | 0 | 0 | 0 | 0 | 0 | 0 | 0 | 0 | 0 | 0 | 0 | 0 | 0 | 0 | 0 | 0 | 0 | 0
F2_Commercial_Retail_New_Miscellaneous_Natural Gas_Miscellaneous_E7 | F2 | Commercial | Retail | New | Miscellaneous | Natural Gas | Miscellaneous | E7 | RVT - Cost of Operation | 0 | 0 | 0 | 0 | 0 | 0 | 0 | 0 | 0 | 0 | 0 | 0 | 0 | 0 | 0 | 0 | 0 | 0 | 0 | 0 | 0 | 0 | 0 | 0 | 0 | 0 | 0
F2_Commercial_Retail_New_Miscellaneous_Natural Gas_Miscellaneous_E8 | F2 | Commercial | Retail | New | Miscellaneous | Natural Gas | Miscellaneous | E8 | RVT - Cost of Operation | 0 | 0 | 0 | 0 | 0 | 0 | 0 | 0 | 0 | 0 | 0 | 0 | 0 | 0 | 0 | 0 | 0 | 0 | 0 | 0 | 0 | 0 | 0 | 0 | 0 | 0 | 0
F2_Commercial_Retail_New_Miscellaneous_Natural Gas_Miscellaneous_E9 | F2 | Commercial | Retail | New | Miscellaneous | Natural Gas | Miscellaneous | E9 | RVT - Cost of Operation | 0 | 0 | 0 | 0 | 0 | 0 | 0 | 0 | 0 | 0 | 0 | 0 | 0 | 0 | 0 | 0 | 0 | 0 | 0 | 0 | 0 | 0 | 0 | 0 | 0 | 0 | 0
F2_Commercial_Retail_New_Miscellaneous_Natural Gas_Miscellaneous_E10 | F2 | Commercial | Retail | New | Miscellaneous | Natural Gas | Miscellaneous | E10 | RVT - Cost of Operation | 0 | 0 | 0 | 0 | 0 | 0 | 0 | 0 | 0 | 0 | 0 | 0 | 0 | 0 | 0 | 0 | 0 | 0 | 0 | 0 | 0 | 0 | 0 | 0 | 0 | 0 | 0
F3_Commercial_Retail_New_Miscellaneous_Natural Gas_Miscellaneous_E1 | F3 | Commercial | Retail | New | Miscellaneous | Natural Gas | Miscellaneous | E1 | System - kBTUs of Consumption | 2.6704 | 2.6704 | 2.6704 | 2.6704 | 2.6704 | 2.6704 | 2.6704 | 2.6704 | 2.6704 | 2.6704 | 2.6704 | 2.6704 | 2.6704 | 2.6704 | 2.6704 | 2.6704 | 2.6704 | 2.6704 | 2.6704 | 2.6704 | 2.6704 | 2.6704 | 2.6704 | 2.6704 | 2.6704 | 2.6704 | 2.6704
F3_Commercial_Retail_New_Miscellaneous_Natural Gas_Miscellaneous_E2 | F3 | Commercial | Retail | New | Miscellaneous | Natural Gas | Miscellaneous | E2 | System - kBTUs of Consumption | 0 | 0 | 0 | 0 | 0 | 0 | 0 | 0 | 0 | 0 | 0 | 0 | 0 | 0 | 0 | 0 | 0 | 0 | 0 | 0 | 0 | 0 | 0 | 0 | 0 | 0 | 0
F3_Commercial_Retail_New_Miscellaneous_Natural Gas_Miscellaneous_E3 | F3 | Commercial | Retail | New | Miscellaneous | Natural Gas | Miscellaneous | E3 | System - kBTUs of Consumption | 0 | 0 | 0 | 0 | 0 | 0 | 0 | 0 | 0 | 0 | 0 | 0 | 0 | 0 | 0 | 0 | 0 | 0 | 0 | 0 | 0 | 0 | 0 | 0 | 0 | 0 | 0
F3_Commercial_Retail_New_Miscellaneous_Natural Gas_Miscellaneous_E4 | F3 | Commercial | Retail | New | Miscellaneous | Natural Gas | Miscellaneous | E4 | System - kBTUs of Consumption | 0 | 0 | 0 | 0 | 0 | 0 | 0 | 0 | 0 | 0 | 0 | 0 | 0 | 0 | 0 | 0 | 0 | 0 | 0 | 0 | 0 | 0 | 0 | 0 | 0 | 0 | 0
F3_Commercial_Retail_New_Miscellaneous_Natural Gas_Miscellaneous_E5 | F3 | Commercial | Retail | New | Miscellaneous | Natural Gas | Miscellaneous | E5 | System - kBTUs of Consumption | 0 | 0 | 0 | 0 | 0 | 0 | 0 | 0 | 0 | 0 | 0 | 0 | 0 | 0 | 0 | 0 | 0 | 0 | 0 | 0 | 0 | 0 | 0 | 0 | 0 | 0 | 0
F3_Commercial_Retail_New_Miscellaneous_Natural Gas_Miscellaneous_E6 | F3 | Commercial | Retail | New | Miscellaneous | Natural Gas | Miscellaneous | E6 | System - kBTUs of Consumption | 0 | 0 | 0 | 0 | 0 | 0 | 0 | 0 | 0 | 0 | 0 | 0 | 0 | 0 | 0 | 0 | 0 | 0 | 0 | 0 | 0 | 0 | 0 | 0 | 0 | 0 | 0
F3_Commercial_Retail_New_Miscellaneous_Natural Gas_Miscellaneous_E7 | F3 | Commercial | Retail | New | Miscellaneous | Natural Gas | Miscellaneous | E7 | System - kBTUs of Consumption | 0 | 0 | 0 | 0 | 0 | 0 | 0 | 0 | 0 | 0 | 0 | 0 | 0 | 0 | 0 | 0 | 0 | 0 | 0 | 0 | 0 | 0 | 0 | 0 | 0 | 0 | 0
F3_Commercial_Retail_New_Miscellaneous_Natural Gas_Miscellaneous_E8 | F3 | Commercial | Retail | New | Miscellaneous | Natural Gas | Miscellaneous | E8 | System - kBTUs of Consumption | 0 | 0 | 0 | 0 | 0 | 0 | 0 | 0 | 0 | 0 | 0 | 0 | 0 | 0 | 0 | 0 | 0 | 0 | 0 | 0 | 0 | 0 | 0 | 0 | 0 | 0 | 0
F3_Commercial_Retail_New_Miscellaneous_Natural Gas_Miscellaneous_E9 | F3 | Commercial | Retail | New | Miscellaneous | Natural Gas | Miscellaneous | E9 | System - kBTUs of Consumption | 0 | 0 | 0 | 0 | 0 | 0 | 0 | 0 | 0 | 0 | 0 | 0 | 0 | 0 | 0 | 0 | 0 | 0 | 0 | 0 | 0 | 0 | 0 | 0 | 0 | 0 | 0
F3_Commercial_Retail_New_Miscellaneous_Natural Gas_Miscellaneous_E10 | F3 | Commercial | Retail | New | Miscellaneous | Natural Gas | Miscellaneous | E10 | System - kBTUs of Consumption | 0 | 0 | 0 | 0 | 0 | 0 | 0 | 0 | 0 | 0 | 0 | 0 | 0 | 0 | 0 | 0 | 0 | 0 | 0 | 0 | 0 | 0 | 0 | 0 | 0 | 0 | 0
F4_Commercial_Retail_New_Miscellaneous_Natural Gas_Miscellaneous_E1 | F4 | Commercial | Retail | New | Miscellaneous | Natural Gas | Miscellaneous | E1 | Utility - Cost of Equipment | 0.0069797 | 0.0069797 | 0.0069797 | 0.0069797 | 0.0069797 | 0.0069797 | 0.0069797 | 0.0069797 | 0.0069797 | 0.0069797 | 0.0069797 | 0.0069797 | 0.0069797 | 0.0069797 | 0.0069797 | 0.0069797 | 0.0069797 | 0.0069797 | 0.0069797 | 0.0069797 | 0.0069797 | 0.0069797 | 0.0069797 | 0.0069797 | 0.0069797 | 0.0069797 | 0.0069797
F4_Commercial_Retail_New_Miscellaneous_Natural Gas_Miscellaneous_E2 | F4 | Commercial | Retail | New | Miscellaneous | Natural Gas | Miscellaneous | E2 | Utility - Cost of Equipment | 0 | 0 | 0 | 0 | 0 | 0 | 0 | 0 | 0 | 0 | 0 | 0 | 0 | 0 | 0 | 0 | 0 | 0 | 0 | 0 | 0 | 0 | 0 | 0 | 0 | 0 | 0
F4_Commercial_Retail_New_Miscellaneous_Natural Gas_Miscellaneous_E3 | F4 | Commercial | Retail | New | Miscellaneous | Natural Gas | Miscellaneous | E3 | Utility - Cost of Equipment | 0 | 0 | 0 | 0 | 0 | 0 | 0 | 0 | 0 | 0 | 0 | 0 | 0 | 0 | 0 | 0 | 0 | 0 | 0 | 0 | 0 | 0 | 0 | 0 | 0 | 0 | 0
F4_Commercial_Retail_New_Miscellaneous_Natural Gas_Miscellaneous_E4 | F4 | Commercial | Retail | New | Miscellaneous | Natural Gas | Miscellaneous | E4 | Utility - Cost of Equipment | 0 | 0 | 0 | 0 | 0 | 0 | 0 | 0 | 0 | 0 | 0 | 0 | 0 | 0 | 0 | 0 | 0 | 0 | 0 | 0 | 0 | 0 | 0 | 0 | 0 | 0 | 0
F4_Commercial_Retail_New_Miscellaneous_Natural Gas_Miscellaneous_E5 | F4 | Commercial | Retail | New | Miscellaneous | Natural Gas | Miscellaneous | E5 | Utility - Cost of Equipment | 0 | 0 | 0 | 0 | 0 | 0 | 0 | 0 | 0 | 0 | 0 | 0 | 0 | 0 | 0 | 0 | 0 | 0 | 0 | 0 | 0 | 0 | 0 | 0 | 0 | 0 | 0
F4_Commercial_Retail_New_Miscellaneous_Natural Gas_Miscellaneous_E6 | F4 | Commercial | Retail | New | Miscellaneous | Natural Gas | Miscellaneous | E6 | Utility - Cost of Equipment | 0 | 0 | 0 | 0 | 0 | 0 | 0 | 0 | 0 | 0 | 0 | 0 | 0 | 0 | 0 | 0 | 0 | 0 | 0 | 0 | 0 | 0 | 0 | 0 | 0 | 0 | 0
F4_Commercial_Retail_New_Miscellaneous_Natural Gas_Miscellaneous_E7 | F4 | Commercial | Retail | New | Miscellaneous | Natural Gas | Miscellaneous | E7 | Utility - Cost of Equipment | 0 | 0 | 0 | 0 | 0 | 0 | 0 | 0 | 0 | 0 | 0 | 0 | 0 | 0 | 0 | 0 | 0 | 0 | 0 | 0 | 0 | 0 | 0 | 0 | 0 | 0 | 0
F4_Commercial_Retail_New_Miscellaneous_Natural Gas_Miscellaneous_E8 | F4 | Commercial | Retail | New | Miscellaneous | Natural Gas | Miscellaneous | E8 | Utility - Cost of Equipment | 0 | 0 | 0 | 0 | 0 | 0 | 0 | 0 | 0 | 0 | 0 | 0 | 0 | 0 | 0 | 0 | 0 | 0 | 0 | 0 | 0 | 0 | 0 | 0 | 0 | 0 | 0
F4_Commercial_Retail_New_Miscellaneous_Natural Gas_Miscellaneous_E9 | F4 | Commercial | Retail | New | Miscellaneous | Natural Gas | Miscellaneous | E9 | Utility - Cost of Equipment | 0 | 0 | 0 | 0 | 0 | 0 | 0 | 0 | 0 | 0 | 0 | 0 | 0 | 0 | 0 | 0 | 0 | 0 | 0 | 0 | 0 | 0 | 0 | 0 | 0 | 0 | 0
F4_Commercial_Retail_New_Miscellaneous_Natural Gas_Miscellaneous_E10 | F4 | Commercial | Retail | New | Miscellaneous | Natural Gas | Miscellaneous | E10 | Utility - Cost of Equipment | 0 | 0 | 0 | 0 | 0 | 0 | 0 | 0 | 0 | 0 | 0 | 0 | 0 | 0 | 0 | 0 | 0 | 0 | 0 | 0 | 0 | 0 | 0 | 0 | 0 | 0 | 0
F5_Commercial_Retail_New_Miscellaneous_Natural Gas_Miscellaneous_E1 | F5 | Commercial | Retail | New | Miscellaneous | Natural Gas | Miscellaneous | E1 | Utility - Cost of Operation | 0.037425 | 0.036514 | 0.035389 | 0.03415 | 0.033694 | 0.03376 | 0.034163 | 0.034748 | 0.035403 | 0.036067 | 0.03676 | 0.03748 | 0.038248 | 0.038997 | 0.039715 | 0.040293 | 0.040586 | 0.040486 | 0.039893 | 0.0387 | 0.03681 | 0.034229 | 0.031738 | 0.03001 | 0.029201 | 0.029344 | 0.029488
F5_Commercial_Retail_New_Miscellaneous_Natural Gas_Miscellaneous_E2 | F5 | Commercial | Retail | New | Miscellaneous | Natural Gas | Miscellaneous | E2 | Utility - Cost of Operation | 0 | 0 | 0 | 0 | 0 | 0 | 0 | 0 | 0 | 0 | 0 | 0 | 0 | 0 | 0 | 0 | 0 | 0 | 0 | 0 | 0 | 0 | 0 | 0 | 0 | 0 | 0
F5_Commercial_Retail_New_Miscellaneous_Natural Gas_Miscellaneous_E3 | F5 | Commercial | Retail | New | Miscellaneous | Natural Gas | Miscellaneous | E3 | Utility - Cost of Operation | 0 | 0 | 0 | 0 | 0 | 0 | 0 | 0 | 0 | 0 | 0 | 0 | 0 | 0 | 0 | 0 | 0 | 0 | 0 | 0 | 0 | 0 | 0 | 0 | 0 | 0 | 0
F5_Commercial_Retail_New_Miscellaneous_Natural Gas_Miscellaneous_E4 | F5 | Commercial | Retail | New | Miscellaneous | Natural Gas | Miscellaneous | E4 | Utility - Cost of Operation | 0 | 0 | 0 | 0 | 0 | 0 | 0 | 0 | 0 | 0 | 0 | 0 | 0 | 0 | 0 | 0 | 0 | 0 | 0 | 0 | 0 | 0 | 0 | 0 | 0 | 0 | 0
F5_Commercial_Retail_New_Miscellaneous_Natural Gas_Miscellaneous_E5 | F5 | Commercial | Retail | New | Miscellaneous | Natural Gas | Miscellaneous | E5 | Utility - Cost of Operation | 0 | 0 | 0 | 0 | 0 | 0 | 0 | 0 | 0 | 0 | 0 | 0 | 0 | 0 | 0 | 0 | 0 | 0 | 0 | 0 | 0 | 0 | 0 | 0 | 0 | 0 | 0
F5_Commercial_Retail_New_Miscellaneous_Natural Gas_Miscellaneous_E6 | F5 | Commercial | Retail | New | Miscellaneous | Natural Gas | Miscellaneous | E6 | Utility - Cost of Operation | 0 | 0 | 0 | 0 | 0 | 0 | 0 | 0 | 0 | 0 | 0 | 0 | 0 | 0 | 0 | 0 | 0 | 0 | 0 | 0 | 0 | 0 | 0 | 0 | 0 | 0 | 0
F5_Commercial_Retail_New_Miscellaneous_Natural Gas_Miscellaneous_E7 | F5 | Commercial | Retail | New | Miscellaneous | Natural Gas | Miscellaneous | E7 | Utility - Cost of Operation | 0 | 0 | 0 | 0 | 0 | 0 | 0 | 0 | 0 | 0 | 0 | 0 | 0 | 0 | 0 | 0 | 0 | 0 | 0 | 0 | 0 | 0 | 0 | 0 | 0 | 0 | 0
F5_Commercial_Retail_New_Miscellaneous_Natural Gas_Miscellaneous_E8 | F5 | Commercial | Retail | New | Miscellaneous | Natural Gas | Miscellaneous | E8 | Utility - Cost of Operation | 0 | 0 | 0 | 0 | 0 | 0 | 0 | 0 | 0 | 0 | 0 | 0 | 0 | 0 | 0 | 0 | 0 | 0 | 0 | 0 | 0 | 0 | 0 | 0 | 0 | 0 | 0
F5_Commercial_Retail_New_Miscellaneous_Natural Gas_Miscellaneous_E9 | F5 | Commercial | Retail | New | Miscellaneous | Natural Gas | Miscellaneous | E9 | Utility - Cost of Operation | 0 | 0 | 0 | 0 | 0 | 0 | 0 | 0 | 0 | 0 | 0 | 0 | 0 | 0 | 0 | 0 | 0 | 0 | 0 | 0 | 0 | 0 | 0 | 0 | 0 | 0 | 0
F5_Commercial_Retail_New_Miscellaneous_Natural Gas_Miscellaneous_E10 | F5 | Commercial | Retail | New | Miscellaneous | Natural Gas | Miscellaneous | E10 | Utility - Cost of Operation | 0 | 0 | 0 | 0 | 0 | 0 | 0 | 0 | 0 | 0 | 0 | 0 | 0 | 0 | 0 | 0 | 0 | 0 | 0 | 0 | 0 | 0 | 0 | 0 | 0 | 0 | 0
F6_Commercial_Retail_New_Miscellaneous_Natural Gas_Miscellaneous_E1 | F6 | Commercial | Retail | New | Miscellaneous | Natural Gas | Miscellaneous | E1 | Utility - Value of Sales | 0 | 0 | 0 | 0 | 0 | 0 | 0 | 0 | 0 | 0 | 0 | 0 | 0 | 0 | 0 | 0 | 0 | 0 | 0 | 0 | 0 | 0 | 0 | 0 | 0 | 0 | 0
F6_Commercial_Retail_New_Miscellaneous_Natural Gas_Miscellaneous_E2 | F6 | Commercial | Retail | New | Miscellaneous | Natural Gas | Miscellaneous | E2 | Utility - Value of Sales | 0 | 0 | 0 | 0 | 0 | 0 | 0 | 0 | 0 | 0 | 0 | 0 | 0 | 0 | 0 | 0 | 0 | 0 | 0 | 0 | 0 | 0 | 0 | 0 | 0 | 0 | 0
F6_Commercial_Retail_New_Miscellaneous_Natural Gas_Miscellaneous_E3 | F6 | Commercial | Retail | New | Miscellaneous | Natural Gas | Miscellaneous | E3 | Utility - Value of Sales | 0 | 0 | 0 | 0 | 0 | 0 | 0 | 0 | 0 | 0 | 0 | 0 | 0 | 0 | 0 | 0 | 0 | 0 | 0 | 0 | 0 | 0 | 0 | 0 | 0 | 0 | 0
F6_Commercial_Retail_New_Miscellaneous_Natural Gas_Miscellaneous_E4 | F6 | Commercial | Retail | New | Miscellaneous | Natural Gas | Miscellaneous | E4 | Utility - Value of Sales | 0 | 0 | 0 | 0 | 0 | 0 | 0 | 0 | 0 | 0 | 0 | 0 | 0 | 0 | 0 | 0 | 0 | 0 | 0 | 0 | 0 | 0 | 0 | 0 | 0 | 0 | 0
F6_Commercial_Retail_New_Miscellaneous_Natural Gas_Miscellaneous_E5 | F6 | Commercial | Retail | New | Miscellaneous | Natural Gas | Miscellaneous | E5 | Utility - Value of Sales | 0 | 0 | 0 | 0 | 0 | 0 | 0 | 0 | 0 | 0 | 0 | 0 | 0 | 0 | 0 | 0 | 0 | 0 | 0 | 0 | 0 | 0 | 0 | 0 | 0 | 0 | 0
F6_Commercial_Retail_New_Miscellaneous_Natural Gas_Miscellaneous_E6 | F6 | Commercial | Retail | New | Miscellaneous | Natural Gas | Miscellaneous | E6 | Utility - Value of Sales | 0 | 0 | 0 | 0 | 0 | 0 | 0 | 0 | 0 | 0 | 0 | 0 | 0 | 0 | 0 | 0 | 0 | 0 | 0 | 0 | 0 | 0 | 0 | 0 | 0 | 0 | 0
F6_Commercial_Retail_New_Miscellaneous_Natural Gas_Miscellaneous_E7 | F6 | Commercial | Retail | New | Miscellaneous | Natural Gas | Miscellaneous | E7 | Utility - Value of Sales | 0 | 0 | 0 | 0 | 0 | 0 | 0 | 0 | 0 | 0 | 0 | 0 | 0 | 0 | 0 | 0 | 0 | 0 | 0 | 0 | 0 | 0 | 0 | 0 | 0 | 0 | 0
F6_Commercial_Retail_New_Miscellaneous_Natural Gas_Miscellaneous_E8 | F6 | Commercial | Retail | New | Miscellaneous | Natural Gas | Miscellaneous | E8 | Utility - Value of Sales | 0 | 0 | 0 | 0 | 0 | 0 | 0 | 0 | 0 | 0 | 0 | 0 | 0 | 0 | 0 | 0 | 0 | 0 | 0 | 0 | 0 | 0 | 0 | 0 | 0 | 0 | 0
F6_Commercial_Retail_New_Miscellaneous_Natural Gas_Miscellaneous_E9 | F6 | Commercial | Retail | New | Miscellaneous | Natural Gas | Miscellaneous | E9 | Utility - Value of Sales | 0 | 0 | 0 | 0 | 0 | 0 | 0 | 0 | 0 | 0 | 0 | 0 | 0 | 0 | 0 | 0 | 0 | 0 | 0 | 0 | 0 | 0 | 0 | 0 | 0 | 0 | 0
F6_Commercial_Retail_New_Miscellaneous_Natural Gas_Miscellaneous_E10 | F6 | Commercial | Retail | New | Miscellaneous | Natural Gas | Miscellaneous | E10 | Utility - Value of Sales | 0 | 0 | 0 | 0 | 0 | 0 | 0 | 0 | 0 | 0 | 0 | 0 | 0 | 0 | 0 | 0 | 0 | 0 | 0 | 0 | 0 | 0 | 0 | 0 | 0 | 0 | 0
F1_Commercial_Grocery_Existing_Space Heating_Natural Gas_Furnace_E1 | F1 | Commercial | Grocery | Existing | Space Heating | Natural Gas | Furnace | E1 | RVT - Cost of Equipment | 0.053023 | 0.053023 | 0.053023 | 0 | 0 | 0 | 0 | 0 | 0 | 0 | 0 | 0 | 0 | 0 | 0 | 0 | 0 | 0 | 0 | 0 | 0 | 0 | 0 | 0 | 0 | 0 | 0
F1_Commercial_Grocery_Existing_Space Heating_Natural Gas_Furnace_E2 | F1 | Commercial | Grocery | Existing | Space Heating | Natural Gas | Furnace | E2 | RVT - Cost of Equipment | 0.065154 | 0.065154 | 0.065154 | 0.065154 | 0.065154 | 0.065154 | 0.065154 | 0.065154 | 0.065154 | 0.065154 | 0.065154 | 0.065154 | 0.065154 | 0.065154 | 0.065154 | 0.065154 | 0.065154 | 0.065154 | 0.065154 | 0.065154 | 0.065154 | 0.065154 | 0.065154 | 0.065154 | 0.065154 | 0.065154 | 0.065154
F1_Commercial_Grocery_Existing_Space Heating_Natural Gas_Furnace_E3 | F1 | Commercial | Grocery | Existing | Space Heating | Natural Gas | Furnace | E3 | RVT - Cost of Equipment | 0.077286 | 0.077286 | 0.077286 | 0.077286 | 0.077286 | 0.077286 | 0.077286 | 0.077286 | 0.077286 | 0.077286 | 0.077286 | 0.077286 | 0.077286 | 0.077286 | 0.077286 | 0.077286 | 0.077286 | 0.077286 | 0.077286 | 0.077286 | 0.077286 | 0.077286 | 0.077286 | 0.077286 | 0.077286 | 0.077286 | 0.077286
F1_Commercial_Grocery_Existing_Space Heating_Natural Gas_Furnace_E4 | F1 | Commercial | Grocery | Existing | Space Heating | Natural Gas | Furnace | E4 | RVT - Cost of Equipment | 0 | 0 | 0 | 0 | 0 | 0 | 0 | 0 | 0 | 0 | 0 | 0 | 0 | 0 | 0 | 0 | 0 | 0 | 0 | 0 | 0 | 0 | 0 | 0 | 0 | 0 | 0
F1_Commercial_Grocery_Existing_Space Heating_Natural Gas_Furnace_E5 | F1 | Commercial | Grocery | Existing | Space Heating | Natural Gas | Furnace | E5 | RVT - Cost of Equipment | 0 | 0 | 0 | 0 | 0 | 0 | 0 | 0 | 0 | 0 | 0 | 0 | 0 | 0 | 0 | 0 | 0 | 0 | 0 | 0 | 0 | 0 | 0 | 0 | 0 | 0 | 0
F1_Commercial_Grocery_Existing_Space Heating_Natural Gas_Furnace_E6 | F1 | Commercial | Grocery | Existing | Space Heating | Natural Gas | Furnace | E6 | RVT - Cost of Equipment | 0 | 0 | 0 | 0 | 0 | 0 | 0 | 0 | 0 | 0 | 0 | 0 | 0 | 0 | 0 | 0 | 0 | 0 | 0 | 0 | 0 | 0 | 0 | 0 | 0 | 0 | 0
F1_Commercial_Grocery_Existing_Space Heating_Natural Gas_Furnace_E7 | F1 | Commercial | Grocery | Existing | Space Heating | Natural Gas | Furnace | E7 | RVT - Cost of Equipment | 0 | 0 | 0 | 0 | 0 | 0 | 0 | 0 | 0 | 0 | 0 | 0 | 0 | 0 | 0 | 0 | 0 | 0 | 0 | 0 | 0 | 0 | 0 | 0 | 0 | 0 | 0
F1_Commercial_Grocery_Existing_Space Heating_Natural Gas_Furnace_E8 | F1 | Commercial | Grocery | Existing | Space Heating | Natural Gas | Furnace | E8 | RVT - Cost of Equipment | 0 | 0 | 0 | 0 | 0 | 0 | 0 | 0 | 0 | 0 | 0 | 0 | 0 | 0 | 0 | 0 | 0 | 0 | 0 | 0 | 0 | 0 | 0 | 0 | 0 | 0 | 0
F1_Commercial_Grocery_Existing_Space Heating_Natural Gas_Furnace_E9 | F1 | Commercial | Grocery | Existing | Space Heating | Natural Gas | Furnace | E9 | RVT - Cost of Equipment | 0 | 0 | 0 | 0 | 0 | 0 | 0 | 0 | 0 | 0 | 0 | 0 | 0 | 0 | 0 | 0 | 0 | 0 | 0 | 0 | 0 | 0 | 0 | 0 | 0 | 0 | 0
F1_Commercial_Grocery_Existing_Space Heating_Natural Gas_Furnace_E10 | F1 | Commercial | Grocery | Existing | Space Heating | Natural Gas | Furnace | E10 | RVT - Cost of Equipment | 0 | 0 | 0 | 0 | 0 | 0 | 0 | 0 | 0 | 0 | 0 | 0 | 0 | 0 | 0 | 0 | 0 | 0 | 0 | 0 | 0 | 0 | 0 | 0 | 0 | 0 | 0
F2_Commercial_Grocery_Existing_Space Heating_Natural Gas_Furnace_E1 | F2 | Commercial | Grocery | Existing | Space Heating | Natural Gas | Furnace | E1 | RVT - Cost of Operation | 0 | 0 | 0 | 0 | 0 | 0 | 0 | 0 | 0 | 0 | 0 | 0 | 0 | 0 | 0 | 0 | 0 | 0 | 0 | 0 | 0 | 0 | 0 | 0 | 0 | 0 | 0
F2_Commercial_Grocery_Existing_Space Heating_Natural Gas_Furnace_E2 | F2 | Commercial | Grocery | Existing | Space Heating | Natural Gas | Furnace | E2 | RVT - Cost of Operation | 0 | 0 | 0 | 0 | 0 | 0 | 0 | 0 | 0 | 0 | 0 | 0 | 0 | 0 | 0 | 0 | 0 | 0 | 0 | 0 | 0 | 0 | 0 | 0 | 0 | 0 | 0
F2_Commercial_Grocery_Existing_Space Heating_Natural Gas_Furnace_E3 | F2 | Commercial | Grocery | Existing | Space Heating | Natural Gas | Furnace | E3 | RVT - Cost of Operation | 0 | 0 | 0 | 0 | 0 | 0 | 0 | 0 | 0 | 0 | 0 | 0 | 0 | 0 | 0 | 0 | 0 | 0 | 0 | 0 | 0 | 0 | 0 | 0 | 0 | 0 | 0
F2_Commercial_Grocery_Existing_Space Heating_Natural Gas_Furnace_E4 | F2 | Commercial | Grocery | Existing | Space Heating | Natural Gas | Furnace | E4 | RVT - Cost of Operation | 0 | 0 | 0 | 0 | 0 | 0 | 0 | 0 | 0 | 0 | 0 | 0 | 0 | 0 | 0 | 0 | 0 | 0 | 0 | 0 | 0 | 0 | 0 | 0 | 0 | 0 | 0
F2_Commercial_Grocery_Existing_Space Heating_Natural Gas_Furnace_E5 | F2 | Commercial | Grocery | Existing | Space Heating | Natural Gas | Furnace | E5 | RVT - Cost of Operation | 0 | 0 | 0 | 0 | 0 | 0 | 0 | 0 | 0 | 0 | 0 | 0 | 0 | 0 | 0 | 0 | 0 | 0 | 0 | 0 | 0 | 0 | 0 | 0 | 0 | 0 | 0
F2_Commercial_Grocery_Existing_Space Heating_Natural Gas_Furnace_E6 | F2 | Commercial | Grocery | Existing | Space Heating | Natural Gas | Furnace | E6 | RVT - Cost of Operation | 0 | 0 | 0 | 0 | 0 | 0 | 0 | 0 | 0 | 0 | 0 | 0 | 0 | 0 | 0 | 0 | 0 | 0 | 0 | 0 | 0 | 0 | 0 | 0 | 0 | 0 | 0
F2_Commercial_Grocery_Existing_Space Heating_Natural Gas_Furnace_E7 | F2 | Commercial | Grocery | Existing | Space Heating | Natural Gas | Furnace | E7 | RVT - Cost of Operation | 0 | 0 | 0 | 0 | 0 | 0 | 0 | 0 | 0 | 0 | 0 | 0 | 0 | 0 | 0 | 0 | 0 | 0 | 0 | 0 | 0 | 0 | 0 | 0 | 0 | 0 | 0
F2_Commercial_Grocery_Existing_Space Heating_Natural Gas_Furnace_E8 | F2 | Commercial | Grocery | Existing | Space Heating | Natural Gas | Furnace | E8 | RVT - Cost of Operation | 0 | 0 | 0 | 0 | 0 | 0 | 0 | 0 | 0 | 0 | 0 | 0 | 0 | 0 | 0 | 0 | 0 | 0 | 0 | 0 | 0 | 0 | 0 | 0 | 0 | 0 | 0
F2_Commercial_Grocery_Existing_Space Heating_Natural Gas_Furnace_E9 | F2 | Commercial | Grocery | Existing | Space Heating | Natural Gas | Furnace | E9 | RVT - Cost of Operation | 0 | 0 | 0 | 0 | 0 | 0 | 0 | 0 | 0 | 0 | 0 | 0 | 0 | 0 | 0 | 0 | 0 | 0 | 0 | 0 | 0 | 0 | 0 | 0 | 0 | 0 | 0
F2_Commercial_Grocery_Existing_Space Heating_Natural Gas_Furnace_E10 | F2 | Commercial | Grocery | Existing | Space Heating | Natural Gas | Furnace | E10 | RVT - Cost of Operation | 0 | 0 | 0 | 0 | 0 | 0 | 0 | 0 | 0 | 0 | 0 | 0 | 0 | 0 | 0 | 0 | 0 | 0 | 0 | 0 | 0 | 0 | 0 | 0 | 0 | 0 | 0
F3_Commercial_Grocery_Existing_Space Heating_Natural Gas_Furnace_E1 | F3 | Commercial | Grocery | Existing | Space Heating | Natural Gas | Furnace | E1 | System - kBTUs of Consumption | 61.6289 | 61.8085 | 61.798 | 0 | 0 | 0 | 0 | 0 | 0 | 0 | 0 | 0 | 0 | 0 | 0 | 0 | 0 | 0 | 0 | 0 | 0 | 0 | 0 | 0 | 0 | 0 | 0
F3_Commercial_Grocery_Existing_Space Heating_Natural Gas_Furnace_E2 | F3 | Commercial | Grocery | Existing | Space Heating | Natural Gas | Furnace | E2 | System - kBTUs of Consumption | 54.7812 | 54.9409 | 54.9316 | 54.9316 | 54.9316 | 54.9316 | 54.9316 | 54.9316 | 54.9316 | 54.9316 | 54.9316 | 54.9316 | 54.9316 | 54.9316 | 54.9316 | 54.9316 | 54.9316 | 54.9316 | 54.9316 | 54.9316 | 54.9316 | 54.9316 | 54.9316 | 54.9316 | 54.9316 | 54.9316 | 54.9316
F3_Commercial_Grocery_Existing_Space Heating_Natural Gas_Furnace_E3 | F3 | Commercial | Grocery | Existing | Space Heating | Natural Gas | Furnace | E3 | System - kBTUs of Consumption | 51.3574 | 51.5071 | 51.4983 | 51.4983 | 51.4983 | 51.4983 | 51.4983 | 51.4983 | 51.4983 | 51.4983 | 51.4983 | 51.4983 | 51.4983 | 51.4983 | 51.4983 | 51.4983 | 51.4983 | 51.4983 | 51.4983 | 51.4983 | 51.4983 | 51.4983 | 51.4983 | 51.4983 | 51.4983 | 51.4983 | 51.4983
F3_Commercial_Grocery_Existing_Space Heating_Natural Gas_Furnace_E4 | F3 | Commercial | Grocery | Existing | Space Heating | Natural Gas | Furnace | E4 | System - kBTUs of Consumption | 0 | 0 | 0 | 0 | 0 | 0 | 0 | 0 | 0 | 0 | 0 | 0 | 0 | 0 | 0 | 0 | 0 | 0 | 0 | 0 | 0 | 0 | 0 | 0 | 0 | 0 | 0
F3_Commercial_Grocery_Existing_Space Heating_Natural Gas_Furnace_E5 | F3 | Commercial | Grocery | Existing | Space Heating | Natural Gas | Furnace | E5 | System - kBTUs of Consumption | 0 | 0 | 0 | 0 | 0 | 0 | 0 | 0 | 0 | 0 | 0 | 0 | 0 | 0 | 0 | 0 | 0 | 0 | 0 | 0 | 0 | 0 | 0 | 0 | 0 | 0 | 0
F3_Commercial_Grocery_Existing_Space Heating_Natural Gas_Furnace_E6 | F3 | Commercial | Grocery | Existing | Space Heating | Natural Gas | Furnace | E6 | System - kBTUs of Consumption | 0 | 0 | 0 | 0 | 0 | 0 | 0 | 0 | 0 | 0 | 0 | 0 | 0 | 0 | 0 | 0 | 0 | 0 | 0 | 0 | 0 | 0 | 0 | 0 | 0 | 0 | 0
F3_Commercial_Grocery_Existing_Space Heating_Natural Gas_Furnace_E7 | F3 | Commercial | Grocery | Existing | Space Heating | Natural Gas | Furnace | E7 | System - kBTUs of Consumption | 0 | 0 | 0 | 0 | 0 | 0 | 0 | 0 | 0 | 0 | 0 | 0 | 0 | 0 | 0 | 0 | 0 | 0 | 0 | 0 | 0 | 0 | 0 | 0 | 0 | 0 | 0
F3_Commercial_Grocery_Existing_Space Heating_Natural Gas_Furnace_E8 | F3 | Commercial | Grocery | Existing | Space Heating | Natural Gas | Furnace | E8 | System - kBTUs of Consumption | 0 | 0 | 0 | 0 | 0 | 0 | 0 | 0 | 0 | 0 | 0 | 0 | 0 | 0 | 0 | 0 | 0 | 0 | 0 | 0 | 0 | 0 | 0 | 0 | 0 | 0 | 0
F3_Commercial_Grocery_Existing_Space Heating_Natural Gas_Furnace_E9 | F3 | Commercial | Grocery | Existing | Space Heating | Natural Gas | Furnace | E9 | System - kBTUs of Consumption | 0 | 0 | 0 | 0 | 0 | 0 | 0 | 0 | 0 | 0 | 0 | 0 | 0 | 0 | 0 | 0 | 0 | 0 | 0 | 0 | 0 | 0 | 0 | 0 | 0 | 0 | 0
F3_Commercial_Grocery_Existing_Space Heating_Natural Gas_Furnace_E10 | F3 | Commercial | Grocery | Existing | Space Heating | Natural Gas | Furnace | E10 | System - kBTUs of Consumption | 0 | 0 | 0 | 0 | 0 | 0 | 0 | 0 | 0 | 0 | 0 | 0 | 0 | 0 | 0 | 0 | 0 | 0 | 0 | 0 | 0 | 0 | 0 | 0 | 0 | 0 | 0
F4_Commercial_Grocery_Existing_Space Heating_Natural Gas_Furnace_E1 | F4 | Commercial | Grocery | Existing | Space Heating | Natural Gas | Furnace | E1 | Utility - Cost of Equipment | 0.053023 | 0.053023 | 0.053023 | 0 | 0 | 0 | 0 | 0 | 0 | 0 | 0 | 0 | 0 | 0 | 0 | 0 | 0 | 0 | 0 | 0 | 0 | 0 | 0 | 0 | 0 | 0 | 0
F4_Commercial_Grocery_Existing_Space Heating_Natural Gas_Furnace_E2 | F4 | Commercial | Grocery | Existing | Space Heating | Natural Gas | Furnace | E2 | Utility - Cost of Equipment | 0.065154 | 0.065154 | 0.065154 | 0.065154 | 0.065154 | 0.065154 | 0.065154 | 0.065154 | 0.065154 | 0.065154 | 0.065154 | 0.065154 | 0.065154 | 0.065154 | 0.065154 | 0.065154 | 0.065154 | 0.065154 | 0.065154 | 0.065154 | 0.065154 | 0.065154 | 0.065154 | 0.065154 | 0.065154 | 0.065154 | 0.065154
F4_Commercial_Grocery_Existing_Space Heating_Natural Gas_Furnace_E3 | F4 | Commercial | Grocery | Existing | Space Heating | Natural Gas | Furnace | E3 | Utility - Cost of Equipment | 0.077286 | 0.077286 | 0.077286 | 0.077286 | 0.077286 | 0.077286 | 0.077286 | 0.077286 | 0.077286 | 0.077286 | 0.077286 | 0.077286 | 0.077286 | 0.077286 | 0.077286 | 0.077286 | 0.077286 | 0.077286 | 0.077286 | 0.077286 | 0.077286 | 0.077286 | 0.077286 | 0.077286 | 0.077286 | 0.077286 | 0.077286
F4_Commercial_Grocery_Existing_Space Heating_Natural Gas_Furnace_E4 | F4 | Commercial | Grocery | Existing | Space Heating | Natural Gas | Furnace | E4 | Utility - Cost of Equipment | 0 | 0 | 0 | 0 | 0 | 0 | 0 | 0 | 0 | 0 | 0 | 0 | 0 | 0 | 0 | 0 | 0 | 0 | 0 | 0 | 0 | 0 | 0 | 0 | 0 | 0 | 0
F4_Commercial_Grocery_Existing_Space Heating_Natural Gas_Furnace_E5 | F4 | Commercial | Grocery | Existing | Space Heating | Natural Gas | Furnace | E5 | Utility - Cost of Equipment | 0 | 0 | 0 | 0 | 0 | 0 | 0 | 0 | 0 | 0 | 0 | 0 | 0 | 0 | 0 | 0 | 0 | 0 | 0 | 0 | 0 | 0 | 0 | 0 | 0 | 0 | 0
F4_Commercial_Grocery_Existing_Space Heating_Natural Gas_Furnace_E6 | F4 | Commercial | Grocery | Existing | Space Heating | Natural Gas | Furnace | E6 | Utility - Cost of Equipment | 0 | 0 | 0 | 0 | 0 | 0 | 0 | 0 | 0 | 0 | 0 | 0 | 0 | 0 | 0 | 0 | 0 | 0 | 0 | 0 | 0 | 0 | 0 | 0 | 0 | 0 | 0
F4_Commercial_Grocery_Existing_Space Heating_Natural Gas_Furnace_E7 | F4 | Commercial | Grocery | Existing | Space Heating | Natural Gas | Furnace | E7 | Utility - Cost of Equipment | 0 | 0 | 0 | 0 | 0 | 0 | 0 | 0 | 0 | 0 | 0 | 0 | 0 | 0 | 0 | 0 | 0 | 0 | 0 | 0 | 0 | 0 | 0 | 0 | 0 | 0 | 0
F4_Commercial_Grocery_Existing_Space Heating_Natural Gas_Furnace_E8 | F4 | Commercial | Grocery | Existing | Space Heating | Natural Gas | Furnace | E8 | Utility - Cost of Equipment | 0 | 0 | 0 | 0 | 0 | 0 | 0 | 0 | 0 | 0 | 0 | 0 | 0 | 0 | 0 | 0 | 0 | 0 | 0 | 0 | 0 | 0 | 0 | 0 | 0 | 0 | 0
F4_Commercial_Grocery_Existing_Space Heating_Natural Gas_Furnace_E9 | F4 | Commercial | Grocery | Existing | Space Heating | Natural Gas | Furnace | E9 | Utility - Cost of Equipment | 0 | 0 | 0 | 0 | 0 | 0 | 0 | 0 | 0 | 0 | 0 | 0 | 0 | 0 | 0 | 0 | 0 | 0 | 0 | 0 | 0 | 0 | 0 | 0 | 0 | 0 | 0
F4_Commercial_Grocery_Existing_Space Heating_Natural Gas_Furnace_E10 | F4 | Commercial | Grocery | Existing | Space Heating | Natural Gas | Furnace | E10 | Utility - Cost of Equipment | 0 | 0 | 0 | 0 | 0 | 0 | 0 | 0 | 0 | 0 | 0 | 0 | 0 | 0 | 0 | 0 | 0 | 0 | 0 | 0 | 0 | 0 | 0 | 0 | 0 | 0 | 0
F5_Commercial_Grocery_Existing_Space Heating_Natural Gas_Furnace_E1 | F5 | Commercial | Grocery | Existing | Space Heating | Natural Gas | Furnace | E1 | Utility - Cost of Operation | 0.89561 | 0.89035 | 0.87793 | 0 | 0 | 0 | 0 | 0 | 0 | 0 | 0 | 0 | 0 | 0 | 0 | 0 | 0 | 0 | 0 | 0 | 0 | 0 | 0 | 0 | 0 | 0 | 0
F5_Commercial_Grocery_Existing_Space Heating_Natural Gas_Furnace_E2 | F5 | Commercial | Grocery | Existing | Space Heating | Natural Gas | Furnace | E2 | Utility - Cost of Operation | 0.7961 | 0.79142 | 0.78038 | 0.76846 | 0.76516 | 0.76468 | 0.76619 | 0.76824 | 0.76983 | 0.77061 | 0.77054 | 0.76952 | 0.7673 | 0.76326 | 0.75744 | 0.75015 | 0.74076 | 0.72967 | 0.71646 | 0.70069 | 0.68192 | 0.6606 | 0.64298 | 0.63192 | 0.62775 | 0.63083 | 0.63392
F5_Commercial_Grocery_Existing_Space Heating_Natural Gas_Furnace_E3 | F5 | Commercial | Grocery | Existing | Space Heating | Natural Gas | Furnace | E3 | Utility - Cost of Operation | 0.74634 | 0.74195 | 0.73161 | 0.72043 | 0.71734 | 0.71689 | 0.7183 | 0.72022 | 0.72172 | 0.72245 | 0.72238 | 0.72143 | 0.71934 | 0.71555 | 0.7101 | 0.70327 | 0.69446 | 0.68406 | 0.67168 | 0.65689 | 0.6393 | 0.61931 | 0.6028 | 0.59243 | 0.58852 | 0.5914 | 0.5943
F5_Commercial_Grocery_Existing_Space Heating_Natural Gas_Furnace_E4 | F5 | Commercial | Grocery | Existing | Space Heating | Natural Gas | Furnace | E4 | Utility - Cost of Operation | 0 | 0 | 0 | 0 | 0 | 0 | 0 | 0 | 0 | 0 | 0 | 0 | 0 | 0 | 0 | 0 | 0 | 0 | 0 | 0 | 0 | 0 | 0 | 0 | 0 | 0 | 0
F5_Commercial_Grocery_Existing_Space Heating_Natural Gas_Furnace_E5 | F5 | Commercial | Grocery | Existing | Space Heating | Natural Gas | Furnace | E5 | Utility - Cost of Operation | 0 | 0 | 0 | 0 | 0 | 0 | 0 | 0 | 0 | 0 | 0 | 0 | 0 | 0 | 0 | 0 | 0 | 0 | 0 | 0 | 0 | 0 | 0 | 0 | 0 | 0 | 0
F5_Commercial_Grocery_Existing_Space Heating_Natural Gas_Furnace_E6 | F5 | Commercial | Grocery | Existing | Space Heating | Natural Gas | Furnace | E6 | Utility - Cost of Operation | 0 | 0 | 0 | 0 | 0 | 0 | 0 | 0 | 0 | 0 | 0 | 0 | 0 | 0 | 0 | 0 | 0 | 0 | 0 | 0 | 0 | 0 | 0 | 0 | 0 | 0 | 0
F5_Commercial_Grocery_Existing_Space Heating_Natural Gas_Furnace_E7 | F5 | Commercial | Grocery | Existing | Space Heating | Natural Gas | Furnace | E7 | Utility - Cost of Operation | 0 | 0 | 0 | 0 | 0 | 0 | 0 | 0 | 0 | 0 | 0 | 0 | 0 | 0 | 0 | 0 | 0 | 0 | 0 | 0 | 0 | 0 | 0 | 0 | 0 | 0 | 0
F5_Commercial_Grocery_Existing_Space Heating_Natural Gas_Furnace_E8 | F5 | Commercial | Grocery | Existing | Space Heating | Natural Gas | Furnace | E8 | Utility - Cost of Operation | 0 | 0 | 0 | 0 | 0 | 0 | 0 | 0 | 0 | 0 | 0 | 0 | 0 | 0 | 0 | 0 | 0 | 0 | 0 | 0 | 0 | 0 | 0 | 0 | 0 | 0 | 0
F5_Commercial_Grocery_Existing_Space Heating_Natural Gas_Furnace_E9 | F5 | Commercial | Grocery | Existing | Space Heating | Natural Gas | Furnace | E9 | Utility - Cost of Operation | 0 | 0 | 0 | 0 | 0 | 0 | 0 | 0 | 0 | 0 | 0 | 0 | 0 | 0 | 0 | 0 | 0 | 0 | 0 | 0 | 0 | 0 | 0 | 0 | 0 | 0 | 0
F5_Commercial_Grocery_Existing_Space Heating_Natural Gas_Furnace_E10 | F5 | Commercial | Grocery | Existing | Space Heating | Natural Gas | Furnace | E10 | Utility - Cost of Operation | 0 | 0 | 0 | 0 | 0 | 0 | 0 | 0 | 0 | 0 | 0 | 0 | 0 | 0 | 0 | 0 | 0 | 0 | 0 | 0 | 0 | 0 | 0 | 0 | 0 | 0 | 0
F6_Commercial_Grocery_Existing_Space Heating_Natural Gas_Furnace_E1 | F6 | Commercial | Grocery | Existing | Space Heating | Natural Gas | Furnace | E1 | Utility - Value of Sales | 0 | 0 | 0 | 0 | 0 | 0 | 0 | 0 | 0 | 0 | 0 | 0 | 0 | 0 | 0 | 0 | 0 | 0 | 0 | 0 | 0 | 0 | 0 | 0 | 0 | 0 | 0
F6_Commercial_Grocery_Existing_Space Heating_Natural Gas_Furnace_E2 | F6 | Commercial | Grocery | Existing | Space Heating | Natural Gas | Furnace | E2 | Utility - Value of Sales | 0 | 0 | 0 | 0 | 0 | 0 | 0 | 0 | 0 | 0 | 0 | 0 | 0 | 0 | 0 | 0 | 0 | 0 | 0 | 0 | 0 | 0 | 0 | 0 | 0 | 0 | 0
F6_Commercial_Grocery_Existing_Space Heating_Natural Gas_Furnace_E3 | F6 | Commercial | Grocery | Existing | Space Heating | Natural Gas | Furnace | E3 | Utility - Value of Sales | 0 | 0 | 0 | 0 | 0 | 0 | 0 | 0 | 0 | 0 | 0 | 0 | 0 | 0 | 0 | 0 | 0 | 0 | 0 | 0 | 0 | 0 | 0 | 0 | 0 | 0 | 0
F6_Commercial_Grocery_Existing_Space Heating_Natural Gas_Furnace_E4 | F6 | Commercial | Grocery | Existing | Space Heating | Natural Gas | Furnace | E4 | Utility - Value of Sales | 0 | 0 | 0 | 0 | 0 | 0 | 0 | 0 | 0 | 0 | 0 | 0 | 0 | 0 | 0 | 0 | 0 | 0 | 0 | 0 | 0 | 0 | 0 | 0 | 0 | 0 | 0
F6_Commercial_Grocery_Existing_Space Heating_Natural Gas_Furnace_E5 | F6 | Commercial | Grocery | Existing | Space Heating | Natural Gas | Furnace | E5 | Utility - Value of Sales | 0 | 0 | 0 | 0 | 0 | 0 | 0 | 0 | 0 | 0 | 0 | 0 | 0 | 0 | 0 | 0 | 0 | 0 | 0 | 0 | 0 | 0 | 0 | 0 | 0 | 0 | 0
F6_Commercial_Grocery_Existing_Space Heating_Natural Gas_Furnace_E6 | F6 | Commercial | Grocery | Existing | Space Heating | Natural Gas | Furnace | E6 | Utility - Value of Sales | 0 | 0 | 0 | 0 | 0 | 0 | 0 | 0 | 0 | 0 | 0 | 0 | 0 | 0 | 0 | 0 | 0 | 0 | 0 | 0 | 0 | 0 | 0 | 0 | 0 | 0 | 0
F6_Commercial_Grocery_Existing_Space Heating_Natural Gas_Furnace_E7 | F6 | Commercial | Grocery | Existing | Space Heating | Natural Gas | Furnace | E7 | Utility - Value of Sales | 0 | 0 | 0 | 0 | 0 | 0 | 0 | 0 | 0 | 0 | 0 | 0 | 0 | 0 | 0 | 0 | 0 | 0 | 0 | 0 | 0 | 0 | 0 | 0 | 0 | 0 | 0
F6_Commercial_Grocery_Existing_Space Heating_Natural Gas_Furnace_E8 | F6 | Commercial | Grocery | Existing | Space Heating | Natural Gas | Furnace | E8 | Utility - Value of Sales | 0 | 0 | 0 | 0 | 0 | 0 | 0 | 0 | 0 | 0 | 0 | 0 | 0 | 0 | 0 | 0 | 0 | 0 | 0 | 0 | 0 | 0 | 0 | 0 | 0 | 0 | 0
F6_Commercial_Grocery_Existing_Space Heating_Natural Gas_Furnace_E9 | F6 | Commercial | Grocery | Existing | Space Heating | Natural Gas | Furnace | E9 | Utility - Value of Sales | 0 | 0 | 0 | 0 | 0 | 0 | 0 | 0 | 0 | 0 | 0 | 0 | 0 | 0 | 0 | 0 | 0 | 0 | 0 | 0 | 0 | 0 | 0 | 0 | 0 | 0 | 0
F6_Commercial_Grocery_Existing_Space Heating_Natural Gas_Furnace_E10 | F6 | Commercial | Grocery | Existing | Space Heating | Natural Gas | Furnace | E10 | Utility - Value of Sales | 0 | 0 | 0 | 0 | 0 | 0 | 0 | 0 | 0 | 0 | 0 | 0 | 0 | 0 | 0 | 0 | 0 | 0 | 0 | 0 | 0 | 0 | 0 | 0 | 0 | 0 | 0
F1_Commercial_Grocery_Existing_Space Heating_Natural Gas_Boiler_E1 | F1 | Commercial | Grocery | Existing | Space Heating | Natural Gas | Boiler | E1 | RVT - Cost of Equipment | 0.29133 | 0.29133 | 0.29133 | 0.29133 | 0.29133 | 0.29133 | 0.29133 | 0.29133 | 0.29133 | 0.29133 | 0.29133 | 0.29133 | 0.29133 | 0.29133 | 0.29133 | 0.29133 | 0.29133 | 0.29133 | 0.29133 | 0.29133 | 0.29133 | 0.29133 | 0.29133 | 0.29133 | 0.29133 | 0.29133 | 0.29133
F1_Commercial_Grocery_Existing_Space Heating_Natural Gas_Boiler_E2 | F1 | Commercial | Grocery | Existing | Space Heating | Natural Gas | Boiler | E2 | RVT - Cost of Equipment | 0.33145 | 0.33145 | 0.33145 | 0.33145 | 0.33145 | 0.33145 | 0.33145 | 0.33145 | 0.33145 | 0.33145 | 0.33145 | 0.33145 | 0.33145 | 0.33145 | 0.33145 | 0.33145 | 0.33145 | 0.33145 | 0.33145 | 0.33145 | 0.33145 | 0.33145 | 0.33145 | 0.33145 | 0.33145 | 0.33145 | 0.33145
F1_Commercial_Grocery_Existing_Space Heating_Natural Gas_Boiler_E3 | F1 | Commercial | Grocery | Existing | Space Heating | Natural Gas | Boiler | E3 | RVT - Cost of Equipment | 0.41202 | 0.41202 | 0.41202 | 0.41202 | 0.41202 | 0.41202 | 0.41202 | 0.41202 | 0.41202 | 0.41202 | 0.41202 | 0.41202 | 0.41202 | 0.41202 | 0.41202 | 0.41202 | 0.41202 | 0.41202 | 0.41202 | 0.41202 | 0.41202 | 0.41202 | 0.41202 | 0.41202 | 0.41202 | 0.41202 | 0.41202
F1_Commercial_Grocery_Existing_Space Heating_Natural Gas_Boiler_E4 | F1 | Commercial | Grocery | Existing | Space Heating | Natural Gas | Boiler | E4 | RVT - Cost of Equipment | 1.5367 | 1.5367 | 1.5367 | 1.5367 | 1.5367 | 1.5367 | 1.5367 | 1.5367 | 1.5367 | 1.5367 | 1.5367 | 1.5367 | 1.5367 | 1.5367 | 1.5367 | 1.5367 | 1.5367 | 1.5367 | 1.5367 | 1.5367 | 1.5367 | 1.5367 | 1.5367 | 1.5367 | 1.5367 | 1.5367 | 1.5367
F1_Commercial_Grocery_Existing_Space Heating_Natural Gas_Boiler_E5 | F1 | Commercial | Grocery | Existing | Space Heating | Natural Gas | Boiler | E5 | RVT - Cost of Equipment | 0 | 0 | 0 | 0 | 0 | 0 | 0 | 0 | 0 | 0 | 0 | 0 | 0 | 0 | 0 | 0 | 0 | 0 | 0 | 0 | 0 | 0 | 0 | 0 | 0 | 0 | 0
F1_Commercial_Grocery_Existing_Space Heating_Natural Gas_Boiler_E6 | F1 | Commercial | Grocery | Existing | Space Heating | Natural Gas | Boiler | E6 | RVT - Cost of Equipment | 0 | 0 | 0 | 0 | 0 | 0 | 0 | 0 | 0 | 0 | 0 | 0 | 0 | 0 | 0 | 0 | 0 | 0 | 0 | 0 | 0 | 0 | 0 | 0 | 0 | 0 | 0
F1_Commercial_Grocery_Existing_Space Heating_Natural Gas_Boiler_E7 | F1 | Commercial | Grocery | Existing | Space Heating | Natural Gas | Boiler | E7 | RVT - Cost of Equipment | 0 | 0 | 0 | 0 | 0 | 0 | 0 | 0 | 0 | 0 | 0 | 0 | 0 | 0 | 0 | 0 | 0 | 0 | 0 | 0 | 0 | 0 | 0 | 0 | 0 | 0 | 0
F1_Commercial_Grocery_Existing_Space Heating_Natural Gas_Boiler_E8 | F1 | Commercial | Grocery | Existing | Space Heating | Natural Gas | Boiler | E8 | RVT - Cost of Equipment | 0 | 0 | 0 | 0 | 0 | 0 | 0 | 0 | 0 | 0 | 0 | 0 | 0 | 0 | 0 | 0 | 0 | 0 | 0 | 0 | 0 | 0 | 0 | 0 | 0 | 0 | 0
F1_Commercial_Grocery_Existing_Space Heating_Natural Gas_Boiler_E9 | F1 | Commercial | Grocery | Existing | Space Heating | Natural Gas | Boiler | E9 | RVT - Cost of Equipment | 0 | 0 | 0 | 0 | 0 | 0 | 0 | 0 | 0 | 0 | 0 | 0 | 0 | 0 | 0 | 0 | 0 | 0 | 0 | 0 | 0 | 0 | 0 | 0 | 0 | 0 | 0
F1_Commercial_Grocery_Existing_Space Heating_Natural Gas_Boiler_E10 | F1 | Commercial | Grocery | Existing | Space Heating | Natural Gas | Boiler | E10 | RVT - Cost of Equipment | 0 | 0 | 0 | 0 | 0 | 0 | 0 | 0 | 0 | 0 | 0 | 0 | 0 | 0 | 0 | 0 | 0 | 0 | 0 | 0 | 0 | 0 | 0 | 0 | 0 | 0 | 0
F2_Commercial_Grocery_Existing_Space Heating_Natural Gas_Boiler_E1 | F2 | Commercial | Grocery | Existing | Space Heating | Natural Gas | Boiler | E1 | RVT - Cost of Operation | 0 | 0 | 0 | 0 | 0 | 0 | 0 | 0 | 0 | 0 | 0 | 0 | 0 | 0 | 0 | 0 | 0 | 0 | 0 | 0 | 0 | 0 | 0 | 0 | 0 | 0 | 0
F2_Commercial_Grocery_Existing_Space Heating_Natural Gas_Boiler_E2 | F2 | Commercial | Grocery | Existing | Space Heating | Natural Gas | Boiler | E2 | RVT - Cost of Operation | 0 | 0 | 0 | 0 | 0 | 0 | 0 | 0 | 0 | 0 | 0 | 0 | 0 | 0 | 0 | 0 | 0 | 0 | 0 | 0 | 0 | 0 | 0 | 0 | 0 | 0 | 0
F2_Commercial_Grocery_Existing_Space Heating_Natural Gas_Boiler_E3 | F2 | Commercial | Grocery | Existing | Space Heating | Natural Gas | Boiler | E3 | RVT - Cost of Operation | 0 | 0 | 0 | 0 | 0 | 0 | 0 | 0 | 0 | 0 | 0 | 0 | 0 | 0 | 0 | 0 | 0 | 0 | 0 | 0 | 0 | 0 | 0 | 0 | 0 | 0 | 0
F2_Commercial_Grocery_Existing_Space Heating_Natural Gas_Boiler_E4 | F2 | Commercial | Grocery | Existing | Space Heating | Natural Gas | Boiler | E4 | RVT - Cost of Operation | 0 | 0 | 0 | 0 | 0 | 0 | 0 | 0 | 0 | 0 | 0 | 0 | 0 | 0 | 0 | 0 | 0 | 0 | 0 | 0 | 0 | 0 | 0 | 0 | 0 | 0 | 0
F2_Commercial_Grocery_Existing_Space Heating_Natural Gas_Boiler_E5 | F2 | Commercial | Grocery | Existing | Space Heating | Natural Gas | Boiler | E5 | RVT - Cost of Operation | 0 | 0 | 0 | 0 | 0 | 0 | 0 | 0 | 0 | 0 | 0 | 0 | 0 | 0 | 0 | 0 | 0 | 0 | 0 | 0 | 0 | 0 | 0 | 0 | 0 | 0 | 0
F2_Commercial_Grocery_Existing_Space Heating_Natural Gas_Boiler_E6 | F2 | Commercial | Grocery | Existing | Space Heating | Natural Gas | Boiler | E6 | RVT - Cost of Operation | 0 | 0 | 0 | 0 | 0 | 0 | 0 | 0 | 0 | 0 | 0 | 0 | 0 | 0 | 0 | 0 | 0 | 0 | 0 | 0 | 0 | 0 | 0 | 0 | 0 | 0 | 0
F2_Commercial_Grocery_Existing_Space Heating_Natural Gas_Boiler_E7 | F2 | Commercial | Grocery | Existing | Space Heating | Natural Gas | Boiler | E7 | RVT - Cost of Operation | 0 | 0 | 0 | 0 | 0 | 0 | 0 | 0 | 0 | 0 | 0 | 0 | 0 | 0 | 0 | 0 | 0 | 0 | 0 | 0 | 0 | 0 | 0 | 0 | 0 | 0 | 0
F2_Commercial_Grocery_Existing_Space Heating_Natural Gas_Boiler_E8 | F2 | Commercial | Grocery | Existing | Space Heating | Natural Gas | Boiler | E8 | RVT - Cost of Operation | 0 | 0 | 0 | 0 | 0 | 0 | 0 | 0 | 0 | 0 | 0 | 0 | 0 | 0 | 0 | 0 | 0 | 0 | 0 | 0 | 0 | 0 | 0 | 0 | 0 | 0 | 0
F2_Commercial_Grocery_Existing_Space Heating_Natural Gas_Boiler_E9 | F2 | Commercial | Grocery | Existing | Space Heating | Natural Gas | Boiler | E9 | RVT - Cost of Operation | 0 | 0 | 0 | 0 | 0 | 0 | 0 | 0 | 0 | 0 | 0 | 0 | 0 | 0 | 0 | 0 | 0 | 0 | 0 | 0 | 0 | 0 | 0 | 0 | 0 | 0 | 0
F2_Commercial_Grocery_Existing_Space Heating_Natural Gas_Boiler_E10 | F2 | Commercial | Grocery | Existing | Space Heating | Natural Gas | Boiler | E10 | RVT - Cost of Operation | 0 | 0 | 0 | 0 | 0 | 0 | 0 | 0 | 0 | 0 | 0 | 0 | 0 | 0 | 0 | 0 | 0 | 0 | 0 | 0 | 0 | 0 | 0 | 0 | 0 | 0 | 0
F3_Commercial_Grocery_Existing_Space Heating_Natural Gas_Boiler_E1 | F3 | Commercial | Grocery | Existing | Space Heating | Natural Gas | Boiler | E1 | System - kBTUs of Consumption | 95.8516 | 96.1086 | 96.0936 | 96.0936 | 96.0936 | 96.0936 | 96.0936 | 96.0936 | 96.0936 | 96.0936 | 96.0936 | 96.0936 | 96.0936 | 96.0936 | 96.0936 | 96.0936 | 96.0936 | 96.0936 | 96.0936 | 96.0936 | 96.0936 | 96.0936 | 96.0936 | 96.0936 | 96.0936 | 96.0936 | 96.0936
F3_Commercial_Grocery_Existing_Space Heating_Natural Gas_Boiler_E2 | F3 | Commercial | Grocery | Existing | Space Heating | Natural Gas | Boiler | E2 | System - kBTUs of Consumption | 90.2133 | 90.4551 | 90.4411 | 90.4411 | 90.4411 | 90.4411 | 90.4411 | 90.4411 | 90.4411 | 90.4411 | 90.4411 | 90.4411 | 90.4411 | 90.4411 | 90.4411 | 90.4411 | 90.4411 | 90.4411 | 90.4411 | 90.4411 | 90.4411 | 90.4411 | 90.4411 | 90.4411 | 90.4411 | 90.4411 | 90.4411
F3_Commercial_Grocery_Existing_Space Heating_Natural Gas_Boiler_E3 | F3 | Commercial | Grocery | Existing | Space Heating | Natural Gas | Boiler | E3 | System - kBTUs of Consumption | 79.0529 | 79.2648 | 79.2525 | 79.2525 | 79.2525 | 79.2525 | 79.2525 | 79.2525 | 79.2525 | 79.2525 | 79.2525 | 79.2525 | 79.2525 | 79.2525 | 79.2525 | 79.2525 | 79.2525 | 79.2525 | 79.2525 | 79.2525 | 79.2525 | 79.2525 | 79.2525 | 79.2525 | 79.2525 | 79.2525 | 79.2525
F3_Commercial_Grocery_Existing_Space Heating_Natural Gas_Boiler_E4 | F3 | Commercial | Grocery | Existing | Space Heating | Natural Gas | Boiler | E4 | System - kBTUs of Consumption | 54.6802 | 54.9249 | 54.9106 | 54.9106 | 54.9106 | 54.9106 | 54.9106 | 54.9106 | 54.9106 | 54.9106 | 54.9106 | 54.9106 | 54.9106 | 54.9106 | 54.9106 | 54.9106 | 54.9106 | 54.9106 | 54.9106 | 54.9106 | 54.9106 | 54.9106 | 54.9106 | 54.9106 | 54.9106 | 54.9106 | 54.9106
F3_Commercial_Grocery_Existing_Space Heating_Natural Gas_Boiler_E5 | F3 | Commercial | Grocery | Existing | Space Heating | Natural Gas | Boiler | E5 | System - kBTUs of Consumption | 0 | 0 | 0 | 0 | 0 | 0 | 0 | 0 | 0 | 0 | 0 | 0 | 0 | 0 | 0 | 0 | 0 | 0 | 0 | 0 | 0 | 0 | 0 | 0 | 0 | 0 | 0
F3_Commercial_Grocery_Existing_Space Heating_Natural Gas_Boiler_E6 | F3 | Commercial | Grocery | Existing | Space Heating | Natural Gas | Boiler | E6 | System - kBTUs of Consumption | 0 | 0 | 0 | 0 | 0 | 0 | 0 | 0 | 0 | 0 | 0 | 0 | 0 | 0 | 0 | 0 | 0 | 0 | 0 | 0 | 0 | 0 | 0 | 0 | 0 | 0 | 0
F3_Commercial_Grocery_Existing_Space Heating_Natural Gas_Boiler_E7 | F3 | Commercial | Grocery | Existing | Space Heating | Natural Gas | Boiler | E7 | System - kBTUs of Consumption | 0 | 0 | 0 | 0 | 0 | 0 | 0 | 0 | 0 | 0 | 0 | 0 | 0 | 0 | 0 | 0 | 0 | 0 | 0 | 0 | 0 | 0 | 0 | 0 | 0 | 0 | 0
F3_Commercial_Grocery_Existing_Space Heating_Natural Gas_Boiler_E8 | F3 | Commercial | Grocery | Existing | Space Heating | Natural Gas | Boiler | E8 | System - kBTUs of Consumption | 0 | 0 | 0 | 0 | 0 | 0 | 0 | 0 | 0 | 0 | 0 | 0 | 0 | 0 | 0 | 0 | 0 | 0 | 0 | 0 | 0 | 0 | 0 | 0 | 0 | 0 | 0
F3_Commercial_Grocery_Existing_Space Heating_Natural Gas_Boiler_E9 | F3 | Commercial | Grocery | Existing | Space Heating | Natural Gas | Boiler | E9 | System - kBTUs of Consumption | 0 | 0 | 0 | 0 | 0 | 0 | 0 | 0 | 0 | 0 | 0 | 0 | 0 | 0 | 0 | 0 | 0 | 0 | 0 | 0 | 0 | 0 | 0 | 0 | 0 | 0 | 0
F3_Commercial_Grocery_Existing_Space Heating_Natural Gas_Boiler_E10 | F3 | Commercial | Grocery | Existing | Space Heating | Natural Gas | Boiler | E10 | System - kBTUs of Consumption | 0 | 0 | 0 | 0 | 0 | 0 | 0 | 0 | 0 | 0 | 0 | 0 | 0 | 0 | 0 | 0 | 0 | 0 | 0 | 0 | 0 | 0 | 0 | 0 | 0 | 0 | 0
F4_Commercial_Grocery_Existing_Space Heating_Natural Gas_Boiler_E1 | F4 | Commercial | Grocery | Existing | Space Heating | Natural Gas | Boiler | E1 | Utility - Cost of Equipment | 0.29133 | 0.29133 | 0.29133 | 0.29133 | 0.29133 | 0.29133 | 0.29133 | 0.29133 | 0.29133 | 0.29133 | 0.29133 | 0.29133 | 0.29133 | 0.29133 | 0.29133 | 0.29133 | 0.29133 | 0.29133 | 0.29133 | 0.29133 | 0.29133 | 0.29133 | 0.29133 | 0.29133 | 0.29133 | 0.29133 | 0.29133
F4_Commercial_Grocery_Existing_Space Heating_Natural Gas_Boiler_E2 | F4 | Commercial | Grocery | Existing | Space Heating | Natural Gas | Boiler | E2 | Utility - Cost of Equipment | 0.33145 | 0.33145 | 0.33145 | 0.33145 | 0.33145 | 0.33145 | 0.33145 | 0.33145 | 0.33145 | 0.33145 | 0.33145 | 0.33145 | 0.33145 | 0.33145 | 0.33145 | 0.33145 | 0.33145 | 0.33145 | 0.33145 | 0.33145 | 0.33145 | 0.33145 | 0.33145 | 0.33145 | 0.33145 | 0.33145 | 0.33145
F4_Commercial_Grocery_Existing_Space Heating_Natural Gas_Boiler_E3 | F4 | Commercial | Grocery | Existing | Space Heating | Natural Gas | Boiler | E3 | Utility - Cost of Equipment | 0.41202 | 0.41202 | 0.41202 | 0.41202 | 0.41202 | 0.41202 | 0.41202 | 0.41202 | 0.41202 | 0.41202 | 0.41202 | 0.41202 | 0.41202 | 0.41202 | 0.41202 | 0.41202 | 0.41202 | 0.41202 | 0.41202 | 0.41202 | 0.41202 | 0.41202 | 0.41202 | 0.41202 | 0.41202 | 0.41202 | 0.41202
F4_Commercial_Grocery_Existing_Space Heating_Natural Gas_Boiler_E4 | F4 | Commercial | Grocery | Existing | Space Heating | Natural Gas | Boiler | E4 | Utility - Cost of Equipment | 1.5367 | 1.5367 | 1.5367 | 1.5367 | 1.5367 | 1.5367 | 1.5367 | 1.5367 | 1.5367 | 1.5367 | 1.5367 | 1.5367 | 1.5367 | 1.5367 | 1.5367 | 1.5367 | 1.5367 | 1.5367 | 1.5367 | 1.5367 | 1.5367 | 1.5367 | 1.5367 | 1.5367 | 1.5367 | 1.5367 | 1.5367
F4_Commercial_Grocery_Existing_Space Heating_Natural Gas_Boiler_E5 | F4 | Commercial | Grocery | Existing | Space Heating | Natural Gas | Boiler | E5 | Utility - Cost of Equipment | 0 | 0 | 0 | 0 | 0 | 0 | 0 | 0 | 0 | 0 | 0 | 0 | 0 | 0 | 0 | 0 | 0 | 0 | 0 | 0 | 0 | 0 | 0 | 0 | 0 | 0 | 0
F4_Commercial_Grocery_Existing_Space Heating_Natural Gas_Boiler_E6 | F4 | Commercial | Grocery | Existing | Space Heating | Natural Gas | Boiler | E6 | Utility - Cost of Equipment | 0 | 0 | 0 | 0 | 0 | 0 | 0 | 0 | 0 | 0 | 0 | 0 | 0 | 0 | 0 | 0 | 0 | 0 | 0 | 0 | 0 | 0 | 0 | 0 | 0 | 0 | 0
F4_Commercial_Grocery_Existing_Space Heating_Natural Gas_Boiler_E7 | F4 | Commercial | Grocery | Existing | Space Heating | Natural Gas | Boiler | E7 | Utility - Cost of Equipment | 0 | 0 | 0 | 0 | 0 | 0 | 0 | 0 | 0 | 0 | 0 | 0 | 0 | 0 | 0 | 0 | 0 | 0 | 0 | 0 | 0 | 0 | 0 | 0 | 0 | 0 | 0
F4_Commercial_Grocery_Existing_Space Heating_Natural Gas_Boiler_E8 | F4 | Commercial | Grocery | Existing | Space Heating | Natural Gas | Boiler | E8 | Utility - Cost of Equipment | 0 | 0 | 0 | 0 | 0 | 0 | 0 | 0 | 0 | 0 | 0 | 0 | 0 | 0 | 0 | 0 | 0 | 0 | 0 | 0 | 0 | 0 | 0 | 0 | 0 | 0 | 0
F4_Commercial_Grocery_Existing_Space Heating_Natural Gas_Boiler_E9 | F4 | Commercial | Grocery | Existing | Space Heating | Natural Gas | Boiler | E9 | Utility - Cost of Equipment | 0 | 0 | 0 | 0 | 0 | 0 | 0 | 0 | 0 | 0 | 0 | 0 | 0 | 0 | 0 | 0 | 0 | 0 | 0 | 0 | 0 | 0 | 0 | 0 | 0 | 0 | 0
F4_Commercial_Grocery_Existing_Space Heating_Natural Gas_Boiler_E10 | F4 | Commercial | Grocery | Existing | Space Heating | Natural Gas | Boiler | E10 | Utility - Cost of Equipment | 0 | 0 | 0 | 0 | 0 | 0 | 0 | 0 | 0 | 0 | 0 | 0 | 0 | 0 | 0 | 0 | 0 | 0 | 0 | 0 | 0 | 0 | 0 | 0 | 0 | 0 | 0
F5_Commercial_Grocery_Existing_Space Heating_Natural Gas_Boiler_E1 | F5 | Commercial | Grocery | Existing | Space Heating | Natural Gas | Boiler | E1 | Utility - Cost of Operation | 1.3964 | 1.3869 | 1.3661 | 1.3436 | 1.336 | 1.3337 | 1.3355 | 1.3389 | 1.3418 | 1.3433 | 1.3434 | 1.3418 | 1.3383 | 1.3316 | 1.322 | 1.3099 | 1.2942 | 1.2756 | 1.2535 | 1.227 | 1.1955 | 1.1596 | 1.13 | 1.1115 | 1.1047 | 1.1101 | 1.1156
F5_Commercial_Grocery_Existing_Space Heating_Natural Gas_Boiler_E2 | F5 | Commercial | Grocery | Existing | Space Heating | Natural Gas | Boiler | E2 | Utility - Cost of Operation | 1.3143 | 1.3053 | 1.2857 | 1.2646 | 1.2574 | 1.2552 | 1.257 | 1.2601 | 1.2628 | 1.2643 | 1.2643 | 1.2629 | 1.2595 | 1.2533 | 1.2442 | 1.2328 | 1.2181 | 1.2006 | 1.1798 | 1.1548 | 1.1252 | 1.0914 | 1.0636 | 1.0462 | 1.0397 | 1.0448 | 1.0499
F5_Commercial_Grocery_Existing_Space Heating_Natural Gas_Boiler_E3 | F5 | Commercial | Grocery | Existing | Space Heating | Natural Gas | Boiler | E3 | Utility - Cost of Operation | 1.1517 | 1.1438 | 1.1267 | 1.1082 | 1.1018 | 1.0999 | 1.1015 | 1.1042 | 1.1066 | 1.1079 | 1.1079 | 1.1067 | 1.1037 | 1.0983 | 1.0903 | 1.0803 | 1.0674 | 1.0521 | 1.0338 | 1.012 | 0.98597 | 0.95639 | 0.93199 | 0.91674 | 0.9111 | 0.91556 | 0.92005
F5_Commercial_Grocery_Existing_Space Heating_Natural Gas_Boiler_E4 | F5 | Commercial | Grocery | Existing | Space Heating | Natural Gas | Boiler | E4 | Utility - Cost of Operation | 0.78787 | 0.7836 | 0.77251 | 0.76125 | 0.76148 | 0.76579 | 0.77301 | 0.78101 | 0.78823 | 0.79386 | 0.79764 | 0.79923 | 0.79805 | 0.79351 | 0.78596 | 0.77618 | 0.76378 | 0.74927 | 0.73214 | 0.71182 | 0.68779 | 0.66058 | 0.63797 | 0.62349 | 0.61753 | 0.62056 | 0.6236
F5_Commercial_Grocery_Existing_Space Heating_Natural Gas_Boiler_E5 | F5 | Commercial | Grocery | Existing | Space Heating | Natural Gas | Boiler | E5 | Utility - Cost of Operation | 0 | 0 | 0 | 0 | 0 | 0 | 0 | 0 | 0 | 0 | 0 | 0 | 0 | 0 | 0 | 0 | 0 | 0 | 0 | 0 | 0 | 0 | 0 | 0 | 0 | 0 | 0
F5_Commercial_Grocery_Existing_Space Heating_Natural Gas_Boiler_E6 | F5 | Commercial | Grocery | Existing | Space Heating | Natural Gas | Boiler | E6 | Utility - Cost of Operation | 0 | 0 | 0 | 0 | 0 | 0 | 0 | 0 | 0 | 0 | 0 | 0 | 0 | 0 | 0 | 0 | 0 | 0 | 0 | 0 | 0 | 0 | 0 | 0 | 0 | 0 | 0
F5_Commercial_Grocery_Existing_Space Heating_Natural Gas_Boiler_E7 | F5 | Commercial | Grocery | Existing | Space Heating | Natural Gas | Boiler | E7 | Utility - Cost of Operation | 0 | 0 | 0 | 0 | 0 | 0 | 0 | 0 | 0 | 0 | 0 | 0 | 0 | 0 | 0 | 0 | 0 | 0 | 0 | 0 | 0 | 0 | 0 | 0 | 0 | 0 | 0
F5_Commercial_Grocery_Existing_Space Heating_Natural Gas_Boiler_E8 | F5 | Commercial | Grocery | Existing | Space Heating | Natural Gas | Boiler | E8 | Utility - Cost of Operation | 0 | 0 | 0 | 0 | 0 | 0 | 0 | 0 | 0 | 0 | 0 | 0 | 0 | 0 | 0 | 0 | 0 | 0 | 0 | 0 | 0 | 0 | 0 | 0 | 0 | 0 | 0
F5_Commercial_Grocery_Existing_Space Heating_Natural Gas_Boiler_E9 | F5 | Commercial | Grocery | Existing | Space Heating | Natural Gas | Boiler | E9 | Utility - Cost of Operation | 0 | 0 | 0 | 0 | 0 | 0 | 0 | 0 | 0 | 0 | 0 | 0 | 0 | 0 | 0 | 0 | 0 | 0 | 0 | 0 | 0 | 0 | 0 | 0 | 0 | 0 | 0
F5_Commercial_Grocery_Existing_Space Heating_Natural Gas_Boiler_E10 | F5 | Commercial | Grocery | Existing | Space Heating | Natural Gas | Boiler | E10 | Utility - Cost of Operation | 0 | 0 | 0 | 0 | 0 | 0 | 0 | 0 | 0 | 0 | 0 | 0 | 0 | 0 | 0 | 0 | 0 | 0 | 0 | 0 | 0 | 0 | 0 | 0 | 0 | 0 | 0
F6_Commercial_Grocery_Existing_Space Heating_Natural Gas_Boiler_E1 | F6 | Commercial | Grocery | Existing | Space Heating | Natural Gas | Boiler | E1 | Utility - Value of Sales | 0 | 0 | 0 | 0 | 0 | 0 | 0 | 0 | 0 | 0 | 0 | 0 | 0 | 0 | 0 | 0 | 0 | 0 | 0 | 0 | 0 | 0 | 0 | 0 | 0 | 0 | 0
F6_Commercial_Grocery_Existing_Space Heating_Natural Gas_Boiler_E2 | F6 | Commercial | Grocery | Existing | Space Heating | Natural Gas | Boiler | E2 | Utility - Value of Sales | 0 | 0 | 0 | 0 | 0 | 0 | 0 | 0 | 0 | 0 | 0 | 0 | 0 | 0 | 0 | 0 | 0 | 0 | 0 | 0 | 0 | 0 | 0 | 0 | 0 | 0 | 0
F6_Commercial_Grocery_Existing_Space Heating_Natural Gas_Boiler_E3 | F6 | Commercial | Grocery | Existing | Space Heating | Natural Gas | Boiler | E3 | Utility - Value of Sales | 0 | 0 | 0 | 0 | 0 | 0 | 0 | 0 | 0 | 0 | 0 | 0 | 0 | 0 | 0 | 0 | 0 | 0 | 0 | 0 | 0 | 0 | 0 | 0 | 0 | 0 | 0
F6_Commercial_Grocery_Existing_Space Heating_Natural Gas_Boiler_E4 | F6 | Commercial | Grocery | Existing | Space Heating | Natural Gas | Boiler | E4 | Utility - Value of Sales | 0 | 0 | 0 | 0 | 0 | 0 | 0 | 0 | 0 | 0 | 0 | 0 | 0 | 0 | 0 | 0 | 0 | 0 | 0 | 0 | 0 | 0 | 0 | 0 | 0 | 0 | 0
F6_Commercial_Grocery_Existing_Space Heating_Natural Gas_Boiler_E5 | F6 | Commercial | Grocery | Existing | Space Heating | Natural Gas | Boiler | E5 | Utility - Value of Sales | 0 | 0 | 0 | 0 | 0 | 0 | 0 | 0 | 0 | 0 | 0 | 0 | 0 | 0 | 0 | 0 | 0 | 0 | 0 | 0 | 0 | 0 | 0 | 0 | 0 | 0 | 0
F6_Commercial_Grocery_Existing_Space Heating_Natural Gas_Boiler_E6 | F6 | Commercial | Grocery | Existing | Space Heating | Natural Gas | Boiler | E6 | Utility - Value of Sales | 0 | 0 | 0 | 0 | 0 | 0 | 0 | 0 | 0 | 0 | 0 | 0 | 0 | 0 | 0 | 0 | 0 | 0 | 0 | 0 | 0 | 0 | 0 | 0 | 0 | 0 | 0
F6_Commercial_Grocery_Existing_Space Heating_Natural Gas_Boiler_E7 | F6 | Commercial | Grocery | Existing | Space Heating | Natural Gas | Boiler | E7 | Utility - Value of Sales | 0 | 0 | 0 | 0 | 0 | 0 | 0 | 0 | 0 | 0 | 0 | 0 | 0 | 0 | 0 | 0 | 0 | 0 | 0 | 0 | 0 | 0 | 0 | 0 | 0 | 0 | 0
F6_Commercial_Grocery_Existing_Space Heating_Natural Gas_Boiler_E8 | F6 | Commercial | Grocery | Existing | Space Heating | Natural Gas | Boiler | E8 | Utility - Value of Sales | 0 | 0 | 0 | 0 | 0 | 0 | 0 | 0 | 0 | 0 | 0 | 0 | 0 | 0 | 0 | 0 | 0 | 0 | 0 | 0 | 0 | 0 | 0 | 0 | 0 | 0 | 0
F6_Commercial_Grocery_Existing_Space Heating_Natural Gas_Boiler_E9 | F6 | Commercial | Grocery | Existing | Space Heating | Natural Gas | Boiler | E9 | Utility - Value of Sales | 0 | 0 | 0 | 0 | 0 | 0 | 0 | 0 | 0 | 0 | 0 | 0 | 0 | 0 | 0 | 0 | 0 | 0 | 0 | 0 | 0 | 0 | 0 | 0 | 0 | 0 | 0
F6_Commercial_Grocery_Existing_Space Heating_Natural Gas_Boiler_E10 | F6 | Commercial | Grocery | Existing | Space Heating | Natural Gas | Boiler | E10 | Utility - Value of Sales | 0 | 0 | 0 | 0 | 0 | 0 | 0 | 0 | 0 | 0 | 0 | 0 | 0 | 0 | 0 | 0 | 0 | 0 | 0 | 0 | 0 | 0 | 0 | 0 | 0 | 0 | 0
F1_Commercial_Grocery_Existing_Space Heating_Natural Gas_Unit Heater_E1 | F1 | Commercial | Grocery | Existing | Space Heating | Natural Gas | Unit Heater | E1 | RVT - Cost of Equipment | 0.014641 | 0.014641 | 0.014641 | 0.014641 | 0.014641 | 0.014641 | 0.014641 | 0.014641 | 0.014641 | 0.014641 | 0.014641 | 0.014641 | 0.014641 | 0.014641 | 0.014641 | 0.014641 | 0.014641 | 0.014641 | 0.014641 | 0.014641 | 0.014641 | 0.014641 | 0.014641 | 0.014641 | 0.014641 | 0.014641 | 0.014641
F1_Commercial_Grocery_Existing_Space Heating_Natural Gas_Unit Heater_E2 | F1 | Commercial | Grocery | Existing | Space Heating | Natural Gas | Unit Heater | E2 | RVT - Cost of Equipment | 0.017458 | 0.017458 | 0.017458 | 0.017458 | 0.017458 | 0.017458 | 0.017458 | 0.017458 | 0.017458 | 0.017458 | 0.017458 | 0.017458 | 0.017458 | 0.017458 | 0.017458 | 0.017458 | 0.017458 | 0.017458 | 0.017458 | 0.017458 | 0.017458 | 0.017458 | 0.017458 | 0.017458 | 0.017458 | 0.017458 | 0.017458
F1_Commercial_Grocery_Existing_Space Heating_Natural Gas_Unit Heater_E3 | F1 | Commercial | Grocery | Existing | Space Heating | Natural Gas | Unit Heater | E3 | RVT - Cost of Equipment | 0.019139 | 0.019139 | 0.019139 | 0.019139 | 0.019139 | 0.019139 | 0.019139 | 0.019139 | 0.019139 | 0.019139 | 0.019139 | 0.019139 | 0.019139 | 0.019139 | 0.019139 | 0.019139 | 0.019139 | 0.019139 | 0.019139 | 0.019139 | 0.019139 | 0.019139 | 0.019139 | 0.019139 | 0.019139 | 0.019139 | 0.019139
F1_Commercial_Grocery_Existing_Space Heating_Natural Gas_Unit Heater_E4 | F1 | Commercial | Grocery | Existing | Space Heating | Natural Gas | Unit Heater | E4 | RVT - Cost of Equipment | 0 | 0 | 0 | 0 | 0 | 0 | 0 | 0 | 0 | 0 | 0 | 0 | 0 | 0 | 0 | 0 | 0 | 0 | 0 | 0 | 0 | 0 | 0 | 0 | 0 | 0 | 0
F1_Commercial_Grocery_Existing_Space Heating_Natural Gas_Unit Heater_E5 | F1 | Commercial | Grocery | Existing | Space Heating | Natural Gas | Unit Heater | E5 | RVT - Cost of Equipment | 0 | 0 | 0 | 0 | 0 | 0 | 0 | 0 | 0 | 0 | 0 | 0 | 0 | 0 | 0 | 0 | 0 | 0 | 0 | 0 | 0 | 0 | 0 | 0 | 0 | 0 | 0
F1_Commercial_Grocery_Existing_Space Heating_Natural Gas_Unit Heater_E6 | F1 | Commercial | Grocery | Existing | Space Heating | Natural Gas | Unit Heater | E6 | RVT - Cost of Equipment | 0 | 0 | 0 | 0 | 0 | 0 | 0 | 0 | 0 | 0 | 0 | 0 | 0 | 0 | 0 | 0 | 0 | 0 | 0 | 0 | 0 | 0 | 0 | 0 | 0 | 0 | 0
F1_Commercial_Grocery_Existing_Space Heating_Natural Gas_Unit Heater_E7 | F1 | Commercial | Grocery | Existing | Space Heating | Natural Gas | Unit Heater | E7 | RVT - Cost of Equipment | 0 | 0 | 0 | 0 | 0 | 0 | 0 | 0 | 0 | 0 | 0 | 0 | 0 | 0 | 0 | 0 | 0 | 0 | 0 | 0 | 0 | 0 | 0 | 0 | 0 | 0 | 0
F1_Commercial_Grocery_Existing_Space Heating_Natural Gas_Unit Heater_E8 | F1 | Commercial | Grocery | Existing | Space Heating | Natural Gas | Unit Heater | E8 | RVT - Cost of Equipment | 0 | 0 | 0 | 0 | 0 | 0 | 0 | 0 | 0 | 0 | 0 | 0 | 0 | 0 | 0 | 0 | 0 | 0 | 0 | 0 | 0 | 0 | 0 | 0 | 0 | 0 | 0
F1_Commercial_Grocery_Existing_Space Heating_Natural Gas_Unit Heater_E9 | F1 | Commercial | Grocery | Existing | Space Heating | Natural Gas | Unit Heater | E9 | RVT - Cost of Equipment | 0 | 0 | 0 | 0 | 0 | 0 | 0 | 0 | 0 | 0 | 0 | 0 | 0 | 0 | 0 | 0 | 0 | 0 | 0 | 0 | 0 | 0 | 0 | 0 | 0 | 0 | 0
F1_Commercial_Grocery_Existing_Space Heating_Natural Gas_Unit Heater_E10 | F1 | Commercial | Grocery | Existing | Space Heating | Natural Gas | Unit Heater | E10 | RVT - Cost of Equipment | 0 | 0 | 0 | 0 | 0 | 0 | 0 | 0 | 0 | 0 | 0 | 0 | 0 | 0 | 0 | 0 | 0 | 0 | 0 | 0 | 0 | 0 | 0 | 0 | 0 | 0 | 0
F2_Commercial_Grocery_Existing_Space Heating_Natural Gas_Unit Heater_E1 | F2 | Commercial | Grocery | Existing | Space Heating | Natural Gas | Unit Heater | E1 | RVT - Cost of Operation | 0 | 0 | 0 | 0 | 0 | 0 | 0 | 0 | 0 | 0 | 0 | 0 | 0 | 0 | 0 | 0 | 0 | 0 | 0 | 0 | 0 | 0 | 0 | 0 | 0 | 0 | 0
F2_Commercial_Grocery_Existing_Space Heating_Natural Gas_Unit Heater_E2 | F2 | Commercial | Grocery | Existing | Space Heating | Natural Gas | Unit Heater | E2 | RVT - Cost of Operation | 0 | 0 | 0 | 0 | 0 | 0 | 0 | 0 | 0 | 0 | 0 | 0 | 0 | 0 | 0 | 0 | 0 | 0 | 0 | 0 | 0 | 0 | 0 | 0 | 0 | 0 | 0
F2_Commercial_Grocery_Existing_Space Heating_Natural Gas_Unit Heater_E3 | F2 | Commercial | Grocery | Existing | Space Heating | Natural Gas | Unit Heater | E3 | RVT - Cost of Operation | 0 | 0 | 0 | 0 | 0 | 0 | 0 | 0 | 0 | 0 | 0 | 0 | 0 | 0 | 0 | 0 | 0 | 0 | 0 | 0 | 0 | 0 | 0 | 0 | 0 | 0 | 0
F2_Commercial_Grocery_Existing_Space Heating_Natural Gas_Unit Heater_E4 | F2 | Commercial | Grocery | Existing | Space Heating | Natural Gas | Unit Heater | E4 | RVT - Cost of Operation | 0 | 0 | 0 | 0 | 0 | 0 | 0 | 0 | 0 | 0 | 0 | 0 | 0 | 0 | 0 | 0 | 0 | 0 | 0 | 0 | 0 | 0 | 0 | 0 | 0 | 0 | 0
F2_Commercial_Grocery_Existing_Space Heating_Natural Gas_Unit Heater_E5 | F2 | Commercial | Grocery | Existing | Space Heating | Natural Gas | Unit Heater | E5 | RVT - Cost of Operation | 0 | 0 | 0 | 0 | 0 | 0 | 0 | 0 | 0 | 0 | 0 | 0 | 0 | 0 | 0 | 0 | 0 | 0 | 0 | 0 | 0 | 0 | 0 | 0 | 0 | 0 | 0
F2_Commercial_Grocery_Existing_Space Heating_Natural Gas_Unit Heater_E6 | F2 | Commercial | Grocery | Existing | Space Heating | Natural Gas | Unit Heater | E6 | RVT - Cost of Operation | 0 | 0 | 0 | 0 | 0 | 0 | 0 | 0 | 0 | 0 | 0 | 0 | 0 | 0 | 0 | 0 | 0 | 0 | 0 | 0 | 0 | 0 | 0 | 0 | 0 | 0 | 0
F2_Commercial_Grocery_Existing_Space Heating_Natural Gas_Unit Heater_E7 | F2 | Commercial | Grocery | Existing | Space Heating | Natural Gas | Unit Heater | E7 | RVT - Cost of Operation | 0 | 0 | 0 | 0 | 0 | 0 | 0 | 0 | 0 | 0 | 0 | 0 | 0 | 0 | 0 | 0 | 0 | 0 | 0 | 0 | 0 | 0 | 0 | 0 | 0 | 0 | 0
F2_Commercial_Grocery_Existing_Space Heating_Natural Gas_Unit Heater_E8 | F2 | Commercial | Grocery | Existing | Space Heating | Natural Gas | Unit Heater | E8 | RVT - Cost of Operation | 0 | 0 | 0 | 0 | 0 | 0 | 0 | 0 | 0 | 0 | 0 | 0 | 0 | 0 | 0 | 0 | 0 | 0 | 0 | 0 | 0 | 0 | 0 | 0 | 0 | 0 | 0
F2_Commercial_Grocery_Existing_Space Heating_Natural Gas_Unit Heater_E9 | F2 | Commercial | Grocery | Existing | Space Heating | Natural Gas | Unit Heater | E9 | RVT - Cost of Operation | 0 | 0 | 0 | 0 | 0 | 0 | 0 | 0 | 0 | 0 | 0 | 0 | 0 | 0 | 0 | 0 | 0 | 0 | 0 | 0 | 0 | 0 | 0 | 0 | 0 | 0 | 0
F2_Commercial_Grocery_Existing_Space Heating_Natural Gas_Unit Heater_E10 | F2 | Commercial | Grocery | Existing | Space Heating | Natural Gas | Unit Heater | E10 | RVT - Cost of Operation | 0 | 0 | 0 | 0 | 0 | 0 | 0 | 0 | 0 | 0 | 0 | 0 | 0 | 0 | 0 | 0 | 0 | 0 | 0 | 0 | 0 | 0 | 0 | 0 | 0 | 0 | 0
F3_Commercial_Grocery_Existing_Space Heating_Natural Gas_Unit Heater_E1 | F3 | Commercial | Grocery | Existing | Space Heating | Natural Gas | Unit Heater | E1 | System - kBTUs of Consumption | 31.5915 | 31.6975 | 31.6913 | 31.6913 | 31.6913 | 31.6913 | 31.6913 | 31.6913 | 31.6913 | 31.6913 | 31.6913 | 31.6913 | 31.6913 | 31.6913 | 31.6913 | 31.6913 | 31.6913 | 31.6913 | 31.6913 | 31.6913 | 31.6913 | 31.6913 | 31.6913 | 31.6913 | 31.6913 | 31.6913 | 31.6913
F3_Commercial_Grocery_Existing_Space Heating_Natural Gas_Unit Heater_E2 | F3 | Commercial | Grocery | Existing | Space Heating | Natural Gas | Unit Heater | E2 | System - kBTUs of Consumption | 28.0982 | 28.1924 | 28.187 | 28.187 | 28.187 | 28.187 | 28.187 | 28.187 | 28.187 | 28.187 | 28.187 | 28.187 | 28.187 | 28.187 | 28.187 | 28.187 | 28.187 | 28.187 | 28.187 | 28.187 | 28.187 | 28.187 | 28.187 | 28.187 | 28.187 | 28.187 | 28.187
F3_Commercial_Grocery_Existing_Space Heating_Natural Gas_Unit Heater_E3 | F3 | Commercial | Grocery | Existing | Space Heating | Natural Gas | Unit Heater | E3 | System - kBTUs of Consumption | 27.9169 | 28.0419 | 28.0346 | 28.0346 | 28.0346 | 28.0346 | 28.0346 | 28.0346 | 28.0346 | 28.0346 | 28.0346 | 28.0346 | 28.0346 | 28.0346 | 28.0346 | 28.0346 | 28.0346 | 28.0346 | 28.0346 | 28.0346 | 28.0346 | 28.0346 | 28.0346 | 28.0346 | 28.0346 | 28.0346 | 28.0346
F3_Commercial_Grocery_Existing_Space Heating_Natural Gas_Unit Heater_E4 | F3 | Commercial | Grocery | Existing | Space Heating | Natural Gas | Unit Heater | E4 | System - kBTUs of Consumption | 0 | 0 | 0 | 0 | 0 | 0 | 0 | 0 | 0 | 0 | 0 | 0 | 0 | 0 | 0 | 0 | 0 | 0 | 0 | 0 | 0 | 0 | 0 | 0 | 0 | 0 | 0
F3_Commercial_Grocery_Existing_Space Heating_Natural Gas_Unit Heater_E5 | F3 | Commercial | Grocery | Existing | Space Heating | Natural Gas | Unit Heater | E5 | System - kBTUs of Consumption | 0 | 0 | 0 | 0 | 0 | 0 | 0 | 0 | 0 | 0 | 0 | 0 | 0 | 0 | 0 | 0 | 0 | 0 | 0 | 0 | 0 | 0 | 0 | 0 | 0 | 0 | 0
F3_Commercial_Grocery_Existing_Space Heating_Natural Gas_Unit Heater_E6 | F3 | Commercial | Grocery | Existing | Space Heating | Natural Gas | Unit Heater | E6 | System - kBTUs of Consumption | 0 | 0 | 0 | 0 | 0 | 0 | 0 | 0 | 0 | 0 | 0 | 0 | 0 | 0 | 0 | 0 | 0 | 0 | 0 | 0 | 0 | 0 | 0 | 0 | 0 | 0 | 0
F3_Commercial_Grocery_Existing_Space Heating_Natural Gas_Unit Heater_E7 | F3 | Commercial | Grocery | Existing | Space Heating | Natural Gas | Unit Heater | E7 | System - kBTUs of Consumption | 0 | 0 | 0 | 0 | 0 | 0 | 0 | 0 | 0 | 0 | 0 | 0 | 0 | 0 | 0 | 0 | 0 | 0 | 0 | 0 | 0 | 0 | 0 | 0 | 0 | 0 | 0
F3_Commercial_Grocery_Existing_Space Heating_Natural Gas_Unit Heater_E8 | F3 | Commercial | Grocery | Existing | Space Heating | Natural Gas | Unit Heater | E8 | System - kBTUs of Consumption | 0 | 0 | 0 | 0 | 0 | 0 | 0 | 0 | 0 | 0 | 0 | 0 | 0 | 0 | 0 | 0 | 0 | 0 | 0 | 0 | 0 | 0 | 0 | 0 | 0 | 0 | 0
F3_Commercial_Grocery_Existing_Space Heating_Natural Gas_Unit Heater_E9 | F3 | Commercial | Grocery | Existing | Space Heating | Natural Gas | Unit Heater | E9 | System - kBTUs of Consumption | 0 | 0 | 0 | 0 | 0 | 0 | 0 | 0 | 0 | 0 | 0 | 0 | 0 | 0 | 0 | 0 | 0 | 0 | 0 | 0 | 0 | 0 | 0 | 0 | 0 | 0 | 0
F3_Commercial_Grocery_Existing_Space Heating_Natural Gas_Unit Heater_E10 | F3 | Commercial | Grocery | Existing | Space Heating | Natural Gas | Unit Heater | E10 | System - kBTUs of Consumption | 0 | 0 | 0 | 0 | 0 | 0 | 0 | 0 | 0 | 0 | 0 | 0 | 0 | 0 | 0 | 0 | 0 | 0 | 0 | 0 | 0 | 0 | 0 | 0 | 0 | 0 | 0
F4_Commercial_Grocery_Existing_Space Heating_Natural Gas_Unit Heater_E1 | F4 | Commercial | Grocery | Existing | Space Heating | Natural Gas | Unit Heater | E1 | Utility - Cost of Equipment | 0.014641 | 0.014641 | 0.014641 | 0.014641 | 0.014641 | 0.014641 | 0.014641 | 0.014641 | 0.014641 | 0.014641 | 0.014641 | 0.014641 | 0.014641 | 0.014641 | 0.014641 | 0.014641 | 0.014641 | 0.014641 | 0.014641 | 0.014641 | 0.014641 | 0.014641 | 0.014641 | 0.014641 | 0.014641 | 0.014641 | 0.014641
F4_Commercial_Grocery_Existing_Space Heating_Natural Gas_Unit Heater_E2 | F4 | Commercial | Grocery | Existing | Space Heating | Natural Gas | Unit Heater | E2 | Utility - Cost of Equipment | 0.017458 | 0.017458 | 0.017458 | 0.017458 | 0.017458 | 0.017458 | 0.017458 | 0.017458 | 0.017458 | 0.017458 | 0.017458 | 0.017458 | 0.017458 | 0.017458 | 0.017458 | 0.017458 | 0.017458 | 0.017458 | 0.017458 | 0.017458 | 0.017458 | 0.017458 | 0.017458 | 0.017458 | 0.017458 | 0.017458 | 0.017458
F4_Commercial_Grocery_Existing_Space Heating_Natural Gas_Unit Heater_E3 | F4 | Commercial | Grocery | Existing | Space Heating | Natural Gas | Unit Heater | E3 | Utility - Cost of Equipment | 0.019139 | 0.019139 | 0.019139 | 0.019139 | 0.019139 | 0.019139 | 0.019139 | 0.019139 | 0.019139 | 0.019139 | 0.019139 | 0.019139 | 0.019139 | 0.019139 | 0.019139 | 0.019139 | 0.019139 | 0.019139 | 0.019139 | 0.019139 | 0.019139 | 0.019139 | 0.019139 | 0.019139 | 0.019139 | 0.019139 | 0.019139
F4_Commercial_Grocery_Existing_Space Heating_Natural Gas_Unit Heater_E4 | F4 | Commercial | Grocery | Existing | Space Heating | Natural Gas | Unit Heater | E4 | Utility - Cost of Equipment | 0 | 0 | 0 | 0 | 0 | 0 | 0 | 0 | 0 | 0 | 0 | 0 | 0 | 0 | 0 | 0 | 0 | 0 | 0 | 0 | 0 | 0 | 0 | 0 | 0 | 0 | 0
F4_Commercial_Grocery_Existing_Space Heating_Natural Gas_Unit Heater_E5 | F4 | Commercial | Grocery | Existing | Space Heating | Natural Gas | Unit Heater | E5 | Utility - Cost of Equipment | 0 | 0 | 0 | 0 | 0 | 0 | 0 | 0 | 0 | 0 | 0 | 0 | 0 | 0 | 0 | 0 | 0 | 0 | 0 | 0 | 0 | 0 | 0 | 0 | 0 | 0 | 0
F4_Commercial_Grocery_Existing_Space Heating_Natural Gas_Unit Heater_E6 | F4 | Commercial | Grocery | Existing | Space Heating | Natural Gas | Unit Heater | E6 | Utility - Cost of Equipment | 0 | 0 | 0 | 0 | 0 | 0 | 0 | 0 | 0 | 0 | 0 | 0 | 0 | 0 | 0 | 0 | 0 | 0 | 0 | 0 | 0 | 0 | 0 | 0 | 0 | 0 | 0
F4_Commercial_Grocery_Existing_Space Heating_Natural Gas_Unit Heater_E7 | F4 | Commercial | Grocery | Existing | Space Heating | Natural Gas | Unit Heater | E7 | Utility - Cost of Equipment | 0 | 0 | 0 | 0 | 0 | 0 | 0 | 0 | 0 | 0 | 0 | 0 | 0 | 0 | 0 | 0 | 0 | 0 | 0 | 0 | 0 | 0 | 0 | 0 | 0 | 0 | 0
F4_Commercial_Grocery_Existing_Space Heating_Natural Gas_Unit Heater_E8 | F4 | Commercial | Grocery | Existing | Space Heating | Natural Gas | Unit Heater | E8 | Utility - Cost of Equipment | 0 | 0 | 0 | 0 | 0 | 0 | 0 | 0 | 0 | 0 | 0 | 0 | 0 | 0 | 0 | 0 | 0 | 0 | 0 | 0 | 0 | 0 | 0 | 0 | 0 | 0 | 0
F4_Commercial_Grocery_Existing_Space Heating_Natural Gas_Unit Heater_E9 | F4 | Commercial | Grocery | Existing | Space Heating | Natural Gas | Unit Heater | E9 | Utility - Cost of Equipment | 0 | 0 | 0 | 0 | 0 | 0 | 0 | 0 | 0 | 0 | 0 | 0 | 0 | 0 | 0 | 0 | 0 | 0 | 0 | 0 | 0 | 0 | 0 | 0 | 0 | 0 | 0
F4_Commercial_Grocery_Existing_Space Heating_Natural Gas_Unit Heater_E10 | F4 | Commercial | Grocery | Existing | Space Heating | Natural Gas | Unit Heater | E10 | Utility - Cost of Equipment | 0 | 0 | 0 | 0 | 0 | 0 | 0 | 0 | 0 | 0 | 0 | 0 | 0 | 0 | 0 | 0 | 0 | 0 | 0 | 0 | 0 | 0 | 0 | 0 | 0 | 0 | 0
F5_Commercial_Grocery_Existing_Space Heating_Natural Gas_Unit Heater_E1 | F5 | Commercial | Grocery | Existing | Space Heating | Natural Gas | Unit Heater | E1 | Utility - Cost of Operation | 0.46025 | 0.45808 | 0.45205 | 0.44552 | 0.44436 | 0.44498 | 0.44675 | 0.44861 | 0.44991 | 0.45042 | 0.45027 | 0.44953 | 0.44805 | 0.44545 | 0.44176 | 0.43717 | 0.43129 | 0.42436 | 0.41612 | 0.40632 | 0.39467 | 0.38146 | 0.37052 | 0.3636 | 0.36092 | 0.36269 | 0.36447
F5_Commercial_Grocery_Existing_Space Heating_Natural Gas_Unit Heater_E2 | F5 | Commercial | Grocery | Existing | Space Heating | Natural Gas | Unit Heater | E2 | Utility - Cost of Operation | 0.40936 | 0.40743 | 0.40206 | 0.39626 | 0.39523 | 0.39578 | 0.39735 | 0.39901 | 0.40016 | 0.40061 | 0.40048 | 0.39982 | 0.3985 | 0.3962 | 0.39291 | 0.38883 | 0.3836 | 0.37743 | 0.37011 | 0.36139 | 0.35103 | 0.33927 | 0.32955 | 0.3234 | 0.32101 | 0.32259 | 0.32417
F5_Commercial_Grocery_Existing_Space Heating_Natural Gas_Unit Heater_E3 | F5 | Commercial | Grocery | Existing | Space Heating | Natural Gas | Unit Heater | E3 | Utility - Cost of Operation | 0.40225 | 0.40007 | 0.3944 | 0.38866 | 0.38877 | 0.39098 | 0.39466 | 0.39874 | 0.40243 | 0.4053 | 0.40724 | 0.40804 | 0.40744 | 0.40512 | 0.40127 | 0.39628 | 0.38995 | 0.38254 | 0.37379 | 0.36342 | 0.35115 | 0.33726 | 0.32572 | 0.31832 | 0.31528 | 0.31683 | 0.31838
F5_Commercial_Grocery_Existing_Space Heating_Natural Gas_Unit Heater_E4 | F5 | Commercial | Grocery | Existing | Space Heating | Natural Gas | Unit Heater | E4 | Utility - Cost of Operation | 0 | 0 | 0 | 0 | 0 | 0 | 0 | 0 | 0 | 0 | 0 | 0 | 0 | 0 | 0 | 0 | 0 | 0 | 0 | 0 | 0 | 0 | 0 | 0 | 0 | 0 | 0
F5_Commercial_Grocery_Existing_Space Heating_Natural Gas_Unit Heater_E5 | F5 | Commercial | Grocery | Existing | Space Heating | Natural Gas | Unit Heater | E5 | Utility - Cost of Operation | 0 | 0 | 0 | 0 | 0 | 0 | 0 | 0 | 0 | 0 | 0 | 0 | 0 | 0 | 0 | 0 | 0 | 0 | 0 | 0 | 0 | 0 | 0 | 0 | 0 | 0 | 0
F5_Commercial_Grocery_Existing_Space Heating_Natural Gas_Unit Heater_E6 | F5 | Commercial | Grocery | Existing | Space Heating | Natural Gas | Unit Heater | E6 | Utility - Cost of Operation | 0 | 0 | 0 | 0 | 0 | 0 | 0 | 0 | 0 | 0 | 0 | 0 | 0 | 0 | 0 | 0 | 0 | 0 | 0 | 0 | 0 | 0 | 0 | 0 | 0 | 0 | 0
F5_Commercial_Grocery_Existing_Space Heating_Natural Gas_Unit Heater_E7 | F5 | Commercial | Grocery | Existing | Space Heating | Natural Gas | Unit Heater | E7 | Utility - Cost of Operation | 0 | 0 | 0 | 0 | 0 | 0 | 0 | 0 | 0 | 0 | 0 | 0 | 0 | 0 | 0 | 0 | 0 | 0 | 0 | 0 | 0 | 0 | 0 | 0 | 0 | 0 | 0
F5_Commercial_Grocery_Existing_Space Heating_Natural Gas_Unit Heater_E8 | F5 | Commercial | Grocery | Existing | Space Heating | Natural Gas | Unit Heater | E8 | Utility - Cost of Operation | 0 | 0 | 0 | 0 | 0 | 0 | 0 | 0 | 0 | 0 | 0 | 0 | 0 | 0 | 0 | 0 | 0 | 0 | 0 | 0 | 0 | 0 | 0 | 0 | 0 | 0 | 0
F5_Commercial_Grocery_Existing_Space Heating_Natural Gas_Unit Heater_E9 | F5 | Commercial | Grocery | Existing | Space Heating | Natural Gas | Unit Heater | E9 | Utility - Cost of Operation | 0 | 0 | 0 | 0 | 0 | 0 | 0 | 0 | 0 | 0 | 0 | 0 | 0 | 0 | 0 | 0 | 0 | 0 | 0 | 0 | 0 | 0 | 0 | 0 | 0 | 0 | 0
F5_Commercial_Grocery_Existing_Space Heating_Natural Gas_Unit Heater_E10 | F5 | Commercial | Grocery | Existing | Space Heating | Natural Gas | Unit Heater | E10 | Utility - Cost of Operation | 0 | 0 | 0 | 0 | 0 | 0 | 0 | 0 | 0 | 0 | 0 | 0 | 0 | 0 | 0 | 0 | 0 | 0 | 0 | 0 | 0 | 0 | 0 | 0 | 0 | 0 | 0
F6_Commercial_Grocery_Existing_Space Heating_Natural Gas_Unit Heater_E1 | F6 | Commercial | Grocery | Existing | Space Heating | Natural Gas | Unit Heater | E1 | Utility - Value of Sales | 0 | 0 | 0 | 0 | 0 | 0 | 0 | 0 | 0 | 0 | 0 | 0 | 0 | 0 | 0 | 0 | 0 | 0 | 0 | 0 | 0 | 0 | 0 | 0 | 0 | 0 | 0
F6_Commercial_Grocery_Existing_Space Heating_Natural Gas_Unit Heater_E2 | F6 | Commercial | Grocery | Existing | Space Heating | Natural Gas | Unit Heater | E2 | Utility - Value of Sales | 0 | 0 | 0 | 0 | 0 | 0 | 0 | 0 | 0 | 0 | 0 | 0 | 0 | 0 | 0 | 0 | 0 | 0 | 0 | 0 | 0 | 0 | 0 | 0 | 0 | 0 | 0
F6_Commercial_Grocery_Existing_Space Heating_Natural Gas_Unit Heater_E3 | F6 | Commercial | Grocery | Existing | Space Heating | Natural Gas | Unit Heater | E3 | Utility - Value of Sales | 0 | 0 | 0 | 0 | 0 | 0 | 0 | 0 | 0 | 0 | 0 | 0 | 0 | 0 | 0 | 0 | 0 | 0 | 0 | 0 | 0 | 0 | 0 | 0 | 0 | 0 | 0
F6_Commercial_Grocery_Existing_Space Heating_Natural Gas_Unit Heater_E4 | F6 | Commercial | Grocery | Existing | Space Heating | Natural Gas | Unit Heater | E4 | Utility - Value of Sales | 0 | 0 | 0 | 0 | 0 | 0 | 0 | 0 | 0 | 0 | 0 | 0 | 0 | 0 | 0 | 0 | 0 | 0 | 0 | 0 | 0 | 0 | 0 | 0 | 0 | 0 | 0
F6_Commercial_Grocery_Existing_Space Heating_Natural Gas_Unit Heater_E5 | F6 | Commercial | Grocery | Existing | Space Heating | Natural Gas | Unit Heater | E5 | Utility - Value of Sales | 0 | 0 | 0 | 0 | 0 | 0 | 0 | 0 | 0 | 0 | 0 | 0 | 0 | 0 | 0 | 0 | 0 | 0 | 0 | 0 | 0 | 0 | 0 | 0 | 0 | 0 | 0
F6_Commercial_Grocery_Existing_Space Heating_Natural Gas_Unit Heater_E6 | F6 | Commercial | Grocery | Existing | Space Heating | Natural Gas | Unit Heater | E6 | Utility - Value of Sales | 0 | 0 | 0 | 0 | 0 | 0 | 0 | 0 | 0 | 0 | 0 | 0 | 0 | 0 | 0 | 0 | 0 | 0 | 0 | 0 | 0 | 0 | 0 | 0 | 0 | 0 | 0
F6_Commercial_Grocery_Existing_Space Heating_Natural Gas_Unit Heater_E7 | F6 | Commercial | Grocery | Existing | Space Heating | Natural Gas | Unit Heater | E7 | Utility - Value of Sales | 0 | 0 | 0 | 0 | 0 | 0 | 0 | 0 | 0 | 0 | 0 | 0 | 0 | 0 | 0 | 0 | 0 | 0 | 0 | 0 | 0 | 0 | 0 | 0 | 0 | 0 | 0
F6_Commercial_Grocery_Existing_Space Heating_Natural Gas_Unit Heater_E8 | F6 | Commercial | Grocery | Existing | Space Heating | Natural Gas | Unit Heater | E8 | Utility - Value of Sales | 0 | 0 | 0 | 0 | 0 | 0 | 0 | 0 | 0 | 0 | 0 | 0 | 0 | 0 | 0 | 0 | 0 | 0 | 0 | 0 | 0 | 0 | 0 | 0 | 0 | 0 | 0
F6_Commercial_Grocery_Existing_Space Heating_Natural Gas_Unit Heater_E9 | F6 | Commercial | Grocery | Existing | Space Heating | Natural Gas | Unit Heater | E9 | Utility - Value of Sales | 0 | 0 | 0 | 0 | 0 | 0 | 0 | 0 | 0 | 0 | 0 | 0 | 0 | 0 | 0 | 0 | 0 | 0 | 0 | 0 | 0 | 0 | 0 | 0 | 0 | 0 | 0
F6_Commercial_Grocery_Existing_Space Heating_Natural Gas_Unit Heater_E10 | F6 | Commercial | Grocery | Existing | Space Heating | Natural Gas | Unit Heater | E10 | Utility - Value of Sales | 0 | 0 | 0 | 0 | 0 | 0 | 0 | 0 | 0 | 0 | 0 | 0 | 0 | 0 | 0 | 0 | 0 | 0 | 0 | 0 | 0 | 0 | 0 | 0 | 0 | 0 | 0
F1_Commercial_Grocery_Existing_Water Heating_Natural Gas_Water Heater_E1 | F1 | Commercial | Grocery | Existing | Water Heating | Natural Gas | Water Heater | E1 | RVT - Cost of Equipment | 0.028961 | 0.028961 | 0.028961 | 0.028961 | 0.028961 | 0.028961 | 0.028961 | 0.028961 | 0.028961 | 0.028961 | 0.028961 | 0.028961 | 0.028961 | 0.028961 | 0.028961 | 0.028961 | 0.028961 | 0.028961 | 0.028961 | 0.028961 | 0.028961 | 0.028961 | 0.028961 | 0.028961 | 0.028961 | 0.028961 | 0.028961
F1_Commercial_Grocery_Existing_Water Heating_Natural Gas_Water Heater_E2 | F1 | Commercial | Grocery | Existing | Water Heating | Natural Gas | Water Heater | E2 | RVT - Cost of Equipment | 0.032444 | 0.032444 | 0.032444 | 0.032444 | 0.032444 | 0.032444 | 0.032444 | 0.032444 | 0.032444 | 0.032444 | 0.032444 | 0.032444 | 0.032444 | 0.032444 | 0.032444 | 0.032444 | 0.032444 | 0.032444 | 0.032444 | 0.032444 | 0.032444 | 0.032444 | 0.032444 | 0.032444 | 0.032444 | 0.032444 | 0.032444
F1_Commercial_Grocery_Existing_Water Heating_Natural Gas_Water Heater_E3 | F1 | Commercial | Grocery | Existing | Water Heating | Natural Gas | Water Heater | E3 | RVT - Cost of Equipment | 0.025593 | 0.025593 | 0.025593 | 0.025593 | 0.025593 | 0.025593 | 0.025593 | 0.025593 | 0.025593 | 0.025593 | 0.025593 | 0.025593 | 0.025593 | 0.025593 | 0.025593 | 0.025593 | 0.025593 | 0.025593 | 0.025593 | 0.025593 | 0.025593 | 0.025593 | 0.025593 | 0.025593 | 0.025593 | 0.025593 | 0.025593
F1_Commercial_Grocery_Existing_Water Heating_Natural Gas_Water Heater_E4 | F1 | Commercial | Grocery | Existing | Water Heating | Natural Gas | Water Heater | E4 | RVT - Cost of Equipment | 0 | 0 | 0.10344 | 0.10344 | 0.10344 | 0.10344 | 0.10344 | 0.10344 | 0.10344 | 0.10344 | 0.10344 | 0.10344 | 0.10344 | 0.10344 | 0.10344 | 0.10344 | 0.10344 | 0.10344 | 0.10344 | 0.10344 | 0.10344 | 0.10344 | 0.10344 | 0.10344 | 0.10344 | 0.10344 | 0.10344
F1_Commercial_Grocery_Existing_Water Heating_Natural Gas_Water Heater_E5 | F1 | Commercial | Grocery | Existing | Water Heating | Natural Gas | Water Heater | E5 | RVT - Cost of Equipment | 0 | 0 | 0 | 0 | 0 | 0 | 0 | 0 | 0 | 0 | 0 | 0 | 0 | 0 | 0 | 0 | 0 | 0 | 0 | 0 | 0 | 0 | 0 | 0 | 0 | 0 | 0
F1_Commercial_Grocery_Existing_Water Heating_Natural Gas_Water Heater_E6 | F1 | Commercial | Grocery | Existing | Water Heating | Natural Gas | Water Heater | E6 | RVT - Cost of Equipment | 0 | 0 | 0 | 0 | 0 | 0 | 0 | 0 | 0 | 0 | 0 | 0 | 0 | 0 | 0 | 0 | 0 | 0 | 0 | 0 | 0 | 0 | 0 | 0 | 0 | 0 | 0
F1_Commercial_Grocery_Existing_Water Heating_Natural Gas_Water Heater_E7 | F1 | Commercial | Grocery | Existing | Water Heating | Natural Gas | Water Heater | E7 | RVT - Cost of Equipment | 0 | 0 | 0 | 0 | 0 | 0 | 0 | 0 | 0 | 0 | 0 | 0 | 0 | 0 | 0 | 0 | 0 | 0 | 0 | 0 | 0 | 0 | 0 | 0 | 0 | 0 | 0
F1_Commercial_Grocery_Existing_Water Heating_Natural Gas_Water Heater_E8 | F1 | Commercial | Grocery | Existing | Water Heating | Natural Gas | Water Heater | E8 | RVT - Cost of Equipment | 0 | 0 | 0 | 0 | 0 | 0 | 0 | 0 | 0 | 0 | 0 | 0 | 0 | 0 | 0 | 0 | 0 | 0 | 0 | 0 | 0 | 0 | 0 | 0 | 0 | 0 | 0
F1_Commercial_Grocery_Existing_Water Heating_Natural Gas_Water Heater_E9 | F1 | Commercial | Grocery | Existing | Water Heating | Natural Gas | Water Heater | E9 | RVT - Cost of Equipment | 0 | 0 | 0 | 0 | 0 | 0 | 0 | 0 | 0 | 0 | 0 | 0 | 0 | 0 | 0 | 0 | 0 | 0 | 0 | 0 | 0 | 0 | 0 | 0 | 0 | 0 | 0
F1_Commercial_Grocery_Existing_Water Heating_Natural Gas_Water Heater_E10 | F1 | Commercial | Grocery | Existing | Water Heating | Natural Gas | Water Heater | E10 | RVT - Cost of Equipment | 0 | 0 | 0 | 0 | 0 | 0 | 0 | 0 | 0 | 0 | 0 | 0 | 0 | 0 | 0 | 0 | 0 | 0 | 0 | 0 | 0 | 0 | 0 | 0 | 0 | 0 | 0
F2_Commercial_Grocery_Existing_Water Heating_Natural Gas_Water Heater_E1 | F2 | Commercial | Grocery | Existing | Water Heating | Natural Gas | Water Heater | E1 | RVT - Cost of Operation | 0 | 0 | 0 | 0 | 0 | 0 | 0 | 0 | 0 | 0 | 0 | 0 | 0 | 0 | 0 | 0 | 0 | 0 | 0 | 0 | 0 | 0 | 0 | 0 | 0 | 0 | 0
F2_Commercial_Grocery_Existing_Water Heating_Natural Gas_Water Heater_E2 | F2 | Commercial | Grocery | Existing | Water Heating | Natural Gas | Water Heater | E2 | RVT - Cost of Operation | 0 | 0 | 0 | 0 | 0 | 0 | 0 | 0 | 0 | 0 | 0 | 0 | 0 | 0 | 0 | 0 | 0 | 0 | 0 | 0 | 0 | 0 | 0 | 0 | 0 | 0 | 0
F2_Commercial_Grocery_Existing_Water Heating_Natural Gas_Water Heater_E3 | F2 | Commercial | Grocery | Existing | Water Heating | Natural Gas | Water Heater | E3 | RVT - Cost of Operation | 0 | 0 | 0 | 0 | 0 | 0 | 0 | 0 | 0 | 0 | 0 | 0 | 0 | 0 | 0 | 0 | 0 | 0 | 0 | 0 | 0 | 0 | 0 | 0 | 0 | 0 | 0
F2_Commercial_Grocery_Existing_Water Heating_Natural Gas_Water Heater_E4 | F2 | Commercial | Grocery | Existing | Water Heating | Natural Gas | Water Heater | E4 | RVT - Cost of Operation | 0 | 0 | 0 | 0 | 0 | 0 | 0 | 0 | 0 | 0 | 0 | 0 | 0 | 0 | 0 | 0 | 0 | 0 | 0 | 0 | 0 | 0 | 0 | 0 | 0 | 0 | 0
F2_Commercial_Grocery_Existing_Water Heating_Natural Gas_Water Heater_E5 | F2 | Commercial | Grocery | Existing | Water Heating | Natural Gas | Water Heater | E5 | RVT - Cost of Operation | 0 | 0 | 0 | 0 | 0 | 0 | 0 | 0 | 0 | 0 | 0 | 0 | 0 | 0 | 0 | 0 | 0 | 0 | 0 | 0 | 0 | 0 | 0 | 0 | 0 | 0 | 0
F2_Commercial_Grocery_Existing_Water Heating_Natural Gas_Water Heater_E6 | F2 | Commercial | Grocery | Existing | Water Heating | Natural Gas | Water Heater | E6 | RVT - Cost of Operation | 0 | 0 | 0 | 0 | 0 | 0 | 0 | 0 | 0 | 0 | 0 | 0 | 0 | 0 | 0 | 0 | 0 | 0 | 0 | 0 | 0 | 0 | 0 | 0 | 0 | 0 | 0
F2_Commercial_Grocery_Existing_Water Heating_Natural Gas_Water Heater_E7 | F2 | Commercial | Grocery | Existing | Water Heating | Natural Gas | Water Heater | E7 | RVT - Cost of Operation | 0 | 0 | 0 | 0 | 0 | 0 | 0 | 0 | 0 | 0 | 0 | 0 | 0 | 0 | 0 | 0 | 0 | 0 | 0 | 0 | 0 | 0 | 0 | 0 | 0 | 0 | 0
F2_Commercial_Grocery_Existing_Water Heating_Natural Gas_Water Heater_E8 | F2 | Commercial | Grocery | Existing | Water Heating | Natural Gas | Water Heater | E8 | RVT - Cost of Operation | 0 | 0 | 0 | 0 | 0 | 0 | 0 | 0 | 0 | 0 | 0 | 0 | 0 | 0 | 0 | 0 | 0 | 0 | 0 | 0 | 0 | 0 | 0 | 0 | 0 | 0 | 0
F2_Commercial_Grocery_Existing_Water Heating_Natural Gas_Water Heater_E9 | F2 | Commercial | Grocery | Existing | Water Heating | Natural Gas | Water Heater | E9 | RVT - Cost of Operation | 0 | 0 | 0 | 0 | 0 | 0 | 0 | 0 | 0 | 0 | 0 | 0 | 0 | 0 | 0 | 0 | 0 | 0 | 0 | 0 | 0 | 0 | 0 | 0 | 0 | 0 | 0
F2_Commercial_Grocery_Existing_Water Heating_Natural Gas_Water Heater_E10 | F2 | Commercial | Grocery | Existing | Water Heating | Natural Gas | Water Heater | E10 | RVT - Cost of Operation | 0 | 0 | 0 | 0 | 0 | 0 | 0 | 0 | 0 | 0 | 0 | 0 | 0 | 0 | 0 | 0 | 0 | 0 | 0 | 0 | 0 | 0 | 0 | 0 | 0 | 0 | 0
F3_Commercial_Grocery_Existing_Water Heating_Natural Gas_Water Heater_E1 | F3 | Commercial | Grocery | Existing | Water Heating | Natural Gas | Water Heater | E1 | System - kBTUs of Consumption | 23.2866 | 23.2866 | 23.2866 | 23.2866 | 23.2866 | 23.2866 | 23.2866 | 23.2866 | 23.2866 | 23.2866 | 23.2866 | 23.2866 | 23.2866 | 23.2866 | 23.2866 | 23.2866 | 23.2866 | 23.2866 | 23.2866 | 23.2866 | 23.2866 | 23.2866 | 23.2866 | 23.2866 | 23.2866 | 23.2866 | 23.2866
F3_Commercial_Grocery_Existing_Water Heating_Natural Gas_Water Heater_E2 | F3 | Commercial | Grocery | Existing | Water Heating | Natural Gas | Water Heater | E2 | System - kBTUs of Consumption | 21.346 | 21.346 | 21.346 | 21.346 | 21.346 | 21.346 | 21.346 | 21.346 | 21.346 | 21.346 | 21.346 | 21.346 | 21.346 | 21.346 | 21.346 | 21.346 | 21.346 | 21.346 | 21.346 | 21.346 | 21.346 | 21.346 | 21.346 | 21.346 | 21.346 | 21.346 | 21.346
F3_Commercial_Grocery_Existing_Water Heating_Natural Gas_Water Heater_E3 | F3 | Commercial | Grocery | Existing | Water Heating | Natural Gas | Water Heater | E3 | System - kBTUs of Consumption | 20.9104 | 20.9104 | 20.9104 | 20.9104 | 20.9104 | 20.9104 | 20.9104 | 20.9104 | 20.9104 | 20.9104 | 20.9104 | 20.9104 | 20.9104 | 20.9104 | 20.9104 | 20.9104 | 20.9104 | 20.9104 | 20.9104 | 20.9104 | 20.9104 | 20.9104 | 20.9104 | 20.9104 | 20.9104 | 20.9104 | 20.9104
F3_Commercial_Grocery_Existing_Water Heating_Natural Gas_Water Heater_E4 | F3 | Commercial | Grocery | Existing | Water Heating | Natural Gas | Water Heater | E4 | System - kBTUs of Consumption | 0 | 0 | 19.3323 | 19.3323 | 19.3323 | 19.3323 | 19.3323 | 19.3323 | 19.3323 | 19.3323 | 19.3323 | 19.3323 | 19.3323 | 19.3323 | 19.3323 | 19.3323 | 19.3323 | 19.3323 | 19.3323 | 19.3323 | 19.3323 | 19.3323 | 19.3323 | 19.3323 | 19.3323 | 19.3323 | 19.3323
F3_Commercial_Grocery_Existing_Water Heating_Natural Gas_Water Heater_E5 | F3 | Commercial | Grocery | Existing | Water Heating | Natural Gas | Water Heater | E5 | System - kBTUs of Consumption | 0 | 0 | 0 | 0 | 0 | 0 | 0 | 0 | 0 | 0 | 0 | 0 | 0 | 0 | 0 | 0 | 0 | 0 | 0 | 0 | 0 | 0 | 0 | 0 | 0 | 0 | 0
F3_Commercial_Grocery_Existing_Water Heating_Natural Gas_Water Heater_E6 | F3 | Commercial | Grocery | Existing | Water Heating | Natural Gas | Water Heater | E6 | System - kBTUs of Consumption | 0 | 0 | 0 | 0 | 0 | 0 | 0 | 0 | 0 | 0 | 0 | 0 | 0 | 0 | 0 | 0 | 0 | 0 | 0 | 0 | 0 | 0 | 0 | 0 | 0 | 0 | 0
F3_Commercial_Grocery_Existing_Water Heating_Natural Gas_Water Heater_E7 | F3 | Commercial | Grocery | Existing | Water Heating | Natural Gas | Water Heater | E7 | System - kBTUs of Consumption | 0 | 0 | 0 | 0 | 0 | 0 | 0 | 0 | 0 | 0 | 0 | 0 | 0 | 0 | 0 | 0 | 0 | 0 | 0 | 0 | 0 | 0 | 0 | 0 | 0 | 0 | 0
F3_Commercial_Grocery_Existing_Water Heating_Natural Gas_Water Heater_E8 | F3 | Commercial | Grocery | Existing | Water Heating | Natural Gas | Water Heater | E8 | System - kBTUs of Consumption | 0 | 0 | 0 | 0 | 0 | 0 | 0 | 0 | 0 | 0 | 0 | 0 | 0 | 0 | 0 | 0 | 0 | 0 | 0 | 0 | 0 | 0 | 0 | 0 | 0 | 0 | 0
F3_Commercial_Grocery_Existing_Water Heating_Natural Gas_Water Heater_E9 | F3 | Commercial | Grocery | Existing | Water Heating | Natural Gas | Water Heater | E9 | System - kBTUs of Consumption | 0 | 0 | 0 | 0 | 0 | 0 | 0 | 0 | 0 | 0 | 0 | 0 | 0 | 0 | 0 | 0 | 0 | 0 | 0 | 0 | 0 | 0 | 0 | 0 | 0 | 0 | 0
F3_Commercial_Grocery_Existing_Water Heating_Natural Gas_Water Heater_E10 | F3 | Commercial | Grocery | Existing | Water Heating | Natural Gas | Water Heater | E10 | System - kBTUs of Consumption | 0 | 0 | 0 | 0 | 0 | 0 | 0 | 0 | 0 | 0 | 0 | 0 | 0 | 0 | 0 | 0 | 0 | 0 | 0 | 0 | 0 | 0 | 0 | 0 | 0 | 0 | 0
F4_Commercial_Grocery_Existing_Water Heating_Natural Gas_Water Heater_E1 | F4 | Commercial | Grocery | Existing | Water Heating | Natural Gas | Water Heater | E1 | Utility - Cost of Equipment | 0.028961 | 0.028961 | 0.028961 | 0.028961 | 0.028961 | 0.028961 | 0.028961 | 0.028961 | 0.028961 | 0.028961 | 0.028961 | 0.028961 | 0.028961 | 0.028961 | 0.028961 | 0.028961 | 0.028961 | 0.028961 | 0.028961 | 0.028961 | 0.028961 | 0.028961 | 0.028961 | 0.028961 | 0.028961 | 0.028961 | 0.028961
F4_Commercial_Grocery_Existing_Water Heating_Natural Gas_Water Heater_E2 | F4 | Commercial | Grocery | Existing | Water Heating | Natural Gas | Water Heater | E2 | Utility - Cost of Equipment | 0.032444 | 0.032444 | 0.032444 | 0.032444 | 0.032444 | 0.032444 | 0.032444 | 0.032444 | 0.032444 | 0.032444 | 0.032444 | 0.032444 | 0.032444 | 0.032444 | 0.032444 | 0.032444 | 0.032444 | 0.032444 | 0.032444 | 0.032444 | 0.032444 | 0.032444 | 0.032444 | 0.032444 | 0.032444 | 0.032444 | 0.032444
F4_Commercial_Grocery_Existing_Water Heating_Natural Gas_Water Heater_E3 | F4 | Commercial | Grocery | Existing | Water Heating | Natural Gas | Water Heater | E3 | Utility - Cost of Equipment | 0.025593 | 0.025593 | 0.025593 | 0.025593 | 0.025593 | 0.025593 | 0.025593 | 0.025593 | 0.025593 | 0.025593 | 0.025593 | 0.025593 | 0.025593 | 0.025593 | 0.025593 | 0.025593 | 0.025593 | 0.025593 | 0.025593 | 0.025593 | 0.025593 | 0.025593 | 0.025593 | 0.025593 | 0.025593 | 0.025593 | 0.025593
F4_Commercial_Grocery_Existing_Water Heating_Natural Gas_Water Heater_E4 | F4 | Commercial | Grocery | Existing | Water Heating | Natural Gas | Water Heater | E4 | Utility - Cost of Equipment | 0 | 0 | 0.10344 | 0.10344 | 0.10344 | 0.10344 | 0.10344 | 0.10344 | 0.10344 | 0.10344 | 0.10344 | 0.10344 | 0.10344 | 0.10344 | 0.10344 | 0.10344 | 0.10344 | 0.10344 | 0.10344 | 0.10344 | 0.10344 | 0.10344 | 0.10344 | 0.10344 | 0.10344 | 0.10344 | 0.10344
F4_Commercial_Grocery_Existing_Water Heating_Natural Gas_Water Heater_E5 | F4 | Commercial | Grocery | Existing | Water Heating | Natural Gas | Water Heater | E5 | Utility - Cost of Equipment | 0 | 0 | 0 | 0 | 0 | 0 | 0 | 0 | 0 | 0 | 0 | 0 | 0 | 0 | 0 | 0 | 0 | 0 | 0 | 0 | 0 | 0 | 0 | 0 | 0 | 0 | 0
F4_Commercial_Grocery_Existing_Water Heating_Natural Gas_Water Heater_E6 | F4 | Commercial | Grocery | Existing | Water Heating | Natural Gas | Water Heater | E6 | Utility - Cost of Equipment | 0 | 0 | 0 | 0 | 0 | 0 | 0 | 0 | 0 | 0 | 0 | 0 | 0 | 0 | 0 | 0 | 0 | 0 | 0 | 0 | 0 | 0 | 0 | 0 | 0 | 0 | 0
F4_Commercial_Grocery_Existing_Water Heating_Natural Gas_Water Heater_E7 | F4 | Commercial | Grocery | Existing | Water Heating | Natural Gas | Water Heater | E7 | Utility - Cost of Equipment | 0 | 0 | 0 | 0 | 0 | 0 | 0 | 0 | 0 | 0 | 0 | 0 | 0 | 0 | 0 | 0 | 0 | 0 | 0 | 0 | 0 | 0 | 0 | 0 | 0 | 0 | 0
F4_Commercial_Grocery_Existing_Water Heating_Natural Gas_Water Heater_E8 | F4 | Commercial | Grocery | Existing | Water Heating | Natural Gas | Water Heater | E8 | Utility - Cost of Equipment | 0 | 0 | 0 | 0 | 0 | 0 | 0 | 0 | 0 | 0 | 0 | 0 | 0 | 0 | 0 | 0 | 0 | 0 | 0 | 0 | 0 | 0 | 0 | 0 | 0 | 0 | 0
F4_Commercial_Grocery_Existing_Water Heating_Natural Gas_Water Heater_E9 | F4 | Commercial | Grocery | Existing | Water Heating | Natural Gas | Water Heater | E9 | Utility - Cost of Equipment | 0 | 0 | 0 | 0 | 0 | 0 | 0 | 0 | 0 | 0 | 0 | 0 | 0 | 0 | 0 | 0 | 0 | 0 | 0 | 0 | 0 | 0 | 0 | 0 | 0 | 0 | 0
F4_Commercial_Grocery_Existing_Water Heating_Natural Gas_Water Heater_E10 | F4 | Commercial | Grocery | Existing | Water Heating | Natural Gas | Water Heater | E10 | Utility - Cost of Equipment | 0 | 0 | 0 | 0 | 0 | 0 | 0 | 0 | 0 | 0 | 0 | 0 | 0 | 0 | 0 | 0 | 0 | 0 | 0 | 0 | 0 | 0 | 0 | 0 | 0 | 0 | 0
F5_Commercial_Grocery_Existing_Water Heating_Natural Gas_Water Heater_E1 | F5 | Commercial | Grocery | Existing | Water Heating | Natural Gas | Water Heater | E1 | Utility - Cost of Operation | 0.32 | 0.31538 | 0.31088 | 0.30651 | 0.30655 | 0.30946 | 0.31417 | 0.31988 | 0.32605 | 0.33235 | 0.33859 | 0.3441 | 0.34832 | 0.35011 | 0.34928 | 0.34586 | 0.3401 | 0.33256 | 0.32358 | 0.31294 | 0.3005 | 0.28617 | 0.27345 | 0.26522 | 0.26167 | 0.26295 | 0.26424
F5_Commercial_Grocery_Existing_Water Heating_Natural Gas_Water Heater_E2 | F5 | Commercial | Grocery | Existing | Water Heating | Natural Gas | Water Heater | E2 | Utility - Cost of Operation | 0.29333 | 0.2891 | 0.28497 | 0.28097 | 0.28101 | 0.28367 | 0.28799 | 0.29323 | 0.29888 | 0.30465 | 0.31037 | 0.31543 | 0.31929 | 0.32093 | 0.32017 | 0.31703 | 0.31176 | 0.30484 | 0.29662 | 0.28686 | 0.27545 | 0.26232 | 0.25067 | 0.24312 | 0.23986 | 0.24104 | 0.24222
F5_Commercial_Grocery_Existing_Water Heating_Natural Gas_Water Heater_E3 | F5 | Commercial | Grocery | Existing | Water Heating | Natural Gas | Water Heater | E3 | Utility - Cost of Operation | 0.28735 | 0.2832 | 0.27916 | 0.27524 | 0.27527 | 0.27788 | 0.28212 | 0.28724 | 0.29278 | 0.29844 | 0.30404 | 0.30899 | 0.31277 | 0.31438 | 0.31364 | 0.31056 | 0.30539 | 0.29862 | 0.29056 | 0.28101 | 0.26983 | 0.25697 | 0.24555 | 0.23816 | 0.23497 | 0.23612 | 0.23727
F5_Commercial_Grocery_Existing_Water Heating_Natural Gas_Water Heater_E4 | F5 | Commercial | Grocery | Existing | Water Heating | Natural Gas | Water Heater | E4 | Utility - Cost of Operation | 0 | 0 | 0.26048 | 0.2583 | 0.25922 | 0.26216 | 0.26627 | 0.27075 | 0.27495 | 0.27836 | 0.28088 | 0.28232 | 0.28256 | 0.28134 | 0.27897 | 0.2756 | 0.27136 | 0.26627 | 0.26019 | 0.25294 | 0.24444 | 0.23462 | 0.22593 | 0.22037 | 0.21806 | 0.21913 | 0.2202
F5_Commercial_Grocery_Existing_Water Heating_Natural Gas_Water Heater_E5 | F5 | Commercial | Grocery | Existing | Water Heating | Natural Gas | Water Heater | E5 | Utility - Cost of Operation | 0 | 0 | 0 | 0 | 0 | 0 | 0 | 0 | 0 | 0 | 0 | 0 | 0 | 0 | 0 | 0 | 0 | 0 | 0 | 0 | 0 | 0 | 0 | 0 | 0 | 0 | 0
F5_Commercial_Grocery_Existing_Water Heating_Natural Gas_Water Heater_E6 | F5 | Commercial | Grocery | Existing | Water Heating | Natural Gas | Water Heater | E6 | Utility - Cost of Operation | 0 | 0 | 0 | 0 | 0 | 0 | 0 | 0 | 0 | 0 | 0 | 0 | 0 | 0 | 0 | 0 | 0 | 0 | 0 | 0 | 0 | 0 | 0 | 0 | 0 | 0 | 0
F5_Commercial_Grocery_Existing_Water Heating_Natural Gas_Water Heater_E7 | F5 | Commercial | Grocery | Existing | Water Heating | Natural Gas | Water Heater | E7 | Utility - Cost of Operation | 0 | 0 | 0 | 0 | 0 | 0 | 0 | 0 | 0 | 0 | 0 | 0 | 0 | 0 | 0 | 0 | 0 | 0 | 0 | 0 | 0 | 0 | 0 | 0 | 0 | 0 | 0
F5_Commercial_Grocery_Existing_Water Heating_Natural Gas_Water Heater_E8 | F5 | Commercial | Grocery | Existing | Water Heating | Natural Gas | Water Heater | E8 | Utility - Cost of Operation | 0 | 0 | 0 | 0 | 0 | 0 | 0 | 0 | 0 | 0 | 0 | 0 | 0 | 0 | 0 | 0 | 0 | 0 | 0 | 0 | 0 | 0 | 0 | 0 | 0 | 0 | 0
F5_Commercial_Grocery_Existing_Water Heating_Natural Gas_Water Heater_E9 | F5 | Commercial | Grocery | Existing | Water Heating | Natural Gas | Water Heater | E9 | Utility - Cost of Operation | 0 | 0 | 0 | 0 | 0 | 0 | 0 | 0 | 0 | 0 | 0 | 0 | 0 | 0 | 0 | 0 | 0 | 0 | 0 | 0 | 0 | 0 | 0 | 0 | 0 | 0 | 0
F5_Commercial_Grocery_Existing_Water Heating_Natural Gas_Water Heater_E10 | F5 | Commercial | Grocery | Existing | Water Heating | Natural Gas | Water Heater | E10 | Utility - Cost of Operation | 0 | 0 | 0 | 0 | 0 | 0 | 0 | 0 | 0 | 0 | 0 | 0 | 0 | 0 | 0 | 0 | 0 | 0 | 0 | 0 | 0 | 0 | 0 | 0 | 0 | 0 | 0
F6_Commercial_Grocery_Existing_Water Heating_Natural Gas_Water Heater_E1 | F6 | Commercial | Grocery | Existing | Water Heating | Natural Gas | Water Heater | E1 | Utility - Value of Sales | 0 | 0 | 0 | 0 | 0 | 0 | 0 | 0 | 0 | 0 | 0 | 0 | 0 | 0 | 0 | 0 | 0 | 0 | 0 | 0 | 0 | 0 | 0 | 0 | 0 | 0 | 0
F6_Commercial_Grocery_Existing_Water Heating_Natural Gas_Water Heater_E2 | F6 | Commercial | Grocery | Existing | Water Heating | Natural Gas | Water Heater | E2 | Utility - Value of Sales | 0 | 0 | 0 | 0 | 0 | 0 | 0 | 0 | 0 | 0 | 0 | 0 | 0 | 0 | 0 | 0 | 0 | 0 | 0 | 0 | 0 | 0 | 0 | 0 | 0 | 0 | 0
F6_Commercial_Grocery_Existing_Water Heating_Natural Gas_Water Heater_E3 | F6 | Commercial | Grocery | Existing | Water Heating | Natural Gas | Water Heater | E3 | Utility - Value of Sales | 0 | 0 | 0 | 0 | 0 | 0 | 0 | 0 | 0 | 0 | 0 | 0 | 0 | 0 | 0 | 0 | 0 | 0 | 0 | 0 | 0 | 0 | 0 | 0 | 0 | 0 | 0
F6_Commercial_Grocery_Existing_Water Heating_Natural Gas_Water Heater_E4 | F6 | Commercial | Grocery | Existing | Water Heating | Natural Gas | Water Heater | E4 | Utility - Value of Sales | 0 | 0 | 0 | 0 | 0 | 0 | 0 | 0 | 0 | 0 | 0 | 0 | 0 | 0 | 0 | 0 | 0 | 0 | 0 | 0 | 0 | 0 | 0 | 0 | 0 | 0 | 0
F6_Commercial_Grocery_Existing_Water Heating_Natural Gas_Water Heater_E5 | F6 | Commercial | Grocery | Existing | Water Heating | Natural Gas | Water Heater | E5 | Utility - Value of Sales | 0 | 0 | 0 | 0 | 0 | 0 | 0 | 0 | 0 | 0 | 0 | 0 | 0 | 0 | 0 | 0 | 0 | 0 | 0 | 0 | 0 | 0 | 0 | 0 | 0 | 0 | 0
F6_Commercial_Grocery_Existing_Water Heating_Natural Gas_Water Heater_E6 | F6 | Commercial | Grocery | Existing | Water Heating | Natural Gas | Water Heater | E6 | Utility - Value of Sales | 0 | 0 | 0 | 0 | 0 | 0 | 0 | 0 | 0 | 0 | 0 | 0 | 0 | 0 | 0 | 0 | 0 | 0 | 0 | 0 | 0 | 0 | 0 | 0 | 0 | 0 | 0
F6_Commercial_Grocery_Existing_Water Heating_Natural Gas_Water Heater_E7 | F6 | Commercial | Grocery | Existing | Water Heating | Natural Gas | Water Heater | E7 | Utility - Value of Sales | 0 | 0 | 0 | 0 | 0 | 0 | 0 | 0 | 0 | 0 | 0 | 0 | 0 | 0 | 0 | 0 | 0 | 0 | 0 | 0 | 0 | 0 | 0 | 0 | 0 | 0 | 0
F6_Commercial_Grocery_Existing_Water Heating_Natural Gas_Water Heater_E8 | F6 | Commercial | Grocery | Existing | Water Heating | Natural Gas | Water Heater | E8 | Utility - Value of Sales | 0 | 0 | 0 | 0 | 0 | 0 | 0 | 0 | 0 | 0 | 0 | 0 | 0 | 0 | 0 | 0 | 0 | 0 | 0 | 0 | 0 | 0 | 0 | 0 | 0 | 0 | 0
F6_Commercial_Grocery_Existing_Water Heating_Natural Gas_Water Heater_E9 | F6 | Commercial | Grocery | Existing | Water Heating | Natural Gas | Water Heater | E9 | Utility - Value of Sales | 0 | 0 | 0 | 0 | 0 | 0 | 0 | 0 | 0 | 0 | 0 | 0 | 0 | 0 | 0 | 0 | 0 | 0 | 0 | 0 | 0 | 0 | 0 | 0 | 0 | 0 | 0
F6_Commercial_Grocery_Existing_Water Heating_Natural Gas_Water Heater_E10 | F6 | Commercial | Grocery | Existing | Water Heating | Natural Gas | Water Heater | E10 | Utility - Value of Sales | 0 | 0 | 0 | 0 | 0 | 0 | 0 | 0 | 0 | 0 | 0 | 0 | 0 | 0 | 0 | 0 | 0 | 0 | 0 | 0 | 0 | 0 | 0 | 0 | 0 | 0 | 0
F1_Commercial_Grocery_Existing_Food Preparation_Natural Gas_Oven_E1 | F1 | Commercial | Grocery | Existing | Food Preparation | Natural Gas | Oven | E1 | RVT - Cost of Equipment | 0.1166 | 0.1166 | 0.1166 | 0.1166 | 0.1166 | 0.1166 | 0.1166 | 0.1166 | 0.1166 | 0.1166 | 0.1166 | 0.1166 | 0.1166 | 0.1166 | 0.1166 | 0.1166 | 0.1166 | 0.1166 | 0.1166 | 0.1166 | 0.1166 | 0.1166 | 0.1166 | 0.1166 | 0.1166 | 0.1166 | 0.1166
F1_Commercial_Grocery_Existing_Food Preparation_Natural Gas_Oven_E2 | F1 | Commercial | Grocery | Existing | Food Preparation | Natural Gas | Oven | E2 | RVT - Cost of Equipment | 0.12283 | 0.12283 | 0.12283 | 0.12283 | 0.12283 | 0.12283 | 0.12283 | 0.12283 | 0.12283 | 0.12283 | 0.12283 | 0.12283 | 0.12283 | 0.12283 | 0.12283 | 0.12283 | 0.12283 | 0.12283 | 0.12283 | 0.12283 | 0.12283 | 0.12283 | 0.12283 | 0.12283 | 0.12283 | 0.12283 | 0.12283
F1_Commercial_Grocery_Existing_Food Preparation_Natural Gas_Oven_E3 | F1 | Commercial | Grocery | Existing | Food Preparation | Natural Gas | Oven | E3 | RVT - Cost of Equipment | 0 | 0 | 0 | 0 | 0 | 0 | 0 | 0 | 0 | 0 | 0 | 0 | 0 | 0 | 0 | 0 | 0 | 0 | 0 | 0 | 0 | 0 | 0 | 0 | 0 | 0 | 0
F1_Commercial_Grocery_Existing_Food Preparation_Natural Gas_Oven_E4 | F1 | Commercial | Grocery | Existing | Food Preparation | Natural Gas | Oven | E4 | RVT - Cost of Equipment | 0 | 0 | 0 | 0 | 0 | 0 | 0 | 0 | 0 | 0 | 0 | 0 | 0 | 0 | 0 | 0 | 0 | 0 | 0 | 0 | 0 | 0 | 0 | 0 | 0 | 0 | 0
F1_Commercial_Grocery_Existing_Food Preparation_Natural Gas_Oven_E5 | F1 | Commercial | Grocery | Existing | Food Preparation | Natural Gas | Oven | E5 | RVT - Cost of Equipment | 0 | 0 | 0 | 0 | 0 | 0 | 0 | 0 | 0 | 0 | 0 | 0 | 0 | 0 | 0 | 0 | 0 | 0 | 0 | 0 | 0 | 0 | 0 | 0 | 0 | 0 | 0
F1_Commercial_Grocery_Existing_Food Preparation_Natural Gas_Oven_E6 | F1 | Commercial | Grocery | Existing | Food Preparation | Natural Gas | Oven | E6 | RVT - Cost of Equipment | 0 | 0 | 0 | 0 | 0 | 0 | 0 | 0 | 0 | 0 | 0 | 0 | 0 | 0 | 0 | 0 | 0 | 0 | 0 | 0 | 0 | 0 | 0 | 0 | 0 | 0 | 0
F1_Commercial_Grocery_Existing_Food Preparation_Natural Gas_Oven_E7 | F1 | Commercial | Grocery | Existing | Food Preparation | Natural Gas | Oven | E7 | RVT - Cost of Equipment | 0 | 0 | 0 | 0 | 0 | 0 | 0 | 0 | 0 | 0 | 0 | 0 | 0 | 0 | 0 | 0 | 0 | 0 | 0 | 0 | 0 | 0 | 0 | 0 | 0 | 0 | 0
F1_Commercial_Grocery_Existing_Food Preparation_Natural Gas_Oven_E8 | F1 | Commercial | Grocery | Existing | Food Preparation | Natural Gas | Oven | E8 | RVT - Cost of Equipment | 0 | 0 | 0 | 0 | 0 | 0 | 0 | 0 | 0 | 0 | 0 | 0 | 0 | 0 | 0 | 0 | 0 | 0 | 0 | 0 | 0 | 0 | 0 | 0 | 0 | 0 | 0
F1_Commercial_Grocery_Existing_Food Preparation_Natural Gas_Oven_E9 | F1 | Commercial | Grocery | Existing | Food Preparation | Natural Gas | Oven | E9 | RVT - Cost of Equipment | 0 | 0 | 0 | 0 | 0 | 0 | 0 | 0 | 0 | 0 | 0 | 0 | 0 | 0 | 0 | 0 | 0 | 0 | 0 | 0 | 0 | 0 | 0 | 0 | 0 | 0 | 0
F1_Commercial_Grocery_Existing_Food Preparation_Natural Gas_Oven_E10 | F1 | Commercial | Grocery | Existing | Food Preparation | Natural Gas | Oven | E10 | RVT - Cost of Equipment | 0 | 0 | 0 | 0 | 0 | 0 | 0 | 0 | 0 | 0 | 0 | 0 | 0 | 0 | 0 | 0 | 0 | 0 | 0 | 0 | 0 | 0 | 0 | 0 | 0 | 0 | 0
F2_Commercial_Grocery_Existing_Food Preparation_Natural Gas_Oven_E1 | F2 | Commercial | Grocery | Existing | Food Preparation | Natural Gas | Oven | E1 | RVT - Cost of Operation | 0 | 0 | 0 | 0 | 0 | 0 | 0 | 0 | 0 | 0 | 0 | 0 | 0 | 0 | 0 | 0 | 0 | 0 | 0 | 0 | 0 | 0 | 0 | 0 | 0 | 0 | 0
F2_Commercial_Grocery_Existing_Food Preparation_Natural Gas_Oven_E2 | F2 | Commercial | Grocery | Existing | Food Preparation | Natural Gas | Oven | E2 | RVT - Cost of Operation | 0 | 0 | 0 | 0 | 0 | 0 | 0 | 0 | 0 | 0 | 0 | 0 | 0 | 0 | 0 | 0 | 0 | 0 | 0 | 0 | 0 | 0 | 0 | 0 | 0 | 0 | 0
F2_Commercial_Grocery_Existing_Food Preparation_Natural Gas_Oven_E3 | F2 | Commercial | Grocery | Existing | Food Preparation | Natural Gas | Oven | E3 | RVT - Cost of Operation | 0 | 0 | 0 | 0 | 0 | 0 | 0 | 0 | 0 | 0 | 0 | 0 | 0 | 0 | 0 | 0 | 0 | 0 | 0 | 0 | 0 | 0 | 0 | 0 | 0 | 0 | 0
F2_Commercial_Grocery_Existing_Food Preparation_Natural Gas_Oven_E4 | F2 | Commercial | Grocery | Existing | Food Preparation | Natural Gas | Oven | E4 | RVT - Cost of Operation | 0 | 0 | 0 | 0 | 0 | 0 | 0 | 0 | 0 | 0 | 0 | 0 | 0 | 0 | 0 | 0 | 0 | 0 | 0 | 0 | 0 | 0 | 0 | 0 | 0 | 0 | 0
F2_Commercial_Grocery_Existing_Food Preparation_Natural Gas_Oven_E5 | F2 | Commercial | Grocery | Existing | Food Preparation | Natural Gas | Oven | E5 | RVT - Cost of Operation | 0 | 0 | 0 | 0 | 0 | 0 | 0 | 0 | 0 | 0 | 0 | 0 | 0 | 0 | 0 | 0 | 0 | 0 | 0 | 0 | 0 | 0 | 0 | 0 | 0 | 0 | 0
F2_Commercial_Grocery_Existing_Food Preparation_Natural Gas_Oven_E6 | F2 | Commercial | Grocery | Existing | Food Preparation | Natural Gas | Oven | E6 | RVT - Cost of Operation | 0 | 0 | 0 | 0 | 0 | 0 | 0 | 0 | 0 | 0 | 0 | 0 | 0 | 0 | 0 | 0 | 0 | 0 | 0 | 0 | 0 | 0 | 0 | 0 | 0 | 0 | 0
F2_Commercial_Grocery_Existing_Food Preparation_Natural Gas_Oven_E7 | F2 | Commercial | Grocery | Existing | Food Preparation | Natural Gas | Oven | E7 | RVT - Cost of Operation | 0 | 0 | 0 | 0 | 0 | 0 | 0 | 0 | 0 | 0 | 0 | 0 | 0 | 0 | 0 | 0 | 0 | 0 | 0 | 0 | 0 | 0 | 0 | 0 | 0 | 0 | 0
F2_Commercial_Grocery_Existing_Food Preparation_Natural Gas_Oven_E8 | F2 | Commercial | Grocery | Existing | Food Preparation | Natural Gas | Oven | E8 | RVT - Cost of Operation | 0 | 0 | 0 | 0 | 0 | 0 | 0 | 0 | 0 | 0 | 0 | 0 | 0 | 0 | 0 | 0 | 0 | 0 | 0 | 0 | 0 | 0 | 0 | 0 | 0 | 0 | 0
F2_Commercial_Grocery_Existing_Food Preparation_Natural Gas_Oven_E9 | F2 | Commercial | Grocery | Existing | Food Preparation | Natural Gas | Oven | E9 | RVT - Cost of Operation | 0 | 0 | 0 | 0 | 0 | 0 | 0 | 0 | 0 | 0 | 0 | 0 | 0 | 0 | 0 | 0 | 0 | 0 | 0 | 0 | 0 | 0 | 0 | 0 | 0 | 0 | 0
F2_Commercial_Grocery_Existing_Food Preparation_Natural Gas_Oven_E10 | F2 | Commercial | Grocery | Existing | Food Preparation | Natural Gas | Oven | E10 | RVT - Cost of Operation | 0 | 0 | 0 | 0 | 0 | 0 | 0 | 0 | 0 | 0 | 0 | 0 | 0 | 0 | 0 | 0 | 0 | 0 | 0 | 0 | 0 | 0 | 0 | 0 | 0 | 0 | 0
F3_Commercial_Grocery_Existing_Food Preparation_Natural Gas_Oven_E1 | F3 | Commercial | Grocery | Existing | Food Preparation | Natural Gas | Oven | E1 | System - kBTUs of Consumption | 9.2681 | 9.2681 | 9.2681 | 9.2681 | 9.2681 | 9.2681 | 9.2681 | 9.2681 | 9.2681 | 9.2681 | 9.2681 | 9.2681 | 9.2681 | 9.2681 | 9.2681 | 9.2681 | 9.2681 | 9.2681 | 9.2681 | 9.2681 | 9.2681 | 9.2681 | 9.2681 | 9.2681 | 9.2681 | 9.2681 | 9.2681
F3_Commercial_Grocery_Existing_Food Preparation_Natural Gas_Oven_E2 | F3 | Commercial | Grocery | Existing | Food Preparation | Natural Gas | Oven | E2 | System - kBTUs of Consumption | 8.0527 | 8.0527 | 8.0527 | 8.0527 | 8.0527 | 8.0527 | 8.0527 | 8.0527 | 8.0527 | 8.0527 | 8.0527 | 8.0527 | 8.0527 | 8.0527 | 8.0527 | 8.0527 | 8.0527 | 8.0527 | 8.0527 | 8.0527 | 8.0527 | 8.0527 | 8.0527 | 8.0527 | 8.0527 | 8.0527 | 8.0527
F3_Commercial_Grocery_Existing_Food Preparation_Natural Gas_Oven_E3 | F3 | Commercial | Grocery | Existing | Food Preparation | Natural Gas | Oven | E3 | System - kBTUs of Consumption | 0 | 0 | 0 | 0 | 0 | 0 | 0 | 0 | 0 | 0 | 0 | 0 | 0 | 0 | 0 | 0 | 0 | 0 | 0 | 0 | 0 | 0 | 0 | 0 | 0 | 0 | 0
F3_Commercial_Grocery_Existing_Food Preparation_Natural Gas_Oven_E4 | F3 | Commercial | Grocery | Existing | Food Preparation | Natural Gas | Oven | E4 | System - kBTUs of Consumption | 0 | 0 | 0 | 0 | 0 | 0 | 0 | 0 | 0 | 0 | 0 | 0 | 0 | 0 | 0 | 0 | 0 | 0 | 0 | 0 | 0 | 0 | 0 | 0 | 0 | 0 | 0
F3_Commercial_Grocery_Existing_Food Preparation_Natural Gas_Oven_E5 | F3 | Commercial | Grocery | Existing | Food Preparation | Natural Gas | Oven | E5 | System - kBTUs of Consumption | 0 | 0 | 0 | 0 | 0 | 0 | 0 | 0 | 0 | 0 | 0 | 0 | 0 | 0 | 0 | 0 | 0 | 0 | 0 | 0 | 0 | 0 | 0 | 0 | 0 | 0 | 0
F3_Commercial_Grocery_Existing_Food Preparation_Natural Gas_Oven_E6 | F3 | Commercial | Grocery | Existing | Food Preparation | Natural Gas | Oven | E6 | System - kBTUs of Consumption | 0 | 0 | 0 | 0 | 0 | 0 | 0 | 0 | 0 | 0 | 0 | 0 | 0 | 0 | 0 | 0 | 0 | 0 | 0 | 0 | 0 | 0 | 0 | 0 | 0 | 0 | 0
F3_Commercial_Grocery_Existing_Food Preparation_Natural Gas_Oven_E7 | F3 | Commercial | Grocery | Existing | Food Preparation | Natural Gas | Oven | E7 | System - kBTUs of Consumption | 0 | 0 | 0 | 0 | 0 | 0 | 0 | 0 | 0 | 0 | 0 | 0 | 0 | 0 | 0 | 0 | 0 | 0 | 0 | 0 | 0 | 0 | 0 | 0 | 0 | 0 | 0
F3_Commercial_Grocery_Existing_Food Preparation_Natural Gas_Oven_E8 | F3 | Commercial | Grocery | Existing | Food Preparation | Natural Gas | Oven | E8 | System - kBTUs of Consumption | 0 | 0 | 0 | 0 | 0 | 0 | 0 | 0 | 0 | 0 | 0 | 0 | 0 | 0 | 0 | 0 | 0 | 0 | 0 | 0 | 0 | 0 | 0 | 0 | 0 | 0 | 0
F3_Commercial_Grocery_Existing_Food Preparation_Natural Gas_Oven_E9 | F3 | Commercial | Grocery | Existing | Food Preparation | Natural Gas | Oven | E9 | System - kBTUs of Consumption | 0 | 0 | 0 | 0 | 0 | 0 | 0 | 0 | 0 | 0 | 0 | 0 | 0 | 0 | 0 | 0 | 0 | 0 | 0 | 0 | 0 | 0 | 0 | 0 | 0 | 0 | 0
F3_Commercial_Grocery_Existing_Food Preparation_Natural Gas_Oven_E10 | F3 | Commercial | Grocery | Existing | Food Preparation | Natural Gas | Oven | E10 | System - kBTUs of Consumption | 0 | 0 | 0 | 0 | 0 | 0 | 0 | 0 | 0 | 0 | 0 | 0 | 0 | 0 | 0 | 0 | 0 | 0 | 0 | 0 | 0 | 0 | 0 | 0 | 0 | 0 | 0
F4_Commercial_Grocery_Existing_Food Preparation_Natural Gas_Oven_E1 | F4 | Commercial | Grocery | Existing | Food Preparation | Natural Gas | Oven | E1 | Utility - Cost of Equipment | 0.1166 | 0.1166 | 0.1166 | 0.1166 | 0.1166 | 0.1166 | 0.1166 | 0.1166 | 0.1166 | 0.1166 | 0.1166 | 0.1166 | 0.1166 | 0.1166 | 0.1166 | 0.1166 | 0.1166 | 0.1166 | 0.1166 | 0.1166 | 0.1166 | 0.1166 | 0.1166 | 0.1166 | 0.1166 | 0.1166 | 0.1166
F4_Commercial_Grocery_Existing_Food Preparation_Natural Gas_Oven_E2 | F4 | Commercial | Grocery | Existing | Food Preparation | Natural Gas | Oven | E2 | Utility - Cost of Equipment | 0.12283 | 0.12283 | 0.12283 | 0.12283 | 0.12283 | 0.12283 | 0.12283 | 0.12283 | 0.12283 | 0.12283 | 0.12283 | 0.12283 | 0.12283 | 0.12283 | 0.12283 | 0.12283 | 0.12283 | 0.12283 | 0.12283 | 0.12283 | 0.12283 | 0.12283 | 0.12283 | 0.12283 | 0.12283 | 0.12283 | 0.12283
F4_Commercial_Grocery_Existing_Food Preparation_Natural Gas_Oven_E3 | F4 | Commercial | Grocery | Existing | Food Preparation | Natural Gas | Oven | E3 | Utility - Cost of Equipment | 0 | 0 | 0 | 0 | 0 | 0 | 0 | 0 | 0 | 0 | 0 | 0 | 0 | 0 | 0 | 0 | 0 | 0 | 0 | 0 | 0 | 0 | 0 | 0 | 0 | 0 | 0
F4_Commercial_Grocery_Existing_Food Preparation_Natural Gas_Oven_E4 | F4 | Commercial | Grocery | Existing | Food Preparation | Natural Gas | Oven | E4 | Utility - Cost of Equipment | 0 | 0 | 0 | 0 | 0 | 0 | 0 | 0 | 0 | 0 | 0 | 0 | 0 | 0 | 0 | 0 | 0 | 0 | 0 | 0 | 0 | 0 | 0 | 0 | 0 | 0 | 0
F4_Commercial_Grocery_Existing_Food Preparation_Natural Gas_Oven_E5 | F4 | Commercial | Grocery | Existing | Food Preparation | Natural Gas | Oven | E5 | Utility - Cost of Equipment | 0 | 0 | 0 | 0 | 0 | 0 | 0 | 0 | 0 | 0 | 0 | 0 | 0 | 0 | 0 | 0 | 0 | 0 | 0 | 0 | 0 | 0 | 0 | 0 | 0 | 0 | 0
F4_Commercial_Grocery_Existing_Food Preparation_Natural Gas_Oven_E6 | F4 | Commercial | Grocery | Existing | Food Preparation | Natural Gas | Oven | E6 | Utility - Cost of Equipment | 0 | 0 | 0 | 0 | 0 | 0 | 0 | 0 | 0 | 0 | 0 | 0 | 0 | 0 | 0 | 0 | 0 | 0 | 0 | 0 | 0 | 0 | 0 | 0 | 0 | 0 | 0
F4_Commercial_Grocery_Existing_Food Preparation_Natural Gas_Oven_E7 | F4 | Commercial | Grocery | Existing | Food Preparation | Natural Gas | Oven | E7 | Utility - Cost of Equipment | 0 | 0 | 0 | 0 | 0 | 0 | 0 | 0 | 0 | 0 | 0 | 0 | 0 | 0 | 0 | 0 | 0 | 0 | 0 | 0 | 0 | 0 | 0 | 0 | 0 | 0 | 0
F4_Commercial_Grocery_Existing_Food Preparation_Natural Gas_Oven_E8 | F4 | Commercial | Grocery | Existing | Food Preparation | Natural Gas | Oven | E8 | Utility - Cost of Equipment | 0 | 0 | 0 | 0 | 0 | 0 | 0 | 0 | 0 | 0 | 0 | 0 | 0 | 0 | 0 | 0 | 0 | 0 | 0 | 0 | 0 | 0 | 0 | 0 | 0 | 0 | 0
F4_Commercial_Grocery_Existing_Food Preparation_Natural Gas_Oven_E9 | F4 | Commercial | Grocery | Existing | Food Preparation | Natural Gas | Oven | E9 | Utility - Cost of Equipment | 0 | 0 | 0 | 0 | 0 | 0 | 0 | 0 | 0 | 0 | 0 | 0 | 0 | 0 | 0 | 0 | 0 | 0 | 0 | 0 | 0 | 0 | 0 | 0 | 0 | 0 | 0
F4_Commercial_Grocery_Existing_Food Preparation_Natural Gas_Oven_E10 | F4 | Commercial | Grocery | Existing | Food Preparation | Natural Gas | Oven | E10 | Utility - Cost of Equipment | 0 | 0 | 0 | 0 | 0 | 0 | 0 | 0 | 0 | 0 | 0 | 0 | 0 | 0 | 0 | 0 | 0 | 0 | 0 | 0 | 0 | 0 | 0 | 0 | 0 | 0 | 0
F5_Commercial_Grocery_Existing_Food Preparation_Natural Gas_Oven_E1 | F5 | Commercial | Grocery | Existing | Food Preparation | Natural Gas | Oven | E1 | Utility - Cost of Operation | 0.12728 | 0.12594 | 0.12465 | 0.12341 | 0.12374 | 0.12507 | 0.12705 | 0.1294 | 0.13182 | 0.13402 | 0.1358 | 0.13693 | 0.1373 | 0.13681 | 0.13563 | 0.13391 | 0.13174 | 0.12915 | 0.12605 | 0.12237 | 0.11805 | 0.11308 | 0.10866 | 0.10583 | 0.10464 | 0.10515 | 0.10567
F5_Commercial_Grocery_Existing_Food Preparation_Natural Gas_Oven_E2 | F5 | Commercial | Grocery | Existing | Food Preparation | Natural Gas | Oven | E2 | Utility - Cost of Operation | 0.11059 | 0.10942 | 0.1083 | 0.10723 | 0.10751 | 0.10867 | 0.11039 | 0.11243 | 0.11454 | 0.11644 | 0.11799 | 0.11897 | 0.11929 | 0.11887 | 0.11784 | 0.11635 | 0.11447 | 0.11221 | 0.10952 | 0.10632 | 0.10257 | 0.098246 | 0.094413 | 0.091951 | 0.090917 | 0.091363 | 0.091811
F5_Commercial_Grocery_Existing_Food Preparation_Natural Gas_Oven_E3 | F5 | Commercial | Grocery | Existing | Food Preparation | Natural Gas | Oven | E3 | Utility - Cost of Operation | 0 | 0 | 0 | 0 | 0 | 0 | 0 | 0 | 0 | 0 | 0 | 0 | 0 | 0 | 0 | 0 | 0 | 0 | 0 | 0 | 0 | 0 | 0 | 0 | 0 | 0 | 0
F5_Commercial_Grocery_Existing_Food Preparation_Natural Gas_Oven_E4 | F5 | Commercial | Grocery | Existing | Food Preparation | Natural Gas | Oven | E4 | Utility - Cost of Operation | 0 | 0 | 0 | 0 | 0 | 0 | 0 | 0 | 0 | 0 | 0 | 0 | 0 | 0 | 0 | 0 | 0 | 0 | 0 | 0 | 0 | 0 | 0 | 0 | 0 | 0 | 0
F5_Commercial_Grocery_Existing_Food Preparation_Natural Gas_Oven_E5 | F5 | Commercial | Grocery | Existing | Food Preparation | Natural Gas | Oven | E5 | Utility - Cost of Operation | 0 | 0 | 0 | 0 | 0 | 0 | 0 | 0 | 0 | 0 | 0 | 0 | 0 | 0 | 0 | 0 | 0 | 0 | 0 | 0 | 0 | 0 | 0 | 0 | 0 | 0 | 0
F5_Commercial_Grocery_Existing_Food Preparation_Natural Gas_Oven_E6 | F5 | Commercial | Grocery | Existing | Food Preparation | Natural Gas | Oven | E6 | Utility - Cost of Operation | 0 | 0 | 0 | 0 | 0 | 0 | 0 | 0 | 0 | 0 | 0 | 0 | 0 | 0 | 0 | 0 | 0 | 0 | 0 | 0 | 0 | 0 | 0 | 0 | 0 | 0 | 0
F5_Commercial_Grocery_Existing_Food Preparation_Natural Gas_Oven_E7 | F5 | Commercial | Grocery | Existing | Food Preparation | Natural Gas | Oven | E7 | Utility - Cost of Operation | 0 | 0 | 0 | 0 | 0 | 0 | 0 | 0 | 0 | 0 | 0 | 0 | 0 | 0 | 0 | 0 | 0 | 0 | 0 | 0 | 0 | 0 | 0 | 0 | 0 | 0 | 0
F5_Commercial_Grocery_Existing_Food Preparation_Natural Gas_Oven_E8 | F5 | Commercial | Grocery | Existing | Food Preparation | Natural Gas | Oven | E8 | Utility - Cost of Operation | 0 | 0 | 0 | 0 | 0 | 0 | 0 | 0 | 0 | 0 | 0 | 0 | 0 | 0 | 0 | 0 | 0 | 0 | 0 | 0 | 0 | 0 | 0 | 0 | 0 | 0 | 0
F5_Commercial_Grocery_Existing_Food Preparation_Natural Gas_Oven_E9 | F5 | Commercial | Grocery | Existing | Food Preparation | Natural Gas | Oven | E9 | Utility - Cost of Operation | 0 | 0 | 0 | 0 | 0 | 0 | 0 | 0 | 0 | 0 | 0 | 0 | 0 | 0 | 0 | 0 | 0 | 0 | 0 | 0 | 0 | 0 | 0 | 0 | 0 | 0 | 0
F5_Commercial_Grocery_Existing_Food Preparation_Natural Gas_Oven_E10 | F5 | Commercial | Grocery | Existing | Food Preparation | Natural Gas | Oven | E10 | Utility - Cost of Operation | 0 | 0 | 0 | 0 | 0 | 0 | 0 | 0 | 0 | 0 | 0 | 0 | 0 | 0 | 0 | 0 | 0 | 0 | 0 | 0 | 0 | 0 | 0 | 0 | 0 | 0 | 0
F6_Commercial_Grocery_Existing_Food Preparation_Natural Gas_Oven_E1 | F6 | Commercial | Grocery | Existing | Food Preparation | Natural Gas | Oven | E1 | Utility - Value of Sales | 0 | 0 | 0 | 0 | 0 | 0 | 0 | 0 | 0 | 0 | 0 | 0 | 0 | 0 | 0 | 0 | 0 | 0 | 0 | 0 | 0 | 0 | 0 | 0 | 0 | 0 | 0
F6_Commercial_Grocery_Existing_Food Preparation_Natural Gas_Oven_E2 | F6 | Commercial | Grocery | Existing | Food Preparation | Natural Gas | Oven | E2 | Utility - Value of Sales | 0 | 0 | 0 | 0 | 0 | 0 | 0 | 0 | 0 | 0 | 0 | 0 | 0 | 0 | 0 | 0 | 0 | 0 | 0 | 0 | 0 | 0 | 0 | 0 | 0 | 0 | 0
F6_Commercial_Grocery_Existing_Food Preparation_Natural Gas_Oven_E3 | F6 | Commercial | Grocery | Existing | Food Preparation | Natural Gas | Oven | E3 | Utility - Value of Sales | 0 | 0 | 0 | 0 | 0 | 0 | 0 | 0 | 0 | 0 | 0 | 0 | 0 | 0 | 0 | 0 | 0 | 0 | 0 | 0 | 0 | 0 | 0 | 0 | 0 | 0 | 0
F6_Commercial_Grocery_Existing_Food Preparation_Natural Gas_Oven_E4 | F6 | Commercial | Grocery | Existing | Food Preparation | Natural Gas | Oven | E4 | Utility - Value of Sales | 0 | 0 | 0 | 0 | 0 | 0 | 0 | 0 | 0 | 0 | 0 | 0 | 0 | 0 | 0 | 0 | 0 | 0 | 0 | 0 | 0 | 0 | 0 | 0 | 0 | 0 | 0
F6_Commercial_Grocery_Existing_Food Preparation_Natural Gas_Oven_E5 | F6 | Commercial | Grocery | Existing | Food Preparation | Natural Gas | Oven | E5 | Utility - Value of Sales | 0 | 0 | 0 | 0 | 0 | 0 | 0 | 0 | 0 | 0 | 0 | 0 | 0 | 0 | 0 | 0 | 0 | 0 | 0 | 0 | 0 | 0 | 0 | 0 | 0 | 0 | 0
F6_Commercial_Grocery_Existing_Food Preparation_Natural Gas_Oven_E6 | F6 | Commercial | Grocery | Existing | Food Preparation | Natural Gas | Oven | E6 | Utility - Value of Sales | 0 | 0 | 0 | 0 | 0 | 0 | 0 | 0 | 0 | 0 | 0 | 0 | 0 | 0 | 0 | 0 | 0 | 0 | 0 | 0 | 0 | 0 | 0 | 0 | 0 | 0 | 0
F6_Commercial_Grocery_Existing_Food Preparation_Natural Gas_Oven_E7 | F6 | Commercial | Grocery | Existing | Food Preparation | Natural Gas | Oven | E7 | Utility - Value of Sales | 0 | 0 | 0 | 0 | 0 | 0 | 0 | 0 | 0 | 0 | 0 | 0 | 0 | 0 | 0 | 0 | 0 | 0 | 0 | 0 | 0 | 0 | 0 | 0 | 0 | 0 | 0
F6_Commercial_Grocery_Existing_Food Preparation_Natural Gas_Oven_E8 | F6 | Commercial | Grocery | Existing | Food Preparation | Natural Gas | Oven | E8 | Utility - Value of Sales | 0 | 0 | 0 | 0 | 0 | 0 | 0 | 0 | 0 | 0 | 0 | 0 | 0 | 0 | 0 | 0 | 0 | 0 | 0 | 0 | 0 | 0 | 0 | 0 | 0 | 0 | 0
F6_Commercial_Grocery_Existing_Food Preparation_Natural Gas_Oven_E9 | F6 | Commercial | Grocery | Existing | Food Preparation | Natural Gas | Oven | E9 | Utility - Value of Sales | 0 | 0 | 0 | 0 | 0 | 0 | 0 | 0 | 0 | 0 | 0 | 0 | 0 | 0 | 0 | 0 | 0 | 0 | 0 | 0 | 0 | 0 | 0 | 0 | 0 | 0 | 0
F6_Commercial_Grocery_Existing_Food Preparation_Natural Gas_Oven_E10 | F6 | Commercial | Grocery | Existing | Food Preparation | Natural Gas | Oven | E10 | Utility - Value of Sales | 0 | 0 | 0 | 0 | 0 | 0 | 0 | 0 | 0 | 0 | 0 | 0 | 0 | 0 | 0 | 0 | 0 | 0 | 0 | 0 | 0 | 0 | 0 | 0 | 0 | 0 | 0
F1_Commercial_Grocery_Existing_Food Preparation_Natural Gas_Conveyor Oven_E1 | F1 | Commercial | Grocery | Existing | Food Preparation | Natural Gas | Conveyor Oven | E1 | RVT - Cost of Equipment | 0.066079 | 0.066079 | 0.066079 | 0.066079 | 0.066079 | 0.066079 | 0.066079 | 0.066079 | 0.066079 | 0.066079 | 0.066079 | 0.066079 | 0.066079 | 0.066079 | 0.066079 | 0.066079 | 0.066079 | 0.066079 | 0.066079 | 0.066079 | 0.066079 | 0.066079 | 0.066079 | 0.066079 | 0.066079 | 0.066079 | 0.066079
F1_Commercial_Grocery_Existing_Food Preparation_Natural Gas_Conveyor Oven_E2 | F1 | Commercial | Grocery | Existing | Food Preparation | Natural Gas | Conveyor Oven | E2 | RVT - Cost of Equipment | 0.080558 | 0.080558 | 0.080558 | 0.080558 | 0.080558 | 0.080558 | 0.080558 | 0.080558 | 0.080558 | 0.080558 | 0.080558 | 0.080558 | 0.080558 | 0.080558 | 0.080558 | 0.080558 | 0.080558 | 0.080558 | 0.080558 | 0.080558 | 0.080558 | 0.080558 | 0.080558 | 0.080558 | 0.080558 | 0.080558 | 0.080558
F1_Commercial_Grocery_Existing_Food Preparation_Natural Gas_Conveyor Oven_E3 | F1 | Commercial | Grocery | Existing | Food Preparation | Natural Gas | Conveyor Oven | E3 | RVT - Cost of Equipment | 0 | 0 | 0 | 0 | 0 | 0 | 0 | 0 | 0 | 0 | 0 | 0 | 0 | 0 | 0 | 0 | 0 | 0 | 0 | 0 | 0 | 0 | 0 | 0 | 0 | 0 | 0
F1_Commercial_Grocery_Existing_Food Preparation_Natural Gas_Conveyor Oven_E4 | F1 | Commercial | Grocery | Existing | Food Preparation | Natural Gas | Conveyor Oven | E4 | RVT - Cost of Equipment | 0 | 0 | 0 | 0 | 0 | 0 | 0 | 0 | 0 | 0 | 0 | 0 | 0 | 0 | 0 | 0 | 0 | 0 | 0 | 0 | 0 | 0 | 0 | 0 | 0 | 0 | 0
F1_Commercial_Grocery_Existing_Food Preparation_Natural Gas_Conveyor Oven_E5 | F1 | Commercial | Grocery | Existing | Food Preparation | Natural Gas | Conveyor Oven | E5 | RVT - Cost of Equipment | 0 | 0 | 0 | 0 | 0 | 0 | 0 | 0 | 0 | 0 | 0 | 0 | 0 | 0 | 0 | 0 | 0 | 0 | 0 | 0 | 0 | 0 | 0 | 0 | 0 | 0 | 0
F1_Commercial_Grocery_Existing_Food Preparation_Natural Gas_Conveyor Oven_E6 | F1 | Commercial | Grocery | Existing | Food Preparation | Natural Gas | Conveyor Oven | E6 | RVT - Cost of Equipment | 0 | 0 | 0 | 0 | 0 | 0 | 0 | 0 | 0 | 0 | 0 | 0 | 0 | 0 | 0 | 0 | 0 | 0 | 0 | 0 | 0 | 0 | 0 | 0 | 0 | 0 | 0
F1_Commercial_Grocery_Existing_Food Preparation_Natural Gas_Conveyor Oven_E7 | F1 | Commercial | Grocery | Existing | Food Preparation | Natural Gas | Conveyor Oven | E7 | RVT - Cost of Equipment | 0 | 0 | 0 | 0 | 0 | 0 | 0 | 0 | 0 | 0 | 0 | 0 | 0 | 0 | 0 | 0 | 0 | 0 | 0 | 0 | 0 | 0 | 0 | 0 | 0 | 0 | 0
F1_Commercial_Grocery_Existing_Food Preparation_Natural Gas_Conveyor Oven_E8 | F1 | Commercial | Grocery | Existing | Food Preparation | Natural Gas | Conveyor Oven | E8 | RVT - Cost of Equipment | 0 | 0 | 0 | 0 | 0 | 0 | 0 | 0 | 0 | 0 | 0 | 0 | 0 | 0 | 0 | 0 | 0 | 0 | 0 | 0 | 0 | 0 | 0 | 0 | 0 | 0 | 0
F1_Commercial_Grocery_Existing_Food Preparation_Natural Gas_Conveyor Oven_E9 | F1 | Commercial | Grocery | Existing | Food Preparation | Natural Gas | Conveyor Oven | E9 | RVT - Cost of Equipment | 0 | 0 | 0 | 0 | 0 | 0 | 0 | 0 | 0 | 0 | 0 | 0 | 0 | 0 | 0 | 0 | 0 | 0 | 0 | 0 | 0 | 0 | 0 | 0 | 0 | 0 | 0
F1_Commercial_Grocery_Existing_Food Preparation_Natural Gas_Conveyor Oven_E10 | F1 | Commercial | Grocery | Existing | Food Preparation | Natural Gas | Conveyor Oven | E10 | RVT - Cost of Equipment | 0 | 0 | 0 | 0 | 0 | 0 | 0 | 0 | 0 | 0 | 0 | 0 | 0 | 0 | 0 | 0 | 0 | 0 | 0 | 0 | 0 | 0 | 0 | 0 | 0 | 0 | 0
F2_Commercial_Grocery_Existing_Food Preparation_Natural Gas_Conveyor Oven_E1 | F2 | Commercial | Grocery | Existing | Food Preparation | Natural Gas | Conveyor Oven | E1 | RVT - Cost of Operation | 0 | 0 | 0 | 0 | 0 | 0 | 0 | 0 | 0 | 0 | 0 | 0 | 0 | 0 | 0 | 0 | 0 | 0 | 0 | 0 | 0 | 0 | 0 | 0 | 0 | 0 | 0
F2_Commercial_Grocery_Existing_Food Preparation_Natural Gas_Conveyor Oven_E2 | F2 | Commercial | Grocery | Existing | Food Preparation | Natural Gas | Conveyor Oven | E2 | RVT - Cost of Operation | 0 | 0 | 0 | 0 | 0 | 0 | 0 | 0 | 0 | 0 | 0 | 0 | 0 | 0 | 0 | 0 | 0 | 0 | 0 | 0 | 0 | 0 | 0 | 0 | 0 | 0 | 0
F2_Commercial_Grocery_Existing_Food Preparation_Natural Gas_Conveyor Oven_E3 | F2 | Commercial | Grocery | Existing | Food Preparation | Natural Gas | Conveyor Oven | E3 | RVT - Cost of Operation | 0 | 0 | 0 | 0 | 0 | 0 | 0 | 0 | 0 | 0 | 0 | 0 | 0 | 0 | 0 | 0 | 0 | 0 | 0 | 0 | 0 | 0 | 0 | 0 | 0 | 0 | 0
F2_Commercial_Grocery_Existing_Food Preparation_Natural Gas_Conveyor Oven_E4 | F2 | Commercial | Grocery | Existing | Food Preparation | Natural Gas | Conveyor Oven | E4 | RVT - Cost of Operation | 0 | 0 | 0 | 0 | 0 | 0 | 0 | 0 | 0 | 0 | 0 | 0 | 0 | 0 | 0 | 0 | 0 | 0 | 0 | 0 | 0 | 0 | 0 | 0 | 0 | 0 | 0
F2_Commercial_Grocery_Existing_Food Preparation_Natural Gas_Conveyor Oven_E5 | F2 | Commercial | Grocery | Existing | Food Preparation | Natural Gas | Conveyor Oven | E5 | RVT - Cost of Operation | 0 | 0 | 0 | 0 | 0 | 0 | 0 | 0 | 0 | 0 | 0 | 0 | 0 | 0 | 0 | 0 | 0 | 0 | 0 | 0 | 0 | 0 | 0 | 0 | 0 | 0 | 0
F2_Commercial_Grocery_Existing_Food Preparation_Natural Gas_Conveyor Oven_E6 | F2 | Commercial | Grocery | Existing | Food Preparation | Natural Gas | Conveyor Oven | E6 | RVT - Cost of Operation | 0 | 0 | 0 | 0 | 0 | 0 | 0 | 0 | 0 | 0 | 0 | 0 | 0 | 0 | 0 | 0 | 0 | 0 | 0 | 0 | 0 | 0 | 0 | 0 | 0 | 0 | 0
F2_Commercial_Grocery_Existing_Food Preparation_Natural Gas_Conveyor Oven_E7 | F2 | Commercial | Grocery | Existing | Food Preparation | Natural Gas | Conveyor Oven | E7 | RVT - Cost of Operation | 0 | 0 | 0 | 0 | 0 | 0 | 0 | 0 | 0 | 0 | 0 | 0 | 0 | 0 | 0 | 0 | 0 | 0 | 0 | 0 | 0 | 0 | 0 | 0 | 0 | 0 | 0
F2_Commercial_Grocery_Existing_Food Preparation_Natural Gas_Conveyor Oven_E8 | F2 | Commercial | Grocery | Existing | Food Preparation | Natural Gas | Conveyor Oven | E8 | RVT - Cost of Operation | 0 | 0 | 0 | 0 | 0 | 0 | 0 | 0 | 0 | 0 | 0 | 0 | 0 | 0 | 0 | 0 | 0 | 0 | 0 | 0 | 0 | 0 | 0 | 0 | 0 | 0 | 0
F2_Commercial_Grocery_Existing_Food Preparation_Natural Gas_Conveyor Oven_E9 | F2 | Commercial | Grocery | Existing | Food Preparation | Natural Gas | Conveyor Oven | E9 | RVT - Cost of Operation | 0 | 0 | 0 | 0 | 0 | 0 | 0 | 0 | 0 | 0 | 0 | 0 | 0 | 0 | 0 | 0 | 0 | 0 | 0 | 0 | 0 | 0 | 0 | 0 | 0 | 0 | 0
F2_Commercial_Grocery_Existing_Food Preparation_Natural Gas_Conveyor Oven_E10 | F2 | Commercial | Grocery | Existing | Food Preparation | Natural Gas | Conveyor Oven | E10 | RVT - Cost of Operation | 0 | 0 | 0 | 0 | 0 | 0 | 0 | 0 | 0 | 0 | 0 | 0 | 0 | 0 | 0 | 0 | 0 | 0 | 0 | 0 | 0 | 0 | 0 | 0 | 0 | 0 | 0
F3_Commercial_Grocery_Existing_Food Preparation_Natural Gas_Conveyor Oven_E1 | F3 | Commercial | Grocery | Existing | Food Preparation | Natural Gas | Conveyor Oven | E1 | System - kBTUs of Consumption | 16.9278 | 16.9278 | 16.9278 | 16.9278 | 16.9278 | 16.9278 | 16.9278 | 16.9278 | 16.9278 | 16.9278 | 16.9278 | 16.9278 | 16.9278 | 16.9278 | 16.9278 | 16.9278 | 16.9278 | 16.9278 | 16.9278 | 16.9278 | 16.9278 | 16.9278 | 16.9278 | 16.9278 | 16.9278 | 16.9278 | 16.9278
F3_Commercial_Grocery_Existing_Food Preparation_Natural Gas_Conveyor Oven_E2 | F3 | Commercial | Grocery | Existing | Food Preparation | Natural Gas | Conveyor Oven | E2 | System - kBTUs of Consumption | 12.8677 | 12.8677 | 12.8677 | 12.8677 | 12.8677 | 12.8677 | 12.8677 | 12.8677 | 12.8677 | 12.8677 | 12.8677 | 12.8677 | 12.8677 | 12.8677 | 12.8677 | 12.8677 | 12.8677 | 12.8677 | 12.8677 | 12.8677 | 12.8677 | 12.8677 | 12.8677 | 12.8677 | 12.8677 | 12.8677 | 12.8677
F3_Commercial_Grocery_Existing_Food Preparation_Natural Gas_Conveyor Oven_E3 | F3 | Commercial | Grocery | Existing | Food Preparation | Natural Gas | Conveyor Oven | E3 | System - kBTUs of Consumption | 0 | 0 | 0 | 0 | 0 | 0 | 0 | 0 | 0 | 0 | 0 | 0 | 0 | 0 | 0 | 0 | 0 | 0 | 0 | 0 | 0 | 0 | 0 | 0 | 0 | 0 | 0
F3_Commercial_Grocery_Existing_Food Preparation_Natural Gas_Conveyor Oven_E4 | F3 | Commercial | Grocery | Existing | Food Preparation | Natural Gas | Conveyor Oven | E4 | System - kBTUs of Consumption | 0 | 0 | 0 | 0 | 0 | 0 | 0 | 0 | 0 | 0 | 0 | 0 | 0 | 0 | 0 | 0 | 0 | 0 | 0 | 0 | 0 | 0 | 0 | 0 | 0 | 0 | 0
F3_Commercial_Grocery_Existing_Food Preparation_Natural Gas_Conveyor Oven_E5 | F3 | Commercial | Grocery | Existing | Food Preparation | Natural Gas | Conveyor Oven | E5 | System - kBTUs of Consumption | 0 | 0 | 0 | 0 | 0 | 0 | 0 | 0 | 0 | 0 | 0 | 0 | 0 | 0 | 0 | 0 | 0 | 0 | 0 | 0 | 0 | 0 | 0 | 0 | 0 | 0 | 0
F3_Commercial_Grocery_Existing_Food Preparation_Natural Gas_Conveyor Oven_E6 | F3 | Commercial | Grocery | Existing | Food Preparation | Natural Gas | Conveyor Oven | E6 | System - kBTUs of Consumption | 0 | 0 | 0 | 0 | 0 | 0 | 0 | 0 | 0 | 0 | 0 | 0 | 0 | 0 | 0 | 0 | 0 | 0 | 0 | 0 | 0 | 0 | 0 | 0 | 0 | 0 | 0
F3_Commercial_Grocery_Existing_Food Preparation_Natural Gas_Conveyor Oven_E7 | F3 | Commercial | Grocery | Existing | Food Preparation | Natural Gas | Conveyor Oven | E7 | System - kBTUs of Consumption | 0 | 0 | 0 | 0 | 0 | 0 | 0 | 0 | 0 | 0 | 0 | 0 | 0 | 0 | 0 | 0 | 0 | 0 | 0 | 0 | 0 | 0 | 0 | 0 | 0 | 0 | 0
F3_Commercial_Grocery_Existing_Food Preparation_Natural Gas_Conveyor Oven_E8 | F3 | Commercial | Grocery | Existing | Food Preparation | Natural Gas | Conveyor Oven | E8 | System - kBTUs of Consumption | 0 | 0 | 0 | 0 | 0 | 0 | 0 | 0 | 0 | 0 | 0 | 0 | 0 | 0 | 0 | 0 | 0 | 0 | 0 | 0 | 0 | 0 | 0 | 0 | 0 | 0 | 0
F3_Commercial_Grocery_Existing_Food Preparation_Natural Gas_Conveyor Oven_E9 | F3 | Commercial | Grocery | Existing | Food Preparation | Natural Gas | Conveyor Oven | E9 | System - kBTUs of Consumption | 0 | 0 | 0 | 0 | 0 | 0 | 0 | 0 | 0 | 0 | 0 | 0 | 0 | 0 | 0 | 0 | 0 | 0 | 0 | 0 | 0 | 0 | 0 | 0 | 0 | 0 | 0
F3_Commercial_Grocery_Existing_Food Preparation_Natural Gas_Conveyor Oven_E10 | F3 | Commercial | Grocery | Existing | Food Preparation | Natural Gas | Conveyor Oven | E10 | System - kBTUs of Consumption | 0 | 0 | 0 | 0 | 0 | 0 | 0 | 0 | 0 | 0 | 0 | 0 | 0 | 0 | 0 | 0 | 0 | 0 | 0 | 0 | 0 | 0 | 0 | 0 | 0 | 0 | 0
F4_Commercial_Grocery_Existing_Food Preparation_Natural Gas_Conveyor Oven_E1 | F4 | Commercial | Grocery | Existing | Food Preparation | Natural Gas | Conveyor Oven | E1 | Utility - Cost of Equipment | 0.066079 | 0.066079 | 0.066079 | 0.066079 | 0.066079 | 0.066079 | 0.066079 | 0.066079 | 0.066079 | 0.066079 | 0.066079 | 0.066079 | 0.066079 | 0.066079 | 0.066079 | 0.066079 | 0.066079 | 0.066079 | 0.066079 | 0.066079 | 0.066079 | 0.066079 | 0.066079 | 0.066079 | 0.066079 | 0.066079 | 0.066079
F4_Commercial_Grocery_Existing_Food Preparation_Natural Gas_Conveyor Oven_E2 | F4 | Commercial | Grocery | Existing | Food Preparation | Natural Gas | Conveyor Oven | E2 | Utility - Cost of Equipment | 0.080558 | 0.080558 | 0.080558 | 0.080558 | 0.080558 | 0.080558 | 0.080558 | 0.080558 | 0.080558 | 0.080558 | 0.080558 | 0.080558 | 0.080558 | 0.080558 | 0.080558 | 0.080558 | 0.080558 | 0.080558 | 0.080558 | 0.080558 | 0.080558 | 0.080558 | 0.080558 | 0.080558 | 0.080558 | 0.080558 | 0.080558
F4_Commercial_Grocery_Existing_Food Preparation_Natural Gas_Conveyor Oven_E3 | F4 | Commercial | Grocery | Existing | Food Preparation | Natural Gas | Conveyor Oven | E3 | Utility - Cost of Equipment | 0 | 0 | 0 | 0 | 0 | 0 | 0 | 0 | 0 | 0 | 0 | 0 | 0 | 0 | 0 | 0 | 0 | 0 | 0 | 0 | 0 | 0 | 0 | 0 | 0 | 0 | 0
F4_Commercial_Grocery_Existing_Food Preparation_Natural Gas_Conveyor Oven_E4 | F4 | Commercial | Grocery | Existing | Food Preparation | Natural Gas | Conveyor Oven | E4 | Utility - Cost of Equipment | 0 | 0 | 0 | 0 | 0 | 0 | 0 | 0 | 0 | 0 | 0 | 0 | 0 | 0 | 0 | 0 | 0 | 0 | 0 | 0 | 0 | 0 | 0 | 0 | 0 | 0 | 0
F4_Commercial_Grocery_Existing_Food Preparation_Natural Gas_Conveyor Oven_E5 | F4 | Commercial | Grocery | Existing | Food Preparation | Natural Gas | Conveyor Oven | E5 | Utility - Cost of Equipment | 0 | 0 | 0 | 0 | 0 | 0 | 0 | 0 | 0 | 0 | 0 | 0 | 0 | 0 | 0 | 0 | 0 | 0 | 0 | 0 | 0 | 0 | 0 | 0 | 0 | 0 | 0
F4_Commercial_Grocery_Existing_Food Preparation_Natural Gas_Conveyor Oven_E6 | F4 | Commercial | Grocery | Existing | Food Preparation | Natural Gas | Conveyor Oven | E6 | Utility - Cost of Equipment | 0 | 0 | 0 | 0 | 0 | 0 | 0 | 0 | 0 | 0 | 0 | 0 | 0 | 0 | 0 | 0 | 0 | 0 | 0 | 0 | 0 | 0 | 0 | 0 | 0 | 0 | 0
F4_Commercial_Grocery_Existing_Food Preparation_Natural Gas_Conveyor Oven_E7 | F4 | Commercial | Grocery | Existing | Food Preparation | Natural Gas | Conveyor Oven | E7 | Utility - Cost of Equipment | 0 | 0 | 0 | 0 | 0 | 0 | 0 | 0 | 0 | 0 | 0 | 0 | 0 | 0 | 0 | 0 | 0 | 0 | 0 | 0 | 0 | 0 | 0 | 0 | 0 | 0 | 0
F4_Commercial_Grocery_Existing_Food Preparation_Natural Gas_Conveyor Oven_E8 | F4 | Commercial | Grocery | Existing | Food Preparation | Natural Gas | Conveyor Oven | E8 | Utility - Cost of Equipment | 0 | 0 | 0 | 0 | 0 | 0 | 0 | 0 | 0 | 0 | 0 | 0 | 0 | 0 | 0 | 0 | 0 | 0 | 0 | 0 | 0 | 0 | 0 | 0 | 0 | 0 | 0
F4_Commercial_Grocery_Existing_Food Preparation_Natural Gas_Conveyor Oven_E9 | F4 | Commercial | Grocery | Existing | Food Preparation | Natural Gas | Conveyor Oven | E9 | Utility - Cost of Equipment | 0 | 0 | 0 | 0 | 0 | 0 | 0 | 0 | 0 | 0 | 0 | 0 | 0 | 0 | 0 | 0 | 0 | 0 | 0 | 0 | 0 | 0 | 0 | 0 | 0 | 0 | 0
F4_Commercial_Grocery_Existing_Food Preparation_Natural Gas_Conveyor Oven_E10 | F4 | Commercial | Grocery | Existing | Food Preparation | Natural Gas | Conveyor Oven | E10 | Utility - Cost of Equipment | 0 | 0 | 0 | 0 | 0 | 0 | 0 | 0 | 0 | 0 | 0 | 0 | 0 | 0 | 0 | 0 | 0 | 0 | 0 | 0 | 0 | 0 | 0 | 0 | 0 | 0 | 0
F5_Commercial_Grocery_Existing_Food Preparation_Natural Gas_Conveyor Oven_E1 | F5 | Commercial | Grocery | Existing | Food Preparation | Natural Gas | Conveyor Oven | E1 | Utility - Cost of Operation | 0.2352 | 0.23413 | 0.23316 | 0.2322 | 0.23328 | 0.23536 | 0.23764 | 0.23956 | 0.24082 | 0.24138 | 0.24142 | 0.24107 | 0.24035 | 0.23904 | 0.23721 | 0.23483 | 0.2318 | 0.22813 | 0.22371 | 0.21843 | 0.2122 | 0.205 | 0.19863 | 0.19461 | 0.19303 | 0.19398 | 0.19493
F5_Commercial_Grocery_Existing_Food Preparation_Natural Gas_Conveyor Oven_E2 | F5 | Commercial | Grocery | Existing | Food Preparation | Natural Gas | Conveyor Oven | E2 | Utility - Cost of Operation | 0.17879 | 0.17798 | 0.17724 | 0.17651 | 0.17733 | 0.17891 | 0.18064 | 0.1821 | 0.18306 | 0.18349 | 0.18352 | 0.18325 | 0.1827 | 0.18171 | 0.18032 | 0.17851 | 0.1762 | 0.17341 | 0.17006 | 0.16604 | 0.16131 | 0.15583 | 0.15099 | 0.14794 | 0.14674 | 0.14745 | 0.14818
F5_Commercial_Grocery_Existing_Food Preparation_Natural Gas_Conveyor Oven_E3 | F5 | Commercial | Grocery | Existing | Food Preparation | Natural Gas | Conveyor Oven | E3 | Utility - Cost of Operation | 0 | 0 | 0 | 0 | 0 | 0 | 0 | 0 | 0 | 0 | 0 | 0 | 0 | 0 | 0 | 0 | 0 | 0 | 0 | 0 | 0 | 0 | 0 | 0 | 0 | 0 | 0
F5_Commercial_Grocery_Existing_Food Preparation_Natural Gas_Conveyor Oven_E4 | F5 | Commercial | Grocery | Existing | Food Preparation | Natural Gas | Conveyor Oven | E4 | Utility - Cost of Operation | 0 | 0 | 0 | 0 | 0 | 0 | 0 | 0 | 0 | 0 | 0 | 0 | 0 | 0 | 0 | 0 | 0 | 0 | 0 | 0 | 0 | 0 | 0 | 0 | 0 | 0 | 0
F5_Commercial_Grocery_Existing_Food Preparation_Natural Gas_Conveyor Oven_E5 | F5 | Commercial | Grocery | Existing | Food Preparation | Natural Gas | Conveyor Oven | E5 | Utility - Cost of Operation | 0 | 0 | 0 | 0 | 0 | 0 | 0 | 0 | 0 | 0 | 0 | 0 | 0 | 0 | 0 | 0 | 0 | 0 | 0 | 0 | 0 | 0 | 0 | 0 | 0 | 0 | 0
F5_Commercial_Grocery_Existing_Food Preparation_Natural Gas_Conveyor Oven_E6 | F5 | Commercial | Grocery | Existing | Food Preparation | Natural Gas | Conveyor Oven | E6 | Utility - Cost of Operation | 0 | 0 | 0 | 0 | 0 | 0 | 0 | 0 | 0 | 0 | 0 | 0 | 0 | 0 | 0 | 0 | 0 | 0 | 0 | 0 | 0 | 0 | 0 | 0 | 0 | 0 | 0
F5_Commercial_Grocery_Existing_Food Preparation_Natural Gas_Conveyor Oven_E7 | F5 | Commercial | Grocery | Existing | Food Preparation | Natural Gas | Conveyor Oven | E7 | Utility - Cost of Operation | 0 | 0 | 0 | 0 | 0 | 0 | 0 | 0 | 0 | 0 | 0 | 0 | 0 | 0 | 0 | 0 | 0 | 0 | 0 | 0 | 0 | 0 | 0 | 0 | 0 | 0 | 0
F5_Commercial_Grocery_Existing_Food Preparation_Natural Gas_Conveyor Oven_E8 | F5 | Commercial | Grocery | Existing | Food Preparation | Natural Gas | Conveyor Oven | E8 | Utility - Cost of Operation | 0 | 0 | 0 | 0 | 0 | 0 | 0 | 0 | 0 | 0 | 0 | 0 | 0 | 0 | 0 | 0 | 0 | 0 | 0 | 0 | 0 | 0 | 0 | 0 | 0 | 0 | 0
F5_Commercial_Grocery_Existing_Food Preparation_Natural Gas_Conveyor Oven_E9 | F5 | Commercial | Grocery | Existing | Food Preparation | Natural Gas | Conveyor Oven | E9 | Utility - Cost of Operation | 0 | 0 | 0 | 0 | 0 | 0 | 0 | 0 | 0 | 0 | 0 | 0 | 0 | 0 | 0 | 0 | 0 | 0 | 0 | 0 | 0 | 0 | 0 | 0 | 0 | 0 | 0
F5_Commercial_Grocery_Existing_Food Preparation_Natural Gas_Conveyor Oven_E10 | F5 | Commercial | Grocery | Existing | Food Preparation | Natural Gas | Conveyor Oven | E10 | Utility - Cost of Operation | 0 | 0 | 0 | 0 | 0 | 0 | 0 | 0 | 0 | 0 | 0 | 0 | 0 | 0 | 0 | 0 | 0 | 0 | 0 | 0 | 0 | 0 | 0 | 0 | 0 | 0 | 0
F6_Commercial_Grocery_Existing_Food Preparation_Natural Gas_Conveyor Oven_E1 | F6 | Commercial | Grocery | Existing | Food Preparation | Natural Gas | Conveyor Oven | E1 | Utility - Value of Sales | 0 | 0 | 0 | 0 | 0 | 0 | 0 | 0 | 0 | 0 | 0 | 0 | 0 | 0 | 0 | 0 | 0 | 0 | 0 | 0 | 0 | 0 | 0 | 0 | 0 | 0 | 0
F6_Commercial_Grocery_Existing_Food Preparation_Natural Gas_Conveyor Oven_E2 | F6 | Commercial | Grocery | Existing | Food Preparation | Natural Gas | Conveyor Oven | E2 | Utility - Value of Sales | 0 | 0 | 0 | 0 | 0 | 0 | 0 | 0 | 0 | 0 | 0 | 0 | 0 | 0 | 0 | 0 | 0 | 0 | 0 | 0 | 0 | 0 | 0 | 0 | 0 | 0 | 0
F6_Commercial_Grocery_Existing_Food Preparation_Natural Gas_Conveyor Oven_E3 | F6 | Commercial | Grocery | Existing | Food Preparation | Natural Gas | Conveyor Oven | E3 | Utility - Value of Sales | 0 | 0 | 0 | 0 | 0 | 0 | 0 | 0 | 0 | 0 | 0 | 0 | 0 | 0 | 0 | 0 | 0 | 0 | 0 | 0 | 0 | 0 | 0 | 0 | 0 | 0 | 0
F6_Commercial_Grocery_Existing_Food Preparation_Natural Gas_Conveyor Oven_E4 | F6 | Commercial | Grocery | Existing | Food Preparation | Natural Gas | Conveyor Oven | E4 | Utility - Value of Sales | 0 | 0 | 0 | 0 | 0 | 0 | 0 | 0 | 0 | 0 | 0 | 0 | 0 | 0 | 0 | 0 | 0 | 0 | 0 | 0 | 0 | 0 | 0 | 0 | 0 | 0 | 0
F6_Commercial_Grocery_Existing_Food Preparation_Natural Gas_Conveyor Oven_E5 | F6 | Commercial | Grocery | Existing | Food Preparation | Natural Gas | Conveyor Oven | E5 | Utility - Value of Sales | 0 | 0 | 0 | 0 | 0 | 0 | 0 | 0 | 0 | 0 | 0 | 0 | 0 | 0 | 0 | 0 | 0 | 0 | 0 | 0 | 0 | 0 | 0 | 0 | 0 | 0 | 0
F6_Commercial_Grocery_Existing_Food Preparation_Natural Gas_Conveyor Oven_E6 | F6 | Commercial | Grocery | Existing | Food Preparation | Natural Gas | Conveyor Oven | E6 | Utility - Value of Sales | 0 | 0 | 0 | 0 | 0 | 0 | 0 | 0 | 0 | 0 | 0 | 0 | 0 | 0 | 0 | 0 | 0 | 0 | 0 | 0 | 0 | 0 | 0 | 0 | 0 | 0 | 0
F6_Commercial_Grocery_Existing_Food Preparation_Natural Gas_Conveyor Oven_E7 | F6 | Commercial | Grocery | Existing | Food Preparation | Natural Gas | Conveyor Oven | E7 | Utility - Value of Sales | 0 | 0 | 0 | 0 | 0 | 0 | 0 | 0 | 0 | 0 | 0 | 0 | 0 | 0 | 0 | 0 | 0 | 0 | 0 | 0 | 0 | 0 | 0 | 0 | 0 | 0 | 0
F6_Commercial_Grocery_Existing_Food Preparation_Natural Gas_Conveyor Oven_E8 | F6 | Commercial | Grocery | Existing | Food Preparation | Natural Gas | Conveyor Oven | E8 | Utility - Value of Sales | 0 | 0 | 0 | 0 | 0 | 0 | 0 | 0 | 0 | 0 | 0 | 0 | 0 | 0 | 0 | 0 | 0 | 0 | 0 | 0 | 0 | 0 | 0 | 0 | 0 | 0 | 0
F6_Commercial_Grocery_Existing_Food Preparation_Natural Gas_Conveyor Oven_E9 | F6 | Commercial | Grocery | Existing | Food Preparation | Natural Gas | Conveyor Oven | E9 | Utility - Value of Sales | 0 | 0 | 0 | 0 | 0 | 0 | 0 | 0 | 0 | 0 | 0 | 0 | 0 | 0 | 0 | 0 | 0 | 0 | 0 | 0 | 0 | 0 | 0 | 0 | 0 | 0 | 0
F6_Commercial_Grocery_Existing_Food Preparation_Natural Gas_Conveyor Oven_E10 | F6 | Commercial | Grocery | Existing | Food Preparation | Natural Gas | Conveyor Oven | E10 | Utility - Value of Sales | 0 | 0 | 0 | 0 | 0 | 0 | 0 | 0 | 0 | 0 | 0 | 0 | 0 | 0 | 0 | 0 | 0 | 0 | 0 | 0 | 0 | 0 | 0 | 0 | 0 | 0 | 0
F1_Commercial_Grocery_Existing_Food Preparation_Natural Gas_Double Rack Oven_E1 | F1 | Commercial | Grocery | Existing | Food Preparation | Natural Gas | Double Rack Oven | E1 | RVT - Cost of Equipment | 0.12889 | 0.12889 | 0.12889 | 0.12889 | 0.12889 | 0.12889 | 0.12889 | 0.12889 | 0.12889 | 0.12889 | 0.12889 | 0.12889 | 0.12889 | 0.12889 | 0.12889 | 0.12889 | 0.12889 | 0.12889 | 0.12889 | 0.12889 | 0.12889 | 0.12889 | 0.12889 | 0.12889 | 0.12889 | 0.12889 | 0.12889
F1_Commercial_Grocery_Existing_Food Preparation_Natural Gas_Double Rack Oven_E2 | F1 | Commercial | Grocery | Existing | Food Preparation | Natural Gas | Double Rack Oven | E2 | RVT - Cost of Equipment | 0.17782 | 0.17782 | 0.17782 | 0.17782 | 0.17782 | 0.17782 | 0.17782 | 0.17782 | 0.17782 | 0.17782 | 0.17782 | 0.17782 | 0.17782 | 0.17782 | 0.17782 | 0.17782 | 0.17782 | 0.17782 | 0.17782 | 0.17782 | 0.17782 | 0.17782 | 0.17782 | 0.17782 | 0.17782 | 0.17782 | 0.17782
F1_Commercial_Grocery_Existing_Food Preparation_Natural Gas_Double Rack Oven_E3 | F1 | Commercial | Grocery | Existing | Food Preparation | Natural Gas | Double Rack Oven | E3 | RVT - Cost of Equipment | 0 | 0 | 0 | 0 | 0 | 0 | 0 | 0 | 0 | 0 | 0 | 0 | 0 | 0 | 0 | 0 | 0 | 0 | 0 | 0 | 0 | 0 | 0 | 0 | 0 | 0 | 0
F1_Commercial_Grocery_Existing_Food Preparation_Natural Gas_Double Rack Oven_E4 | F1 | Commercial | Grocery | Existing | Food Preparation | Natural Gas | Double Rack Oven | E4 | RVT - Cost of Equipment | 0 | 0 | 0 | 0 | 0 | 0 | 0 | 0 | 0 | 0 | 0 | 0 | 0 | 0 | 0 | 0 | 0 | 0 | 0 | 0 | 0 | 0 | 0 | 0 | 0 | 0 | 0
F1_Commercial_Grocery_Existing_Food Preparation_Natural Gas_Double Rack Oven_E5 | F1 | Commercial | Grocery | Existing | Food Preparation | Natural Gas | Double Rack Oven | E5 | RVT - Cost of Equipment | 0 | 0 | 0 | 0 | 0 | 0 | 0 | 0 | 0 | 0 | 0 | 0 | 0 | 0 | 0 | 0 | 0 | 0 | 0 | 0 | 0 | 0 | 0 | 0 | 0 | 0 | 0
F1_Commercial_Grocery_Existing_Food Preparation_Natural Gas_Double Rack Oven_E6 | F1 | Commercial | Grocery | Existing | Food Preparation | Natural Gas | Double Rack Oven | E6 | RVT - Cost of Equipment | 0 | 0 | 0 | 0 | 0 | 0 | 0 | 0 | 0 | 0 | 0 | 0 | 0 | 0 | 0 | 0 | 0 | 0 | 0 | 0 | 0 | 0 | 0 | 0 | 0 | 0 | 0
F1_Commercial_Grocery_Existing_Food Preparation_Natural Gas_Double Rack Oven_E7 | F1 | Commercial | Grocery | Existing | Food Preparation | Natural Gas | Double Rack Oven | E7 | RVT - Cost of Equipment | 0 | 0 | 0 | 0 | 0 | 0 | 0 | 0 | 0 | 0 | 0 | 0 | 0 | 0 | 0 | 0 | 0 | 0 | 0 | 0 | 0 | 0 | 0 | 0 | 0 | 0 | 0
F1_Commercial_Grocery_Existing_Food Preparation_Natural Gas_Double Rack Oven_E8 | F1 | Commercial | Grocery | Existing | Food Preparation | Natural Gas | Double Rack Oven | E8 | RVT - Cost of Equipment | 0 | 0 | 0 | 0 | 0 | 0 | 0 | 0 | 0 | 0 | 0 | 0 | 0 | 0 | 0 | 0 | 0 | 0 | 0 | 0 | 0 | 0 | 0 | 0 | 0 | 0 | 0
F1_Commercial_Grocery_Existing_Food Preparation_Natural Gas_Double Rack Oven_E9 | F1 | Commercial | Grocery | Existing | Food Preparation | Natural Gas | Double Rack Oven | E9 | RVT - Cost of Equipment | 0 | 0 | 0 | 0 | 0 | 0 | 0 | 0 | 0 | 0 | 0 | 0 | 0 | 0 | 0 | 0 | 0 | 0 | 0 | 0 | 0 | 0 | 0 | 0 | 0 | 0 | 0
F1_Commercial_Grocery_Existing_Food Preparation_Natural Gas_Double Rack Oven_E10 | F1 | Commercial | Grocery | Existing | Food Preparation | Natural Gas | Double Rack Oven | E10 | RVT - Cost of Equipment | 0 | 0 | 0 | 0 | 0 | 0 | 0 | 0 | 0 | 0 | 0 | 0 | 0 | 0 | 0 | 0 | 0 | 0 | 0 | 0 | 0 | 0 | 0 | 0 | 0 | 0 | 0
F2_Commercial_Grocery_Existing_Food Preparation_Natural Gas_Double Rack Oven_E1 | F2 | Commercial | Grocery | Existing | Food Preparation | Natural Gas | Double Rack Oven | E1 | RVT - Cost of Operation | 0 | 0 | 0 | 0 | 0 | 0 | 0 | 0 | 0 | 0 | 0 | 0 | 0 | 0 | 0 | 0 | 0 | 0 | 0 | 0 | 0 | 0 | 0 | 0 | 0 | 0 | 0
F2_Commercial_Grocery_Existing_Food Preparation_Natural Gas_Double Rack Oven_E2 | F2 | Commercial | Grocery | Existing | Food Preparation | Natural Gas | Double Rack Oven | E2 | RVT - Cost of Operation | 0 | 0 | 0 | 0 | 0 | 0 | 0 | 0 | 0 | 0 | 0 | 0 | 0 | 0 | 0 | 0 | 0 | 0 | 0 | 0 | 0 | 0 | 0 | 0 | 0 | 0 | 0
F2_Commercial_Grocery_Existing_Food Preparation_Natural Gas_Double Rack Oven_E3 | F2 | Commercial | Grocery | Existing | Food Preparation | Natural Gas | Double Rack Oven | E3 | RVT - Cost of Operation | 0 | 0 | 0 | 0 | 0 | 0 | 0 | 0 | 0 | 0 | 0 | 0 | 0 | 0 | 0 | 0 | 0 | 0 | 0 | 0 | 0 | 0 | 0 | 0 | 0 | 0 | 0
F2_Commercial_Grocery_Existing_Food Preparation_Natural Gas_Double Rack Oven_E4 | F2 | Commercial | Grocery | Existing | Food Preparation | Natural Gas | Double Rack Oven | E4 | RVT - Cost of Operation | 0 | 0 | 0 | 0 | 0 | 0 | 0 | 0 | 0 | 0 | 0 | 0 | 0 | 0 | 0 | 0 | 0 | 0 | 0 | 0 | 0 | 0 | 0 | 0 | 0 | 0 | 0
F2_Commercial_Grocery_Existing_Food Preparation_Natural Gas_Double Rack Oven_E5 | F2 | Commercial | Grocery | Existing | Food Preparation | Natural Gas | Double Rack Oven | E5 | RVT - Cost of Operation | 0 | 0 | 0 | 0 | 0 | 0 | 0 | 0 | 0 | 0 | 0 | 0 | 0 | 0 | 0 | 0 | 0 | 0 | 0 | 0 | 0 | 0 | 0 | 0 | 0 | 0 | 0
F2_Commercial_Grocery_Existing_Food Preparation_Natural Gas_Double Rack Oven_E6 | F2 | Commercial | Grocery | Existing | Food Preparation | Natural Gas | Double Rack Oven | E6 | RVT - Cost of Operation | 0 | 0 | 0 | 0 | 0 | 0 | 0 | 0 | 0 | 0 | 0 | 0 | 0 | 0 | 0 | 0 | 0 | 0 | 0 | 0 | 0 | 0 | 0 | 0 | 0 | 0 | 0
F2_Commercial_Grocery_Existing_Food Preparation_Natural Gas_Double Rack Oven_E7 | F2 | Commercial | Grocery | Existing | Food Preparation | Natural Gas | Double Rack Oven | E7 | RVT - Cost of Operation | 0 | 0 | 0 | 0 | 0 | 0 | 0 | 0 | 0 | 0 | 0 | 0 | 0 | 0 | 0 | 0 | 0 | 0 | 0 | 0 | 0 | 0 | 0 | 0 | 0 | 0 | 0
F2_Commercial_Grocery_Existing_Food Preparation_Natural Gas_Double Rack Oven_E8 | F2 | Commercial | Grocery | Existing | Food Preparation | Natural Gas | Double Rack Oven | E8 | RVT - Cost of Operation | 0 | 0 | 0 | 0 | 0 | 0 | 0 | 0 | 0 | 0 | 0 | 0 | 0 | 0 | 0 | 0 | 0 | 0 | 0 | 0 | 0 | 0 | 0 | 0 | 0 | 0 | 0
F2_Commercial_Grocery_Existing_Food Preparation_Natural Gas_Double Rack Oven_E9 | F2 | Commercial | Grocery | Existing | Food Preparation | Natural Gas | Double Rack Oven | E9 | RVT - Cost of Operation | 0 | 0 | 0 | 0 | 0 | 0 | 0 | 0 | 0 | 0 | 0 | 0 | 0 | 0 | 0 | 0 | 0 | 0 | 0 | 0 | 0 | 0 | 0 | 0 | 0 | 0 | 0
F2_Commercial_Grocery_Existing_Food Preparation_Natural Gas_Double Rack Oven_E10 | F2 | Commercial | Grocery | Existing | Food Preparation | Natural Gas | Double Rack Oven | E10 | RVT - Cost of Operation | 0 | 0 | 0 | 0 | 0 | 0 | 0 | 0 | 0 | 0 | 0 | 0 | 0 | 0 | 0 | 0 | 0 | 0 | 0 | 0 | 0 | 0 | 0 | 0 | 0 | 0 | 0
F3_Commercial_Grocery_Existing_Food Preparation_Natural Gas_Double Rack Oven_E1 | F3 | Commercial | Grocery | Existing | Food Preparation | Natural Gas | Double Rack Oven | E1 | System - kBTUs of Consumption | 28.7865 | 28.7865 | 28.7865 | 28.7865 | 28.7865 | 28.7865 | 28.7865 | 28.7865 | 28.7865 | 28.7865 | 28.7865 | 28.7865 | 28.7865 | 28.7865 | 28.7865 | 28.7865 | 28.7865 | 28.7865 | 28.7865 | 28.7865 | 28.7865 | 28.7865 | 28.7865 | 28.7865 | 28.7865 | 28.7865 | 28.7865
F3_Commercial_Grocery_Existing_Food Preparation_Natural Gas_Double Rack Oven_E2 | F3 | Commercial | Grocery | Existing | Food Preparation | Natural Gas | Double Rack Oven | E2 | System - kBTUs of Consumption | 16.9332 | 16.9332 | 16.9332 | 16.9332 | 16.9332 | 16.9332 | 16.9332 | 16.9332 | 16.9332 | 16.9332 | 16.9332 | 16.9332 | 16.9332 | 16.9332 | 16.9332 | 16.9332 | 16.9332 | 16.9332 | 16.9332 | 16.9332 | 16.9332 | 16.9332 | 16.9332 | 16.9332 | 16.9332 | 16.9332 | 16.9332
F3_Commercial_Grocery_Existing_Food Preparation_Natural Gas_Double Rack Oven_E3 | F3 | Commercial | Grocery | Existing | Food Preparation | Natural Gas | Double Rack Oven | E3 | System - kBTUs of Consumption | 0 | 0 | 0 | 0 | 0 | 0 | 0 | 0 | 0 | 0 | 0 | 0 | 0 | 0 | 0 | 0 | 0 | 0 | 0 | 0 | 0 | 0 | 0 | 0 | 0 | 0 | 0
F3_Commercial_Grocery_Existing_Food Preparation_Natural Gas_Double Rack Oven_E4 | F3 | Commercial | Grocery | Existing | Food Preparation | Natural Gas | Double Rack Oven | E4 | System - kBTUs of Consumption | 0 | 0 | 0 | 0 | 0 | 0 | 0 | 0 | 0 | 0 | 0 | 0 | 0 | 0 | 0 | 0 | 0 | 0 | 0 | 0 | 0 | 0 | 0 | 0 | 0 | 0 | 0
F3_Commercial_Grocery_Existing_Food Preparation_Natural Gas_Double Rack Oven_E5 | F3 | Commercial | Grocery | Existing | Food Preparation | Natural Gas | Double Rack Oven | E5 | System - kBTUs of Consumption | 0 | 0 | 0 | 0 | 0 | 0 | 0 | 0 | 0 | 0 | 0 | 0 | 0 | 0 | 0 | 0 | 0 | 0 | 0 | 0 | 0 | 0 | 0 | 0 | 0 | 0 | 0
F3_Commercial_Grocery_Existing_Food Preparation_Natural Gas_Double Rack Oven_E6 | F3 | Commercial | Grocery | Existing | Food Preparation | Natural Gas | Double Rack Oven | E6 | System - kBTUs of Consumption | 0 | 0 | 0 | 0 | 0 | 0 | 0 | 0 | 0 | 0 | 0 | 0 | 0 | 0 | 0 | 0 | 0 | 0 | 0 | 0 | 0 | 0 | 0 | 0 | 0 | 0 | 0
F3_Commercial_Grocery_Existing_Food Preparation_Natural Gas_Double Rack Oven_E7 | F3 | Commercial | Grocery | Existing | Food Preparation | Natural Gas | Double Rack Oven | E7 | System - kBTUs of Consumption | 0 | 0 | 0 | 0 | 0 | 0 | 0 | 0 | 0 | 0 | 0 | 0 | 0 | 0 | 0 | 0 | 0 | 0 | 0 | 0 | 0 | 0 | 0 | 0 | 0 | 0 | 0
F3_Commercial_Grocery_Existing_Food Preparation_Natural Gas_Double Rack Oven_E8 | F3 | Commercial | Grocery | Existing | Food Preparation | Natural Gas | Double Rack Oven | E8 | System - kBTUs of Consumption | 0 | 0 | 0 | 0 | 0 | 0 | 0 | 0 | 0 | 0 | 0 | 0 | 0 | 0 | 0 | 0 | 0 | 0 | 0 | 0 | 0 | 0 | 0 | 0 | 0 | 0 | 0
F3_Commercial_Grocery_Existing_Food Preparation_Natural Gas_Double Rack Oven_E9 | F3 | Commercial | Grocery | Existing | Food Preparation | Natural Gas | Double Rack Oven | E9 | System - kBTUs of Consumption | 0 | 0 | 0 | 0 | 0 | 0 | 0 | 0 | 0 | 0 | 0 | 0 | 0 | 0 | 0 | 0 | 0 | 0 | 0 | 0 | 0 | 0 | 0 | 0 | 0 | 0 | 0
F3_Commercial_Grocery_Existing_Food Preparation_Natural Gas_Double Rack Oven_E10 | F3 | Commercial | Grocery | Existing | Food Preparation | Natural Gas | Double Rack Oven | E10 | System - kBTUs of Consumption | 0 | 0 | 0 | 0 | 0 | 0 | 0 | 0 | 0 | 0 | 0 | 0 | 0 | 0 | 0 | 0 | 0 | 0 | 0 | 0 | 0 | 0 | 0 | 0 | 0 | 0 | 0
F4_Commercial_Grocery_Existing_Food Preparation_Natural Gas_Double Rack Oven_E1 | F4 | Commercial | Grocery | Existing | Food Preparation | Natural Gas | Double Rack Oven | E1 | Utility - Cost of Equipment | 0.12889 | 0.12889 | 0.12889 | 0.12889 | 0.12889 | 0.12889 | 0.12889 | 0.12889 | 0.12889 | 0.12889 | 0.12889 | 0.12889 | 0.12889 | 0.12889 | 0.12889 | 0.12889 | 0.12889 | 0.12889 | 0.12889 | 0.12889 | 0.12889 | 0.12889 | 0.12889 | 0.12889 | 0.12889 | 0.12889 | 0.12889
F4_Commercial_Grocery_Existing_Food Preparation_Natural Gas_Double Rack Oven_E2 | F4 | Commercial | Grocery | Existing | Food Preparation | Natural Gas | Double Rack Oven | E2 | Utility - Cost of Equipment | 0.17782 | 0.17782 | 0.17782 | 0.17782 | 0.17782 | 0.17782 | 0.17782 | 0.17782 | 0.17782 | 0.17782 | 0.17782 | 0.17782 | 0.17782 | 0.17782 | 0.17782 | 0.17782 | 0.17782 | 0.17782 | 0.17782 | 0.17782 | 0.17782 | 0.17782 | 0.17782 | 0.17782 | 0.17782 | 0.17782 | 0.17782
F4_Commercial_Grocery_Existing_Food Preparation_Natural Gas_Double Rack Oven_E3 | F4 | Commercial | Grocery | Existing | Food Preparation | Natural Gas | Double Rack Oven | E3 | Utility - Cost of Equipment | 0 | 0 | 0 | 0 | 0 | 0 | 0 | 0 | 0 | 0 | 0 | 0 | 0 | 0 | 0 | 0 | 0 | 0 | 0 | 0 | 0 | 0 | 0 | 0 | 0 | 0 | 0
F4_Commercial_Grocery_Existing_Food Preparation_Natural Gas_Double Rack Oven_E4 | F4 | Commercial | Grocery | Existing | Food Preparation | Natural Gas | Double Rack Oven | E4 | Utility - Cost of Equipment | 0 | 0 | 0 | 0 | 0 | 0 | 0 | 0 | 0 | 0 | 0 | 0 | 0 | 0 | 0 | 0 | 0 | 0 | 0 | 0 | 0 | 0 | 0 | 0 | 0 | 0 | 0
F4_Commercial_Grocery_Existing_Food Preparation_Natural Gas_Double Rack Oven_E5 | F4 | Commercial | Grocery | Existing | Food Preparation | Natural Gas | Double Rack Oven | E5 | Utility - Cost of Equipment | 0 | 0 | 0 | 0 | 0 | 0 | 0 | 0 | 0 | 0 | 0 | 0 | 0 | 0 | 0 | 0 | 0 | 0 | 0 | 0 | 0 | 0 | 0 | 0 | 0 | 0 | 0
F4_Commercial_Grocery_Existing_Food Preparation_Natural Gas_Double Rack Oven_E6 | F4 | Commercial | Grocery | Existing | Food Preparation | Natural Gas | Double Rack Oven | E6 | Utility - Cost of Equipment | 0 | 0 | 0 | 0 | 0 | 0 | 0 | 0 | 0 | 0 | 0 | 0 | 0 | 0 | 0 | 0 | 0 | 0 | 0 | 0 | 0 | 0 | 0 | 0 | 0 | 0 | 0
F4_Commercial_Grocery_Existing_Food Preparation_Natural Gas_Double Rack Oven_E7 | F4 | Commercial | Grocery | Existing | Food Preparation | Natural Gas | Double Rack Oven | E7 | Utility - Cost of Equipment | 0 | 0 | 0 | 0 | 0 | 0 | 0 | 0 | 0 | 0 | 0 | 0 | 0 | 0 | 0 | 0 | 0 | 0 | 0 | 0 | 0 | 0 | 0 | 0 | 0 | 0 | 0
F4_Commercial_Grocery_Existing_Food Preparation_Natural Gas_Double Rack Oven_E8 | F4 | Commercial | Grocery | Existing | Food Preparation | Natural Gas | Double Rack Oven | E8 | Utility - Cost of Equipment | 0 | 0 | 0 | 0 | 0 | 0 | 0 | 0 | 0 | 0 | 0 | 0 | 0 | 0 | 0 | 0 | 0 | 0 | 0 | 0 | 0 | 0 | 0 | 0 | 0 | 0 | 0
F4_Commercial_Grocery_Existing_Food Preparation_Natural Gas_Double Rack Oven_E9 | F4 | Commercial | Grocery | Existing | Food Preparation | Natural Gas | Double Rack Oven | E9 | Utility - Cost of Equipment | 0 | 0 | 0 | 0 | 0 | 0 | 0 | 0 | 0 | 0 | 0 | 0 | 0 | 0 | 0 | 0 | 0 | 0 | 0 | 0 | 0 | 0 | 0 | 0 | 0 | 0 | 0
F4_Commercial_Grocery_Existing_Food Preparation_Natural Gas_Double Rack Oven_E10 | F4 | Commercial | Grocery | Existing | Food Preparation | Natural Gas | Double Rack Oven | E10 | Utility - Cost of Equipment | 0 | 0 | 0 | 0 | 0 | 0 | 0 | 0 | 0 | 0 | 0 | 0 | 0 | 0 | 0 | 0 | 0 | 0 | 0 | 0 | 0 | 0 | 0 | 0 | 0 | 0 | 0
F5_Commercial_Grocery_Existing_Food Preparation_Natural Gas_Double Rack Oven_E1 | F5 | Commercial | Grocery | Existing | Food Preparation | Natural Gas | Double Rack Oven | E1 | Utility - Cost of Operation | 0.3929 | 0.3887 | 0.38464 | 0.38076 | 0.38172 | 0.38584 | 0.39182 | 0.39849 | 0.40492 | 0.4104 | 0.41486 | 0.41806 | 0.41987 | 0.41967 | 0.41739 | 0.41302 | 0.40663 | 0.39856 | 0.38893 | 0.37748 | 0.36406 | 0.34859 | 0.33487 | 0.32605 | 0.32235 | 0.32393 | 0.32552
F5_Commercial_Grocery_Existing_Food Preparation_Natural Gas_Double Rack Oven_E2 | F5 | Commercial | Grocery | Existing | Food Preparation | Natural Gas | Double Rack Oven | E2 | Utility - Cost of Operation | 0.23112 | 0.22865 | 0.22626 | 0.22398 | 0.22454 | 0.22696 | 0.23048 | 0.23441 | 0.23819 | 0.24141 | 0.24404 | 0.24592 | 0.24698 | 0.24686 | 0.24552 | 0.24296 | 0.23919 | 0.23445 | 0.22878 | 0.22205 | 0.21415 | 0.20505 | 0.19698 | 0.1918 | 0.18962 | 0.19055 | 0.19148
F5_Commercial_Grocery_Existing_Food Preparation_Natural Gas_Double Rack Oven_E3 | F5 | Commercial | Grocery | Existing | Food Preparation | Natural Gas | Double Rack Oven | E3 | Utility - Cost of Operation | 0 | 0 | 0 | 0 | 0 | 0 | 0 | 0 | 0 | 0 | 0 | 0 | 0 | 0 | 0 | 0 | 0 | 0 | 0 | 0 | 0 | 0 | 0 | 0 | 0 | 0 | 0
F5_Commercial_Grocery_Existing_Food Preparation_Natural Gas_Double Rack Oven_E4 | F5 | Commercial | Grocery | Existing | Food Preparation | Natural Gas | Double Rack Oven | E4 | Utility - Cost of Operation | 0 | 0 | 0 | 0 | 0 | 0 | 0 | 0 | 0 | 0 | 0 | 0 | 0 | 0 | 0 | 0 | 0 | 0 | 0 | 0 | 0 | 0 | 0 | 0 | 0 | 0 | 0
F5_Commercial_Grocery_Existing_Food Preparation_Natural Gas_Double Rack Oven_E5 | F5 | Commercial | Grocery | Existing | Food Preparation | Natural Gas | Double Rack Oven | E5 | Utility - Cost of Operation | 0 | 0 | 0 | 0 | 0 | 0 | 0 | 0 | 0 | 0 | 0 | 0 | 0 | 0 | 0 | 0 | 0 | 0 | 0 | 0 | 0 | 0 | 0 | 0 | 0 | 0 | 0
F5_Commercial_Grocery_Existing_Food Preparation_Natural Gas_Double Rack Oven_E6 | F5 | Commercial | Grocery | Existing | Food Preparation | Natural Gas | Double Rack Oven | E6 | Utility - Cost of Operation | 0 | 0 | 0 | 0 | 0 | 0 | 0 | 0 | 0 | 0 | 0 | 0 | 0 | 0 | 0 | 0 | 0 | 0 | 0 | 0 | 0 | 0 | 0 | 0 | 0 | 0 | 0
F5_Commercial_Grocery_Existing_Food Preparation_Natural Gas_Double Rack Oven_E7 | F5 | Commercial | Grocery | Existing | Food Preparation | Natural Gas | Double Rack Oven | E7 | Utility - Cost of Operation | 0 | 0 | 0 | 0 | 0 | 0 | 0 | 0 | 0 | 0 | 0 | 0 | 0 | 0 | 0 | 0 | 0 | 0 | 0 | 0 | 0 | 0 | 0 | 0 | 0 | 0 | 0
F5_Commercial_Grocery_Existing_Food Preparation_Natural Gas_Double Rack Oven_E8 | F5 | Commercial | Grocery | Existing | Food Preparation | Natural Gas | Double Rack Oven | E8 | Utility - Cost of Operation | 0 | 0 | 0 | 0 | 0 | 0 | 0 | 0 | 0 | 0 | 0 | 0 | 0 | 0 | 0 | 0 | 0 | 0 | 0 | 0 | 0 | 0 | 0 | 0 | 0 | 0 | 0
F5_Commercial_Grocery_Existing_Food Preparation_Natural Gas_Double Rack Oven_E9 | F5 | Commercial | Grocery | Existing | Food Preparation | Natural Gas | Double Rack Oven | E9 | Utility - Cost of Operation | 0 | 0 | 0 | 0 | 0 | 0 | 0 | 0 | 0 | 0 | 0 | 0 | 0 | 0 | 0 | 0 | 0 | 0 | 0 | 0 | 0 | 0 | 0 | 0 | 0 | 0 | 0
F5_Commercial_Grocery_Existing_Food Preparation_Natural Gas_Double Rack Oven_E10 | F5 | Commercial | Grocery | Existing | Food Preparation | Natural Gas | Double Rack Oven | E10 | Utility - Cost of Operation | 0 | 0 | 0 | 0 | 0 | 0 | 0 | 0 | 0 | 0 | 0 | 0 | 0 | 0 | 0 | 0 | 0 | 0 | 0 | 0 | 0 | 0 | 0 | 0 | 0 | 0 | 0
F6_Commercial_Grocery_Existing_Food Preparation_Natural Gas_Double Rack Oven_E1 | F6 | Commercial | Grocery | Existing | Food Preparation | Natural Gas | Double Rack Oven | E1 | Utility - Value of Sales | 0 | 0 | 0 | 0 | 0 | 0 | 0 | 0 | 0 | 0 | 0 | 0 | 0 | 0 | 0 | 0 | 0 | 0 | 0 | 0 | 0 | 0 | 0 | 0 | 0 | 0 | 0
F6_Commercial_Grocery_Existing_Food Preparation_Natural Gas_Double Rack Oven_E2 | F6 | Commercial | Grocery | Existing | Food Preparation | Natural Gas | Double Rack Oven | E2 | Utility - Value of Sales | 0 | 0 | 0 | 0 | 0 | 0 | 0 | 0 | 0 | 0 | 0 | 0 | 0 | 0 | 0 | 0 | 0 | 0 | 0 | 0 | 0 | 0 | 0 | 0 | 0 | 0 | 0
F6_Commercial_Grocery_Existing_Food Preparation_Natural Gas_Double Rack Oven_E3 | F6 | Commercial | Grocery | Existing | Food Preparation | Natural Gas | Double Rack Oven | E3 | Utility - Value of Sales | 0 | 0 | 0 | 0 | 0 | 0 | 0 | 0 | 0 | 0 | 0 | 0 | 0 | 0 | 0 | 0 | 0 | 0 | 0 | 0 | 0 | 0 | 0 | 0 | 0 | 0 | 0
F6_Commercial_Grocery_Existing_Food Preparation_Natural Gas_Double Rack Oven_E4 | F6 | Commercial | Grocery | Existing | Food Preparation | Natural Gas | Double Rack Oven | E4 | Utility - Value of Sales | 0 | 0 | 0 | 0 | 0 | 0 | 0 | 0 | 0 | 0 | 0 | 0 | 0 | 0 | 0 | 0 | 0 | 0 | 0 | 0 | 0 | 0 | 0 | 0 | 0 | 0 | 0
F6_Commercial_Grocery_Existing_Food Preparation_Natural Gas_Double Rack Oven_E5 | F6 | Commercial | Grocery | Existing | Food Preparation | Natural Gas | Double Rack Oven | E5 | Utility - Value of Sales | 0 | 0 | 0 | 0 | 0 | 0 | 0 | 0 | 0 | 0 | 0 | 0 | 0 | 0 | 0 | 0 | 0 | 0 | 0 | 0 | 0 | 0 | 0 | 0 | 0 | 0 | 0
F6_Commercial_Grocery_Existing_Food Preparation_Natural Gas_Double Rack Oven_E6 | F6 | Commercial | Grocery | Existing | Food Preparation | Natural Gas | Double Rack Oven | E6 | Utility - Value of Sales | 0 | 0 | 0 | 0 | 0 | 0 | 0 | 0 | 0 | 0 | 0 | 0 | 0 | 0 | 0 | 0 | 0 | 0 | 0 | 0 | 0 | 0 | 0 | 0 | 0 | 0 | 0
F6_Commercial_Grocery_Existing_Food Preparation_Natural Gas_Double Rack Oven_E7 | F6 | Commercial | Grocery | Existing | Food Preparation | Natural Gas | Double Rack Oven | E7 | Utility - Value of Sales | 0 | 0 | 0 | 0 | 0 | 0 | 0 | 0 | 0 | 0 | 0 | 0 | 0 | 0 | 0 | 0 | 0 | 0 | 0 | 0 | 0 | 0 | 0 | 0 | 0 | 0 | 0
F6_Commercial_Grocery_Existing_Food Preparation_Natural Gas_Double Rack Oven_E8 | F6 | Commercial | Grocery | Existing | Food Preparation | Natural Gas | Double Rack Oven | E8 | Utility - Value of Sales | 0 | 0 | 0 | 0 | 0 | 0 | 0 | 0 | 0 | 0 | 0 | 0 | 0 | 0 | 0 | 0 | 0 | 0 | 0 | 0 | 0 | 0 | 0 | 0 | 0 | 0 | 0
F6_Commercial_Grocery_Existing_Food Preparation_Natural Gas_Double Rack Oven_E9 | F6 | Commercial | Grocery | Existing | Food Preparation | Natural Gas | Double Rack Oven | E9 | Utility - Value of Sales | 0 | 0 | 0 | 0 | 0 | 0 | 0 | 0 | 0 | 0 | 0 | 0 | 0 | 0 | 0 | 0 | 0 | 0 | 0 | 0 | 0 | 0 | 0 | 0 | 0 | 0 | 0
F6_Commercial_Grocery_Existing_Food Preparation_Natural Gas_Double Rack Oven_E10 | F6 | Commercial | Grocery | Existing | Food Preparation | Natural Gas | Double Rack Oven | E10 | Utility - Value of Sales | 0 | 0 | 0 | 0 | 0 | 0 | 0 | 0 | 0 | 0 | 0 | 0 | 0 | 0 | 0 | 0 | 0 | 0 | 0 | 0 | 0 | 0 | 0 | 0 | 0 | 0 | 0
F1_Commercial_Grocery_Existing_Food Preparation_Natural Gas_Fryer_E1 | F1 | Commercial | Grocery | Existing | Food Preparation | Natural Gas | Fryer | E1 | RVT - Cost of Equipment | 0.079118 | 0 | 0 | 0 | 0 | 0 | 0 | 0 | 0 | 0 | 0 | 0 | 0 | 0 | 0 | 0 | 0 | 0 | 0 | 0 | 0 | 0 | 0 | 0 | 0 | 0 | 0
F1_Commercial_Grocery_Existing_Food Preparation_Natural Gas_Fryer_E2 | F1 | Commercial | Grocery | Existing | Food Preparation | Natural Gas | Fryer | E2 | RVT - Cost of Equipment | 0.099451 | 0.099451 | 0.099451 | 0.099451 | 0.099451 | 0.099451 | 0.099451 | 0.099451 | 0.099451 | 0.099451 | 0.099451 | 0.099451 | 0.099451 | 0.099451 | 0.099451 | 0.099451 | 0.099451 | 0.099451 | 0.099451 | 0.099451 | 0.099451 | 0.099451 | 0.099451 | 0.099451 | 0.099451 | 0.099451 | 0.099451
F1_Commercial_Grocery_Existing_Food Preparation_Natural Gas_Fryer_E3 | F1 | Commercial | Grocery | Existing | Food Preparation | Natural Gas | Fryer | E3 | RVT - Cost of Equipment | 0 | 0 | 0 | 0 | 0 | 0 | 0 | 0 | 0 | 0 | 0 | 0 | 0 | 0 | 0 | 0 | 0 | 0 | 0 | 0 | 0 | 0 | 0 | 0 | 0 | 0 | 0
F1_Commercial_Grocery_Existing_Food Preparation_Natural Gas_Fryer_E4 | F1 | Commercial | Grocery | Existing | Food Preparation | Natural Gas | Fryer | E4 | RVT - Cost of Equipment | 0 | 0 | 0 | 0 | 0 | 0 | 0 | 0 | 0 | 0 | 0 | 0 | 0 | 0 | 0 | 0 | 0 | 0 | 0 | 0 | 0 | 0 | 0 | 0 | 0 | 0 | 0
F1_Commercial_Grocery_Existing_Food Preparation_Natural Gas_Fryer_E5 | F1 | Commercial | Grocery | Existing | Food Preparation | Natural Gas | Fryer | E5 | RVT - Cost of Equipment | 0 | 0 | 0 | 0 | 0 | 0 | 0 | 0 | 0 | 0 | 0 | 0 | 0 | 0 | 0 | 0 | 0 | 0 | 0 | 0 | 0 | 0 | 0 | 0 | 0 | 0 | 0
F1_Commercial_Grocery_Existing_Food Preparation_Natural Gas_Fryer_E6 | F1 | Commercial | Grocery | Existing | Food Preparation | Natural Gas | Fryer | E6 | RVT - Cost of Equipment | 0 | 0 | 0 | 0 | 0 | 0 | 0 | 0 | 0 | 0 | 0 | 0 | 0 | 0 | 0 | 0 | 0 | 0 | 0 | 0 | 0 | 0 | 0 | 0 | 0 | 0 | 0
F1_Commercial_Grocery_Existing_Food Preparation_Natural Gas_Fryer_E7 | F1 | Commercial | Grocery | Existing | Food Preparation | Natural Gas | Fryer | E7 | RVT - Cost of Equipment | 0 | 0 | 0 | 0 | 0 | 0 | 0 | 0 | 0 | 0 | 0 | 0 | 0 | 0 | 0 | 0 | 0 | 0 | 0 | 0 | 0 | 0 | 0 | 0 | 0 | 0 | 0
F1_Commercial_Grocery_Existing_Food Preparation_Natural Gas_Fryer_E8 | F1 | Commercial | Grocery | Existing | Food Preparation | Natural Gas | Fryer | E8 | RVT - Cost of Equipment | 0 | 0 | 0 | 0 | 0 | 0 | 0 | 0 | 0 | 0 | 0 | 0 | 0 | 0 | 0 | 0 | 0 | 0 | 0 | 0 | 0 | 0 | 0 | 0 | 0 | 0 | 0
F1_Commercial_Grocery_Existing_Food Preparation_Natural Gas_Fryer_E9 | F1 | Commercial | Grocery | Existing | Food Preparation | Natural Gas | Fryer | E9 | RVT - Cost of Equipment | 0 | 0 | 0 | 0 | 0 | 0 | 0 | 0 | 0 | 0 | 0 | 0 | 0 | 0 | 0 | 0 | 0 | 0 | 0 | 0 | 0 | 0 | 0 | 0 | 0 | 0 | 0
F1_Commercial_Grocery_Existing_Food Preparation_Natural Gas_Fryer_E10 | F1 | Commercial | Grocery | Existing | Food Preparation | Natural Gas | Fryer | E10 | RVT - Cost of Equipment | 0 | 0 | 0 | 0 | 0 | 0 | 0 | 0 | 0 | 0 | 0 | 0 | 0 | 0 | 0 | 0 | 0 | 0 | 0 | 0 | 0 | 0 | 0 | 0 | 0 | 0 | 0
F2_Commercial_Grocery_Existing_Food Preparation_Natural Gas_Fryer_E1 | F2 | Commercial | Grocery | Existing | Food Preparation | Natural Gas | Fryer | E1 | RVT - Cost of Operation | 0 | 0 | 0 | 0 | 0 | 0 | 0 | 0 | 0 | 0 | 0 | 0 | 0 | 0 | 0 | 0 | 0 | 0 | 0 | 0 | 0 | 0 | 0 | 0 | 0 | 0 | 0
F2_Commercial_Grocery_Existing_Food Preparation_Natural Gas_Fryer_E2 | F2 | Commercial | Grocery | Existing | Food Preparation | Natural Gas | Fryer | E2 | RVT - Cost of Operation | 0 | 0 | 0 | 0 | 0 | 0 | 0 | 0 | 0 | 0 | 0 | 0 | 0 | 0 | 0 | 0 | 0 | 0 | 0 | 0 | 0 | 0 | 0 | 0 | 0 | 0 | 0
F2_Commercial_Grocery_Existing_Food Preparation_Natural Gas_Fryer_E3 | F2 | Commercial | Grocery | Existing | Food Preparation | Natural Gas | Fryer | E3 | RVT - Cost of Operation | 0 | 0 | 0 | 0 | 0 | 0 | 0 | 0 | 0 | 0 | 0 | 0 | 0 | 0 | 0 | 0 | 0 | 0 | 0 | 0 | 0 | 0 | 0 | 0 | 0 | 0 | 0
F2_Commercial_Grocery_Existing_Food Preparation_Natural Gas_Fryer_E4 | F2 | Commercial | Grocery | Existing | Food Preparation | Natural Gas | Fryer | E4 | RVT - Cost of Operation | 0 | 0 | 0 | 0 | 0 | 0 | 0 | 0 | 0 | 0 | 0 | 0 | 0 | 0 | 0 | 0 | 0 | 0 | 0 | 0 | 0 | 0 | 0 | 0 | 0 | 0 | 0
F2_Commercial_Grocery_Existing_Food Preparation_Natural Gas_Fryer_E5 | F2 | Commercial | Grocery | Existing | Food Preparation | Natural Gas | Fryer | E5 | RVT - Cost of Operation | 0 | 0 | 0 | 0 | 0 | 0 | 0 | 0 | 0 | 0 | 0 | 0 | 0 | 0 | 0 | 0 | 0 | 0 | 0 | 0 | 0 | 0 | 0 | 0 | 0 | 0 | 0
F2_Commercial_Grocery_Existing_Food Preparation_Natural Gas_Fryer_E6 | F2 | Commercial | Grocery | Existing | Food Preparation | Natural Gas | Fryer | E6 | RVT - Cost of Operation | 0 | 0 | 0 | 0 | 0 | 0 | 0 | 0 | 0 | 0 | 0 | 0 | 0 | 0 | 0 | 0 | 0 | 0 | 0 | 0 | 0 | 0 | 0 | 0 | 0 | 0 | 0
F2_Commercial_Grocery_Existing_Food Preparation_Natural Gas_Fryer_E7 | F2 | Commercial | Grocery | Existing | Food Preparation | Natural Gas | Fryer | E7 | RVT - Cost of Operation | 0 | 0 | 0 | 0 | 0 | 0 | 0 | 0 | 0 | 0 | 0 | 0 | 0 | 0 | 0 | 0 | 0 | 0 | 0 | 0 | 0 | 0 | 0 | 0 | 0 | 0 | 0
F2_Commercial_Grocery_Existing_Food Preparation_Natural Gas_Fryer_E8 | F2 | Commercial | Grocery | Existing | Food Preparation | Natural Gas | Fryer | E8 | RVT - Cost of Operation | 0 | 0 | 0 | 0 | 0 | 0 | 0 | 0 | 0 | 0 | 0 | 0 | 0 | 0 | 0 | 0 | 0 | 0 | 0 | 0 | 0 | 0 | 0 | 0 | 0 | 0 | 0
F2_Commercial_Grocery_Existing_Food Preparation_Natural Gas_Fryer_E9 | F2 | Commercial | Grocery | Existing | Food Preparation | Natural Gas | Fryer | E9 | RVT - Cost of Operation | 0 | 0 | 0 | 0 | 0 | 0 | 0 | 0 | 0 | 0 | 0 | 0 | 0 | 0 | 0 | 0 | 0 | 0 | 0 | 0 | 0 | 0 | 0 | 0 | 0 | 0 | 0
F2_Commercial_Grocery_Existing_Food Preparation_Natural Gas_Fryer_E10 | F2 | Commercial | Grocery | Existing | Food Preparation | Natural Gas | Fryer | E10 | RVT - Cost of Operation | 0 | 0 | 0 | 0 | 0 | 0 | 0 | 0 | 0 | 0 | 0 | 0 | 0 | 0 | 0 | 0 | 0 | 0 | 0 | 0 | 0 | 0 | 0 | 0 | 0 | 0 | 0
F3_Commercial_Grocery_Existing_Food Preparation_Natural Gas_Fryer_E1 | F3 | Commercial | Grocery | Existing | Food Preparation | Natural Gas | Fryer | E1 | System - kBTUs of Consumption | 14.7506 | 0 | 0 | 0 | 0 | 0 | 0 | 0 | 0 | 0 | 0 | 0 | 0 | 0 | 0 | 0 | 0 | 0 | 0 | 0 | 0 | 0 | 0 | 0 | 0 | 0 | 0
F3_Commercial_Grocery_Existing_Food Preparation_Natural Gas_Fryer_E2 | F3 | Commercial | Grocery | Existing | Food Preparation | Natural Gas | Fryer | E2 | System - kBTUs of Consumption | 9.1173 | 9.1173 | 9.1173 | 9.1173 | 9.1173 | 9.1173 | 9.1173 | 9.1173 | 9.1173 | 9.1173 | 9.1173 | 9.1173 | 9.1173 | 9.1173 | 9.1173 | 9.1173 | 9.1173 | 9.1173 | 9.1173 | 9.1173 | 9.1173 | 9.1173 | 9.1173 | 9.1173 | 9.1173 | 9.1173 | 9.1173
F3_Commercial_Grocery_Existing_Food Preparation_Natural Gas_Fryer_E3 | F3 | Commercial | Grocery | Existing | Food Preparation | Natural Gas | Fryer | E3 | System - kBTUs of Consumption | 0 | 0 | 0 | 0 | 0 | 0 | 0 | 0 | 0 | 0 | 0 | 0 | 0 | 0 | 0 | 0 | 0 | 0 | 0 | 0 | 0 | 0 | 0 | 0 | 0 | 0 | 0
F3_Commercial_Grocery_Existing_Food Preparation_Natural Gas_Fryer_E4 | F3 | Commercial | Grocery | Existing | Food Preparation | Natural Gas | Fryer | E4 | System - kBTUs of Consumption | 0 | 0 | 0 | 0 | 0 | 0 | 0 | 0 | 0 | 0 | 0 | 0 | 0 | 0 | 0 | 0 | 0 | 0 | 0 | 0 | 0 | 0 | 0 | 0 | 0 | 0 | 0
F3_Commercial_Grocery_Existing_Food Preparation_Natural Gas_Fryer_E5 | F3 | Commercial | Grocery | Existing | Food Preparation | Natural Gas | Fryer | E5 | System - kBTUs of Consumption | 0 | 0 | 0 | 0 | 0 | 0 | 0 | 0 | 0 | 0 | 0 | 0 | 0 | 0 | 0 | 0 | 0 | 0 | 0 | 0 | 0 | 0 | 0 | 0 | 0 | 0 | 0
F3_Commercial_Grocery_Existing_Food Preparation_Natural Gas_Fryer_E6 | F3 | Commercial | Grocery | Existing | Food Preparation | Natural Gas | Fryer | E6 | System - kBTUs of Consumption | 0 | 0 | 0 | 0 | 0 | 0 | 0 | 0 | 0 | 0 | 0 | 0 | 0 | 0 | 0 | 0 | 0 | 0 | 0 | 0 | 0 | 0 | 0 | 0 | 0 | 0 | 0
F3_Commercial_Grocery_Existing_Food Preparation_Natural Gas_Fryer_E7 | F3 | Commercial | Grocery | Existing | Food Preparation | Natural Gas | Fryer | E7 | System - kBTUs of Consumption | 0 | 0 | 0 | 0 | 0 | 0 | 0 | 0 | 0 | 0 | 0 | 0 | 0 | 0 | 0 | 0 | 0 | 0 | 0 | 0 | 0 | 0 | 0 | 0 | 0 | 0 | 0
F3_Commercial_Grocery_Existing_Food Preparation_Natural Gas_Fryer_E8 | F3 | Commercial | Grocery | Existing | Food Preparation | Natural Gas | Fryer | E8 | System - kBTUs of Consumption | 0 | 0 | 0 | 0 | 0 | 0 | 0 | 0 | 0 | 0 | 0 | 0 | 0 | 0 | 0 | 0 | 0 | 0 | 0 | 0 | 0 | 0 | 0 | 0 | 0 | 0 | 0
F3_Commercial_Grocery_Existing_Food Preparation_Natural Gas_Fryer_E9 | F3 | Commercial | Grocery | Existing | Food Preparation | Natural Gas | Fryer | E9 | System - kBTUs of Consumption | 0 | 0 | 0 | 0 | 0 | 0 | 0 | 0 | 0 | 0 | 0 | 0 | 0 | 0 | 0 | 0 | 0 | 0 | 0 | 0 | 0 | 0 | 0 | 0 | 0 | 0 | 0
F3_Commercial_Grocery_Existing_Food Preparation_Natural Gas_Fryer_E10 | F3 | Commercial | Grocery | Existing | Food Preparation | Natural Gas | Fryer | E10 | System - kBTUs of Consumption | 0 | 0 | 0 | 0 | 0 | 0 | 0 | 0 | 0 | 0 | 0 | 0 | 0 | 0 | 0 | 0 | 0 | 0 | 0 | 0 | 0 | 0 | 0 | 0 | 0 | 0 | 0
F4_Commercial_Grocery_Existing_Food Preparation_Natural Gas_Fryer_E1 | F4 | Commercial | Grocery | Existing | Food Preparation | Natural Gas | Fryer | E1 | Utility - Cost of Equipment | 0.079118 | 0 | 0 | 0 | 0 | 0 | 0 | 0 | 0 | 0 | 0 | 0 | 0 | 0 | 0 | 0 | 0 | 0 | 0 | 0 | 0 | 0 | 0 | 0 | 0 | 0 | 0
F4_Commercial_Grocery_Existing_Food Preparation_Natural Gas_Fryer_E2 | F4 | Commercial | Grocery | Existing | Food Preparation | Natural Gas | Fryer | E2 | Utility - Cost of Equipment | 0.099451 | 0.099451 | 0.099451 | 0.099451 | 0.099451 | 0.099451 | 0.099451 | 0.099451 | 0.099451 | 0.099451 | 0.099451 | 0.099451 | 0.099451 | 0.099451 | 0.099451 | 0.099451 | 0.099451 | 0.099451 | 0.099451 | 0.099451 | 0.099451 | 0.099451 | 0.099451 | 0.099451 | 0.099451 | 0.099451 | 0.099451
F4_Commercial_Grocery_Existing_Food Preparation_Natural Gas_Fryer_E3 | F4 | Commercial | Grocery | Existing | Food Preparation | Natural Gas | Fryer | E3 | Utility - Cost of Equipment | 0 | 0 | 0 | 0 | 0 | 0 | 0 | 0 | 0 | 0 | 0 | 0 | 0 | 0 | 0 | 0 | 0 | 0 | 0 | 0 | 0 | 0 | 0 | 0 | 0 | 0 | 0
F4_Commercial_Grocery_Existing_Food Preparation_Natural Gas_Fryer_E4 | F4 | Commercial | Grocery | Existing | Food Preparation | Natural Gas | Fryer | E4 | Utility - Cost of Equipment | 0 | 0 | 0 | 0 | 0 | 0 | 0 | 0 | 0 | 0 | 0 | 0 | 0 | 0 | 0 | 0 | 0 | 0 | 0 | 0 | 0 | 0 | 0 | 0 | 0 | 0 | 0
F4_Commercial_Grocery_Existing_Food Preparation_Natural Gas_Fryer_E5 | F4 | Commercial | Grocery | Existing | Food Preparation | Natural Gas | Fryer | E5 | Utility - Cost of Equipment | 0 | 0 | 0 | 0 | 0 | 0 | 0 | 0 | 0 | 0 | 0 | 0 | 0 | 0 | 0 | 0 | 0 | 0 | 0 | 0 | 0 | 0 | 0 | 0 | 0 | 0 | 0
F4_Commercial_Grocery_Existing_Food Preparation_Natural Gas_Fryer_E6 | F4 | Commercial | Grocery | Existing | Food Preparation | Natural Gas | Fryer | E6 | Utility - Cost of Equipment | 0 | 0 | 0 | 0 | 0 | 0 | 0 | 0 | 0 | 0 | 0 | 0 | 0 | 0 | 0 | 0 | 0 | 0 | 0 | 0 | 0 | 0 | 0 | 0 | 0 | 0 | 0
F4_Commercial_Grocery_Existing_Food Preparation_Natural Gas_Fryer_E7 | F4 | Commercial | Grocery | Existing | Food Preparation | Natural Gas | Fryer | E7 | Utility - Cost of Equipment | 0 | 0 | 0 | 0 | 0 | 0 | 0 | 0 | 0 | 0 | 0 | 0 | 0 | 0 | 0 | 0 | 0 | 0 | 0 | 0 | 0 | 0 | 0 | 0 | 0 | 0 | 0
F4_Commercial_Grocery_Existing_Food Preparation_Natural Gas_Fryer_E8 | F4 | Commercial | Grocery | Existing | Food Preparation | Natural Gas | Fryer | E8 | Utility - Cost of Equipment | 0 | 0 | 0 | 0 | 0 | 0 | 0 | 0 | 0 | 0 | 0 | 0 | 0 | 0 | 0 | 0 | 0 | 0 | 0 | 0 | 0 | 0 | 0 | 0 | 0 | 0 | 0
F4_Commercial_Grocery_Existing_Food Preparation_Natural Gas_Fryer_E9 | F4 | Commercial | Grocery | Existing | Food Preparation | Natural Gas | Fryer | E9 | Utility - Cost of Equipment | 0 | 0 | 0 | 0 | 0 | 0 | 0 | 0 | 0 | 0 | 0 | 0 | 0 | 0 | 0 | 0 | 0 | 0 | 0 | 0 | 0 | 0 | 0 | 0 | 0 | 0 | 0
F4_Commercial_Grocery_Existing_Food Preparation_Natural Gas_Fryer_E10 | F4 | Commercial | Grocery | Existing | Food Preparation | Natural Gas | Fryer | E10 | Utility - Cost of Equipment | 0 | 0 | 0 | 0 | 0 | 0 | 0 | 0 | 0 | 0 | 0 | 0 | 0 | 0 | 0 | 0 | 0 | 0 | 0 | 0 | 0 | 0 | 0 | 0 | 0 | 0 | 0
F5_Commercial_Grocery_Existing_Food Preparation_Natural Gas_Fryer_E1 | F5 | Commercial | Grocery | Existing | Food Preparation | Natural Gas | Fryer | E1 | Utility - Cost of Operation | 0.20322 | 0 | 0 | 0 | 0 | 0 | 0 | 0 | 0 | 0 | 0 | 0 | 0 | 0 | 0 | 0 | 0 | 0 | 0 | 0 | 0 | 0 | 0 | 0 | 0 | 0 | 0
F5_Commercial_Grocery_Existing_Food Preparation_Natural Gas_Fryer_E2 | F5 | Commercial | Grocery | Existing | Food Preparation | Natural Gas | Fryer | E2 | Utility - Cost of Operation | 0.12561 | 0.12348 | 0.1214 | 0.11936 | 0.11918 | 0.1202 | 0.12199 | 0.12419 | 0.12657 | 0.129 | 0.13153 | 0.13401 | 0.13619 | 0.13763 | 0.13807 | 0.13733 | 0.13536 | 0.13239 | 0.12856 | 0.12403 | 0.11874 | 0.11265 | 0.10724 | 0.10372 | 0.10218 | 0.10268 | 0.10318
F5_Commercial_Grocery_Existing_Food Preparation_Natural Gas_Fryer_E3 | F5 | Commercial | Grocery | Existing | Food Preparation | Natural Gas | Fryer | E3 | Utility - Cost of Operation | 0 | 0 | 0 | 0 | 0 | 0 | 0 | 0 | 0 | 0 | 0 | 0 | 0 | 0 | 0 | 0 | 0 | 0 | 0 | 0 | 0 | 0 | 0 | 0 | 0 | 0 | 0
F5_Commercial_Grocery_Existing_Food Preparation_Natural Gas_Fryer_E4 | F5 | Commercial | Grocery | Existing | Food Preparation | Natural Gas | Fryer | E4 | Utility - Cost of Operation | 0 | 0 | 0 | 0 | 0 | 0 | 0 | 0 | 0 | 0 | 0 | 0 | 0 | 0 | 0 | 0 | 0 | 0 | 0 | 0 | 0 | 0 | 0 | 0 | 0 | 0 | 0
F5_Commercial_Grocery_Existing_Food Preparation_Natural Gas_Fryer_E5 | F5 | Commercial | Grocery | Existing | Food Preparation | Natural Gas | Fryer | E5 | Utility - Cost of Operation | 0 | 0 | 0 | 0 | 0 | 0 | 0 | 0 | 0 | 0 | 0 | 0 | 0 | 0 | 0 | 0 | 0 | 0 | 0 | 0 | 0 | 0 | 0 | 0 | 0 | 0 | 0
F5_Commercial_Grocery_Existing_Food Preparation_Natural Gas_Fryer_E6 | F5 | Commercial | Grocery | Existing | Food Preparation | Natural Gas | Fryer | E6 | Utility - Cost of Operation | 0 | 0 | 0 | 0 | 0 | 0 | 0 | 0 | 0 | 0 | 0 | 0 | 0 | 0 | 0 | 0 | 0 | 0 | 0 | 0 | 0 | 0 | 0 | 0 | 0 | 0 | 0
F5_Commercial_Grocery_Existing_Food Preparation_Natural Gas_Fryer_E7 | F5 | Commercial | Grocery | Existing | Food Preparation | Natural Gas | Fryer | E7 | Utility - Cost of Operation | 0 | 0 | 0 | 0 | 0 | 0 | 0 | 0 | 0 | 0 | 0 | 0 | 0 | 0 | 0 | 0 | 0 | 0 | 0 | 0 | 0 | 0 | 0 | 0 | 0 | 0 | 0
F5_Commercial_Grocery_Existing_Food Preparation_Natural Gas_Fryer_E8 | F5 | Commercial | Grocery | Existing | Food Preparation | Natural Gas | Fryer | E8 | Utility - Cost of Operation | 0 | 0 | 0 | 0 | 0 | 0 | 0 | 0 | 0 | 0 | 0 | 0 | 0 | 0 | 0 | 0 | 0 | 0 | 0 | 0 | 0 | 0 | 0 | 0 | 0 | 0 | 0
F5_Commercial_Grocery_Existing_Food Preparation_Natural Gas_Fryer_E9 | F5 | Commercial | Grocery | Existing | Food Preparation | Natural Gas | Fryer | E9 | Utility - Cost of Operation | 0 | 0 | 0 | 0 | 0 | 0 | 0 | 0 | 0 | 0 | 0 | 0 | 0 | 0 | 0 | 0 | 0 | 0 | 0 | 0 | 0 | 0 | 0 | 0 | 0 | 0 | 0
F5_Commercial_Grocery_Existing_Food Preparation_Natural Gas_Fryer_E10 | F5 | Commercial | Grocery | Existing | Food Preparation | Natural Gas | Fryer | E10 | Utility - Cost of Operation | 0 | 0 | 0 | 0 | 0 | 0 | 0 | 0 | 0 | 0 | 0 | 0 | 0 | 0 | 0 | 0 | 0 | 0 | 0 | 0 | 0 | 0 | 0 | 0 | 0 | 0 | 0
F6_Commercial_Grocery_Existing_Food Preparation_Natural Gas_Fryer_E1 | F6 | Commercial | Grocery | Existing | Food Preparation | Natural Gas | Fryer | E1 | Utility - Value of Sales | 0 | 0 | 0 | 0 | 0 | 0 | 0 | 0 | 0 | 0 | 0 | 0 | 0 | 0 | 0 | 0 | 0 | 0 | 0 | 0 | 0 | 0 | 0 | 0 | 0 | 0 | 0
F6_Commercial_Grocery_Existing_Food Preparation_Natural Gas_Fryer_E2 | F6 | Commercial | Grocery | Existing | Food Preparation | Natural Gas | Fryer | E2 | Utility - Value of Sales | 0 | 0 | 0 | 0 | 0 | 0 | 0 | 0 | 0 | 0 | 0 | 0 | 0 | 0 | 0 | 0 | 0 | 0 | 0 | 0 | 0 | 0 | 0 | 0 | 0 | 0 | 0
F6_Commercial_Grocery_Existing_Food Preparation_Natural Gas_Fryer_E3 | F6 | Commercial | Grocery | Existing | Food Preparation | Natural Gas | Fryer | E3 | Utility - Value of Sales | 0 | 0 | 0 | 0 | 0 | 0 | 0 | 0 | 0 | 0 | 0 | 0 | 0 | 0 | 0 | 0 | 0 | 0 | 0 | 0 | 0 | 0 | 0 | 0 | 0 | 0 | 0
F6_Commercial_Grocery_Existing_Food Preparation_Natural Gas_Fryer_E4 | F6 | Commercial | Grocery | Existing | Food Preparation | Natural Gas | Fryer | E4 | Utility - Value of Sales | 0 | 0 | 0 | 0 | 0 | 0 | 0 | 0 | 0 | 0 | 0 | 0 | 0 | 0 | 0 | 0 | 0 | 0 | 0 | 0 | 0 | 0 | 0 | 0 | 0 | 0 | 0
F6_Commercial_Grocery_Existing_Food Preparation_Natural Gas_Fryer_E5 | F6 | Commercial | Grocery | Existing | Food Preparation | Natural Gas | Fryer | E5 | Utility - Value of Sales | 0 | 0 | 0 | 0 | 0 | 0 | 0 | 0 | 0 | 0 | 0 | 0 | 0 | 0 | 0 | 0 | 0 | 0 | 0 | 0 | 0 | 0 | 0 | 0 | 0 | 0 | 0
F6_Commercial_Grocery_Existing_Food Preparation_Natural Gas_Fryer_E6 | F6 | Commercial | Grocery | Existing | Food Preparation | Natural Gas | Fryer | E6 | Utility - Value of Sales | 0 | 0 | 0 | 0 | 0 | 0 | 0 | 0 | 0 | 0 | 0 | 0 | 0 | 0 | 0 | 0 | 0 | 0 | 0 | 0 | 0 | 0 | 0 | 0 | 0 | 0 | 0
F6_Commercial_Grocery_Existing_Food Preparation_Natural Gas_Fryer_E7 | F6 | Commercial | Grocery | Existing | Food Preparation | Natural Gas | Fryer | E7 | Utility - Value of Sales | 0 | 0 | 0 | 0 | 0 | 0 | 0 | 0 | 0 | 0 | 0 | 0 | 0 | 0 | 0 | 0 | 0 | 0 | 0 | 0 | 0 | 0 | 0 | 0 | 0 | 0 | 0
F6_Commercial_Grocery_Existing_Food Preparation_Natural Gas_Fryer_E8 | F6 | Commercial | Grocery | Existing | Food Preparation | Natural Gas | Fryer | E8 | Utility - Value of Sales | 0 | 0 | 0 | 0 | 0 | 0 | 0 | 0 | 0 | 0 | 0 | 0 | 0 | 0 | 0 | 0 | 0 | 0 | 0 | 0 | 0 | 0 | 0 | 0 | 0 | 0 | 0
F6_Commercial_Grocery_Existing_Food Preparation_Natural Gas_Fryer_E9 | F6 | Commercial | Grocery | Existing | Food Preparation | Natural Gas | Fryer | E9 | Utility - Value of Sales | 0 | 0 | 0 | 0 | 0 | 0 | 0 | 0 | 0 | 0 | 0 | 0 | 0 | 0 | 0 | 0 | 0 | 0 | 0 | 0 | 0 | 0 | 0 | 0 | 0 | 0 | 0
F6_Commercial_Grocery_Existing_Food Preparation_Natural Gas_Fryer_E10 | F6 | Commercial | Grocery | Existing | Food Preparation | Natural Gas | Fryer | E10 | Utility - Value of Sales | 0 | 0 | 0 | 0 | 0 | 0 | 0 | 0 | 0 | 0 | 0 | 0 | 0 | 0 | 0 | 0 | 0 | 0 | 0 | 0 | 0 | 0 | 0 | 0 | 0 | 0 | 0
F1_Commercial_Grocery_Existing_Food Preparation_Natural Gas_Broiler_E1 | F1 | Commercial | Grocery | Existing | Food Preparation | Natural Gas | Broiler | E1 | RVT - Cost of Equipment | 0.077466 | 0.077466 | 0.077466 | 0.077466 | 0.077466 | 0.077466 | 0.077466 | 0.077466 | 0.077466 | 0.077466 | 0.077466 | 0.077466 | 0.077466 | 0.077466 | 0.077466 | 0.077466 | 0.077466 | 0.077466 | 0.077466 | 0.077466 | 0.077466 | 0.077466 | 0.077466 | 0.077466 | 0.077466 | 0.077466 | 0.077466
F1_Commercial_Grocery_Existing_Food Preparation_Natural Gas_Broiler_E2 | F1 | Commercial | Grocery | Existing | Food Preparation | Natural Gas | Broiler | E2 | RVT - Cost of Equipment | 0.10845 | 0.10845 | 0.10845 | 0.10845 | 0.10845 | 0.10845 | 0.10845 | 0.10845 | 0.10845 | 0.10845 | 0.10845 | 0.10845 | 0.10845 | 0.10845 | 0.10845 | 0.10845 | 0.10845 | 0.10845 | 0.10845 | 0.10845 | 0.10845 | 0.10845 | 0.10845 | 0.10845 | 0.10845 | 0.10845 | 0.10845
F1_Commercial_Grocery_Existing_Food Preparation_Natural Gas_Broiler_E3 | F1 | Commercial | Grocery | Existing | Food Preparation | Natural Gas | Broiler | E3 | RVT - Cost of Equipment | 0 | 0 | 0 | 0 | 0 | 0 | 0 | 0 | 0 | 0 | 0 | 0 | 0 | 0 | 0 | 0 | 0 | 0 | 0 | 0 | 0 | 0 | 0 | 0 | 0 | 0 | 0
F1_Commercial_Grocery_Existing_Food Preparation_Natural Gas_Broiler_E4 | F1 | Commercial | Grocery | Existing | Food Preparation | Natural Gas | Broiler | E4 | RVT - Cost of Equipment | 0 | 0 | 0 | 0 | 0 | 0 | 0 | 0 | 0 | 0 | 0 | 0 | 0 | 0 | 0 | 0 | 0 | 0 | 0 | 0 | 0 | 0 | 0 | 0 | 0 | 0 | 0
F1_Commercial_Grocery_Existing_Food Preparation_Natural Gas_Broiler_E5 | F1 | Commercial | Grocery | Existing | Food Preparation | Natural Gas | Broiler | E5 | RVT - Cost of Equipment | 0 | 0 | 0 | 0 | 0 | 0 | 0 | 0 | 0 | 0 | 0 | 0 | 0 | 0 | 0 | 0 | 0 | 0 | 0 | 0 | 0 | 0 | 0 | 0 | 0 | 0 | 0
F1_Commercial_Grocery_Existing_Food Preparation_Natural Gas_Broiler_E6 | F1 | Commercial | Grocery | Existing | Food Preparation | Natural Gas | Broiler | E6 | RVT - Cost of Equipment | 0 | 0 | 0 | 0 | 0 | 0 | 0 | 0 | 0 | 0 | 0 | 0 | 0 | 0 | 0 | 0 | 0 | 0 | 0 | 0 | 0 | 0 | 0 | 0 | 0 | 0 | 0
F1_Commercial_Grocery_Existing_Food Preparation_Natural Gas_Broiler_E7 | F1 | Commercial | Grocery | Existing | Food Preparation | Natural Gas | Broiler | E7 | RVT - Cost of Equipment | 0 | 0 | 0 | 0 | 0 | 0 | 0 | 0 | 0 | 0 | 0 | 0 | 0 | 0 | 0 | 0 | 0 | 0 | 0 | 0 | 0 | 0 | 0 | 0 | 0 | 0 | 0
F1_Commercial_Grocery_Existing_Food Preparation_Natural Gas_Broiler_E8 | F1 | Commercial | Grocery | Existing | Food Preparation | Natural Gas | Broiler | E8 | RVT - Cost of Equipment | 0 | 0 | 0 | 0 | 0 | 0 | 0 | 0 | 0 | 0 | 0 | 0 | 0 | 0 | 0 | 0 | 0 | 0 | 0 | 0 | 0 | 0 | 0 | 0 | 0 | 0 | 0
F1_Commercial_Grocery_Existing_Food Preparation_Natural Gas_Broiler_E9 | F1 | Commercial | Grocery | Existing | Food Preparation | Natural Gas | Broiler | E9 | RVT - Cost of Equipment | 0 | 0 | 0 | 0 | 0 | 0 | 0 | 0 | 0 | 0 | 0 | 0 | 0 | 0 | 0 | 0 | 0 | 0 | 0 | 0 | 0 | 0 | 0 | 0 | 0 | 0 | 0
F1_Commercial_Grocery_Existing_Food Preparation_Natural Gas_Broiler_E10 | F1 | Commercial | Grocery | Existing | Food Preparation | Natural Gas | Broiler | E10 | RVT - Cost of Equipment | 0 | 0 | 0 | 0 | 0 | 0 | 0 | 0 | 0 | 0 | 0 | 0 | 0 | 0 | 0 | 0 | 0 | 0 | 0 | 0 | 0 | 0 | 0 | 0 | 0 | 0 | 0
F2_Commercial_Grocery_Existing_Food Preparation_Natural Gas_Broiler_E1 | F2 | Commercial | Grocery | Existing | Food Preparation | Natural Gas | Broiler | E1 | RVT - Cost of Operation | 0 | 0 | 0 | 0 | 0 | 0 | 0 | 0 | 0 | 0 | 0 | 0 | 0 | 0 | 0 | 0 | 0 | 0 | 0 | 0 | 0 | 0 | 0 | 0 | 0 | 0 | 0
F2_Commercial_Grocery_Existing_Food Preparation_Natural Gas_Broiler_E2 | F2 | Commercial | Grocery | Existing | Food Preparation | Natural Gas | Broiler | E2 | RVT - Cost of Operation | 0 | 0 | 0 | 0 | 0 | 0 | 0 | 0 | 0 | 0 | 0 | 0 | 0 | 0 | 0 | 0 | 0 | 0 | 0 | 0 | 0 | 0 | 0 | 0 | 0 | 0 | 0
F2_Commercial_Grocery_Existing_Food Preparation_Natural Gas_Broiler_E3 | F2 | Commercial | Grocery | Existing | Food Preparation | Natural Gas | Broiler | E3 | RVT - Cost of Operation | 0 | 0 | 0 | 0 | 0 | 0 | 0 | 0 | 0 | 0 | 0 | 0 | 0 | 0 | 0 | 0 | 0 | 0 | 0 | 0 | 0 | 0 | 0 | 0 | 0 | 0 | 0
F2_Commercial_Grocery_Existing_Food Preparation_Natural Gas_Broiler_E4 | F2 | Commercial | Grocery | Existing | Food Preparation | Natural Gas | Broiler | E4 | RVT - Cost of Operation | 0 | 0 | 0 | 0 | 0 | 0 | 0 | 0 | 0 | 0 | 0 | 0 | 0 | 0 | 0 | 0 | 0 | 0 | 0 | 0 | 0 | 0 | 0 | 0 | 0 | 0 | 0
F2_Commercial_Grocery_Existing_Food Preparation_Natural Gas_Broiler_E5 | F2 | Commercial | Grocery | Existing | Food Preparation | Natural Gas | Broiler | E5 | RVT - Cost of Operation | 0 | 0 | 0 | 0 | 0 | 0 | 0 | 0 | 0 | 0 | 0 | 0 | 0 | 0 | 0 | 0 | 0 | 0 | 0 | 0 | 0 | 0 | 0 | 0 | 0 | 0 | 0
F2_Commercial_Grocery_Existing_Food Preparation_Natural Gas_Broiler_E6 | F2 | Commercial | Grocery | Existing | Food Preparation | Natural Gas | Broiler | E6 | RVT - Cost of Operation | 0 | 0 | 0 | 0 | 0 | 0 | 0 | 0 | 0 | 0 | 0 | 0 | 0 | 0 | 0 | 0 | 0 | 0 | 0 | 0 | 0 | 0 | 0 | 0 | 0 | 0 | 0
F2_Commercial_Grocery_Existing_Food Preparation_Natural Gas_Broiler_E7 | F2 | Commercial | Grocery | Existing | Food Preparation | Natural Gas | Broiler | E7 | RVT - Cost of Operation | 0 | 0 | 0 | 0 | 0 | 0 | 0 | 0 | 0 | 0 | 0 | 0 | 0 | 0 | 0 | 0 | 0 | 0 | 0 | 0 | 0 | 0 | 0 | 0 | 0 | 0 | 0
F2_Commercial_Grocery_Existing_Food Preparation_Natural Gas_Broiler_E8 | F2 | Commercial | Grocery | Existing | Food Preparation | Natural Gas | Broiler | E8 | RVT - Cost of Operation | 0 | 0 | 0 | 0 | 0 | 0 | 0 | 0 | 0 | 0 | 0 | 0 | 0 | 0 | 0 | 0 | 0 | 0 | 0 | 0 | 0 | 0 | 0 | 0 | 0 | 0 | 0
F2_Commercial_Grocery_Existing_Food Preparation_Natural Gas_Broiler_E9 | F2 | Commercial | Grocery | Existing | Food Preparation | Natural Gas | Broiler | E9 | RVT - Cost of Operation | 0 | 0 | 0 | 0 | 0 | 0 | 0 | 0 | 0 | 0 | 0 | 0 | 0 | 0 | 0 | 0 | 0 | 0 | 0 | 0 | 0 | 0 | 0 | 0 | 0 | 0 | 0
F2_Commercial_Grocery_Existing_Food Preparation_Natural Gas_Broiler_E10 | F2 | Commercial | Grocery | Existing | Food Preparation | Natural Gas | Broiler | E10 | RVT - Cost of Operation | 0 | 0 | 0 | 0 | 0 | 0 | 0 | 0 | 0 | 0 | 0 | 0 | 0 | 0 | 0 | 0 | 0 | 0 | 0 | 0 | 0 | 0 | 0 | 0 | 0 | 0 | 0
F3_Commercial_Grocery_Existing_Food Preparation_Natural Gas_Broiler_E1 | F3 | Commercial | Grocery | Existing | Food Preparation | Natural Gas | Broiler | E1 | System - kBTUs of Consumption | 14.2581 | 14.2581 | 14.2581 | 14.2581 | 14.2581 | 14.2581 | 14.2581 | 14.2581 | 14.2581 | 14.2581 | 14.2581 | 14.2581 | 14.2581 | 14.2581 | 14.2581 | 14.2581 | 14.2581 | 14.2581 | 14.2581 | 14.2581 | 14.2581 | 14.2581 | 14.2581 | 14.2581 | 14.2581 | 14.2581 | 14.2581
F3_Commercial_Grocery_Existing_Food Preparation_Natural Gas_Broiler_E2 | F3 | Commercial | Grocery | Existing | Food Preparation | Natural Gas | Broiler | E2 | System - kBTUs of Consumption | 9.1659 | 9.1659 | 9.1659 | 9.1659 | 9.1659 | 9.1659 | 9.1659 | 9.1659 | 9.1659 | 9.1659 | 9.1659 | 9.1659 | 9.1659 | 9.1659 | 9.1659 | 9.1659 | 9.1659 | 9.1659 | 9.1659 | 9.1659 | 9.1659 | 9.1659 | 9.1659 | 9.1659 | 9.1659 | 9.1659 | 9.1659
F3_Commercial_Grocery_Existing_Food Preparation_Natural Gas_Broiler_E3 | F3 | Commercial | Grocery | Existing | Food Preparation | Natural Gas | Broiler | E3 | System - kBTUs of Consumption | 0 | 0 | 0 | 0 | 0 | 0 | 0 | 0 | 0 | 0 | 0 | 0 | 0 | 0 | 0 | 0 | 0 | 0 | 0 | 0 | 0 | 0 | 0 | 0 | 0 | 0 | 0
F3_Commercial_Grocery_Existing_Food Preparation_Natural Gas_Broiler_E4 | F3 | Commercial | Grocery | Existing | Food Preparation | Natural Gas | Broiler | E4 | System - kBTUs of Consumption | 0 | 0 | 0 | 0 | 0 | 0 | 0 | 0 | 0 | 0 | 0 | 0 | 0 | 0 | 0 | 0 | 0 | 0 | 0 | 0 | 0 | 0 | 0 | 0 | 0 | 0 | 0
F3_Commercial_Grocery_Existing_Food Preparation_Natural Gas_Broiler_E5 | F3 | Commercial | Grocery | Existing | Food Preparation | Natural Gas | Broiler | E5 | System - kBTUs of Consumption | 0 | 0 | 0 | 0 | 0 | 0 | 0 | 0 | 0 | 0 | 0 | 0 | 0 | 0 | 0 | 0 | 0 | 0 | 0 | 0 | 0 | 0 | 0 | 0 | 0 | 0 | 0
F3_Commercial_Grocery_Existing_Food Preparation_Natural Gas_Broiler_E6 | F3 | Commercial | Grocery | Existing | Food Preparation | Natural Gas | Broiler | E6 | System - kBTUs of Consumption | 0 | 0 | 0 | 0 | 0 | 0 | 0 | 0 | 0 | 0 | 0 | 0 | 0 | 0 | 0 | 0 | 0 | 0 | 0 | 0 | 0 | 0 | 0 | 0 | 0 | 0 | 0
F3_Commercial_Grocery_Existing_Food Preparation_Natural Gas_Broiler_E7 | F3 | Commercial | Grocery | Existing | Food Preparation | Natural Gas | Broiler | E7 | System - kBTUs of Consumption | 0 | 0 | 0 | 0 | 0 | 0 | 0 | 0 | 0 | 0 | 0 | 0 | 0 | 0 | 0 | 0 | 0 | 0 | 0 | 0 | 0 | 0 | 0 | 0 | 0 | 0 | 0
F3_Commercial_Grocery_Existing_Food Preparation_Natural Gas_Broiler_E8 | F3 | Commercial | Grocery | Existing | Food Preparation | Natural Gas | Broiler | E8 | System - kBTUs of Consumption | 0 | 0 | 0 | 0 | 0 | 0 | 0 | 0 | 0 | 0 | 0 | 0 | 0 | 0 | 0 | 0 | 0 | 0 | 0 | 0 | 0 | 0 | 0 | 0 | 0 | 0 | 0
F3_Commercial_Grocery_Existing_Food Preparation_Natural Gas_Broiler_E9 | F3 | Commercial | Grocery | Existing | Food Preparation | Natural Gas | Broiler | E9 | System - kBTUs of Consumption | 0 | 0 | 0 | 0 | 0 | 0 | 0 | 0 | 0 | 0 | 0 | 0 | 0 | 0 | 0 | 0 | 0 | 0 | 0 | 0 | 0 | 0 | 0 | 0 | 0 | 0 | 0
F3_Commercial_Grocery_Existing_Food Preparation_Natural Gas_Broiler_E10 | F3 | Commercial | Grocery | Existing | Food Preparation | Natural Gas | Broiler | E10 | System - kBTUs of Consumption | 0 | 0 | 0 | 0 | 0 | 0 | 0 | 0 | 0 | 0 | 0 | 0 | 0 | 0 | 0 | 0 | 0 | 0 | 0 | 0 | 0 | 0 | 0 | 0 | 0 | 0 | 0
F4_Commercial_Grocery_Existing_Food Preparation_Natural Gas_Broiler_E1 | F4 | Commercial | Grocery | Existing | Food Preparation | Natural Gas | Broiler | E1 | Utility - Cost of Equipment | 0.077466 | 0.077466 | 0.077466 | 0.077466 | 0.077466 | 0.077466 | 0.077466 | 0.077466 | 0.077466 | 0.077466 | 0.077466 | 0.077466 | 0.077466 | 0.077466 | 0.077466 | 0.077466 | 0.077466 | 0.077466 | 0.077466 | 0.077466 | 0.077466 | 0.077466 | 0.077466 | 0.077466 | 0.077466 | 0.077466 | 0.077466
F4_Commercial_Grocery_Existing_Food Preparation_Natural Gas_Broiler_E2 | F4 | Commercial | Grocery | Existing | Food Preparation | Natural Gas | Broiler | E2 | Utility - Cost of Equipment | 0.10845 | 0.10845 | 0.10845 | 0.10845 | 0.10845 | 0.10845 | 0.10845 | 0.10845 | 0.10845 | 0.10845 | 0.10845 | 0.10845 | 0.10845 | 0.10845 | 0.10845 | 0.10845 | 0.10845 | 0.10845 | 0.10845 | 0.10845 | 0.10845 | 0.10845 | 0.10845 | 0.10845 | 0.10845 | 0.10845 | 0.10845
F4_Commercial_Grocery_Existing_Food Preparation_Natural Gas_Broiler_E3 | F4 | Commercial | Grocery | Existing | Food Preparation | Natural Gas | Broiler | E3 | Utility - Cost of Equipment | 0 | 0 | 0 | 0 | 0 | 0 | 0 | 0 | 0 | 0 | 0 | 0 | 0 | 0 | 0 | 0 | 0 | 0 | 0 | 0 | 0 | 0 | 0 | 0 | 0 | 0 | 0
F4_Commercial_Grocery_Existing_Food Preparation_Natural Gas_Broiler_E4 | F4 | Commercial | Grocery | Existing | Food Preparation | Natural Gas | Broiler | E4 | Utility - Cost of Equipment | 0 | 0 | 0 | 0 | 0 | 0 | 0 | 0 | 0 | 0 | 0 | 0 | 0 | 0 | 0 | 0 | 0 | 0 | 0 | 0 | 0 | 0 | 0 | 0 | 0 | 0 | 0
F4_Commercial_Grocery_Existing_Food Preparation_Natural Gas_Broiler_E5 | F4 | Commercial | Grocery | Existing | Food Preparation | Natural Gas | Broiler | E5 | Utility - Cost of Equipment | 0 | 0 | 0 | 0 | 0 | 0 | 0 | 0 | 0 | 0 | 0 | 0 | 0 | 0 | 0 | 0 | 0 | 0 | 0 | 0 | 0 | 0 | 0 | 0 | 0 | 0 | 0
F4_Commercial_Grocery_Existing_Food Preparation_Natural Gas_Broiler_E6 | F4 | Commercial | Grocery | Existing | Food Preparation | Natural Gas | Broiler | E6 | Utility - Cost of Equipment | 0 | 0 | 0 | 0 | 0 | 0 | 0 | 0 | 0 | 0 | 0 | 0 | 0 | 0 | 0 | 0 | 0 | 0 | 0 | 0 | 0 | 0 | 0 | 0 | 0 | 0 | 0
F4_Commercial_Grocery_Existing_Food Preparation_Natural Gas_Broiler_E7 | F4 | Commercial | Grocery | Existing | Food Preparation | Natural Gas | Broiler | E7 | Utility - Cost of Equipment | 0 | 0 | 0 | 0 | 0 | 0 | 0 | 0 | 0 | 0 | 0 | 0 | 0 | 0 | 0 | 0 | 0 | 0 | 0 | 0 | 0 | 0 | 0 | 0 | 0 | 0 | 0
F4_Commercial_Grocery_Existing_Food Preparation_Natural Gas_Broiler_E8 | F4 | Commercial | Grocery | Existing | Food Preparation | Natural Gas | Broiler | E8 | Utility - Cost of Equipment | 0 | 0 | 0 | 0 | 0 | 0 | 0 | 0 | 0 | 0 | 0 | 0 | 0 | 0 | 0 | 0 | 0 | 0 | 0 | 0 | 0 | 0 | 0 | 0 | 0 | 0 | 0
F4_Commercial_Grocery_Existing_Food Preparation_Natural Gas_Broiler_E9 | F4 | Commercial | Grocery | Existing | Food Preparation | Natural Gas | Broiler | E9 | Utility - Cost of Equipment | 0 | 0 | 0 | 0 | 0 | 0 | 0 | 0 | 0 | 0 | 0 | 0 | 0 | 0 | 0 | 0 | 0 | 0 | 0 | 0 | 0 | 0 | 0 | 0 | 0 | 0 | 0
F4_Commercial_Grocery_Existing_Food Preparation_Natural Gas_Broiler_E10 | F4 | Commercial | Grocery | Existing | Food Preparation | Natural Gas | Broiler | E10 | Utility - Cost of Equipment | 0 | 0 | 0 | 0 | 0 | 0 | 0 | 0 | 0 | 0 | 0 | 0 | 0 | 0 | 0 | 0 | 0 | 0 | 0 | 0 | 0 | 0 | 0 | 0 | 0 | 0 | 0
F5_Commercial_Grocery_Existing_Food Preparation_Natural Gas_Broiler_E1 | F5 | Commercial | Grocery | Existing | Food Preparation | Natural Gas | Broiler | E1 | Utility - Cost of Operation | 0.19461 | 0.19253 | 0.19052 | 0.18859 | 0.18907 | 0.19111 | 0.19407 | 0.19738 | 0.20056 | 0.20327 | 0.20548 | 0.20707 | 0.20797 | 0.20786 | 0.20674 | 0.20457 | 0.20141 | 0.19741 | 0.19264 | 0.18697 | 0.18032 | 0.17266 | 0.16586 | 0.1615 | 0.15966 | 0.16044 | 0.16123
F5_Commercial_Grocery_Existing_Food Preparation_Natural Gas_Broiler_E2 | F5 | Commercial | Grocery | Existing | Food Preparation | Natural Gas | Broiler | E2 | Utility - Cost of Operation | 0.12511 | 0.12377 | 0.12247 | 0.12124 | 0.12154 | 0.12286 | 0.12476 | 0.12689 | 0.12893 | 0.13068 | 0.1321 | 0.13311 | 0.13369 | 0.13363 | 0.1329 | 0.13151 | 0.12948 | 0.12691 | 0.12384 | 0.12019 | 0.11592 | 0.11099 | 0.10663 | 0.10382 | 0.10264 | 0.10314 | 0.10365
F5_Commercial_Grocery_Existing_Food Preparation_Natural Gas_Broiler_E3 | F5 | Commercial | Grocery | Existing | Food Preparation | Natural Gas | Broiler | E3 | Utility - Cost of Operation | 0 | 0 | 0 | 0 | 0 | 0 | 0 | 0 | 0 | 0 | 0 | 0 | 0 | 0 | 0 | 0 | 0 | 0 | 0 | 0 | 0 | 0 | 0 | 0 | 0 | 0 | 0
F5_Commercial_Grocery_Existing_Food Preparation_Natural Gas_Broiler_E4 | F5 | Commercial | Grocery | Existing | Food Preparation | Natural Gas | Broiler | E4 | Utility - Cost of Operation | 0 | 0 | 0 | 0 | 0 | 0 | 0 | 0 | 0 | 0 | 0 | 0 | 0 | 0 | 0 | 0 | 0 | 0 | 0 | 0 | 0 | 0 | 0 | 0 | 0 | 0 | 0
F5_Commercial_Grocery_Existing_Food Preparation_Natural Gas_Broiler_E5 | F5 | Commercial | Grocery | Existing | Food Preparation | Natural Gas | Broiler | E5 | Utility - Cost of Operation | 0 | 0 | 0 | 0 | 0 | 0 | 0 | 0 | 0 | 0 | 0 | 0 | 0 | 0 | 0 | 0 | 0 | 0 | 0 | 0 | 0 | 0 | 0 | 0 | 0 | 0 | 0
F5_Commercial_Grocery_Existing_Food Preparation_Natural Gas_Broiler_E6 | F5 | Commercial | Grocery | Existing | Food Preparation | Natural Gas | Broiler | E6 | Utility - Cost of Operation | 0 | 0 | 0 | 0 | 0 | 0 | 0 | 0 | 0 | 0 | 0 | 0 | 0 | 0 | 0 | 0 | 0 | 0 | 0 | 0 | 0 | 0 | 0 | 0 | 0 | 0 | 0
F5_Commercial_Grocery_Existing_Food Preparation_Natural Gas_Broiler_E7 | F5 | Commercial | Grocery | Existing | Food Preparation | Natural Gas | Broiler | E7 | Utility - Cost of Operation | 0 | 0 | 0 | 0 | 0 | 0 | 0 | 0 | 0 | 0 | 0 | 0 | 0 | 0 | 0 | 0 | 0 | 0 | 0 | 0 | 0 | 0 | 0 | 0 | 0 | 0 | 0
F5_Commercial_Grocery_Existing_Food Preparation_Natural Gas_Broiler_E8 | F5 | Commercial | Grocery | Existing | Food Preparation | Natural Gas | Broiler | E8 | Utility - Cost of Operation | 0 | 0 | 0 | 0 | 0 | 0 | 0 | 0 | 0 | 0 | 0 | 0 | 0 | 0 | 0 | 0 | 0 | 0 | 0 | 0 | 0 | 0 | 0 | 0 | 0 | 0 | 0
F5_Commercial_Grocery_Existing_Food Preparation_Natural Gas_Broiler_E9 | F5 | Commercial | Grocery | Existing | Food Preparation | Natural Gas | Broiler | E9 | Utility - Cost of Operation | 0 | 0 | 0 | 0 | 0 | 0 | 0 | 0 | 0 | 0 | 0 | 0 | 0 | 0 | 0 | 0 | 0 | 0 | 0 | 0 | 0 | 0 | 0 | 0 | 0 | 0 | 0
F5_Commercial_Grocery_Existing_Food Preparation_Natural Gas_Broiler_E10 | F5 | Commercial | Grocery | Existing | Food Preparation | Natural Gas | Broiler | E10 | Utility - Cost of Operation | 0 | 0 | 0 | 0 | 0 | 0 | 0 | 0 | 0 | 0 | 0 | 0 | 0 | 0 | 0 | 0 | 0 | 0 | 0 | 0 | 0 | 0 | 0 | 0 | 0 | 0 | 0
F6_Commercial_Grocery_Existing_Food Preparation_Natural Gas_Broiler_E1 | F6 | Commercial | Grocery | Existing | Food Preparation | Natural Gas | Broiler | E1 | Utility - Value of Sales | 0 | 0 | 0 | 0 | 0 | 0 | 0 | 0 | 0 | 0 | 0 | 0 | 0 | 0 | 0 | 0 | 0 | 0 | 0 | 0 | 0 | 0 | 0 | 0 | 0 | 0 | 0
F6_Commercial_Grocery_Existing_Food Preparation_Natural Gas_Broiler_E2 | F6 | Commercial | Grocery | Existing | Food Preparation | Natural Gas | Broiler | E2 | Utility - Value of Sales | 0 | 0 | 0 | 0 | 0 | 0 | 0 | 0 | 0 | 0 | 0 | 0 | 0 | 0 | 0 | 0 | 0 | 0 | 0 | 0 | 0 | 0 | 0 | 0 | 0 | 0 | 0
F6_Commercial_Grocery_Existing_Food Preparation_Natural Gas_Broiler_E3 | F6 | Commercial | Grocery | Existing | Food Preparation | Natural Gas | Broiler | E3 | Utility - Value of Sales | 0 | 0 | 0 | 0 | 0 | 0 | 0 | 0 | 0 | 0 | 0 | 0 | 0 | 0 | 0 | 0 | 0 | 0 | 0 | 0 | 0 | 0 | 0 | 0 | 0 | 0 | 0
F6_Commercial_Grocery_Existing_Food Preparation_Natural Gas_Broiler_E4 | F6 | Commercial | Grocery | Existing | Food Preparation | Natural Gas | Broiler | E4 | Utility - Value of Sales | 0 | 0 | 0 | 0 | 0 | 0 | 0 | 0 | 0 | 0 | 0 | 0 | 0 | 0 | 0 | 0 | 0 | 0 | 0 | 0 | 0 | 0 | 0 | 0 | 0 | 0 | 0
F6_Commercial_Grocery_Existing_Food Preparation_Natural Gas_Broiler_E5 | F6 | Commercial | Grocery | Existing | Food Preparation | Natural Gas | Broiler | E5 | Utility - Value of Sales | 0 | 0 | 0 | 0 | 0 | 0 | 0 | 0 | 0 | 0 | 0 | 0 | 0 | 0 | 0 | 0 | 0 | 0 | 0 | 0 | 0 | 0 | 0 | 0 | 0 | 0 | 0
F6_Commercial_Grocery_Existing_Food Preparation_Natural Gas_Broiler_E6 | F6 | Commercial | Grocery | Existing | Food Preparation | Natural Gas | Broiler | E6 | Utility - Value of Sales | 0 | 0 | 0 | 0 | 0 | 0 | 0 | 0 | 0 | 0 | 0 | 0 | 0 | 0 | 0 | 0 | 0 | 0 | 0 | 0 | 0 | 0 | 0 | 0 | 0 | 0 | 0
F6_Commercial_Grocery_Existing_Food Preparation_Natural Gas_Broiler_E7 | F6 | Commercial | Grocery | Existing | Food Preparation | Natural Gas | Broiler | E7 | Utility - Value of Sales | 0 | 0 | 0 | 0 | 0 | 0 | 0 | 0 | 0 | 0 | 0 | 0 | 0 | 0 | 0 | 0 | 0 | 0 | 0 | 0 | 0 | 0 | 0 | 0 | 0 | 0 | 0
F6_Commercial_Grocery_Existing_Food Preparation_Natural Gas_Broiler_E8 | F6 | Commercial | Grocery | Existing | Food Preparation | Natural Gas | Broiler | E8 | Utility - Value of Sales | 0 | 0 | 0 | 0 | 0 | 0 | 0 | 0 | 0 | 0 | 0 | 0 | 0 | 0 | 0 | 0 | 0 | 0 | 0 | 0 | 0 | 0 | 0 | 0 | 0 | 0 | 0
F6_Commercial_Grocery_Existing_Food Preparation_Natural Gas_Broiler_E9 | F6 | Commercial | Grocery | Existing | Food Preparation | Natural Gas | Broiler | E9 | Utility - Value of Sales | 0 | 0 | 0 | 0 | 0 | 0 | 0 | 0 | 0 | 0 | 0 | 0 | 0 | 0 | 0 | 0 | 0 | 0 | 0 | 0 | 0 | 0 | 0 | 0 | 0 | 0 | 0
F6_Commercial_Grocery_Existing_Food Preparation_Natural Gas_Broiler_E10 | F6 | Commercial | Grocery | Existing | Food Preparation | Natural Gas | Broiler | E10 | Utility - Value of Sales | 0 | 0 | 0 | 0 | 0 | 0 | 0 | 0 | 0 | 0 | 0 | 0 | 0 | 0 | 0 | 0 | 0 | 0 | 0 | 0 | 0 | 0 | 0 | 0 | 0 | 0 | 0
F1_Commercial_Grocery_Existing_Food Preparation_Natural Gas_Griddle_E1 | F1 | Commercial | Grocery | Existing | Food Preparation | Natural Gas | Griddle | E1 | RVT - Cost of Equipment | 0.060017 | 0.060017 | 0.060017 | 0.060017 | 0.060017 | 0.060017 | 0.060017 | 0.060017 | 0.060017 | 0.060017 | 0.060017 | 0.060017 | 0.060017 | 0.060017 | 0.060017 | 0.060017 | 0.060017 | 0.060017 | 0.060017 | 0.060017 | 0.060017 | 0.060017 | 0.060017 | 0.060017 | 0.060017 | 0.060017 | 0.060017
F1_Commercial_Grocery_Existing_Food Preparation_Natural Gas_Griddle_E2 | F1 | Commercial | Grocery | Existing | Food Preparation | Natural Gas | Griddle | E2 | RVT - Cost of Equipment | 0.074584 | 0.074584 | 0.074584 | 0.074584 | 0.074584 | 0.074584 | 0.074584 | 0.074584 | 0.074584 | 0.074584 | 0.074584 | 0.074584 | 0.074584 | 0.074584 | 0.074584 | 0.074584 | 0.074584 | 0.074584 | 0.074584 | 0.074584 | 0.074584 | 0.074584 | 0.074584 | 0.074584 | 0.074584 | 0.074584 | 0.074584
F1_Commercial_Grocery_Existing_Food Preparation_Natural Gas_Griddle_E3 | F1 | Commercial | Grocery | Existing | Food Preparation | Natural Gas | Griddle | E3 | RVT - Cost of Equipment | 0 | 0 | 0 | 0 | 0 | 0 | 0 | 0 | 0 | 0 | 0 | 0 | 0 | 0 | 0 | 0 | 0 | 0 | 0 | 0 | 0 | 0 | 0 | 0 | 0 | 0 | 0
F1_Commercial_Grocery_Existing_Food Preparation_Natural Gas_Griddle_E4 | F1 | Commercial | Grocery | Existing | Food Preparation | Natural Gas | Griddle | E4 | RVT - Cost of Equipment | 0 | 0 | 0 | 0 | 0 | 0 | 0 | 0 | 0 | 0 | 0 | 0 | 0 | 0 | 0 | 0 | 0 | 0 | 0 | 0 | 0 | 0 | 0 | 0 | 0 | 0 | 0
F1_Commercial_Grocery_Existing_Food Preparation_Natural Gas_Griddle_E5 | F1 | Commercial | Grocery | Existing | Food Preparation | Natural Gas | Griddle | E5 | RVT - Cost of Equipment | 0 | 0 | 0 | 0 | 0 | 0 | 0 | 0 | 0 | 0 | 0 | 0 | 0 | 0 | 0 | 0 | 0 | 0 | 0 | 0 | 0 | 0 | 0 | 0 | 0 | 0 | 0
F1_Commercial_Grocery_Existing_Food Preparation_Natural Gas_Griddle_E6 | F1 | Commercial | Grocery | Existing | Food Preparation | Natural Gas | Griddle | E6 | RVT - Cost of Equipment | 0 | 0 | 0 | 0 | 0 | 0 | 0 | 0 | 0 | 0 | 0 | 0 | 0 | 0 | 0 | 0 | 0 | 0 | 0 | 0 | 0 | 0 | 0 | 0 | 0 | 0 | 0
F1_Commercial_Grocery_Existing_Food Preparation_Natural Gas_Griddle_E7 | F1 | Commercial | Grocery | Existing | Food Preparation | Natural Gas | Griddle | E7 | RVT - Cost of Equipment | 0 | 0 | 0 | 0 | 0 | 0 | 0 | 0 | 0 | 0 | 0 | 0 | 0 | 0 | 0 | 0 | 0 | 0 | 0 | 0 | 0 | 0 | 0 | 0 | 0 | 0 | 0
F1_Commercial_Grocery_Existing_Food Preparation_Natural Gas_Griddle_E8 | F1 | Commercial | Grocery | Existing | Food Preparation | Natural Gas | Griddle | E8 | RVT - Cost of Equipment | 0 | 0 | 0 | 0 | 0 | 0 | 0 | 0 | 0 | 0 | 0 | 0 | 0 | 0 | 0 | 0 | 0 | 0 | 0 | 0 | 0 | 0 | 0 | 0 | 0 | 0 | 0
F1_Commercial_Grocery_Existing_Food Preparation_Natural Gas_Griddle_E9 | F1 | Commercial | Grocery | Existing | Food Preparation | Natural Gas | Griddle | E9 | RVT - Cost of Equipment | 0 | 0 | 0 | 0 | 0 | 0 | 0 | 0 | 0 | 0 | 0 | 0 | 0 | 0 | 0 | 0 | 0 | 0 | 0 | 0 | 0 | 0 | 0 | 0 | 0 | 0 | 0
F1_Commercial_Grocery_Existing_Food Preparation_Natural Gas_Griddle_E10 | F1 | Commercial | Grocery | Existing | Food Preparation | Natural Gas | Griddle | E10 | RVT - Cost of Equipment | 0 | 0 | 0 | 0 | 0 | 0 | 0 | 0 | 0 | 0 | 0 | 0 | 0 | 0 | 0 | 0 | 0 | 0 | 0 | 0 | 0 | 0 | 0 | 0 | 0 | 0 | 0
F2_Commercial_Grocery_Existing_Food Preparation_Natural Gas_Griddle_E1 | F2 | Commercial | Grocery | Existing | Food Preparation | Natural Gas | Griddle | E1 | RVT - Cost of Operation | 0 | 0 | 0 | 0 | 0 | 0 | 0 | 0 | 0 | 0 | 0 | 0 | 0 | 0 | 0 | 0 | 0 | 0 | 0 | 0 | 0 | 0 | 0 | 0 | 0 | 0 | 0
F2_Commercial_Grocery_Existing_Food Preparation_Natural Gas_Griddle_E2 | F2 | Commercial | Grocery | Existing | Food Preparation | Natural Gas | Griddle | E2 | RVT - Cost of Operation | 0 | 0 | 0 | 0 | 0 | 0 | 0 | 0 | 0 | 0 | 0 | 0 | 0 | 0 | 0 | 0 | 0 | 0 | 0 | 0 | 0 | 0 | 0 | 0 | 0 | 0 | 0
F2_Commercial_Grocery_Existing_Food Preparation_Natural Gas_Griddle_E3 | F2 | Commercial | Grocery | Existing | Food Preparation | Natural Gas | Griddle | E3 | RVT - Cost of Operation | 0 | 0 | 0 | 0 | 0 | 0 | 0 | 0 | 0 | 0 | 0 | 0 | 0 | 0 | 0 | 0 | 0 | 0 | 0 | 0 | 0 | 0 | 0 | 0 | 0 | 0 | 0
F2_Commercial_Grocery_Existing_Food Preparation_Natural Gas_Griddle_E4 | F2 | Commercial | Grocery | Existing | Food Preparation | Natural Gas | Griddle | E4 | RVT - Cost of Operation | 0 | 0 | 0 | 0 | 0 | 0 | 0 | 0 | 0 | 0 | 0 | 0 | 0 | 0 | 0 | 0 | 0 | 0 | 0 | 0 | 0 | 0 | 0 | 0 | 0 | 0 | 0
F2_Commercial_Grocery_Existing_Food Preparation_Natural Gas_Griddle_E5 | F2 | Commercial | Grocery | Existing | Food Preparation | Natural Gas | Griddle | E5 | RVT - Cost of Operation | 0 | 0 | 0 | 0 | 0 | 0 | 0 | 0 | 0 | 0 | 0 | 0 | 0 | 0 | 0 | 0 | 0 | 0 | 0 | 0 | 0 | 0 | 0 | 0 | 0 | 0 | 0
F2_Commercial_Grocery_Existing_Food Preparation_Natural Gas_Griddle_E6 | F2 | Commercial | Grocery | Existing | Food Preparation | Natural Gas | Griddle | E6 | RVT - Cost of Operation | 0 | 0 | 0 | 0 | 0 | 0 | 0 | 0 | 0 | 0 | 0 | 0 | 0 | 0 | 0 | 0 | 0 | 0 | 0 | 0 | 0 | 0 | 0 | 0 | 0 | 0 | 0
F2_Commercial_Grocery_Existing_Food Preparation_Natural Gas_Griddle_E7 | F2 | Commercial | Grocery | Existing | Food Preparation | Natural Gas | Griddle | E7 | RVT - Cost of Operation | 0 | 0 | 0 | 0 | 0 | 0 | 0 | 0 | 0 | 0 | 0 | 0 | 0 | 0 | 0 | 0 | 0 | 0 | 0 | 0 | 0 | 0 | 0 | 0 | 0 | 0 | 0
F2_Commercial_Grocery_Existing_Food Preparation_Natural Gas_Griddle_E8 | F2 | Commercial | Grocery | Existing | Food Preparation | Natural Gas | Griddle | E8 | RVT - Cost of Operation | 0 | 0 | 0 | 0 | 0 | 0 | 0 | 0 | 0 | 0 | 0 | 0 | 0 | 0 | 0 | 0 | 0 | 0 | 0 | 0 | 0 | 0 | 0 | 0 | 0 | 0 | 0
F2_Commercial_Grocery_Existing_Food Preparation_Natural Gas_Griddle_E9 | F2 | Commercial | Grocery | Existing | Food Preparation | Natural Gas | Griddle | E9 | RVT - Cost of Operation | 0 | 0 | 0 | 0 | 0 | 0 | 0 | 0 | 0 | 0 | 0 | 0 | 0 | 0 | 0 | 0 | 0 | 0 | 0 | 0 | 0 | 0 | 0 | 0 | 0 | 0 | 0
F2_Commercial_Grocery_Existing_Food Preparation_Natural Gas_Griddle_E10 | F2 | Commercial | Grocery | Existing | Food Preparation | Natural Gas | Griddle | E10 | RVT - Cost of Operation | 0 | 0 | 0 | 0 | 0 | 0 | 0 | 0 | 0 | 0 | 0 | 0 | 0 | 0 | 0 | 0 | 0 | 0 | 0 | 0 | 0 | 0 | 0 | 0 | 0 | 0 | 0
F3_Commercial_Grocery_Existing_Food Preparation_Natural Gas_Griddle_E1 | F3 | Commercial | Grocery | Existing | Food Preparation | Natural Gas | Griddle | E1 | System - kBTUs of Consumption | 10.1875 | 10.1875 | 10.1875 | 10.1875 | 10.1875 | 10.1875 | 10.1875 | 10.1875 | 10.1875 | 10.1875 | 10.1875 | 10.1875 | 10.1875 | 10.1875 | 10.1875 | 10.1875 | 10.1875 | 10.1875 | 10.1875 | 10.1875 | 10.1875 | 10.1875 | 10.1875 | 10.1875 | 10.1875 | 10.1875 | 10.1875
F3_Commercial_Grocery_Existing_Food Preparation_Natural Gas_Griddle_E2 | F3 | Commercial | Grocery | Existing | Food Preparation | Natural Gas | Griddle | E2 | System - kBTUs of Consumption | 8.7986 | 8.7986 | 8.7986 | 8.7986 | 8.7986 | 8.7986 | 8.7986 | 8.7986 | 8.7986 | 8.7986 | 8.7986 | 8.7986 | 8.7986 | 8.7986 | 8.7986 | 8.7986 | 8.7986 | 8.7986 | 8.7986 | 8.7986 | 8.7986 | 8.7986 | 8.7986 | 8.7986 | 8.7986 | 8.7986 | 8.7986
F3_Commercial_Grocery_Existing_Food Preparation_Natural Gas_Griddle_E3 | F3 | Commercial | Grocery | Existing | Food Preparation | Natural Gas | Griddle | E3 | System - kBTUs of Consumption | 0 | 0 | 0 | 0 | 0 | 0 | 0 | 0 | 0 | 0 | 0 | 0 | 0 | 0 | 0 | 0 | 0 | 0 | 0 | 0 | 0 | 0 | 0 | 0 | 0 | 0 | 0
F3_Commercial_Grocery_Existing_Food Preparation_Natural Gas_Griddle_E4 | F3 | Commercial | Grocery | Existing | Food Preparation | Natural Gas | Griddle | E4 | System - kBTUs of Consumption | 0 | 0 | 0 | 0 | 0 | 0 | 0 | 0 | 0 | 0 | 0 | 0 | 0 | 0 | 0 | 0 | 0 | 0 | 0 | 0 | 0 | 0 | 0 | 0 | 0 | 0 | 0
F3_Commercial_Grocery_Existing_Food Preparation_Natural Gas_Griddle_E5 | F3 | Commercial | Grocery | Existing | Food Preparation | Natural Gas | Griddle | E5 | System - kBTUs of Consumption | 0 | 0 | 0 | 0 | 0 | 0 | 0 | 0 | 0 | 0 | 0 | 0 | 0 | 0 | 0 | 0 | 0 | 0 | 0 | 0 | 0 | 0 | 0 | 0 | 0 | 0 | 0
F3_Commercial_Grocery_Existing_Food Preparation_Natural Gas_Griddle_E6 | F3 | Commercial | Grocery | Existing | Food Preparation | Natural Gas | Griddle | E6 | System - kBTUs of Consumption | 0 | 0 | 0 | 0 | 0 | 0 | 0 | 0 | 0 | 0 | 0 | 0 | 0 | 0 | 0 | 0 | 0 | 0 | 0 | 0 | 0 | 0 | 0 | 0 | 0 | 0 | 0
F3_Commercial_Grocery_Existing_Food Preparation_Natural Gas_Griddle_E7 | F3 | Commercial | Grocery | Existing | Food Preparation | Natural Gas | Griddle | E7 | System - kBTUs of Consumption | 0 | 0 | 0 | 0 | 0 | 0 | 0 | 0 | 0 | 0 | 0 | 0 | 0 | 0 | 0 | 0 | 0 | 0 | 0 | 0 | 0 | 0 | 0 | 0 | 0 | 0 | 0
F3_Commercial_Grocery_Existing_Food Preparation_Natural Gas_Griddle_E8 | F3 | Commercial | Grocery | Existing | Food Preparation | Natural Gas | Griddle | E8 | System - kBTUs of Consumption | 0 | 0 | 0 | 0 | 0 | 0 | 0 | 0 | 0 | 0 | 0 | 0 | 0 | 0 | 0 | 0 | 0 | 0 | 0 | 0 | 0 | 0 | 0 | 0 | 0 | 0 | 0
F3_Commercial_Grocery_Existing_Food Preparation_Natural Gas_Griddle_E9 | F3 | Commercial | Grocery | Existing | Food Preparation | Natural Gas | Griddle | E9 | System - kBTUs of Consumption | 0 | 0 | 0 | 0 | 0 | 0 | 0 | 0 | 0 | 0 | 0 | 0 | 0 | 0 | 0 | 0 | 0 | 0 | 0 | 0 | 0 | 0 | 0 | 0 | 0 | 0 | 0
F3_Commercial_Grocery_Existing_Food Preparation_Natural Gas_Griddle_E10 | F3 | Commercial | Grocery | Existing | Food Preparation | Natural Gas | Griddle | E10 | System - kBTUs of Consumption | 0 | 0 | 0 | 0 | 0 | 0 | 0 | 0 | 0 | 0 | 0 | 0 | 0 | 0 | 0 | 0 | 0 | 0 | 0 | 0 | 0 | 0 | 0 | 0 | 0 | 0 | 0
F4_Commercial_Grocery_Existing_Food Preparation_Natural Gas_Griddle_E1 | F4 | Commercial | Grocery | Existing | Food Preparation | Natural Gas | Griddle | E1 | Utility - Cost of Equipment | 0.060017 | 0.060017 | 0.060017 | 0.060017 | 0.060017 | 0.060017 | 0.060017 | 0.060017 | 0.060017 | 0.060017 | 0.060017 | 0.060017 | 0.060017 | 0.060017 | 0.060017 | 0.060017 | 0.060017 | 0.060017 | 0.060017 | 0.060017 | 0.060017 | 0.060017 | 0.060017 | 0.060017 | 0.060017 | 0.060017 | 0.060017
F4_Commercial_Grocery_Existing_Food Preparation_Natural Gas_Griddle_E2 | F4 | Commercial | Grocery | Existing | Food Preparation | Natural Gas | Griddle | E2 | Utility - Cost of Equipment | 0.074584 | 0.074584 | 0.074584 | 0.074584 | 0.074584 | 0.074584 | 0.074584 | 0.074584 | 0.074584 | 0.074584 | 0.074584 | 0.074584 | 0.074584 | 0.074584 | 0.074584 | 0.074584 | 0.074584 | 0.074584 | 0.074584 | 0.074584 | 0.074584 | 0.074584 | 0.074584 | 0.074584 | 0.074584 | 0.074584 | 0.074584
F4_Commercial_Grocery_Existing_Food Preparation_Natural Gas_Griddle_E3 | F4 | Commercial | Grocery | Existing | Food Preparation | Natural Gas | Griddle | E3 | Utility - Cost of Equipment | 0 | 0 | 0 | 0 | 0 | 0 | 0 | 0 | 0 | 0 | 0 | 0 | 0 | 0 | 0 | 0 | 0 | 0 | 0 | 0 | 0 | 0 | 0 | 0 | 0 | 0 | 0
F4_Commercial_Grocery_Existing_Food Preparation_Natural Gas_Griddle_E4 | F4 | Commercial | Grocery | Existing | Food Preparation | Natural Gas | Griddle | E4 | Utility - Cost of Equipment | 0 | 0 | 0 | 0 | 0 | 0 | 0 | 0 | 0 | 0 | 0 | 0 | 0 | 0 | 0 | 0 | 0 | 0 | 0 | 0 | 0 | 0 | 0 | 0 | 0 | 0 | 0
F4_Commercial_Grocery_Existing_Food Preparation_Natural Gas_Griddle_E5 | F4 | Commercial | Grocery | Existing | Food Preparation | Natural Gas | Griddle | E5 | Utility - Cost of Equipment | 0 | 0 | 0 | 0 | 0 | 0 | 0 | 0 | 0 | 0 | 0 | 0 | 0 | 0 | 0 | 0 | 0 | 0 | 0 | 0 | 0 | 0 | 0 | 0 | 0 | 0 | 0
F4_Commercial_Grocery_Existing_Food Preparation_Natural Gas_Griddle_E6 | F4 | Commercial | Grocery | Existing | Food Preparation | Natural Gas | Griddle | E6 | Utility - Cost of Equipment | 0 | 0 | 0 | 0 | 0 | 0 | 0 | 0 | 0 | 0 | 0 | 0 | 0 | 0 | 0 | 0 | 0 | 0 | 0 | 0 | 0 | 0 | 0 | 0 | 0 | 0 | 0
F4_Commercial_Grocery_Existing_Food Preparation_Natural Gas_Griddle_E7 | F4 | Commercial | Grocery | Existing | Food Preparation | Natural Gas | Griddle | E7 | Utility - Cost of Equipment | 0 | 0 | 0 | 0 | 0 | 0 | 0 | 0 | 0 | 0 | 0 | 0 | 0 | 0 | 0 | 0 | 0 | 0 | 0 | 0 | 0 | 0 | 0 | 0 | 0 | 0 | 0
F4_Commercial_Grocery_Existing_Food Preparation_Natural Gas_Griddle_E8 | F4 | Commercial | Grocery | Existing | Food Preparation | Natural Gas | Griddle | E8 | Utility - Cost of Equipment | 0 | 0 | 0 | 0 | 0 | 0 | 0 | 0 | 0 | 0 | 0 | 0 | 0 | 0 | 0 | 0 | 0 | 0 | 0 | 0 | 0 | 0 | 0 | 0 | 0 | 0 | 0
F4_Commercial_Grocery_Existing_Food Preparation_Natural Gas_Griddle_E9 | F4 | Commercial | Grocery | Existing | Food Preparation | Natural Gas | Griddle | E9 | Utility - Cost of Equipment | 0 | 0 | 0 | 0 | 0 | 0 | 0 | 0 | 0 | 0 | 0 | 0 | 0 | 0 | 0 | 0 | 0 | 0 | 0 | 0 | 0 | 0 | 0 | 0 | 0 | 0 | 0
F4_Commercial_Grocery_Existing_Food Preparation_Natural Gas_Griddle_E10 | F4 | Commercial | Grocery | Existing | Food Preparation | Natural Gas | Griddle | E10 | Utility - Cost of Equipment | 0 | 0 | 0 | 0 | 0 | 0 | 0 | 0 | 0 | 0 | 0 | 0 | 0 | 0 | 0 | 0 | 0 | 0 | 0 | 0 | 0 | 0 | 0 | 0 | 0 | 0 | 0
F5_Commercial_Grocery_Existing_Food Preparation_Natural Gas_Griddle_E1 | F5 | Commercial | Grocery | Existing | Food Preparation | Natural Gas | Griddle | E1 | Utility - Cost of Operation | 0.13905 | 0.13756 | 0.13612 | 0.13475 | 0.13509 | 0.13655 | 0.13867 | 0.14103 | 0.1433 | 0.14524 | 0.14682 | 0.14795 | 0.14859 | 0.14852 | 0.14771 | 0.14617 | 0.14391 | 0.14105 | 0.13764 | 0.13359 | 0.12884 | 0.12336 | 0.11851 | 0.11539 | 0.11408 | 0.11464 | 0.1152
F5_Commercial_Grocery_Existing_Food Preparation_Natural Gas_Griddle_E2 | F5 | Commercial | Grocery | Existing | Food Preparation | Natural Gas | Griddle | E2 | Utility - Cost of Operation | 0.12009 | 0.11881 | 0.11757 | 0.11638 | 0.11667 | 0.11793 | 0.11976 | 0.1218 | 0.12376 | 0.12544 | 0.1268 | 0.12778 | 0.12833 | 0.12827 | 0.12758 | 0.12624 | 0.12429 | 0.12182 | 0.11888 | 0.11538 | 0.11128 | 0.10655 | 0.10235 | 0.099659 | 0.098526 | 0.099009 | 0.099494
F5_Commercial_Grocery_Existing_Food Preparation_Natural Gas_Griddle_E3 | F5 | Commercial | Grocery | Existing | Food Preparation | Natural Gas | Griddle | E3 | Utility - Cost of Operation | 0 | 0 | 0 | 0 | 0 | 0 | 0 | 0 | 0 | 0 | 0 | 0 | 0 | 0 | 0 | 0 | 0 | 0 | 0 | 0 | 0 | 0 | 0 | 0 | 0 | 0 | 0
F5_Commercial_Grocery_Existing_Food Preparation_Natural Gas_Griddle_E4 | F5 | Commercial | Grocery | Existing | Food Preparation | Natural Gas | Griddle | E4 | Utility - Cost of Operation | 0 | 0 | 0 | 0 | 0 | 0 | 0 | 0 | 0 | 0 | 0 | 0 | 0 | 0 | 0 | 0 | 0 | 0 | 0 | 0 | 0 | 0 | 0 | 0 | 0 | 0 | 0
F5_Commercial_Grocery_Existing_Food Preparation_Natural Gas_Griddle_E5 | F5 | Commercial | Grocery | Existing | Food Preparation | Natural Gas | Griddle | E5 | Utility - Cost of Operation | 0 | 0 | 0 | 0 | 0 | 0 | 0 | 0 | 0 | 0 | 0 | 0 | 0 | 0 | 0 | 0 | 0 | 0 | 0 | 0 | 0 | 0 | 0 | 0 | 0 | 0 | 0
F5_Commercial_Grocery_Existing_Food Preparation_Natural Gas_Griddle_E6 | F5 | Commercial | Grocery | Existing | Food Preparation | Natural Gas | Griddle | E6 | Utility - Cost of Operation | 0 | 0 | 0 | 0 | 0 | 0 | 0 | 0 | 0 | 0 | 0 | 0 | 0 | 0 | 0 | 0 | 0 | 0 | 0 | 0 | 0 | 0 | 0 | 0 | 0 | 0 | 0
F5_Commercial_Grocery_Existing_Food Preparation_Natural Gas_Griddle_E7 | F5 | Commercial | Grocery | Existing | Food Preparation | Natural Gas | Griddle | E7 | Utility - Cost of Operation | 0 | 0 | 0 | 0 | 0 | 0 | 0 | 0 | 0 | 0 | 0 | 0 | 0 | 0 | 0 | 0 | 0 | 0 | 0 | 0 | 0 | 0 | 0 | 0 | 0 | 0 | 0
F5_Commercial_Grocery_Existing_Food Preparation_Natural Gas_Griddle_E8 | F5 | Commercial | Grocery | Existing | Food Preparation | Natural Gas | Griddle | E8 | Utility - Cost of Operation | 0 | 0 | 0 | 0 | 0 | 0 | 0 | 0 | 0 | 0 | 0 | 0 | 0 | 0 | 0 | 0 | 0 | 0 | 0 | 0 | 0 | 0 | 0 | 0 | 0 | 0 | 0
F5_Commercial_Grocery_Existing_Food Preparation_Natural Gas_Griddle_E9 | F5 | Commercial | Grocery | Existing | Food Preparation | Natural Gas | Griddle | E9 | Utility - Cost of Operation | 0 | 0 | 0 | 0 | 0 | 0 | 0 | 0 | 0 | 0 | 0 | 0 | 0 | 0 | 0 | 0 | 0 | 0 | 0 | 0 | 0 | 0 | 0 | 0 | 0 | 0 | 0
F5_Commercial_Grocery_Existing_Food Preparation_Natural Gas_Griddle_E10 | F5 | Commercial | Grocery | Existing | Food Preparation | Natural Gas | Griddle | E10 | Utility - Cost of Operation | 0 | 0 | 0 | 0 | 0 | 0 | 0 | 0 | 0 | 0 | 0 | 0 | 0 | 0 | 0 | 0 | 0 | 0 | 0 | 0 | 0 | 0 | 0 | 0 | 0 | 0 | 0
F6_Commercial_Grocery_Existing_Food Preparation_Natural Gas_Griddle_E1 | F6 | Commercial | Grocery | Existing | Food Preparation | Natural Gas | Griddle | E1 | Utility - Value of Sales | 0 | 0 | 0 | 0 | 0 | 0 | 0 | 0 | 0 | 0 | 0 | 0 | 0 | 0 | 0 | 0 | 0 | 0 | 0 | 0 | 0 | 0 | 0 | 0 | 0 | 0 | 0
F6_Commercial_Grocery_Existing_Food Preparation_Natural Gas_Griddle_E2 | F6 | Commercial | Grocery | Existing | Food Preparation | Natural Gas | Griddle | E2 | Utility - Value of Sales | 0 | 0 | 0 | 0 | 0 | 0 | 0 | 0 | 0 | 0 | 0 | 0 | 0 | 0 | 0 | 0 | 0 | 0 | 0 | 0 | 0 | 0 | 0 | 0 | 0 | 0 | 0
F6_Commercial_Grocery_Existing_Food Preparation_Natural Gas_Griddle_E3 | F6 | Commercial | Grocery | Existing | Food Preparation | Natural Gas | Griddle | E3 | Utility - Value of Sales | 0 | 0 | 0 | 0 | 0 | 0 | 0 | 0 | 0 | 0 | 0 | 0 | 0 | 0 | 0 | 0 | 0 | 0 | 0 | 0 | 0 | 0 | 0 | 0 | 0 | 0 | 0
F6_Commercial_Grocery_Existing_Food Preparation_Natural Gas_Griddle_E4 | F6 | Commercial | Grocery | Existing | Food Preparation | Natural Gas | Griddle | E4 | Utility - Value of Sales | 0 | 0 | 0 | 0 | 0 | 0 | 0 | 0 | 0 | 0 | 0 | 0 | 0 | 0 | 0 | 0 | 0 | 0 | 0 | 0 | 0 | 0 | 0 | 0 | 0 | 0 | 0
F6_Commercial_Grocery_Existing_Food Preparation_Natural Gas_Griddle_E5 | F6 | Commercial | Grocery | Existing | Food Preparation | Natural Gas | Griddle | E5 | Utility - Value of Sales | 0 | 0 | 0 | 0 | 0 | 0 | 0 | 0 | 0 | 0 | 0 | 0 | 0 | 0 | 0 | 0 | 0 | 0 | 0 | 0 | 0 | 0 | 0 | 0 | 0 | 0 | 0
F6_Commercial_Grocery_Existing_Food Preparation_Natural Gas_Griddle_E6 | F6 | Commercial | Grocery | Existing | Food Preparation | Natural Gas | Griddle | E6 | Utility - Value of Sales | 0 | 0 | 0 | 0 | 0 | 0 | 0 | 0 | 0 | 0 | 0 | 0 | 0 | 0 | 0 | 0 | 0 | 0 | 0 | 0 | 0 | 0 | 0 | 0 | 0 | 0 | 0
F6_Commercial_Grocery_Existing_Food Preparation_Natural Gas_Griddle_E7 | F6 | Commercial | Grocery | Existing | Food Preparation | Natural Gas | Griddle | E7 | Utility - Value of Sales | 0 | 0 | 0 | 0 | 0 | 0 | 0 | 0 | 0 | 0 | 0 | 0 | 0 | 0 | 0 | 0 | 0 | 0 | 0 | 0 | 0 | 0 | 0 | 0 | 0 | 0 | 0
F6_Commercial_Grocery_Existing_Food Preparation_Natural Gas_Griddle_E8 | F6 | Commercial | Grocery | Existing | Food Preparation | Natural Gas | Griddle | E8 | Utility - Value of Sales | 0 | 0 | 0 | 0 | 0 | 0 | 0 | 0 | 0 | 0 | 0 | 0 | 0 | 0 | 0 | 0 | 0 | 0 | 0 | 0 | 0 | 0 | 0 | 0 | 0 | 0 | 0
F6_Commercial_Grocery_Existing_Food Preparation_Natural Gas_Griddle_E9 | F6 | Commercial | Grocery | Existing | Food Preparation | Natural Gas | Griddle | E9 | Utility - Value of Sales | 0 | 0 | 0 | 0 | 0 | 0 | 0 | 0 | 0 | 0 | 0 | 0 | 0 | 0 | 0 | 0 | 0 | 0 | 0 | 0 | 0 | 0 | 0 | 0 | 0 | 0 | 0
F6_Commercial_Grocery_Existing_Food Preparation_Natural Gas_Griddle_E10 | F6 | Commercial | Grocery | Existing | Food Preparation | Natural Gas | Griddle | E10 | Utility - Value of Sales | 0 | 0 | 0 | 0 | 0 | 0 | 0 | 0 | 0 | 0 | 0 | 0 | 0 | 0 | 0 | 0 | 0 | 0 | 0 | 0 | 0 | 0 | 0 | 0 | 0 | 0 | 0
F1_Commercial_Grocery_Existing_Food Preparation_Natural Gas_Range_E1 | F1 | Commercial | Grocery | Existing | Food Preparation | Natural Gas | Range | E1 | RVT - Cost of Equipment | 0.091871 | 0.091871 | 0.091871 | 0.091871 | 0.091871 | 0.091871 | 0.091871 | 0.091871 | 0.091871 | 0.091871 | 0.091871 | 0.091871 | 0.091871 | 0.091871 | 0.091871 | 0.091871 | 0.091871 | 0.091871 | 0.091871 | 0.091871 | 0.091871 | 0.091871 | 0.091871 | 0.091871 | 0.091871 | 0.091871 | 0.091871
F1_Commercial_Grocery_Existing_Food Preparation_Natural Gas_Range_E2 | F1 | Commercial | Grocery | Existing | Food Preparation | Natural Gas | Range | E2 | RVT - Cost of Equipment | 0.091872 | 0.091872 | 0.091872 | 0.091872 | 0.091872 | 0.091872 | 0.091872 | 0.091872 | 0.091872 | 0.091872 | 0.091872 | 0.091872 | 0.091872 | 0.091872 | 0.091872 | 0.091872 | 0.091872 | 0.091872 | 0.091872 | 0.091872 | 0.091872 | 0.091872 | 0.091872 | 0.091872 | 0.091872 | 0.091872 | 0.091872
F1_Commercial_Grocery_Existing_Food Preparation_Natural Gas_Range_E3 | F1 | Commercial | Grocery | Existing | Food Preparation | Natural Gas | Range | E3 | RVT - Cost of Equipment | 0 | 0 | 0 | 0 | 0 | 0 | 0 | 0 | 0 | 0 | 0 | 0 | 0 | 0 | 0 | 0 | 0 | 0 | 0 | 0 | 0 | 0 | 0 | 0 | 0 | 0 | 0
F1_Commercial_Grocery_Existing_Food Preparation_Natural Gas_Range_E4 | F1 | Commercial | Grocery | Existing | Food Preparation | Natural Gas | Range | E4 | RVT - Cost of Equipment | 0 | 0 | 0 | 0 | 0 | 0 | 0 | 0 | 0 | 0 | 0 | 0 | 0 | 0 | 0 | 0 | 0 | 0 | 0 | 0 | 0 | 0 | 0 | 0 | 0 | 0 | 0
F1_Commercial_Grocery_Existing_Food Preparation_Natural Gas_Range_E5 | F1 | Commercial | Grocery | Existing | Food Preparation | Natural Gas | Range | E5 | RVT - Cost of Equipment | 0 | 0 | 0 | 0 | 0 | 0 | 0 | 0 | 0 | 0 | 0 | 0 | 0 | 0 | 0 | 0 | 0 | 0 | 0 | 0 | 0 | 0 | 0 | 0 | 0 | 0 | 0
F1_Commercial_Grocery_Existing_Food Preparation_Natural Gas_Range_E6 | F1 | Commercial | Grocery | Existing | Food Preparation | Natural Gas | Range | E6 | RVT - Cost of Equipment | 0 | 0 | 0 | 0 | 0 | 0 | 0 | 0 | 0 | 0 | 0 | 0 | 0 | 0 | 0 | 0 | 0 | 0 | 0 | 0 | 0 | 0 | 0 | 0 | 0 | 0 | 0
F1_Commercial_Grocery_Existing_Food Preparation_Natural Gas_Range_E7 | F1 | Commercial | Grocery | Existing | Food Preparation | Natural Gas | Range | E7 | RVT - Cost of Equipment | 0 | 0 | 0 | 0 | 0 | 0 | 0 | 0 | 0 | 0 | 0 | 0 | 0 | 0 | 0 | 0 | 0 | 0 | 0 | 0 | 0 | 0 | 0 | 0 | 0 | 0 | 0
F1_Commercial_Grocery_Existing_Food Preparation_Natural Gas_Range_E8 | F1 | Commercial | Grocery | Existing | Food Preparation | Natural Gas | Range | E8 | RVT - Cost of Equipment | 0 | 0 | 0 | 0 | 0 | 0 | 0 | 0 | 0 | 0 | 0 | 0 | 0 | 0 | 0 | 0 | 0 | 0 | 0 | 0 | 0 | 0 | 0 | 0 | 0 | 0 | 0
F1_Commercial_Grocery_Existing_Food Preparation_Natural Gas_Range_E9 | F1 | Commercial | Grocery | Existing | Food Preparation | Natural Gas | Range | E9 | RVT - Cost of Equipment | 0 | 0 | 0 | 0 | 0 | 0 | 0 | 0 | 0 | 0 | 0 | 0 | 0 | 0 | 0 | 0 | 0 | 0 | 0 | 0 | 0 | 0 | 0 | 0 | 0 | 0 | 0
F1_Commercial_Grocery_Existing_Food Preparation_Natural Gas_Range_E10 | F1 | Commercial | Grocery | Existing | Food Preparation | Natural Gas | Range | E10 | RVT - Cost of Equipment | 0 | 0 | 0 | 0 | 0 | 0 | 0 | 0 | 0 | 0 | 0 | 0 | 0 | 0 | 0 | 0 | 0 | 0 | 0 | 0 | 0 | 0 | 0 | 0 | 0 | 0 | 0
F2_Commercial_Grocery_Existing_Food Preparation_Natural Gas_Range_E1 | F2 | Commercial | Grocery | Existing | Food Preparation | Natural Gas | Range | E1 | RVT - Cost of Operation | 0 | 0 | 0 | 0 | 0 | 0 | 0 | 0 | 0 | 0 | 0 | 0 | 0 | 0 | 0 | 0 | 0 | 0 | 0 | 0 | 0 | 0 | 0 | 0 | 0 | 0 | 0
F2_Commercial_Grocery_Existing_Food Preparation_Natural Gas_Range_E2 | F2 | Commercial | Grocery | Existing | Food Preparation | Natural Gas | Range | E2 | RVT - Cost of Operation | 0 | 0 | 0 | 0 | 0 | 0 | 0 | 0 | 0 | 0 | 0 | 0 | 0 | 0 | 0 | 0 | 0 | 0 | 0 | 0 | 0 | 0 | 0 | 0 | 0 | 0 | 0
F2_Commercial_Grocery_Existing_Food Preparation_Natural Gas_Range_E3 | F2 | Commercial | Grocery | Existing | Food Preparation | Natural Gas | Range | E3 | RVT - Cost of Operation | 0 | 0 | 0 | 0 | 0 | 0 | 0 | 0 | 0 | 0 | 0 | 0 | 0 | 0 | 0 | 0 | 0 | 0 | 0 | 0 | 0 | 0 | 0 | 0 | 0 | 0 | 0
F2_Commercial_Grocery_Existing_Food Preparation_Natural Gas_Range_E4 | F2 | Commercial | Grocery | Existing | Food Preparation | Natural Gas | Range | E4 | RVT - Cost of Operation | 0 | 0 | 0 | 0 | 0 | 0 | 0 | 0 | 0 | 0 | 0 | 0 | 0 | 0 | 0 | 0 | 0 | 0 | 0 | 0 | 0 | 0 | 0 | 0 | 0 | 0 | 0
F2_Commercial_Grocery_Existing_Food Preparation_Natural Gas_Range_E5 | F2 | Commercial | Grocery | Existing | Food Preparation | Natural Gas | Range | E5 | RVT - Cost of Operation | 0 | 0 | 0 | 0 | 0 | 0 | 0 | 0 | 0 | 0 | 0 | 0 | 0 | 0 | 0 | 0 | 0 | 0 | 0 | 0 | 0 | 0 | 0 | 0 | 0 | 0 | 0
F2_Commercial_Grocery_Existing_Food Preparation_Natural Gas_Range_E6 | F2 | Commercial | Grocery | Existing | Food Preparation | Natural Gas | Range | E6 | RVT - Cost of Operation | 0 | 0 | 0 | 0 | 0 | 0 | 0 | 0 | 0 | 0 | 0 | 0 | 0 | 0 | 0 | 0 | 0 | 0 | 0 | 0 | 0 | 0 | 0 | 0 | 0 | 0 | 0
F2_Commercial_Grocery_Existing_Food Preparation_Natural Gas_Range_E7 | F2 | Commercial | Grocery | Existing | Food Preparation | Natural Gas | Range | E7 | RVT - Cost of Operation | 0 | 0 | 0 | 0 | 0 | 0 | 0 | 0 | 0 | 0 | 0 | 0 | 0 | 0 | 0 | 0 | 0 | 0 | 0 | 0 | 0 | 0 | 0 | 0 | 0 | 0 | 0
F2_Commercial_Grocery_Existing_Food Preparation_Natural Gas_Range_E8 | F2 | Commercial | Grocery | Existing | Food Preparation | Natural Gas | Range | E8 | RVT - Cost of Operation | 0 | 0 | 0 | 0 | 0 | 0 | 0 | 0 | 0 | 0 | 0 | 0 | 0 | 0 | 0 | 0 | 0 | 0 | 0 | 0 | 0 | 0 | 0 | 0 | 0 | 0 | 0
F2_Commercial_Grocery_Existing_Food Preparation_Natural Gas_Range_E9 | F2 | Commercial | Grocery | Existing | Food Preparation | Natural Gas | Range | E9 | RVT - Cost of Operation | 0 | 0 | 0 | 0 | 0 | 0 | 0 | 0 | 0 | 0 | 0 | 0 | 0 | 0 | 0 | 0 | 0 | 0 | 0 | 0 | 0 | 0 | 0 | 0 | 0 | 0 | 0
F2_Commercial_Grocery_Existing_Food Preparation_Natural Gas_Range_E10 | F2 | Commercial | Grocery | Existing | Food Preparation | Natural Gas | Range | E10 | RVT - Cost of Operation | 0 | 0 | 0 | 0 | 0 | 0 | 0 | 0 | 0 | 0 | 0 | 0 | 0 | 0 | 0 | 0 | 0 | 0 | 0 | 0 | 0 | 0 | 0 | 0 | 0 | 0 | 0
F3_Commercial_Grocery_Existing_Food Preparation_Natural Gas_Range_E1 | F3 | Commercial | Grocery | Existing | Food Preparation | Natural Gas | Range | E1 | System - kBTUs of Consumption | 9.8175 | 9.8175 | 9.8175 | 9.8175 | 9.8175 | 9.8175 | 9.8175 | 9.8175 | 9.8175 | 9.8175 | 9.8175 | 9.8175 | 9.8175 | 9.8175 | 9.8175 | 9.8175 | 9.8175 | 9.8175 | 9.8175 | 9.8175 | 9.8175 | 9.8175 | 9.8175 | 9.8175 | 9.8175 | 9.8175 | 9.8175
F3_Commercial_Grocery_Existing_Food Preparation_Natural Gas_Range_E2 | F3 | Commercial | Grocery | Existing | Food Preparation | Natural Gas | Range | E2 | System - kBTUs of Consumption | 8.415 | 8.415 | 8.415 | 8.415 | 8.415 | 8.415 | 8.415 | 8.415 | 8.415 | 8.415 | 8.415 | 8.415 | 8.415 | 8.415 | 8.415 | 8.415 | 8.415 | 8.415 | 8.415 | 8.415 | 8.415 | 8.415 | 8.415 | 8.415 | 8.415 | 8.415 | 8.415
F3_Commercial_Grocery_Existing_Food Preparation_Natural Gas_Range_E3 | F3 | Commercial | Grocery | Existing | Food Preparation | Natural Gas | Range | E3 | System - kBTUs of Consumption | 0 | 0 | 0 | 0 | 0 | 0 | 0 | 0 | 0 | 0 | 0 | 0 | 0 | 0 | 0 | 0 | 0 | 0 | 0 | 0 | 0 | 0 | 0 | 0 | 0 | 0 | 0
F3_Commercial_Grocery_Existing_Food Preparation_Natural Gas_Range_E4 | F3 | Commercial | Grocery | Existing | Food Preparation | Natural Gas | Range | E4 | System - kBTUs of Consumption | 0 | 0 | 0 | 0 | 0 | 0 | 0 | 0 | 0 | 0 | 0 | 0 | 0 | 0 | 0 | 0 | 0 | 0 | 0 | 0 | 0 | 0 | 0 | 0 | 0 | 0 | 0
F3_Commercial_Grocery_Existing_Food Preparation_Natural Gas_Range_E5 | F3 | Commercial | Grocery | Existing | Food Preparation | Natural Gas | Range | E5 | System - kBTUs of Consumption | 0 | 0 | 0 | 0 | 0 | 0 | 0 | 0 | 0 | 0 | 0 | 0 | 0 | 0 | 0 | 0 | 0 | 0 | 0 | 0 | 0 | 0 | 0 | 0 | 0 | 0 | 0
F3_Commercial_Grocery_Existing_Food Preparation_Natural Gas_Range_E6 | F3 | Commercial | Grocery | Existing | Food Preparation | Natural Gas | Range | E6 | System - kBTUs of Consumption | 0 | 0 | 0 | 0 | 0 | 0 | 0 | 0 | 0 | 0 | 0 | 0 | 0 | 0 | 0 | 0 | 0 | 0 | 0 | 0 | 0 | 0 | 0 | 0 | 0 | 0 | 0
F3_Commercial_Grocery_Existing_Food Preparation_Natural Gas_Range_E7 | F3 | Commercial | Grocery | Existing | Food Preparation | Natural Gas | Range | E7 | System - kBTUs of Consumption | 0 | 0 | 0 | 0 | 0 | 0 | 0 | 0 | 0 | 0 | 0 | 0 | 0 | 0 | 0 | 0 | 0 | 0 | 0 | 0 | 0 | 0 | 0 | 0 | 0 | 0 | 0
F3_Commercial_Grocery_Existing_Food Preparation_Natural Gas_Range_E8 | F3 | Commercial | Grocery | Existing | Food Preparation | Natural Gas | Range | E8 | System - kBTUs of Consumption | 0 | 0 | 0 | 0 | 0 | 0 | 0 | 0 | 0 | 0 | 0 | 0 | 0 | 0 | 0 | 0 | 0 | 0 | 0 | 0 | 0 | 0 | 0 | 0 | 0 | 0 | 0
F3_Commercial_Grocery_Existing_Food Preparation_Natural Gas_Range_E9 | F3 | Commercial | Grocery | Existing | Food Preparation | Natural Gas | Range | E9 | System - kBTUs of Consumption | 0 | 0 | 0 | 0 | 0 | 0 | 0 | 0 | 0 | 0 | 0 | 0 | 0 | 0 | 0 | 0 | 0 | 0 | 0 | 0 | 0 | 0 | 0 | 0 | 0 | 0 | 0
F3_Commercial_Grocery_Existing_Food Preparation_Natural Gas_Range_E10 | F3 | Commercial | Grocery | Existing | Food Preparation | Natural Gas | Range | E10 | System - kBTUs of Consumption | 0 | 0 | 0 | 0 | 0 | 0 | 0 | 0 | 0 | 0 | 0 | 0 | 0 | 0 | 0 | 0 | 0 | 0 | 0 | 0 | 0 | 0 | 0 | 0 | 0 | 0 | 0
F4_Commercial_Grocery_Existing_Food Preparation_Natural Gas_Range_E1 | F4 | Commercial | Grocery | Existing | Food Preparation | Natural Gas | Range | E1 | Utility - Cost of Equipment | 0.091871 | 0.091871 | 0.091871 | 0.091871 | 0.091871 | 0.091871 | 0.091871 | 0.091871 | 0.091871 | 0.091871 | 0.091871 | 0.091871 | 0.091871 | 0.091871 | 0.091871 | 0.091871 | 0.091871 | 0.091871 | 0.091871 | 0.091871 | 0.091871 | 0.091871 | 0.091871 | 0.091871 | 0.091871 | 0.091871 | 0.091871
F4_Commercial_Grocery_Existing_Food Preparation_Natural Gas_Range_E2 | F4 | Commercial | Grocery | Existing | Food Preparation | Natural Gas | Range | E2 | Utility - Cost of Equipment | 0.091872 | 0.091872 | 0.091872 | 0.091872 | 0.091872 | 0.091872 | 0.091872 | 0.091872 | 0.091872 | 0.091872 | 0.091872 | 0.091872 | 0.091872 | 0.091872 | 0.091872 | 0.091872 | 0.091872 | 0.091872 | 0.091872 | 0.091872 | 0.091872 | 0.091872 | 0.091872 | 0.091872 | 0.091872 | 0.091872 | 0.091872
F4_Commercial_Grocery_Existing_Food Preparation_Natural Gas_Range_E3 | F4 | Commercial | Grocery | Existing | Food Preparation | Natural Gas | Range | E3 | Utility - Cost of Equipment | 0 | 0 | 0 | 0 | 0 | 0 | 0 | 0 | 0 | 0 | 0 | 0 | 0 | 0 | 0 | 0 | 0 | 0 | 0 | 0 | 0 | 0 | 0 | 0 | 0 | 0 | 0
F4_Commercial_Grocery_Existing_Food Preparation_Natural Gas_Range_E4 | F4 | Commercial | Grocery | Existing | Food Preparation | Natural Gas | Range | E4 | Utility - Cost of Equipment | 0 | 0 | 0 | 0 | 0 | 0 | 0 | 0 | 0 | 0 | 0 | 0 | 0 | 0 | 0 | 0 | 0 | 0 | 0 | 0 | 0 | 0 | 0 | 0 | 0 | 0 | 0
F4_Commercial_Grocery_Existing_Food Preparation_Natural Gas_Range_E5 | F4 | Commercial | Grocery | Existing | Food Preparation | Natural Gas | Range | E5 | Utility - Cost of Equipment | 0 | 0 | 0 | 0 | 0 | 0 | 0 | 0 | 0 | 0 | 0 | 0 | 0 | 0 | 0 | 0 | 0 | 0 | 0 | 0 | 0 | 0 | 0 | 0 | 0 | 0 | 0
F4_Commercial_Grocery_Existing_Food Preparation_Natural Gas_Range_E6 | F4 | Commercial | Grocery | Existing | Food Preparation | Natural Gas | Range | E6 | Utility - Cost of Equipment | 0 | 0 | 0 | 0 | 0 | 0 | 0 | 0 | 0 | 0 | 0 | 0 | 0 | 0 | 0 | 0 | 0 | 0 | 0 | 0 | 0 | 0 | 0 | 0 | 0 | 0 | 0
F4_Commercial_Grocery_Existing_Food Preparation_Natural Gas_Range_E7 | F4 | Commercial | Grocery | Existing | Food Preparation | Natural Gas | Range | E7 | Utility - Cost of Equipment | 0 | 0 | 0 | 0 | 0 | 0 | 0 | 0 | 0 | 0 | 0 | 0 | 0 | 0 | 0 | 0 | 0 | 0 | 0 | 0 | 0 | 0 | 0 | 0 | 0 | 0 | 0
F4_Commercial_Grocery_Existing_Food Preparation_Natural Gas_Range_E8 | F4 | Commercial | Grocery | Existing | Food Preparation | Natural Gas | Range | E8 | Utility - Cost of Equipment | 0 | 0 | 0 | 0 | 0 | 0 | 0 | 0 | 0 | 0 | 0 | 0 | 0 | 0 | 0 | 0 | 0 | 0 | 0 | 0 | 0 | 0 | 0 | 0 | 0 | 0 | 0
F4_Commercial_Grocery_Existing_Food Preparation_Natural Gas_Range_E9 | F4 | Commercial | Grocery | Existing | Food Preparation | Natural Gas | Range | E9 | Utility - Cost of Equipment | 0 | 0 | 0 | 0 | 0 | 0 | 0 | 0 | 0 | 0 | 0 | 0 | 0 | 0 | 0 | 0 | 0 | 0 | 0 | 0 | 0 | 0 | 0 | 0 | 0 | 0 | 0
F4_Commercial_Grocery_Existing_Food Preparation_Natural Gas_Range_E10 | F4 | Commercial | Grocery | Existing | Food Preparation | Natural Gas | Range | E10 | Utility - Cost of Equipment | 0 | 0 | 0 | 0 | 0 | 0 | 0 | 0 | 0 | 0 | 0 | 0 | 0 | 0 | 0 | 0 | 0 | 0 | 0 | 0 | 0 | 0 | 0 | 0 | 0 | 0 | 0
F5_Commercial_Grocery_Existing_Food Preparation_Natural Gas_Range_E1 | F5 | Commercial | Grocery | Existing | Food Preparation | Natural Gas | Range | E1 | Utility - Cost of Operation | 0.13491 | 0.13296 | 0.13106 | 0.12922 | 0.12924 | 0.13047 | 0.13245 | 0.13486 | 0.13746 | 0.14012 | 0.14275 | 0.14507 | 0.14685 | 0.1476 | 0.14725 | 0.14581 | 0.14338 | 0.1402 | 0.13642 | 0.13193 | 0.12669 | 0.12065 | 0.11529 | 0.11182 | 0.11032 | 0.11086 | 0.1114
F5_Commercial_Grocery_Existing_Food Preparation_Natural Gas_Range_E2 | F5 | Commercial | Grocery | Existing | Food Preparation | Natural Gas | Range | E2 | Utility - Cost of Operation | 0.11564 | 0.11397 | 0.11234 | 0.11076 | 0.11078 | 0.11183 | 0.11353 | 0.11559 | 0.11782 | 0.1201 | 0.12235 | 0.12435 | 0.12587 | 0.12652 | 0.12622 | 0.12498 | 0.1229 | 0.12017 | 0.11693 | 0.11309 | 0.10859 | 0.10341 | 0.098817 | 0.095842 | 0.094557 | 0.095021 | 0.095486
F5_Commercial_Grocery_Existing_Food Preparation_Natural Gas_Range_E3 | F5 | Commercial | Grocery | Existing | Food Preparation | Natural Gas | Range | E3 | Utility - Cost of Operation | 0 | 0 | 0 | 0 | 0 | 0 | 0 | 0 | 0 | 0 | 0 | 0 | 0 | 0 | 0 | 0 | 0 | 0 | 0 | 0 | 0 | 0 | 0 | 0 | 0 | 0 | 0
F5_Commercial_Grocery_Existing_Food Preparation_Natural Gas_Range_E4 | F5 | Commercial | Grocery | Existing | Food Preparation | Natural Gas | Range | E4 | Utility - Cost of Operation | 0 | 0 | 0 | 0 | 0 | 0 | 0 | 0 | 0 | 0 | 0 | 0 | 0 | 0 | 0 | 0 | 0 | 0 | 0 | 0 | 0 | 0 | 0 | 0 | 0 | 0 | 0
F5_Commercial_Grocery_Existing_Food Preparation_Natural Gas_Range_E5 | F5 | Commercial | Grocery | Existing | Food Preparation | Natural Gas | Range | E5 | Utility - Cost of Operation | 0 | 0 | 0 | 0 | 0 | 0 | 0 | 0 | 0 | 0 | 0 | 0 | 0 | 0 | 0 | 0 | 0 | 0 | 0 | 0 | 0 | 0 | 0 | 0 | 0 | 0 | 0
F5_Commercial_Grocery_Existing_Food Preparation_Natural Gas_Range_E6 | F5 | Commercial | Grocery | Existing | Food Preparation | Natural Gas | Range | E6 | Utility - Cost of Operation | 0 | 0 | 0 | 0 | 0 | 0 | 0 | 0 | 0 | 0 | 0 | 0 | 0 | 0 | 0 | 0 | 0 | 0 | 0 | 0 | 0 | 0 | 0 | 0 | 0 | 0 | 0
F5_Commercial_Grocery_Existing_Food Preparation_Natural Gas_Range_E7 | F5 | Commercial | Grocery | Existing | Food Preparation | Natural Gas | Range | E7 | Utility - Cost of Operation | 0 | 0 | 0 | 0 | 0 | 0 | 0 | 0 | 0 | 0 | 0 | 0 | 0 | 0 | 0 | 0 | 0 | 0 | 0 | 0 | 0 | 0 | 0 | 0 | 0 | 0 | 0
F5_Commercial_Grocery_Existing_Food Preparation_Natural Gas_Range_E8 | F5 | Commercial | Grocery | Existing | Food Preparation | Natural Gas | Range | E8 | Utility - Cost of Operation | 0 | 0 | 0 | 0 | 0 | 0 | 0 | 0 | 0 | 0 | 0 | 0 | 0 | 0 | 0 | 0 | 0 | 0 | 0 | 0 | 0 | 0 | 0 | 0 | 0 | 0 | 0
F5_Commercial_Grocery_Existing_Food Preparation_Natural Gas_Range_E9 | F5 | Commercial | Grocery | Existing | Food Preparation | Natural Gas | Range | E9 | Utility - Cost of Operation | 0 | 0 | 0 | 0 | 0 | 0 | 0 | 0 | 0 | 0 | 0 | 0 | 0 | 0 | 0 | 0 | 0 | 0 | 0 | 0 | 0 | 0 | 0 | 0 | 0 | 0 | 0
F5_Commercial_Grocery_Existing_Food Preparation_Natural Gas_Range_E10 | F5 | Commercial | Grocery | Existing | Food Preparation | Natural Gas | Range | E10 | Utility - Cost of Operation | 0 | 0 | 0 | 0 | 0 | 0 | 0 | 0 | 0 | 0 | 0 | 0 | 0 | 0 | 0 | 0 | 0 | 0 | 0 | 0 | 0 | 0 | 0 | 0 | 0 | 0 | 0
F6_Commercial_Grocery_Existing_Food Preparation_Natural Gas_Range_E1 | F6 | Commercial | Grocery | Existing | Food Preparation | Natural Gas | Range | E1 | Utility - Value of Sales | 0 | 0 | 0 | 0 | 0 | 0 | 0 | 0 | 0 | 0 | 0 | 0 | 0 | 0 | 0 | 0 | 0 | 0 | 0 | 0 | 0 | 0 | 0 | 0 | 0 | 0 | 0
F6_Commercial_Grocery_Existing_Food Preparation_Natural Gas_Range_E2 | F6 | Commercial | Grocery | Existing | Food Preparation | Natural Gas | Range | E2 | Utility - Value of Sales | 0 | 0 | 0 | 0 | 0 | 0 | 0 | 0 | 0 | 0 | 0 | 0 | 0 | 0 | 0 | 0 | 0 | 0 | 0 | 0 | 0 | 0 | 0 | 0 | 0 | 0 | 0
F6_Commercial_Grocery_Existing_Food Preparation_Natural Gas_Range_E3 | F6 | Commercial | Grocery | Existing | Food Preparation | Natural Gas | Range | E3 | Utility - Value of Sales | 0 | 0 | 0 | 0 | 0 | 0 | 0 | 0 | 0 | 0 | 0 | 0 | 0 | 0 | 0 | 0 | 0 | 0 | 0 | 0 | 0 | 0 | 0 | 0 | 0 | 0 | 0
F6_Commercial_Grocery_Existing_Food Preparation_Natural Gas_Range_E4 | F6 | Commercial | Grocery | Existing | Food Preparation | Natural Gas | Range | E4 | Utility - Value of Sales | 0 | 0 | 0 | 0 | 0 | 0 | 0 | 0 | 0 | 0 | 0 | 0 | 0 | 0 | 0 | 0 | 0 | 0 | 0 | 0 | 0 | 0 | 0 | 0 | 0 | 0 | 0
F6_Commercial_Grocery_Existing_Food Preparation_Natural Gas_Range_E5 | F6 | Commercial | Grocery | Existing | Food Preparation | Natural Gas | Range | E5 | Utility - Value of Sales | 0 | 0 | 0 | 0 | 0 | 0 | 0 | 0 | 0 | 0 | 0 | 0 | 0 | 0 | 0 | 0 | 0 | 0 | 0 | 0 | 0 | 0 | 0 | 0 | 0 | 0 | 0
F6_Commercial_Grocery_Existing_Food Preparation_Natural Gas_Range_E6 | F6 | Commercial | Grocery | Existing | Food Preparation | Natural Gas | Range | E6 | Utility - Value of Sales | 0 | 0 | 0 | 0 | 0 | 0 | 0 | 0 | 0 | 0 | 0 | 0 | 0 | 0 | 0 | 0 | 0 | 0 | 0 | 0 | 0 | 0 | 0 | 0 | 0 | 0 | 0
F6_Commercial_Grocery_Existing_Food Preparation_Natural Gas_Range_E7 | F6 | Commercial | Grocery | Existing | Food Preparation | Natural Gas | Range | E7 | Utility - Value of Sales | 0 | 0 | 0 | 0 | 0 | 0 | 0 | 0 | 0 | 0 | 0 | 0 | 0 | 0 | 0 | 0 | 0 | 0 | 0 | 0 | 0 | 0 | 0 | 0 | 0 | 0 | 0
F6_Commercial_Grocery_Existing_Food Preparation_Natural Gas_Range_E8 | F6 | Commercial | Grocery | Existing | Food Preparation | Natural Gas | Range | E8 | Utility - Value of Sales | 0 | 0 | 0 | 0 | 0 | 0 | 0 | 0 | 0 | 0 | 0 | 0 | 0 | 0 | 0 | 0 | 0 | 0 | 0 | 0 | 0 | 0 | 0 | 0 | 0 | 0 | 0
F6_Commercial_Grocery_Existing_Food Preparation_Natural Gas_Range_E9 | F6 | Commercial | Grocery | Existing | Food Preparation | Natural Gas | Range | E9 | Utility - Value of Sales | 0 | 0 | 0 | 0 | 0 | 0 | 0 | 0 | 0 | 0 | 0 | 0 | 0 | 0 | 0 | 0 | 0 | 0 | 0 | 0 | 0 | 0 | 0 | 0 | 0 | 0 | 0
F6_Commercial_Grocery_Existing_Food Preparation_Natural Gas_Range_E10 | F6 | Commercial | Grocery | Existing | Food Preparation | Natural Gas | Range | E10 | Utility - Value of Sales | 0 | 0 | 0 | 0 | 0 | 0 | 0 | 0 | 0 | 0 | 0 | 0 | 0 | 0 | 0 | 0 | 0 | 0 | 0 | 0 | 0 | 0 | 0 | 0 | 0 | 0 | 0
F1_Commercial_Grocery_Existing_Food Preparation_Natural Gas_Steamer_E1 | F1 | Commercial | Grocery | Existing | Food Preparation | Natural Gas | Steamer | E1 | RVT - Cost of Equipment | 0.232 | 0 | 0 | 0 | 0 | 0 | 0 | 0 | 0 | 0 | 0 | 0 | 0 | 0 | 0 | 0 | 0 | 0 | 0 | 0 | 0 | 0 | 0 | 0 | 0 | 0 | 0
F1_Commercial_Grocery_Existing_Food Preparation_Natural Gas_Steamer_E2 | F1 | Commercial | Grocery | Existing | Food Preparation | Natural Gas | Steamer | E2 | RVT - Cost of Equipment | 0.13476 | 0.13476 | 0.13476 | 0.13476 | 0.13476 | 0.13476 | 0.13476 | 0.13476 | 0.13476 | 0.13476 | 0.13476 | 0.13476 | 0.13476 | 0.13476 | 0.13476 | 0.13476 | 0.13476 | 0.13476 | 0.13476 | 0.13476 | 0.13476 | 0.13476 | 0.13476 | 0.13476 | 0.13476 | 0.13476 | 0.13476
F1_Commercial_Grocery_Existing_Food Preparation_Natural Gas_Steamer_E3 | F1 | Commercial | Grocery | Existing | Food Preparation | Natural Gas | Steamer | E3 | RVT - Cost of Equipment | 0 | 0 | 0 | 0 | 0 | 0 | 0 | 0 | 0 | 0 | 0 | 0 | 0 | 0 | 0 | 0 | 0 | 0 | 0 | 0 | 0 | 0 | 0 | 0 | 0 | 0 | 0
F1_Commercial_Grocery_Existing_Food Preparation_Natural Gas_Steamer_E4 | F1 | Commercial | Grocery | Existing | Food Preparation | Natural Gas | Steamer | E4 | RVT - Cost of Equipment | 0 | 0 | 0 | 0 | 0 | 0 | 0 | 0 | 0 | 0 | 0 | 0 | 0 | 0 | 0 | 0 | 0 | 0 | 0 | 0 | 0 | 0 | 0 | 0 | 0 | 0 | 0
F1_Commercial_Grocery_Existing_Food Preparation_Natural Gas_Steamer_E5 | F1 | Commercial | Grocery | Existing | Food Preparation | Natural Gas | Steamer | E5 | RVT - Cost of Equipment | 0 | 0 | 0 | 0 | 0 | 0 | 0 | 0 | 0 | 0 | 0 | 0 | 0 | 0 | 0 | 0 | 0 | 0 | 0 | 0 | 0 | 0 | 0 | 0 | 0 | 0 | 0
F1_Commercial_Grocery_Existing_Food Preparation_Natural Gas_Steamer_E6 | F1 | Commercial | Grocery | Existing | Food Preparation | Natural Gas | Steamer | E6 | RVT - Cost of Equipment | 0 | 0 | 0 | 0 | 0 | 0 | 0 | 0 | 0 | 0 | 0 | 0 | 0 | 0 | 0 | 0 | 0 | 0 | 0 | 0 | 0 | 0 | 0 | 0 | 0 | 0 | 0
F1_Commercial_Grocery_Existing_Food Preparation_Natural Gas_Steamer_E7 | F1 | Commercial | Grocery | Existing | Food Preparation | Natural Gas | Steamer | E7 | RVT - Cost of Equipment | 0 | 0 | 0 | 0 | 0 | 0 | 0 | 0 | 0 | 0 | 0 | 0 | 0 | 0 | 0 | 0 | 0 | 0 | 0 | 0 | 0 | 0 | 0 | 0 | 0 | 0 | 0
F1_Commercial_Grocery_Existing_Food Preparation_Natural Gas_Steamer_E8 | F1 | Commercial | Grocery | Existing | Food Preparation | Natural Gas | Steamer | E8 | RVT - Cost of Equipment | 0 | 0 | 0 | 0 | 0 | 0 | 0 | 0 | 0 | 0 | 0 | 0 | 0 | 0 | 0 | 0 | 0 | 0 | 0 | 0 | 0 | 0 | 0 | 0 | 0 | 0 | 0
F1_Commercial_Grocery_Existing_Food Preparation_Natural Gas_Steamer_E9 | F1 | Commercial | Grocery | Existing | Food Preparation | Natural Gas | Steamer | E9 | RVT - Cost of Equipment | 0 | 0 | 0 | 0 | 0 | 0 | 0 | 0 | 0 | 0 | 0 | 0 | 0 | 0 | 0 | 0 | 0 | 0 | 0 | 0 | 0 | 0 | 0 | 0 | 0 | 0 | 0
F1_Commercial_Grocery_Existing_Food Preparation_Natural Gas_Steamer_E10 | F1 | Commercial | Grocery | Existing | Food Preparation | Natural Gas | Steamer | E10 | RVT - Cost of Equipment | 0 | 0 | 0 | 0 | 0 | 0 | 0 | 0 | 0 | 0 | 0 | 0 | 0 | 0 | 0 | 0 | 0 | 0 | 0 | 0 | 0 | 0 | 0 | 0 | 0 | 0 | 0
F2_Commercial_Grocery_Existing_Food Preparation_Natural Gas_Steamer_E1 | F2 | Commercial | Grocery | Existing | Food Preparation | Natural Gas | Steamer | E1 | RVT - Cost of Operation | 0 | 0 | 0 | 0 | 0 | 0 | 0 | 0 | 0 | 0 | 0 | 0 | 0 | 0 | 0 | 0 | 0 | 0 | 0 | 0 | 0 | 0 | 0 | 0 | 0 | 0 | 0
F2_Commercial_Grocery_Existing_Food Preparation_Natural Gas_Steamer_E2 | F2 | Commercial | Grocery | Existing | Food Preparation | Natural Gas | Steamer | E2 | RVT - Cost of Operation | 0 | 0 | 0 | 0 | 0 | 0 | 0 | 0 | 0 | 0 | 0 | 0 | 0 | 0 | 0 | 0 | 0 | 0 | 0 | 0 | 0 | 0 | 0 | 0 | 0 | 0 | 0
F2_Commercial_Grocery_Existing_Food Preparation_Natural Gas_Steamer_E3 | F2 | Commercial | Grocery | Existing | Food Preparation | Natural Gas | Steamer | E3 | RVT - Cost of Operation | 0 | 0 | 0 | 0 | 0 | 0 | 0 | 0 | 0 | 0 | 0 | 0 | 0 | 0 | 0 | 0 | 0 | 0 | 0 | 0 | 0 | 0 | 0 | 0 | 0 | 0 | 0
F2_Commercial_Grocery_Existing_Food Preparation_Natural Gas_Steamer_E4 | F2 | Commercial | Grocery | Existing | Food Preparation | Natural Gas | Steamer | E4 | RVT - Cost of Operation | 0 | 0 | 0 | 0 | 0 | 0 | 0 | 0 | 0 | 0 | 0 | 0 | 0 | 0 | 0 | 0 | 0 | 0 | 0 | 0 | 0 | 0 | 0 | 0 | 0 | 0 | 0
F2_Commercial_Grocery_Existing_Food Preparation_Natural Gas_Steamer_E5 | F2 | Commercial | Grocery | Existing | Food Preparation | Natural Gas | Steamer | E5 | RVT - Cost of Operation | 0 | 0 | 0 | 0 | 0 | 0 | 0 | 0 | 0 | 0 | 0 | 0 | 0 | 0 | 0 | 0 | 0 | 0 | 0 | 0 | 0 | 0 | 0 | 0 | 0 | 0 | 0
F2_Commercial_Grocery_Existing_Food Preparation_Natural Gas_Steamer_E6 | F2 | Commercial | Grocery | Existing | Food Preparation | Natural Gas | Steamer | E6 | RVT - Cost of Operation | 0 | 0 | 0 | 0 | 0 | 0 | 0 | 0 | 0 | 0 | 0 | 0 | 0 | 0 | 0 | 0 | 0 | 0 | 0 | 0 | 0 | 0 | 0 | 0 | 0 | 0 | 0
F2_Commercial_Grocery_Existing_Food Preparation_Natural Gas_Steamer_E7 | F2 | Commercial | Grocery | Existing | Food Preparation | Natural Gas | Steamer | E7 | RVT - Cost of Operation | 0 | 0 | 0 | 0 | 0 | 0 | 0 | 0 | 0 | 0 | 0 | 0 | 0 | 0 | 0 | 0 | 0 | 0 | 0 | 0 | 0 | 0 | 0 | 0 | 0 | 0 | 0
F2_Commercial_Grocery_Existing_Food Preparation_Natural Gas_Steamer_E8 | F2 | Commercial | Grocery | Existing | Food Preparation | Natural Gas | Steamer | E8 | RVT - Cost of Operation | 0 | 0 | 0 | 0 | 0 | 0 | 0 | 0 | 0 | 0 | 0 | 0 | 0 | 0 | 0 | 0 | 0 | 0 | 0 | 0 | 0 | 0 | 0 | 0 | 0 | 0 | 0
F2_Commercial_Grocery_Existing_Food Preparation_Natural Gas_Steamer_E9 | F2 | Commercial | Grocery | Existing | Food Preparation | Natural Gas | Steamer | E9 | RVT - Cost of Operation | 0 | 0 | 0 | 0 | 0 | 0 | 0 | 0 | 0 | 0 | 0 | 0 | 0 | 0 | 0 | 0 | 0 | 0 | 0 | 0 | 0 | 0 | 0 | 0 | 0 | 0 | 0
F2_Commercial_Grocery_Existing_Food Preparation_Natural Gas_Steamer_E10 | F2 | Commercial | Grocery | Existing | Food Preparation | Natural Gas | Steamer | E10 | RVT - Cost of Operation | 0 | 0 | 0 | 0 | 0 | 0 | 0 | 0 | 0 | 0 | 0 | 0 | 0 | 0 | 0 | 0 | 0 | 0 | 0 | 0 | 0 | 0 | 0 | 0 | 0 | 0 | 0
F3_Commercial_Grocery_Existing_Food Preparation_Natural Gas_Steamer_E1 | F3 | Commercial | Grocery | Existing | Food Preparation | Natural Gas | Steamer | E1 | System - kBTUs of Consumption | 18.2788 | 0 | 0 | 0 | 0 | 0 | 0 | 0 | 0 | 0 | 0 | 0 | 0 | 0 | 0 | 0 | 0 | 0 | 0 | 0 | 0 | 0 | 0 | 0 | 0 | 0 | 0
F3_Commercial_Grocery_Existing_Food Preparation_Natural Gas_Steamer_E2 | F3 | Commercial | Grocery | Existing | Food Preparation | Natural Gas | Steamer | E2 | System - kBTUs of Consumption | 3.2054 | 3.2054 | 3.2054 | 3.2054 | 3.2054 | 3.2054 | 3.2054 | 3.2054 | 3.2054 | 3.2054 | 3.2054 | 3.2054 | 3.2054 | 3.2054 | 3.2054 | 3.2054 | 3.2054 | 3.2054 | 3.2054 | 3.2054 | 3.2054 | 3.2054 | 3.2054 | 3.2054 | 3.2054 | 3.2054 | 3.2054
F3_Commercial_Grocery_Existing_Food Preparation_Natural Gas_Steamer_E3 | F3 | Commercial | Grocery | Existing | Food Preparation | Natural Gas | Steamer | E3 | System - kBTUs of Consumption | 0 | 0 | 0 | 0 | 0 | 0 | 0 | 0 | 0 | 0 | 0 | 0 | 0 | 0 | 0 | 0 | 0 | 0 | 0 | 0 | 0 | 0 | 0 | 0 | 0 | 0 | 0
F3_Commercial_Grocery_Existing_Food Preparation_Natural Gas_Steamer_E4 | F3 | Commercial | Grocery | Existing | Food Preparation | Natural Gas | Steamer | E4 | System - kBTUs of Consumption | 0 | 0 | 0 | 0 | 0 | 0 | 0 | 0 | 0 | 0 | 0 | 0 | 0 | 0 | 0 | 0 | 0 | 0 | 0 | 0 | 0 | 0 | 0 | 0 | 0 | 0 | 0
F3_Commercial_Grocery_Existing_Food Preparation_Natural Gas_Steamer_E5 | F3 | Commercial | Grocery | Existing | Food Preparation | Natural Gas | Steamer | E5 | System - kBTUs of Consumption | 0 | 0 | 0 | 0 | 0 | 0 | 0 | 0 | 0 | 0 | 0 | 0 | 0 | 0 | 0 | 0 | 0 | 0 | 0 | 0 | 0 | 0 | 0 | 0 | 0 | 0 | 0
F3_Commercial_Grocery_Existing_Food Preparation_Natural Gas_Steamer_E6 | F3 | Commercial | Grocery | Existing | Food Preparation | Natural Gas | Steamer | E6 | System - kBTUs of Consumption | 0 | 0 | 0 | 0 | 0 | 0 | 0 | 0 | 0 | 0 | 0 | 0 | 0 | 0 | 0 | 0 | 0 | 0 | 0 | 0 | 0 | 0 | 0 | 0 | 0 | 0 | 0
F3_Commercial_Grocery_Existing_Food Preparation_Natural Gas_Steamer_E7 | F3 | Commercial | Grocery | Existing | Food Preparation | Natural Gas | Steamer | E7 | System - kBTUs of Consumption | 0 | 0 | 0 | 0 | 0 | 0 | 0 | 0 | 0 | 0 | 0 | 0 | 0 | 0 | 0 | 0 | 0 | 0 | 0 | 0 | 0 | 0 | 0 | 0 | 0 | 0 | 0
F3_Commercial_Grocery_Existing_Food Preparation_Natural Gas_Steamer_E8 | F3 | Commercial | Grocery | Existing | Food Preparation | Natural Gas | Steamer | E8 | System - kBTUs of Consumption | 0 | 0 | 0 | 0 | 0 | 0 | 0 | 0 | 0 | 0 | 0 | 0 | 0 | 0 | 0 | 0 | 0 | 0 | 0 | 0 | 0 | 0 | 0 | 0 | 0 | 0 | 0
F3_Commercial_Grocery_Existing_Food Preparation_Natural Gas_Steamer_E9 | F3 | Commercial | Grocery | Existing | Food Preparation | Natural Gas | Steamer | E9 | System - kBTUs of Consumption | 0 | 0 | 0 | 0 | 0 | 0 | 0 | 0 | 0 | 0 | 0 | 0 | 0 | 0 | 0 | 0 | 0 | 0 | 0 | 0 | 0 | 0 | 0 | 0 | 0 | 0 | 0
F3_Commercial_Grocery_Existing_Food Preparation_Natural Gas_Steamer_E10 | F3 | Commercial | Grocery | Existing | Food Preparation | Natural Gas | Steamer | E10 | System - kBTUs of Consumption | 0 | 0 | 0 | 0 | 0 | 0 | 0 | 0 | 0 | 0 | 0 | 0 | 0 | 0 | 0 | 0 | 0 | 0 | 0 | 0 | 0 | 0 | 0 | 0 | 0 | 0 | 0
F4_Commercial_Grocery_Existing_Food Preparation_Natural Gas_Steamer_E1 | F4 | Commercial | Grocery | Existing | Food Preparation | Natural Gas | Steamer | E1 | Utility - Cost of Equipment | 0.232 | 0 | 0 | 0 | 0 | 0 | 0 | 0 | 0 | 0 | 0 | 0 | 0 | 0 | 0 | 0 | 0 | 0 | 0 | 0 | 0 | 0 | 0 | 0 | 0 | 0 | 0
F4_Commercial_Grocery_Existing_Food Preparation_Natural Gas_Steamer_E2 | F4 | Commercial | Grocery | Existing | Food Preparation | Natural Gas | Steamer | E2 | Utility - Cost of Equipment | 0.13476 | 0.13476 | 0.13476 | 0.13476 | 0.13476 | 0.13476 | 0.13476 | 0.13476 | 0.13476 | 0.13476 | 0.13476 | 0.13476 | 0.13476 | 0.13476 | 0.13476 | 0.13476 | 0.13476 | 0.13476 | 0.13476 | 0.13476 | 0.13476 | 0.13476 | 0.13476 | 0.13476 | 0.13476 | 0.13476 | 0.13476
F4_Commercial_Grocery_Existing_Food Preparation_Natural Gas_Steamer_E3 | F4 | Commercial | Grocery | Existing | Food Preparation | Natural Gas | Steamer | E3 | Utility - Cost of Equipment | 0 | 0 | 0 | 0 | 0 | 0 | 0 | 0 | 0 | 0 | 0 | 0 | 0 | 0 | 0 | 0 | 0 | 0 | 0 | 0 | 0 | 0 | 0 | 0 | 0 | 0 | 0
F4_Commercial_Grocery_Existing_Food Preparation_Natural Gas_Steamer_E4 | F4 | Commercial | Grocery | Existing | Food Preparation | Natural Gas | Steamer | E4 | Utility - Cost of Equipment | 0 | 0 | 0 | 0 | 0 | 0 | 0 | 0 | 0 | 0 | 0 | 0 | 0 | 0 | 0 | 0 | 0 | 0 | 0 | 0 | 0 | 0 | 0 | 0 | 0 | 0 | 0
F4_Commercial_Grocery_Existing_Food Preparation_Natural Gas_Steamer_E5 | F4 | Commercial | Grocery | Existing | Food Preparation | Natural Gas | Steamer | E5 | Utility - Cost of Equipment | 0 | 0 | 0 | 0 | 0 | 0 | 0 | 0 | 0 | 0 | 0 | 0 | 0 | 0 | 0 | 0 | 0 | 0 | 0 | 0 | 0 | 0 | 0 | 0 | 0 | 0 | 0
F4_Commercial_Grocery_Existing_Food Preparation_Natural Gas_Steamer_E6 | F4 | Commercial | Grocery | Existing | Food Preparation | Natural Gas | Steamer | E6 | Utility - Cost of Equipment | 0 | 0 | 0 | 0 | 0 | 0 | 0 | 0 | 0 | 0 | 0 | 0 | 0 | 0 | 0 | 0 | 0 | 0 | 0 | 0 | 0 | 0 | 0 | 0 | 0 | 0 | 0
F4_Commercial_Grocery_Existing_Food Preparation_Natural Gas_Steamer_E7 | F4 | Commercial | Grocery | Existing | Food Preparation | Natural Gas | Steamer | E7 | Utility - Cost of Equipment | 0 | 0 | 0 | 0 | 0 | 0 | 0 | 0 | 0 | 0 | 0 | 0 | 0 | 0 | 0 | 0 | 0 | 0 | 0 | 0 | 0 | 0 | 0 | 0 | 0 | 0 | 0
F4_Commercial_Grocery_Existing_Food Preparation_Natural Gas_Steamer_E8 | F4 | Commercial | Grocery | Existing | Food Preparation | Natural Gas | Steamer | E8 | Utility - Cost of Equipment | 0 | 0 | 0 | 0 | 0 | 0 | 0 | 0 | 0 | 0 | 0 | 0 | 0 | 0 | 0 | 0 | 0 | 0 | 0 | 0 | 0 | 0 | 0 | 0 | 0 | 0 | 0
F4_Commercial_Grocery_Existing_Food Preparation_Natural Gas_Steamer_E9 | F4 | Commercial | Grocery | Existing | Food Preparation | Natural Gas | Steamer | E9 | Utility - Cost of Equipment | 0 | 0 | 0 | 0 | 0 | 0 | 0 | 0 | 0 | 0 | 0 | 0 | 0 | 0 | 0 | 0 | 0 | 0 | 0 | 0 | 0 | 0 | 0 | 0 | 0 | 0 | 0
F4_Commercial_Grocery_Existing_Food Preparation_Natural Gas_Steamer_E10 | F4 | Commercial | Grocery | Existing | Food Preparation | Natural Gas | Steamer | E10 | Utility - Cost of Equipment | 0 | 0 | 0 | 0 | 0 | 0 | 0 | 0 | 0 | 0 | 0 | 0 | 0 | 0 | 0 | 0 | 0 | 0 | 0 | 0 | 0 | 0 | 0 | 0 | 0 | 0 | 0
F5_Commercial_Grocery_Existing_Food Preparation_Natural Gas_Steamer_E1 | F5 | Commercial | Grocery | Existing | Food Preparation | Natural Gas | Steamer | E1 | Utility - Cost of Operation | 0.25301 | 0 | 0 | 0 | 0 | 0 | 0 | 0 | 0 | 0 | 0 | 0 | 0 | 0 | 0 | 0 | 0 | 0 | 0 | 0 | 0 | 0 | 0 | 0 | 0 | 0 | 0
F5_Commercial_Grocery_Existing_Food Preparation_Natural Gas_Steamer_E2 | F5 | Commercial | Grocery | Existing | Food Preparation | Natural Gas | Steamer | E2 | Utility - Cost of Operation | 0.044367 | 0.043486 | 0.042612 | 0.041757 | 0.04161 | 0.041921 | 0.042523 | 0.043284 | 0.04411 | 0.044952 | 0.045829 | 0.046735 | 0.047633 | 0.048353 | 0.048802 | 0.048839 | 0.048371 | 0.047423 | 0.046043 | 0.044288 | 0.04224 | 0.039887 | 0.037795 | 0.03643 | 0.035821 | 0.035997 | 0.036173
F5_Commercial_Grocery_Existing_Food Preparation_Natural Gas_Steamer_E3 | F5 | Commercial | Grocery | Existing | Food Preparation | Natural Gas | Steamer | E3 | Utility - Cost of Operation | 0 | 0 | 0 | 0 | 0 | 0 | 0 | 0 | 0 | 0 | 0 | 0 | 0 | 0 | 0 | 0 | 0 | 0 | 0 | 0 | 0 | 0 | 0 | 0 | 0 | 0 | 0
F5_Commercial_Grocery_Existing_Food Preparation_Natural Gas_Steamer_E4 | F5 | Commercial | Grocery | Existing | Food Preparation | Natural Gas | Steamer | E4 | Utility - Cost of Operation | 0 | 0 | 0 | 0 | 0 | 0 | 0 | 0 | 0 | 0 | 0 | 0 | 0 | 0 | 0 | 0 | 0 | 0 | 0 | 0 | 0 | 0 | 0 | 0 | 0 | 0 | 0
F5_Commercial_Grocery_Existing_Food Preparation_Natural Gas_Steamer_E5 | F5 | Commercial | Grocery | Existing | Food Preparation | Natural Gas | Steamer | E5 | Utility - Cost of Operation | 0 | 0 | 0 | 0 | 0 | 0 | 0 | 0 | 0 | 0 | 0 | 0 | 0 | 0 | 0 | 0 | 0 | 0 | 0 | 0 | 0 | 0 | 0 | 0 | 0 | 0 | 0
F5_Commercial_Grocery_Existing_Food Preparation_Natural Gas_Steamer_E6 | F5 | Commercial | Grocery | Existing | Food Preparation | Natural Gas | Steamer | E6 | Utility - Cost of Operation | 0 | 0 | 0 | 0 | 0 | 0 | 0 | 0 | 0 | 0 | 0 | 0 | 0 | 0 | 0 | 0 | 0 | 0 | 0 | 0 | 0 | 0 | 0 | 0 | 0 | 0 | 0
F5_Commercial_Grocery_Existing_Food Preparation_Natural Gas_Steamer_E7 | F5 | Commercial | Grocery | Existing | Food Preparation | Natural Gas | Steamer | E7 | Utility - Cost of Operation | 0 | 0 | 0 | 0 | 0 | 0 | 0 | 0 | 0 | 0 | 0 | 0 | 0 | 0 | 0 | 0 | 0 | 0 | 0 | 0 | 0 | 0 | 0 | 0 | 0 | 0 | 0
F5_Commercial_Grocery_Existing_Food Preparation_Natural Gas_Steamer_E8 | F5 | Commercial | Grocery | Existing | Food Preparation | Natural Gas | Steamer | E8 | Utility - Cost of Operation | 0 | 0 | 0 | 0 | 0 | 0 | 0 | 0 | 0 | 0 | 0 | 0 | 0 | 0 | 0 | 0 | 0 | 0 | 0 | 0 | 0 | 0 | 0 | 0 | 0 | 0 | 0
F5_Commercial_Grocery_Existing_Food Preparation_Natural Gas_Steamer_E9 | F5 | Commercial | Grocery | Existing | Food Preparation | Natural Gas | Steamer | E9 | Utility - Cost of Operation | 0 | 0 | 0 | 0 | 0 | 0 | 0 | 0 | 0 | 0 | 0 | 0 | 0 | 0 | 0 | 0 | 0 | 0 | 0 | 0 | 0 | 0 | 0 | 0 | 0 | 0 | 0
F5_Commercial_Grocery_Existing_Food Preparation_Natural Gas_Steamer_E10 | F5 | Commercial | Grocery | Existing | Food Preparation | Natural Gas | Steamer | E10 | Utility - Cost of Operation | 0 | 0 | 0 | 0 | 0 | 0 | 0 | 0 | 0 | 0 | 0 | 0 | 0 | 0 | 0 | 0 | 0 | 0 | 0 | 0 | 0 | 0 | 0 | 0 | 0 | 0 | 0
F6_Commercial_Grocery_Existing_Food Preparation_Natural Gas_Steamer_E1 | F6 | Commercial | Grocery | Existing | Food Preparation | Natural Gas | Steamer | E1 | Utility - Value of Sales | 0 | 0 | 0 | 0 | 0 | 0 | 0 | 0 | 0 | 0 | 0 | 0 | 0 | 0 | 0 | 0 | 0 | 0 | 0 | 0 | 0 | 0 | 0 | 0 | 0 | 0 | 0
F6_Commercial_Grocery_Existing_Food Preparation_Natural Gas_Steamer_E2 | F6 | Commercial | Grocery | Existing | Food Preparation | Natural Gas | Steamer | E2 | Utility - Value of Sales | 0 | 0 | 0 | 0 | 0 | 0 | 0 | 0 | 0 | 0 | 0 | 0 | 0 | 0 | 0 | 0 | 0 | 0 | 0 | 0 | 0 | 0 | 0 | 0 | 0 | 0 | 0
F6_Commercial_Grocery_Existing_Food Preparation_Natural Gas_Steamer_E3 | F6 | Commercial | Grocery | Existing | Food Preparation | Natural Gas | Steamer | E3 | Utility - Value of Sales | 0 | 0 | 0 | 0 | 0 | 0 | 0 | 0 | 0 | 0 | 0 | 0 | 0 | 0 | 0 | 0 | 0 | 0 | 0 | 0 | 0 | 0 | 0 | 0 | 0 | 0 | 0
F6_Commercial_Grocery_Existing_Food Preparation_Natural Gas_Steamer_E4 | F6 | Commercial | Grocery | Existing | Food Preparation | Natural Gas | Steamer | E4 | Utility - Value of Sales | 0 | 0 | 0 | 0 | 0 | 0 | 0 | 0 | 0 | 0 | 0 | 0 | 0 | 0 | 0 | 0 | 0 | 0 | 0 | 0 | 0 | 0 | 0 | 0 | 0 | 0 | 0
F6_Commercial_Grocery_Existing_Food Preparation_Natural Gas_Steamer_E5 | F6 | Commercial | Grocery | Existing | Food Preparation | Natural Gas | Steamer | E5 | Utility - Value of Sales | 0 | 0 | 0 | 0 | 0 | 0 | 0 | 0 | 0 | 0 | 0 | 0 | 0 | 0 | 0 | 0 | 0 | 0 | 0 | 0 | 0 | 0 | 0 | 0 | 0 | 0 | 0
F6_Commercial_Grocery_Existing_Food Preparation_Natural Gas_Steamer_E6 | F6 | Commercial | Grocery | Existing | Food Preparation | Natural Gas | Steamer | E6 | Utility - Value of Sales | 0 | 0 | 0 | 0 | 0 | 0 | 0 | 0 | 0 | 0 | 0 | 0 | 0 | 0 | 0 | 0 | 0 | 0 | 0 | 0 | 0 | 0 | 0 | 0 | 0 | 0 | 0
F6_Commercial_Grocery_Existing_Food Preparation_Natural Gas_Steamer_E7 | F6 | Commercial | Grocery | Existing | Food Preparation | Natural Gas | Steamer | E7 | Utility - Value of Sales | 0 | 0 | 0 | 0 | 0 | 0 | 0 | 0 | 0 | 0 | 0 | 0 | 0 | 0 | 0 | 0 | 0 | 0 | 0 | 0 | 0 | 0 | 0 | 0 | 0 | 0 | 0
F6_Commercial_Grocery_Existing_Food Preparation_Natural Gas_Steamer_E8 | F6 | Commercial | Grocery | Existing | Food Preparation | Natural Gas | Steamer | E8 | Utility - Value of Sales | 0 | 0 | 0 | 0 | 0 | 0 | 0 | 0 | 0 | 0 | 0 | 0 | 0 | 0 | 0 | 0 | 0 | 0 | 0 | 0 | 0 | 0 | 0 | 0 | 0 | 0 | 0
F6_Commercial_Grocery_Existing_Food Preparation_Natural Gas_Steamer_E9 | F6 | Commercial | Grocery | Existing | Food Preparation | Natural Gas | Steamer | E9 | Utility - Value of Sales | 0 | 0 | 0 | 0 | 0 | 0 | 0 | 0 | 0 | 0 | 0 | 0 | 0 | 0 | 0 | 0 | 0 | 0 | 0 | 0 | 0 | 0 | 0 | 0 | 0 | 0 | 0
F6_Commercial_Grocery_Existing_Food Preparation_Natural Gas_Steamer_E10 | F6 | Commercial | Grocery | Existing | Food Preparation | Natural Gas | Steamer | E10 | Utility - Value of Sales | 0 | 0 | 0 | 0 | 0 | 0 | 0 | 0 | 0 | 0 | 0 | 0 | 0 | 0 | 0 | 0 | 0 | 0 | 0 | 0 | 0 | 0 | 0 | 0 | 0 | 0 | 0
F1_Commercial_Grocery_Existing_Food Preparation_Natural Gas_Commercial Food Prep Other_E1 | F1 | Commercial | Grocery | Existing | Food Preparation | Natural Gas | Commercial Food Prep Other | E1 | RVT - Cost of Equipment | 0.0051725 | 0.0051725 | 0.0051725 | 0.0051725 | 0.0051725 | 0.0051725 | 0.0051725 | 0.0051725 | 0.0051725 | 0.0051725 | 0.0051725 | 0.0051725 | 0.0051725 | 0.0051725 | 0.0051725 | 0.0051725 | 0.0051725 | 0.0051725 | 0.0051725 | 0.0051725 | 0.0051725 | 0.0051725 | 0.0051725 | 0.0051725 | 0.0051725 | 0.0051725 | 0.0051725
F1_Commercial_Grocery_Existing_Food Preparation_Natural Gas_Commercial Food Prep Other_E2 | F1 | Commercial | Grocery | Existing | Food Preparation | Natural Gas | Commercial Food Prep Other | E2 | RVT - Cost of Equipment | 0.0062834 | 0.0062834 | 0.0062834 | 0.0062834 | 0.0062834 | 0.0062834 | 0.0062834 | 0.0062834 | 0.0062834 | 0.0062834 | 0.0062834 | 0.0062834 | 0.0062834 | 0.0062834 | 0.0062834 | 0.0062834 | 0.0062834 | 0.0062834 | 0.0062834 | 0.0062834 | 0.0062834 | 0.0062834 | 0.0062834 | 0.0062834 | 0.0062834 | 0.0062834 | 0.0062834
F1_Commercial_Grocery_Existing_Food Preparation_Natural Gas_Commercial Food Prep Other_E3 | F1 | Commercial | Grocery | Existing | Food Preparation | Natural Gas | Commercial Food Prep Other | E3 | RVT - Cost of Equipment | 0 | 0 | 0 | 0 | 0 | 0 | 0 | 0 | 0 | 0 | 0 | 0 | 0 | 0 | 0 | 0 | 0 | 0 | 0 | 0 | 0 | 0 | 0 | 0 | 0 | 0 | 0
F1_Commercial_Grocery_Existing_Food Preparation_Natural Gas_Commercial Food Prep Other_E4 | F1 | Commercial | Grocery | Existing | Food Preparation | Natural Gas | Commercial Food Prep Other | E4 | RVT - Cost of Equipment | 0 | 0 | 0 | 0 | 0 | 0 | 0 | 0 | 0 | 0 | 0 | 0 | 0 | 0 | 0 | 0 | 0 | 0 | 0 | 0 | 0 | 0 | 0 | 0 | 0 | 0 | 0
F1_Commercial_Grocery_Existing_Food Preparation_Natural Gas_Commercial Food Prep Other_E5 | F1 | Commercial | Grocery | Existing | Food Preparation | Natural Gas | Commercial Food Prep Other | E5 | RVT - Cost of Equipment | 0 | 0 | 0 | 0 | 0 | 0 | 0 | 0 | 0 | 0 | 0 | 0 | 0 | 0 | 0 | 0 | 0 | 0 | 0 | 0 | 0 | 0 | 0 | 0 | 0 | 0 | 0
F1_Commercial_Grocery_Existing_Food Preparation_Natural Gas_Commercial Food Prep Other_E6 | F1 | Commercial | Grocery | Existing | Food Preparation | Natural Gas | Commercial Food Prep Other | E6 | RVT - Cost of Equipment | 0 | 0 | 0 | 0 | 0 | 0 | 0 | 0 | 0 | 0 | 0 | 0 | 0 | 0 | 0 | 0 | 0 | 0 | 0 | 0 | 0 | 0 | 0 | 0 | 0 | 0 | 0
F1_Commercial_Grocery_Existing_Food Preparation_Natural Gas_Commercial Food Prep Other_E7 | F1 | Commercial | Grocery | Existing | Food Preparation | Natural Gas | Commercial Food Prep Other | E7 | RVT - Cost of Equipment | 0 | 0 | 0 | 0 | 0 | 0 | 0 | 0 | 0 | 0 | 0 | 0 | 0 | 0 | 0 | 0 | 0 | 0 | 0 | 0 | 0 | 0 | 0 | 0 | 0 | 0 | 0
F1_Commercial_Grocery_Existing_Food Preparation_Natural Gas_Commercial Food Prep Other_E8 | F1 | Commercial | Grocery | Existing | Food Preparation | Natural Gas | Commercial Food Prep Other | E8 | RVT - Cost of Equipment | 0 | 0 | 0 | 0 | 0 | 0 | 0 | 0 | 0 | 0 | 0 | 0 | 0 | 0 | 0 | 0 | 0 | 0 | 0 | 0 | 0 | 0 | 0 | 0 | 0 | 0 | 0
F1_Commercial_Grocery_Existing_Food Preparation_Natural Gas_Commercial Food Prep Other_E9 | F1 | Commercial | Grocery | Existing | Food Preparation | Natural Gas | Commercial Food Prep Other | E9 | RVT - Cost of Equipment | 0 | 0 | 0 | 0 | 0 | 0 | 0 | 0 | 0 | 0 | 0 | 0 | 0 | 0 | 0 | 0 | 0 | 0 | 0 | 0 | 0 | 0 | 0 | 0 | 0 | 0 | 0
F1_Commercial_Grocery_Existing_Food Preparation_Natural Gas_Commercial Food Prep Other_E10 | F1 | Commercial | Grocery | Existing | Food Preparation | Natural Gas | Commercial Food Prep Other | E10 | RVT - Cost of Equipment | 0 | 0 | 0 | 0 | 0 | 0 | 0 | 0 | 0 | 0 | 0 | 0 | 0 | 0 | 0 | 0 | 0 | 0 | 0 | 0 | 0 | 0 | 0 | 0 | 0 | 0 | 0
F2_Commercial_Grocery_Existing_Food Preparation_Natural Gas_Commercial Food Prep Other_E1 | F2 | Commercial | Grocery | Existing | Food Preparation | Natural Gas | Commercial Food Prep Other | E1 | RVT - Cost of Operation | 0 | 0 | 0 | 0 | 0 | 0 | 0 | 0 | 0 | 0 | 0 | 0 | 0 | 0 | 0 | 0 | 0 | 0 | 0 | 0 | 0 | 0 | 0 | 0 | 0 | 0 | 0
F2_Commercial_Grocery_Existing_Food Preparation_Natural Gas_Commercial Food Prep Other_E2 | F2 | Commercial | Grocery | Existing | Food Preparation | Natural Gas | Commercial Food Prep Other | E2 | RVT - Cost of Operation | 0 | 0 | 0 | 0 | 0 | 0 | 0 | 0 | 0 | 0 | 0 | 0 | 0 | 0 | 0 | 0 | 0 | 0 | 0 | 0 | 0 | 0 | 0 | 0 | 0 | 0 | 0
F2_Commercial_Grocery_Existing_Food Preparation_Natural Gas_Commercial Food Prep Other_E3 | F2 | Commercial | Grocery | Existing | Food Preparation | Natural Gas | Commercial Food Prep Other | E3 | RVT - Cost of Operation | 0 | 0 | 0 | 0 | 0 | 0 | 0 | 0 | 0 | 0 | 0 | 0 | 0 | 0 | 0 | 0 | 0 | 0 | 0 | 0 | 0 | 0 | 0 | 0 | 0 | 0 | 0
F2_Commercial_Grocery_Existing_Food Preparation_Natural Gas_Commercial Food Prep Other_E4 | F2 | Commercial | Grocery | Existing | Food Preparation | Natural Gas | Commercial Food Prep Other | E4 | RVT - Cost of Operation | 0 | 0 | 0 | 0 | 0 | 0 | 0 | 0 | 0 | 0 | 0 | 0 | 0 | 0 | 0 | 0 | 0 | 0 | 0 | 0 | 0 | 0 | 0 | 0 | 0 | 0 | 0
F2_Commercial_Grocery_Existing_Food Preparation_Natural Gas_Commercial Food Prep Other_E5 | F2 | Commercial | Grocery | Existing | Food Preparation | Natural Gas | Commercial Food Prep Other | E5 | RVT - Cost of Operation | 0 | 0 | 0 | 0 | 0 | 0 | 0 | 0 | 0 | 0 | 0 | 0 | 0 | 0 | 0 | 0 | 0 | 0 | 0 | 0 | 0 | 0 | 0 | 0 | 0 | 0 | 0
F2_Commercial_Grocery_Existing_Food Preparation_Natural Gas_Commercial Food Prep Other_E6 | F2 | Commercial | Grocery | Existing | Food Preparation | Natural Gas | Commercial Food Prep Other | E6 | RVT - Cost of Operation | 0 | 0 | 0 | 0 | 0 | 0 | 0 | 0 | 0 | 0 | 0 | 0 | 0 | 0 | 0 | 0 | 0 | 0 | 0 | 0 | 0 | 0 | 0 | 0 | 0 | 0 | 0
F2_Commercial_Grocery_Existing_Food Preparation_Natural Gas_Commercial Food Prep Other_E7 | F2 | Commercial | Grocery | Existing | Food Preparation | Natural Gas | Commercial Food Prep Other | E7 | RVT - Cost of Operation | 0 | 0 | 0 | 0 | 0 | 0 | 0 | 0 | 0 | 0 | 0 | 0 | 0 | 0 | 0 | 0 | 0 | 0 | 0 | 0 | 0 | 0 | 0 | 0 | 0 | 0 | 0
F2_Commercial_Grocery_Existing_Food Preparation_Natural Gas_Commercial Food Prep Other_E8 | F2 | Commercial | Grocery | Existing | Food Preparation | Natural Gas | Commercial Food Prep Other | E8 | RVT - Cost of Operation | 0 | 0 | 0 | 0 | 0 | 0 | 0 | 0 | 0 | 0 | 0 | 0 | 0 | 0 | 0 | 0 | 0 | 0 | 0 | 0 | 0 | 0 | 0 | 0 | 0 | 0 | 0
F2_Commercial_Grocery_Existing_Food Preparation_Natural Gas_Commercial Food Prep Other_E9 | F2 | Commercial | Grocery | Existing | Food Preparation | Natural Gas | Commercial Food Prep Other | E9 | RVT - Cost of Operation | 0 | 0 | 0 | 0 | 0 | 0 | 0 | 0 | 0 | 0 | 0 | 0 | 0 | 0 | 0 | 0 | 0 | 0 | 0 | 0 | 0 | 0 | 0 | 0 | 0 | 0 | 0
F2_Commercial_Grocery_Existing_Food Preparation_Natural Gas_Commercial Food Prep Other_E10 | F2 | Commercial | Grocery | Existing | Food Preparation | Natural Gas | Commercial Food Prep Other | E10 | RVT - Cost of Operation | 0 | 0 | 0 | 0 | 0 | 0 | 0 | 0 | 0 | 0 | 0 | 0 | 0 | 0 | 0 | 0 | 0 | 0 | 0 | 0 | 0 | 0 | 0 | 0 | 0 | 0 | 0
F3_Commercial_Grocery_Existing_Food Preparation_Natural Gas_Commercial Food Prep Other_E1 | F3 | Commercial | Grocery | Existing | Food Preparation | Natural Gas | Commercial Food Prep Other | E1 | System - kBTUs of Consumption | 4.3788 | 4.3788 | 4.3788 | 4.3788 | 4.3788 | 4.3788 | 4.3788 | 4.3788 | 4.3788 | 4.3788 | 4.3788 | 4.3788 | 4.3788 | 4.3788 | 4.3788 | 4.3788 | 4.3788 | 4.3788 | 4.3788 | 4.3788 | 4.3788 | 4.3788 | 4.3788 | 4.3788 | 4.3788 | 4.3788 | 4.3788
F3_Commercial_Grocery_Existing_Food Preparation_Natural Gas_Commercial Food Prep Other_E2 | F3 | Commercial | Grocery | Existing | Food Preparation | Natural Gas | Commercial Food Prep Other | E2 | System - kBTUs of Consumption | 3.2522 | 3.2522 | 3.2522 | 3.2522 | 3.2522 | 3.2522 | 3.2522 | 3.2522 | 3.2522 | 3.2522 | 3.2522 | 3.2522 | 3.2522 | 3.2522 | 3.2522 | 3.2522 | 3.2522 | 3.2522 | 3.2522 | 3.2522 | 3.2522 | 3.2522 | 3.2522 | 3.2522 | 3.2522 | 3.2522 | 3.2522
F3_Commercial_Grocery_Existing_Food Preparation_Natural Gas_Commercial Food Prep Other_E3 | F3 | Commercial | Grocery | Existing | Food Preparation | Natural Gas | Commercial Food Prep Other | E3 | System - kBTUs of Consumption | 0 | 0 | 0 | 0 | 0 | 0 | 0 | 0 | 0 | 0 | 0 | 0 | 0 | 0 | 0 | 0 | 0 | 0 | 0 | 0 | 0 | 0 | 0 | 0 | 0 | 0 | 0
F3_Commercial_Grocery_Existing_Food Preparation_Natural Gas_Commercial Food Prep Other_E4 | F3 | Commercial | Grocery | Existing | Food Preparation | Natural Gas | Commercial Food Prep Other | E4 | System - kBTUs of Consumption | 0 | 0 | 0 | 0 | 0 | 0 | 0 | 0 | 0 | 0 | 0 | 0 | 0 | 0 | 0 | 0 | 0 | 0 | 0 | 0 | 0 | 0 | 0 | 0 | 0 | 0 | 0
F3_Commercial_Grocery_Existing_Food Preparation_Natural Gas_Commercial Food Prep Other_E5 | F3 | Commercial | Grocery | Existing | Food Preparation | Natural Gas | Commercial Food Prep Other | E5 | System - kBTUs of Consumption | 0 | 0 | 0 | 0 | 0 | 0 | 0 | 0 | 0 | 0 | 0 | 0 | 0 | 0 | 0 | 0 | 0 | 0 | 0 | 0 | 0 | 0 | 0 | 0 | 0 | 0 | 0
F3_Commercial_Grocery_Existing_Food Preparation_Natural Gas_Commercial Food Prep Other_E6 | F3 | Commercial | Grocery | Existing | Food Preparation | Natural Gas | Commercial Food Prep Other | E6 | System - kBTUs of Consumption | 0 | 0 | 0 | 0 | 0 | 0 | 0 | 0 | 0 | 0 | 0 | 0 | 0 | 0 | 0 | 0 | 0 | 0 | 0 | 0 | 0 | 0 | 0 | 0 | 0 | 0 | 0
F3_Commercial_Grocery_Existing_Food Preparation_Natural Gas_Commercial Food Prep Other_E7 | F3 | Commercial | Grocery | Existing | Food Preparation | Natural Gas | Commercial Food Prep Other | E7 | System - kBTUs of Consumption | 0 | 0 | 0 | 0 | 0 | 0 | 0 | 0 | 0 | 0 | 0 | 0 | 0 | 0 | 0 | 0 | 0 | 0 | 0 | 0 | 0 | 0 | 0 | 0 | 0 | 0 | 0
F3_Commercial_Grocery_Existing_Food Preparation_Natural Gas_Commercial Food Prep Other_E8 | F3 | Commercial | Grocery | Existing | Food Preparation | Natural Gas | Commercial Food Prep Other | E8 | System - kBTUs of Consumption | 0 | 0 | 0 | 0 | 0 | 0 | 0 | 0 | 0 | 0 | 0 | 0 | 0 | 0 | 0 | 0 | 0 | 0 | 0 | 0 | 0 | 0 | 0 | 0 | 0 | 0 | 0
F3_Commercial_Grocery_Existing_Food Preparation_Natural Gas_Commercial Food Prep Other_E9 | F3 | Commercial | Grocery | Existing | Food Preparation | Natural Gas | Commercial Food Prep Other | E9 | System - kBTUs of Consumption | 0 | 0 | 0 | 0 | 0 | 0 | 0 | 0 | 0 | 0 | 0 | 0 | 0 | 0 | 0 | 0 | 0 | 0 | 0 | 0 | 0 | 0 | 0 | 0 | 0 | 0 | 0
F3_Commercial_Grocery_Existing_Food Preparation_Natural Gas_Commercial Food Prep Other_E10 | F3 | Commercial | Grocery | Existing | Food Preparation | Natural Gas | Commercial Food Prep Other | E10 | System - kBTUs of Consumption | 0 | 0 | 0 | 0 | 0 | 0 | 0 | 0 | 0 | 0 | 0 | 0 | 0 | 0 | 0 | 0 | 0 | 0 | 0 | 0 | 0 | 0 | 0 | 0 | 0 | 0 | 0
F4_Commercial_Grocery_Existing_Food Preparation_Natural Gas_Commercial Food Prep Other_E1 | F4 | Commercial | Grocery | Existing | Food Preparation | Natural Gas | Commercial Food Prep Other | E1 | Utility - Cost of Equipment | 0.0051725 | 0.0051725 | 0.0051725 | 0.0051725 | 0.0051725 | 0.0051725 | 0.0051725 | 0.0051725 | 0.0051725 | 0.0051725 | 0.0051725 | 0.0051725 | 0.0051725 | 0.0051725 | 0.0051725 | 0.0051725 | 0.0051725 | 0.0051725 | 0.0051725 | 0.0051725 | 0.0051725 | 0.0051725 | 0.0051725 | 0.0051725 | 0.0051725 | 0.0051725 | 0.0051725
F4_Commercial_Grocery_Existing_Food Preparation_Natural Gas_Commercial Food Prep Other_E2 | F4 | Commercial | Grocery | Existing | Food Preparation | Natural Gas | Commercial Food Prep Other | E2 | Utility - Cost of Equipment | 0.0062834 | 0.0062834 | 0.0062834 | 0.0062834 | 0.0062834 | 0.0062834 | 0.0062834 | 0.0062834 | 0.0062834 | 0.0062834 | 0.0062834 | 0.0062834 | 0.0062834 | 0.0062834 | 0.0062834 | 0.0062834 | 0.0062834 | 0.0062834 | 0.0062834 | 0.0062834 | 0.0062834 | 0.0062834 | 0.0062834 | 0.0062834 | 0.0062834 | 0.0062834 | 0.0062834
F4_Commercial_Grocery_Existing_Food Preparation_Natural Gas_Commercial Food Prep Other_E3 | F4 | Commercial | Grocery | Existing | Food Preparation | Natural Gas | Commercial Food Prep Other | E3 | Utility - Cost of Equipment | 0 | 0 | 0 | 0 | 0 | 0 | 0 | 0 | 0 | 0 | 0 | 0 | 0 | 0 | 0 | 0 | 0 | 0 | 0 | 0 | 0 | 0 | 0 | 0 | 0 | 0 | 0
F4_Commercial_Grocery_Existing_Food Preparation_Natural Gas_Commercial Food Prep Other_E4 | F4 | Commercial | Grocery | Existing | Food Preparation | Natural Gas | Commercial Food Prep Other | E4 | Utility - Cost of Equipment | 0 | 0 | 0 | 0 | 0 | 0 | 0 | 0 | 0 | 0 | 0 | 0 | 0 | 0 | 0 | 0 | 0 | 0 | 0 | 0 | 0 | 0 | 0 | 0 | 0 | 0 | 0
F4_Commercial_Grocery_Existing_Food Preparation_Natural Gas_Commercial Food Prep Other_E5 | F4 | Commercial | Grocery | Existing | Food Preparation | Natural Gas | Commercial Food Prep Other | E5 | Utility - Cost of Equipment | 0 | 0 | 0 | 0 | 0 | 0 | 0 | 0 | 0 | 0 | 0 | 0 | 0 | 0 | 0 | 0 | 0 | 0 | 0 | 0 | 0 | 0 | 0 | 0 | 0 | 0 | 0
F4_Commercial_Grocery_Existing_Food Preparation_Natural Gas_Commercial Food Prep Other_E6 | F4 | Commercial | Grocery | Existing | Food Preparation | Natural Gas | Commercial Food Prep Other | E6 | Utility - Cost of Equipment | 0 | 0 | 0 | 0 | 0 | 0 | 0 | 0 | 0 | 0 | 0 | 0 | 0 | 0 | 0 | 0 | 0 | 0 | 0 | 0 | 0 | 0 | 0 | 0 | 0 | 0 | 0
F4_Commercial_Grocery_Existing_Food Preparation_Natural Gas_Commercial Food Prep Other_E7 | F4 | Commercial | Grocery | Existing | Food Preparation | Natural Gas | Commercial Food Prep Other | E7 | Utility - Cost of Equipment | 0 | 0 | 0 | 0 | 0 | 0 | 0 | 0 | 0 | 0 | 0 | 0 | 0 | 0 | 0 | 0 | 0 | 0 | 0 | 0 | 0 | 0 | 0 | 0 | 0 | 0 | 0
F4_Commercial_Grocery_Existing_Food Preparation_Natural Gas_Commercial Food Prep Other_E8 | F4 | Commercial | Grocery | Existing | Food Preparation | Natural Gas | Commercial Food Prep Other | E8 | Utility - Cost of Equipment | 0 | 0 | 0 | 0 | 0 | 0 | 0 | 0 | 0 | 0 | 0 | 0 | 0 | 0 | 0 | 0 | 0 | 0 | 0 | 0 | 0 | 0 | 0 | 0 | 0 | 0 | 0
F4_Commercial_Grocery_Existing_Food Preparation_Natural Gas_Commercial Food Prep Other_E9 | F4 | Commercial | Grocery | Existing | Food Preparation | Natural Gas | Commercial Food Prep Other | E9 | Utility - Cost of Equipment | 0 | 0 | 0 | 0 | 0 | 0 | 0 | 0 | 0 | 0 | 0 | 0 | 0 | 0 | 0 | 0 | 0 | 0 | 0 | 0 | 0 | 0 | 0 | 0 | 0 | 0 | 0
F4_Commercial_Grocery_Existing_Food Preparation_Natural Gas_Commercial Food Prep Other_E10 | F4 | Commercial | Grocery | Existing | Food Preparation | Natural Gas | Commercial Food Prep Other | E10 | Utility - Cost of Equipment | 0 | 0 | 0 | 0 | 0 | 0 | 0 | 0 | 0 | 0 | 0 | 0 | 0 | 0 | 0 | 0 | 0 | 0 | 0 | 0 | 0 | 0 | 0 | 0 | 0 | 0 | 0
F5_Commercial_Grocery_Existing_Food Preparation_Natural Gas_Commercial Food Prep Other_E1 | F5 | Commercial | Grocery | Existing | Food Preparation | Natural Gas | Commercial Food Prep Other | E1 | Utility - Cost of Operation | 0.060173 | 0.059304 | 0.058458 | 0.057637 | 0.057644 | 0.058191 | 0.059077 | 0.060151 | 0.06131 | 0.062495 | 0.063668 | 0.064705 | 0.065498 | 0.065834 | 0.065679 | 0.065035 | 0.063952 | 0.062534 | 0.060846 | 0.058846 | 0.056505 | 0.053812 | 0.05142 | 0.049872 | 0.049204 | 0.049445 | 0.049687
F5_Commercial_Grocery_Existing_Food Preparation_Natural Gas_Commercial Food Prep Other_E2 | F5 | Commercial | Grocery | Existing | Food Preparation | Natural Gas | Commercial Food Prep Other | E2 | Utility - Cost of Operation | 0.044691 | 0.044046 | 0.043417 | 0.042808 | 0.042813 | 0.043219 | 0.043878 | 0.044675 | 0.045536 | 0.046416 | 0.047287 | 0.048058 | 0.048646 | 0.048896 | 0.04878 | 0.048302 | 0.047498 | 0.046445 | 0.045192 | 0.043706 | 0.041967 | 0.039967 | 0.038191 | 0.037041 | 0.036544 | 0.036724 | 0.036904
F5_Commercial_Grocery_Existing_Food Preparation_Natural Gas_Commercial Food Prep Other_E3 | F5 | Commercial | Grocery | Existing | Food Preparation | Natural Gas | Commercial Food Prep Other | E3 | Utility - Cost of Operation | 0 | 0 | 0 | 0 | 0 | 0 | 0 | 0 | 0 | 0 | 0 | 0 | 0 | 0 | 0 | 0 | 0 | 0 | 0 | 0 | 0 | 0 | 0 | 0 | 0 | 0 | 0
F5_Commercial_Grocery_Existing_Food Preparation_Natural Gas_Commercial Food Prep Other_E4 | F5 | Commercial | Grocery | Existing | Food Preparation | Natural Gas | Commercial Food Prep Other | E4 | Utility - Cost of Operation | 0 | 0 | 0 | 0 | 0 | 0 | 0 | 0 | 0 | 0 | 0 | 0 | 0 | 0 | 0 | 0 | 0 | 0 | 0 | 0 | 0 | 0 | 0 | 0 | 0 | 0 | 0
F5_Commercial_Grocery_Existing_Food Preparation_Natural Gas_Commercial Food Prep Other_E5 | F5 | Commercial | Grocery | Existing | Food Preparation | Natural Gas | Commercial Food Prep Other | E5 | Utility - Cost of Operation | 0 | 0 | 0 | 0 | 0 | 0 | 0 | 0 | 0 | 0 | 0 | 0 | 0 | 0 | 0 | 0 | 0 | 0 | 0 | 0 | 0 | 0 | 0 | 0 | 0 | 0 | 0
F5_Commercial_Grocery_Existing_Food Preparation_Natural Gas_Commercial Food Prep Other_E6 | F5 | Commercial | Grocery | Existing | Food Preparation | Natural Gas | Commercial Food Prep Other | E6 | Utility - Cost of Operation | 0 | 0 | 0 | 0 | 0 | 0 | 0 | 0 | 0 | 0 | 0 | 0 | 0 | 0 | 0 | 0 | 0 | 0 | 0 | 0 | 0 | 0 | 0 | 0 | 0 | 0 | 0
F5_Commercial_Grocery_Existing_Food Preparation_Natural Gas_Commercial Food Prep Other_E7 | F5 | Commercial | Grocery | Existing | Food Preparation | Natural Gas | Commercial Food Prep Other | E7 | Utility - Cost of Operation | 0 | 0 | 0 | 0 | 0 | 0 | 0 | 0 | 0 | 0 | 0 | 0 | 0 | 0 | 0 | 0 | 0 | 0 | 0 | 0 | 0 | 0 | 0 | 0 | 0 | 0 | 0
F5_Commercial_Grocery_Existing_Food Preparation_Natural Gas_Commercial Food Prep Other_E8 | F5 | Commercial | Grocery | Existing | Food Preparation | Natural Gas | Commercial Food Prep Other | E8 | Utility - Cost of Operation | 0 | 0 | 0 | 0 | 0 | 0 | 0 | 0 | 0 | 0 | 0 | 0 | 0 | 0 | 0 | 0 | 0 | 0 | 0 | 0 | 0 | 0 | 0 | 0 | 0 | 0 | 0
F5_Commercial_Grocery_Existing_Food Preparation_Natural Gas_Commercial Food Prep Other_E9 | F5 | Commercial | Grocery | Existing | Food Preparation | Natural Gas | Commercial Food Prep Other | E9 | Utility - Cost of Operation | 0 | 0 | 0 | 0 | 0 | 0 | 0 | 0 | 0 | 0 | 0 | 0 | 0 | 0 | 0 | 0 | 0 | 0 | 0 | 0 | 0 | 0 | 0 | 0 | 0 | 0 | 0
F5_Commercial_Grocery_Existing_Food Preparation_Natural Gas_Commercial Food Prep Other_E10 | F5 | Commercial | Grocery | Existing | Food Preparation | Natural Gas | Commercial Food Prep Other | E10 | Utility - Cost of Operation | 0 | 0 | 0 | 0 | 0 | 0 | 0 | 0 | 0 | 0 | 0 | 0 | 0 | 0 | 0 | 0 | 0 | 0 | 0 | 0 | 0 | 0 | 0 | 0 | 0 | 0 | 0
F6_Commercial_Grocery_Existing_Food Preparation_Natural Gas_Commercial Food Prep Other_E1 | F6 | Commercial | Grocery | Existing | Food Preparation | Natural Gas | Commercial Food Prep Other | E1 | Utility - Value of Sales | 0 | 0 | 0 | 0 | 0 | 0 | 0 | 0 | 0 | 0 | 0 | 0 | 0 | 0 | 0 | 0 | 0 | 0 | 0 | 0 | 0 | 0 | 0 | 0 | 0 | 0 | 0
F6_Commercial_Grocery_Existing_Food Preparation_Natural Gas_Commercial Food Prep Other_E2 | F6 | Commercial | Grocery | Existing | Food Preparation | Natural Gas | Commercial Food Prep Other | E2 | Utility - Value of Sales | 0 | 0 | 0 | 0 | 0 | 0 | 0 | 0 | 0 | 0 | 0 | 0 | 0 | 0 | 0 | 0 | 0 | 0 | 0 | 0 | 0 | 0 | 0 | 0 | 0 | 0 | 0
F6_Commercial_Grocery_Existing_Food Preparation_Natural Gas_Commercial Food Prep Other_E3 | F6 | Commercial | Grocery | Existing | Food Preparation | Natural Gas | Commercial Food Prep Other | E3 | Utility - Value of Sales | 0 | 0 | 0 | 0 | 0 | 0 | 0 | 0 | 0 | 0 | 0 | 0 | 0 | 0 | 0 | 0 | 0 | 0 | 0 | 0 | 0 | 0 | 0 | 0 | 0 | 0 | 0
F6_Commercial_Grocery_Existing_Food Preparation_Natural Gas_Commercial Food Prep Other_E4 | F6 | Commercial | Grocery | Existing | Food Preparation | Natural Gas | Commercial Food Prep Other | E4 | Utility - Value of Sales | 0 | 0 | 0 | 0 | 0 | 0 | 0 | 0 | 0 | 0 | 0 | 0 | 0 | 0 | 0 | 0 | 0 | 0 | 0 | 0 | 0 | 0 | 0 | 0 | 0 | 0 | 0
F6_Commercial_Grocery_Existing_Food Preparation_Natural Gas_Commercial Food Prep Other_E5 | F6 | Commercial | Grocery | Existing | Food Preparation | Natural Gas | Commercial Food Prep Other | E5 | Utility - Value of Sales | 0 | 0 | 0 | 0 | 0 | 0 | 0 | 0 | 0 | 0 | 0 | 0 | 0 | 0 | 0 | 0 | 0 | 0 | 0 | 0 | 0 | 0 | 0 | 0 | 0 | 0 | 0
F6_Commercial_Grocery_Existing_Food Preparation_Natural Gas_Commercial Food Prep Other_E6 | F6 | Commercial | Grocery | Existing | Food Preparation | Natural Gas | Commercial Food Prep Other | E6 | Utility - Value of Sales | 0 | 0 | 0 | 0 | 0 | 0 | 0 | 0 | 0 | 0 | 0 | 0 | 0 | 0 | 0 | 0 | 0 | 0 | 0 | 0 | 0 | 0 | 0 | 0 | 0 | 0 | 0
F6_Commercial_Grocery_Existing_Food Preparation_Natural Gas_Commercial Food Prep Other_E7 | F6 | Commercial | Grocery | Existing | Food Preparation | Natural Gas | Commercial Food Prep Other | E7 | Utility - Value of Sales | 0 | 0 | 0 | 0 | 0 | 0 | 0 | 0 | 0 | 0 | 0 | 0 | 0 | 0 | 0 | 0 | 0 | 0 | 0 | 0 | 0 | 0 | 0 | 0 | 0 | 0 | 0
F6_Commercial_Grocery_Existing_Food Preparation_Natural Gas_Commercial Food Prep Other_E8 | F6 | Commercial | Grocery | Existing | Food Preparation | Natural Gas | Commercial Food Prep Other | E8 | Utility - Value of Sales | 0 | 0 | 0 | 0 | 0 | 0 | 0 | 0 | 0 | 0 | 0 | 0 | 0 | 0 | 0 | 0 | 0 | 0 | 0 | 0 | 0 | 0 | 0 | 0 | 0 | 0 | 0
F6_Commercial_Grocery_Existing_Food Preparation_Natural Gas_Commercial Food Prep Other_E9 | F6 | Commercial | Grocery | Existing | Food Preparation | Natural Gas | Commercial Food Prep Other | E9 | Utility - Value of Sales | 0 | 0 | 0 | 0 | 0 | 0 | 0 | 0 | 0 | 0 | 0 | 0 | 0 | 0 | 0 | 0 | 0 | 0 | 0 | 0 | 0 | 0 | 0 | 0 | 0 | 0 | 0
F6_Commercial_Grocery_Existing_Food Preparation_Natural Gas_Commercial Food Prep Other_E10 | F6 | Commercial | Grocery | Existing | Food Preparation | Natural Gas | Commercial Food Prep Other | E10 | Utility - Value of Sales | 0 | 0 | 0 | 0 | 0 | 0 | 0 | 0 | 0 | 0 | 0 | 0 | 0 | 0 | 0 | 0 | 0 | 0 | 0 | 0 | 0 | 0 | 0 | 0 | 0 | 0 | 0
F1_Commercial_Grocery_Existing_Miscellaneous_Natural Gas_Pool Heater_E1 | F1 | Commercial | Grocery | Existing | Miscellaneous | Natural Gas | Pool Heater | E1 | RVT - Cost of Equipment | 0.002803 | 0.002803 | 0.002803 | 0.002803 | 0.002803 | 0.002803 | 0.002803 | 0.002803 | 0.002803 | 0.002803 | 0.002803 | 0.002803 | 0.002803 | 0.002803 | 0.002803 | 0.002803 | 0.002803 | 0.002803 | 0.002803 | 0.002803 | 0.002803 | 0.002803 | 0.002803 | 0.002803 | 0.002803 | 0.002803 | 0.002803
F1_Commercial_Grocery_Existing_Miscellaneous_Natural Gas_Pool Heater_E2 | F1 | Commercial | Grocery | Existing | Miscellaneous | Natural Gas | Pool Heater | E2 | RVT - Cost of Equipment | 0.0045896 | 0.0045896 | 0.0045896 | 0.0045896 | 0.0045896 | 0.0045896 | 0.0045896 | 0.0045896 | 0.0045896 | 0.0045896 | 0.0045896 | 0.0045896 | 0.0045896 | 0.0045896 | 0.0045896 | 0.0045896 | 0.0045896 | 0.0045896 | 0.0045896 | 0.0045896 | 0.0045896 | 0.0045896 | 0.0045896 | 0.0045896 | 0.0045896 | 0.0045896 | 0.0045896
F1_Commercial_Grocery_Existing_Miscellaneous_Natural Gas_Pool Heater_E3 | F1 | Commercial | Grocery | Existing | Miscellaneous | Natural Gas | Pool Heater | E3 | RVT - Cost of Equipment | 0 | 0 | 0 | 0 | 0 | 0 | 0 | 0 | 0 | 0 | 0 | 0 | 0 | 0 | 0 | 0 | 0 | 0 | 0 | 0 | 0 | 0 | 0 | 0 | 0 | 0 | 0
F1_Commercial_Grocery_Existing_Miscellaneous_Natural Gas_Pool Heater_E4 | F1 | Commercial | Grocery | Existing | Miscellaneous | Natural Gas | Pool Heater | E4 | RVT - Cost of Equipment | 0 | 0 | 0 | 0 | 0 | 0 | 0 | 0 | 0 | 0 | 0 | 0 | 0 | 0 | 0 | 0 | 0 | 0 | 0 | 0 | 0 | 0 | 0 | 0 | 0 | 0 | 0
F1_Commercial_Grocery_Existing_Miscellaneous_Natural Gas_Pool Heater_E5 | F1 | Commercial | Grocery | Existing | Miscellaneous | Natural Gas | Pool Heater | E5 | RVT - Cost of Equipment | 0 | 0 | 0 | 0 | 0 | 0 | 0 | 0 | 0 | 0 | 0 | 0 | 0 | 0 | 0 | 0 | 0 | 0 | 0 | 0 | 0 | 0 | 0 | 0 | 0 | 0 | 0
F1_Commercial_Grocery_Existing_Miscellaneous_Natural Gas_Pool Heater_E6 | F1 | Commercial | Grocery | Existing | Miscellaneous | Natural Gas | Pool Heater | E6 | RVT - Cost of Equipment | 0 | 0 | 0 | 0 | 0 | 0 | 0 | 0 | 0 | 0 | 0 | 0 | 0 | 0 | 0 | 0 | 0 | 0 | 0 | 0 | 0 | 0 | 0 | 0 | 0 | 0 | 0
F1_Commercial_Grocery_Existing_Miscellaneous_Natural Gas_Pool Heater_E7 | F1 | Commercial | Grocery | Existing | Miscellaneous | Natural Gas | Pool Heater | E7 | RVT - Cost of Equipment | 0 | 0 | 0 | 0 | 0 | 0 | 0 | 0 | 0 | 0 | 0 | 0 | 0 | 0 | 0 | 0 | 0 | 0 | 0 | 0 | 0 | 0 | 0 | 0 | 0 | 0 | 0
F1_Commercial_Grocery_Existing_Miscellaneous_Natural Gas_Pool Heater_E8 | F1 | Commercial | Grocery | Existing | Miscellaneous | Natural Gas | Pool Heater | E8 | RVT - Cost of Equipment | 0 | 0 | 0 | 0 | 0 | 0 | 0 | 0 | 0 | 0 | 0 | 0 | 0 | 0 | 0 | 0 | 0 | 0 | 0 | 0 | 0 | 0 | 0 | 0 | 0 | 0 | 0
F1_Commercial_Grocery_Existing_Miscellaneous_Natural Gas_Pool Heater_E9 | F1 | Commercial | Grocery | Existing | Miscellaneous | Natural Gas | Pool Heater | E9 | RVT - Cost of Equipment | 0 | 0 | 0 | 0 | 0 | 0 | 0 | 0 | 0 | 0 | 0 | 0 | 0 | 0 | 0 | 0 | 0 | 0 | 0 | 0 | 0 | 0 | 0 | 0 | 0 | 0 | 0
F1_Commercial_Grocery_Existing_Miscellaneous_Natural Gas_Pool Heater_E10 | F1 | Commercial | Grocery | Existing | Miscellaneous | Natural Gas | Pool Heater | E10 | RVT - Cost of Equipment | 0 | 0 | 0 | 0 | 0 | 0 | 0 | 0 | 0 | 0 | 0 | 0 | 0 | 0 | 0 | 0 | 0 | 0 | 0 | 0 | 0 | 0 | 0 | 0 | 0 | 0 | 0
F2_Commercial_Grocery_Existing_Miscellaneous_Natural Gas_Pool Heater_E1 | F2 | Commercial | Grocery | Existing | Miscellaneous | Natural Gas | Pool Heater | E1 | RVT - Cost of Operation | 0 | 0 | 0 | 0 | 0 | 0 | 0 | 0 | 0 | 0 | 0 | 0 | 0 | 0 | 0 | 0 | 0 | 0 | 0 | 0 | 0 | 0 | 0 | 0 | 0 | 0 | 0
F2_Commercial_Grocery_Existing_Miscellaneous_Natural Gas_Pool Heater_E2 | F2 | Commercial | Grocery | Existing | Miscellaneous | Natural Gas | Pool Heater | E2 | RVT - Cost of Operation | 0 | 0 | 0 | 0 | 0 | 0 | 0 | 0 | 0 | 0 | 0 | 0 | 0 | 0 | 0 | 0 | 0 | 0 | 0 | 0 | 0 | 0 | 0 | 0 | 0 | 0 | 0
F2_Commercial_Grocery_Existing_Miscellaneous_Natural Gas_Pool Heater_E3 | F2 | Commercial | Grocery | Existing | Miscellaneous | Natural Gas | Pool Heater | E3 | RVT - Cost of Operation | 0 | 0 | 0 | 0 | 0 | 0 | 0 | 0 | 0 | 0 | 0 | 0 | 0 | 0 | 0 | 0 | 0 | 0 | 0 | 0 | 0 | 0 | 0 | 0 | 0 | 0 | 0
F2_Commercial_Grocery_Existing_Miscellaneous_Natural Gas_Pool Heater_E4 | F2 | Commercial | Grocery | Existing | Miscellaneous | Natural Gas | Pool Heater | E4 | RVT - Cost of Operation | 0 | 0 | 0 | 0 | 0 | 0 | 0 | 0 | 0 | 0 | 0 | 0 | 0 | 0 | 0 | 0 | 0 | 0 | 0 | 0 | 0 | 0 | 0 | 0 | 0 | 0 | 0
F2_Commercial_Grocery_Existing_Miscellaneous_Natural Gas_Pool Heater_E5 | F2 | Commercial | Grocery | Existing | Miscellaneous | Natural Gas | Pool Heater | E5 | RVT - Cost of Operation | 0 | 0 | 0 | 0 | 0 | 0 | 0 | 0 | 0 | 0 | 0 | 0 | 0 | 0 | 0 | 0 | 0 | 0 | 0 | 0 | 0 | 0 | 0 | 0 | 0 | 0 | 0
F2_Commercial_Grocery_Existing_Miscellaneous_Natural Gas_Pool Heater_E6 | F2 | Commercial | Grocery | Existing | Miscellaneous | Natural Gas | Pool Heater | E6 | RVT - Cost of Operation | 0 | 0 | 0 | 0 | 0 | 0 | 0 | 0 | 0 | 0 | 0 | 0 | 0 | 0 | 0 | 0 | 0 | 0 | 0 | 0 | 0 | 0 | 0 | 0 | 0 | 0 | 0
F2_Commercial_Grocery_Existing_Miscellaneous_Natural Gas_Pool Heater_E7 | F2 | Commercial | Grocery | Existing | Miscellaneous | Natural Gas | Pool Heater | E7 | RVT - Cost of Operation | 0 | 0 | 0 | 0 | 0 | 0 | 0 | 0 | 0 | 0 | 0 | 0 | 0 | 0 | 0 | 0 | 0 | 0 | 0 | 0 | 0 | 0 | 0 | 0 | 0 | 0 | 0
F2_Commercial_Grocery_Existing_Miscellaneous_Natural Gas_Pool Heater_E8 | F2 | Commercial | Grocery | Existing | Miscellaneous | Natural Gas | Pool Heater | E8 | RVT - Cost of Operation | 0 | 0 | 0 | 0 | 0 | 0 | 0 | 0 | 0 | 0 | 0 | 0 | 0 | 0 | 0 | 0 | 0 | 0 | 0 | 0 | 0 | 0 | 0 | 0 | 0 | 0 | 0
F2_Commercial_Grocery_Existing_Miscellaneous_Natural Gas_Pool Heater_E9 | F2 | Commercial | Grocery | Existing | Miscellaneous | Natural Gas | Pool Heater | E9 | RVT - Cost of Operation | 0 | 0 | 0 | 0 | 0 | 0 | 0 | 0 | 0 | 0 | 0 | 0 | 0 | 0 | 0 | 0 | 0 | 0 | 0 | 0 | 0 | 0 | 0 | 0 | 0 | 0 | 0
F2_Commercial_Grocery_Existing_Miscellaneous_Natural Gas_Pool Heater_E10 | F2 | Commercial | Grocery | Existing | Miscellaneous | Natural Gas | Pool Heater | E10 | RVT - Cost of Operation | 0 | 0 | 0 | 0 | 0 | 0 | 0 | 0 | 0 | 0 | 0 | 0 | 0 | 0 | 0 | 0 | 0 | 0 | 0 | 0 | 0 | 0 | 0 | 0 | 0 | 0 | 0
F3_Commercial_Grocery_Existing_Miscellaneous_Natural Gas_Pool Heater_E1 | F3 | Commercial | Grocery | Existing | Miscellaneous | Natural Gas | Pool Heater | E1 | System - kBTUs of Consumption | bar: 2021 to 2047
F3_Commercial_Grocery_Existing_Miscellaneous_Natural Gas_Pool Heater_E2 | F3 | Commercial | Grocery | Existing | Miscellaneous | Natural Gas | Pool Heater | E2 | System - kBTUs of Consumption | 0.85 | 0.85 | 0.85 | 0.85 | 0.85 | 0.85 | 0.85 | 0.85 | 0.85 | 0.85 | 0.85 | 0.85 | 0.85 | 0.85 | 0.85 | 0.85 | 0.85 | 0.85 | 0.85 | 0.85 | 0.85 | 0.85 | 0.85 | 0.85 | 0.85 | 0.85 | 0.85
F3_Commercial_Grocery_Existing_Miscellaneous_Natural Gas_Pool Heater_E3 | F3 | Commercial | Grocery | Existing | Miscellaneous | Natural Gas | Pool Heater | E3 | System - kBTUs of Consumption | 0 | 0 | 0 | 0 | 0 | 0 | 0 | 0 | 0 | 0 | 0 | 0 | 0 | 0 | 0 | 0 | 0 | 0 | 0 | 0 | 0 | 0 | 0 | 0 | 0 | 0 | 0
F3_Commercial_Grocery_Existing_Miscellaneous_Natural Gas_Pool Heater_E4 | F3 | Commercial | Grocery | Existing | Miscellaneous | Natural Gas | Pool Heater | E4 | System - kBTUs of Consumption | 0 | 0 | 0 | 0 | 0 | 0 | 0 | 0 | 0 | 0 | 0 | 0 | 0 | 0 | 0 | 0 | 0 | 0 | 0 | 0 | 0 | 0 | 0 | 0 | 0 | 0 | 0
F3_Commercial_Grocery_Existing_Miscellaneous_Natural Gas_Pool Heater_E5 | F3 | Commercial | Grocery | Existing | Miscellaneous | Natural Gas | Pool Heater | E5 | System - kBTUs of Consumption | 0 | 0 | 0 | 0 | 0 | 0 | 0 | 0 | 0 | 0 | 0 | 0 | 0 | 0 | 0 | 0 | 0 | 0 | 0 | 0 | 0 | 0 | 0 | 0 | 0 | 0 | 0
F3_Commercial_Grocery_Existing_Miscellaneous_Natural Gas_Pool Heater_E6 | F3 | Commercial | Grocery | Existing | Miscellaneous | Natural Gas | Pool Heater | E6 | System - kBTUs of Consumption | 0 | 0 | 0 | 0 | 0 | 0 | 0 | 0 | 0 | 0 | 0 | 0 | 0 | 0 | 0 | 0 | 0 | 0 | 0 | 0 | 0 | 0 | 0 | 0 | 0 | 0 | 0
F3_Commercial_Grocery_Existing_Miscellaneous_Natural Gas_Pool Heater_E7 | F3 | Commercial | Grocery | Existing | Miscellaneous | Natural Gas | Pool Heater | E7 | System - kBTUs of Consumption | 0 | 0 | 0 | 0 | 0 | 0 | 0 | 0 | 0 | 0 | 0 | 0 | 0 | 0 | 0 | 0 | 0 | 0 | 0 | 0 | 0 | 0 | 0 | 0 | 0 | 0 | 0
F3_Commercial_Grocery_Existing_Miscellaneous_Natural Gas_Pool Heater_E8 | F3 | Commercial | Grocery | Existing | Miscellaneous | Natural Gas | Pool Heater | E8 | System - kBTUs of Consumption | 0 | 0 | 0 | 0 | 0 | 0 | 0 | 0 | 0 | 0 | 0 | 0 | 0 | 0 | 0 | 0 | 0 | 0 | 0 | 0 | 0 | 0 | 0 | 0 | 0 | 0 | 0
F3_Commercial_Grocery_Existing_Miscellaneous_Natural Gas_Pool Heater_E9 | F3 | Commercial | Grocery | Existing | Miscellaneous | Natural Gas | Pool Heater | E9 | System - kBTUs of Consumption | 0 | 0 | 0 | 0 | 0 | 0 | 0 | 0 | 0 | 0 | 0 | 0 | 0 | 0 | 0 | 0 | 0 | 0 | 0 | 0 | 0 | 0 | 0 | 0 | 0 | 0 | 0
F3_Commercial_Grocery_Existing_Miscellaneous_Natural Gas_Pool Heater_E10 | F3 | Commercial | Grocery | Existing | Miscellaneous | Natural Gas | Pool Heater | E10 | System - kBTUs of Consumption | 0 | 0 | 0 | 0 | 0 | 0 | 0 | 0 | 0 | 0 | 0 | 0 | 0 | 0 | 0 | 0 | 0 | 0 | 0 | 0 | 0 | 0 | 0 | 0 | 0 | 0 | 0
F4_Commercial_Grocery_Existing_Miscellaneous_Natural Gas_Pool Heater_E1 | F4 | Commercial | Grocery | Existing | Miscellaneous | Natural Gas | Pool Heater | E1 | Utility - Cost of Equipment | 0.002803 | 0.002803 | 0.002803 | 0.002803 | 0.002803 | 0.002803 | 0.002803 | 0.002803 | 0.002803 | 0.002803 | 0.002803 | 0.002803 | 0.002803 | 0.002803 | 0.002803 | 0.002803 | 0.002803 | 0.002803 | 0.002803 | 0.002803 | 0.002803 | 0.002803 | 0.002803 | 0.002803 | 0.002803 | 0.002803 | 0.002803
F4_Commercial_Grocery_Existing_Miscellaneous_Natural Gas_Pool Heater_E2 | F4 | Commercial | Grocery | Existing | Miscellaneous | Natural Gas | Pool Heater | E2 | Utility - Cost of Equipment | 0.0045896 | 0.0045896 | 0.0045896 | 0.0045896 | 0.0045896 | 0.0045896 | 0.0045896 | 0.0045896 | 0.0045896 | 0.0045896 | 0.0045896 | 0.0045896 | 0.0045896 | 0.0045896 | 0.0045896 | 0.0045896 | 0.0045896 | 0.0045896 | 0.0045896 | 0.0045896 | 0.0045896 | 0.0045896 | 0.0045896 | 0.0045896 | 0.0045896 | 0.0045896 | 0.0045896
F4_Commercial_Grocery_Existing_Miscellaneous_Natural Gas_Pool Heater_E3 | F4 | Commercial | Grocery | Existing | Miscellaneous | Natural Gas | Pool Heater | E3 | Utility - Cost of Equipment | 0 | 0 | 0 | 0 | 0 | 0 | 0 | 0 | 0 | 0 | 0 | 0 | 0 | 0 | 0 | 0 | 0 | 0 | 0 | 0 | 0 | 0 | 0 | 0 | 0 | 0 | 0
F4_Commercial_Grocery_Existing_Miscellaneous_Natural Gas_Pool Heater_E4 | F4 | Commercial | Grocery | Existing | Miscellaneous | Natural Gas | Pool Heater | E4 | Utility - Cost of Equipment | 0 | 0 | 0 | 0 | 0 | 0 | 0 | 0 | 0 | 0 | 0 | 0 | 0 | 0 | 0 | 0 | 0 | 0 | 0 | 0 | 0 | 0 | 0 | 0 | 0 | 0 | 0
F4_Commercial_Grocery_Existing_Miscellaneous_Natural Gas_Pool Heater_E5 | F4 | Commercial | Grocery | Existing | Miscellaneous | Natural Gas | Pool Heater | E5 | Utility - Cost of Equipment | 0 | 0 | 0 | 0 | 0 | 0 | 0 | 0 | 0 | 0 | 0 | 0 | 0 | 0 | 0 | 0 | 0 | 0 | 0 | 0 | 0 | 0 | 0 | 0 | 0 | 0 | 0
F4_Commercial_Grocery_Existing_Miscellaneous_Natural Gas_Pool Heater_E6 | F4 | Commercial | Grocery | Existing | Miscellaneous | Natural Gas | Pool Heater | E6 | Utility - Cost of Equipment | 0 | 0 | 0 | 0 | 0 | 0 | 0 | 0 | 0 | 0 | 0 | 0 | 0 | 0 | 0 | 0 | 0 | 0 | 0 | 0 | 0 | 0 | 0 | 0 | 0 | 0 | 0
F4_Commercial_Grocery_Existing_Miscellaneous_Natural Gas_Pool Heater_E7 | F4 | Commercial | Grocery | Existing | Miscellaneous | Natural Gas | Pool Heater | E7 | Utility - Cost of Equipment | 0 | 0 | 0 | 0 | 0 | 0 | 0 | 0 | 0 | 0 | 0 | 0 | 0 | 0 | 0 | 0 | 0 | 0 | 0 | 0 | 0 | 0 | 0 | 0 | 0 | 0 | 0
F4_Commercial_Grocery_Existing_Miscellaneous_Natural Gas_Pool Heater_E8 | F4 | Commercial | Grocery | Existing | Miscellaneous | Natural Gas | Pool Heater | E8 | Utility - Cost of Equipment | 0 | 0 | 0 | 0 | 0 | 0 | 0 | 0 | 0 | 0 | 0 | 0 | 0 | 0 | 0 | 0 | 0 | 0 | 0 | 0 | 0 | 0 | 0 | 0 | 0 | 0 | 0
F4_Commercial_Grocery_Existing_Miscellaneous_Natural Gas_Pool Heater_E9 | F4 | Commercial | Grocery | Existing | Miscellaneous | Natural Gas | Pool Heater | E9 | Utility - Cost of Equipment | 0 | 0 | 0 | 0 | 0 | 0 | 0 | 0 | 0 | 0 | 0 | 0 | 0 | 0 | 0 | 0 | 0 | 0 | 0 | 0 | 0 | 0 | 0 | 0 | 0 | 0 | 0
F4_Commercial_Grocery_Existing_Miscellaneous_Natural Gas_Pool Heater_E10 | F4 | Commercial | Grocery | Existing | Miscellaneous | Natural Gas | Pool Heater | E10 | Utility - Cost of Equipment | 0 | 0 | 0 | 0 | 0 | 0 | 0 | 0 | 0 | 0 | 0 | 0 | 0 | 0 | 0 | 0 | 0 | 0 | 0 | 0 | 0 | 0 | 0 | 0 | 0 | 0 | 0
F5_Commercial_Grocery_Existing_Miscellaneous_Natural Gas_Pool Heater_E1 | F5 | Commercial | Grocery | Existing | Miscellaneous | Natural Gas | Pool Heater | E1 | Utility - Cost of Operation | 0.014079 | 0.013712 | 0.013323 | 0.012929 | 0.012807 | 0.012863 | 0.01303 | 0.013256 | 0.013507 | 0.013763 | 0.014029 | 0.014303 | 0.014594 | 0.014882 | 0.015153 | 0.01536 | 0.015438 | 0.015331 | 0.014999 | 0.014435 | 0.013667 | 0.012733 | 0.011901 | 0.011353 | 0.011101 | 0.011155 | 0.01121
F5_Commercial_Grocery_Existing_Miscellaneous_Natural Gas_Pool Heater_E2 | F5 | Commercial | Grocery | Existing | Miscellaneous | Natural Gas | Pool Heater | E2 | Utility - Cost of Operation | 0.011967 | 0.011655 | 0.011325 | 0.01099 | 0.010886 | 0.010933 | 0.011075 | 0.011267 | 0.011481 | 0.011698 | 0.011924 | 0.012158 | 0.012405 | 0.012649 | 0.01288 | 0.013056 | 0.013122 | 0.013032 | 0.012749 | 0.01227 | 0.011617 | 0.010823 | 0.010116 | 0.0096497 | 0.0094355 | 0.0094817 | 0.0095282
F5_Commercial_Grocery_Existing_Miscellaneous_Natural Gas_Pool Heater_E3 | F5 | Commercial | Grocery | Existing | Miscellaneous | Natural Gas | Pool Heater | E3 | Utility - Cost of Operation | 0 | 0 | 0 | 0 | 0 | 0 | 0 | 0 | 0 | 0 | 0 | 0 | 0 | 0 | 0 | 0 | 0 | 0 | 0 | 0 | 0 | 0 | 0 | 0 | 0 | 0 | 0
F5_Commercial_Grocery_Existing_Miscellaneous_Natural Gas_Pool Heater_E4 | F5 | Commercial | Grocery | Existing | Miscellaneous | Natural Gas | Pool Heater | E4 | Utility - Cost of Operation | 0 | 0 | 0 | 0 | 0 | 0 | 0 | 0 | 0 | 0 | 0 | 0 | 0 | 0 | 0 | 0 | 0 | 0 | 0 | 0 | 0 | 0 | 0 | 0 | 0 | 0 | 0
F5_Commercial_Grocery_Existing_Miscellaneous_Natural Gas_Pool Heater_E5 | F5 | Commercial | Grocery | Existing | Miscellaneous | Natural Gas | Pool Heater | E5 | Utility - Cost of Operation | 0 | 0 | 0 | 0 | 0 | 0 | 0 | 0 | 0 | 0 | 0 | 0 | 0 | 0 | 0 | 0 | 0 | 0 | 0 | 0 | 0 | 0 | 0 | 0 | 0 | 0 | 0
F5_Commercial_Grocery_Existing_Miscellaneous_Natural Gas_Pool Heater_E6 | F5 | Commercial | Grocery | Existing | Miscellaneous | Natural Gas | Pool Heater | E6 | Utility - Cost of Operation | 0 | 0 | 0 | 0 | 0 | 0 | 0 | 0 | 0 | 0 | 0 | 0 | 0 | 0 | 0 | 0 | 0 | 0 | 0 | 0 | 0 | 0 | 0 | 0 | 0 | 0 | 0
F5_Commercial_Grocery_Existing_Miscellaneous_Natural Gas_Pool Heater_E7 | F5 | Commercial | Grocery | Existing | Miscellaneous | Natural Gas | Pool Heater | E7 | Utility - Cost of Operation | 0 | 0 | 0 | 0 | 0 | 0 | 0 | 0 | 0 | 0 | 0 | 0 | 0 | 0 | 0 | 0 | 0 | 0 | 0 | 0 | 0 | 0 | 0 | 0 | 0 | 0 | 0
F5_Commercial_Grocery_Existing_Miscellaneous_Natural Gas_Pool Heater_E8 | F5 | Commercial | Grocery | Existing | Miscellaneous | Natural Gas | Pool Heater | E8 | Utility - Cost of Operation | 0 | 0 | 0 | 0 | 0 | 0 | 0 | 0 | 0 | 0 | 0 | 0 | 0 | 0 | 0 | 0 | 0 | 0 | 0 | 0 | 0 | 0 | 0 | 0 | 0 | 0 | 0
F5_Commercial_Grocery_Existing_Miscellaneous_Natural Gas_Pool Heater_E9 | F5 | Commercial | Grocery | Existing | Miscellaneous | Natural Gas | Pool Heater | E9 | Utility - Cost of Operation | 0 | 0 | 0 | 0 | 0 | 0 | 0 | 0 | 0 | 0 | 0 | 0 | 0 | 0 | 0 | 0 | 0 | 0 | 0 | 0 | 0 | 0 | 0 | 0 | 0 | 0 | 0
F5_Commercial_Grocery_Existing_Miscellaneous_Natural Gas_Pool Heater_E10 | F5 | Commercial | Grocery | Existing | Miscellaneous | Natural Gas | Pool Heater | E10 | Utility - Cost of Operation | 0 | 0 | 0 | 0 | 0 | 0 | 0 | 0 | 0 | 0 | 0 | 0 | 0 | 0 | 0 | 0 | 0 | 0 | 0 | 0 | 0 | 0 | 0 | 0 | 0 | 0 | 0
F6_Commercial_Grocery_Existing_Miscellaneous_Natural Gas_Pool Heater_E1 | F6 | Commercial | Grocery | Existing | Miscellaneous | Natural Gas | Pool Heater | E1 | Utility - Value of Sales | 0 | 0 | 0 | 0 | 0 | 0 | 0 | 0 | 0 | 0 | 0 | 0 | 0 | 0 | 0 | 0 | 0 | 0 | 0 | 0 | 0 | 0 | 0 | 0 | 0 | 0 | 0
F6_Commercial_Grocery_Existing_Miscellaneous_Natural Gas_Pool Heater_E2 | F6 | Commercial | Grocery | Existing | Miscellaneous | Natural Gas | Pool Heater | E2 | Utility - Value of Sales | 0 | 0 | 0 | 0 | 0 | 0 | 0 | 0 | 0 | 0 | 0 | 0 | 0 | 0 | 0 | 0 | 0 | 0 | 0 | 0 | 0 | 0 | 0 | 0 | 0 | 0 | 0
F6_Commercial_Grocery_Existing_Miscellaneous_Natural Gas_Pool Heater_E3 | F6 | Commercial | Grocery | Existing | Miscellaneous | Natural Gas | Pool Heater | E3 | Utility - Value of Sales | 0 | 0 | 0 | 0 | 0 | 0 | 0 | 0 | 0 | 0 | 0 | 0 | 0 | 0 | 0 | 0 | 0 | 0 | 0 | 0 | 0 | 0 | 0 | 0 | 0 | 0 | 0
F6_Commercial_Grocery_Existing_Miscellaneous_Natural Gas_Pool Heater_E4 | F6 | Commercial | Grocery | Existing | Miscellaneous | Natural Gas | Pool Heater | E4 | Utility - Value of Sales | 0 | 0 | 0 | 0 | 0 | 0 | 0 | 0 | 0 | 0 | 0 | 0 | 0 | 0 | 0 | 0 | 0 | 0 | 0 | 0 | 0 | 0 | 0 | 0 | 0 | 0 | 0
F6_Commercial_Grocery_Existing_Miscellaneous_Natural Gas_Pool Heater_E5 | F6 | Commercial | Grocery | Existing | Miscellaneous | Natural Gas | Pool Heater | E5 | Utility - Value of Sales | 0 | 0 | 0 | 0 | 0 | 0 | 0 | 0 | 0 | 0 | 0 | 0 | 0 | 0 | 0 | 0 | 0 | 0 | 0 | 0 | 0 | 0 | 0 | 0 | 0 | 0 | 0
F6_Commercial_Grocery_Existing_Miscellaneous_Natural Gas_Pool Heater_E6 | F6 | Commercial | Grocery | Existing | Miscellaneous | Natural Gas | Pool Heater | E6 | Utility - Value of Sales | 0 | 0 | 0 | 0 | 0 | 0 | 0 | 0 | 0 | 0 | 0 | 0 | 0 | 0 | 0 | 0 | 0 | 0 | 0 | 0 | 0 | 0 | 0 | 0 | 0 | 0 | 0
F6_Commercial_Grocery_Existing_Miscellaneous_Natural Gas_Pool Heater_E7 | F6 | Commercial | Grocery | Existing | Miscellaneous | Natural Gas | Pool Heater | E7 | Utility - Value of Sales | 0 | 0 | 0 | 0 | 0 | 0 | 0 | 0 | 0 | 0 | 0 | 0 | 0 | 0 | 0 | 0 | 0 | 0 | 0 | 0 | 0 | 0 | 0 | 0 | 0 | 0 | 0
F6_Commercial_Grocery_Existing_Miscellaneous_Natural Gas_Pool Heater_E8 | F6 | Commercial | Grocery | Existing | Miscellaneous | Natural Gas | Pool Heater | E8 | Utility - Value of Sales | 0 | 0 | 0 | 0 | 0 | 0 | 0 | 0 | 0 | 0 | 0 | 0 | 0 | 0 | 0 | 0 | 0 | 0 | 0 | 0 | 0 | 0 | 0 | 0 | 0 | 0 | 0
F6_Commercial_Grocery_Existing_Miscellaneous_Natural Gas_Pool Heater_E9 | F6 | Commercial | Grocery | Existing | Miscellaneous | Natural Gas | Pool Heater | E9 | Utility - Value of Sales | 0 | 0 | 0 | 0 | 0 | 0 | 0 | 0 | 0 | 0 | 0 | 0 | 0 | 0 | 0 | 0 | 0 | 0 | 0 | 0 | 0 | 0 | 0 | 0 | 0 | 0 | 0
F6_Commercial_Grocery_Existing_Miscellaneous_Natural Gas_Pool Heater_E10 | F6 | Commercial | Grocery | Existing | Miscellaneous | Natural Gas | Pool Heater | E10 | Utility - Value of Sales | 0 | 0 | 0 | 0 | 0 | 0 | 0 | 0 | 0 | 0 | 0 | 0 | 0 | 0 | 0 | 0 | 0 | 0 | 0 | 0 | 0 | 0 | 0 | 0 | 0 | 0 | 0
F1_Commercial_Grocery_Existing_Miscellaneous_Natural Gas_Miscellaneous_E1 | F1 | Commercial | Grocery | Existing | Miscellaneous | Natural Gas | Miscellaneous | E1 | RVT - Cost of Equipment | 0.0015609 | 0.0015609 | 0.0015609 | 0.0015609 | 0.0015609 | 0.0015609 | 0.0015609 | 0.0015609 | 0.0015609 | 0.0015609 | 0.0015609 | 0.0015609 | 0.0015609 | 0.0015609 | 0.0015609 | 0.0015609 | 0.0015609 | 0.0015609 | 0.0015609 | 0.0015609 | 0.0015609 | 0.0015609 | 0.0015609 | 0.0015609 | 0.0015609 | 0.0015609 | 0.0015609
F1_Commercial_Grocery_Existing_Miscellaneous_Natural Gas_Miscellaneous_E2 | F1 | Commercial | Grocery | Existing | Miscellaneous | Natural Gas | Miscellaneous | E2 | RVT - Cost of Equipment | 0 | 0 | 0 | 0 | 0 | 0 | 0 | 0 | 0 | 0 | 0 | 0 | 0 | 0 | 0 | 0 | 0 | 0 | 0 | 0 | 0 | 0 | 0 | 0 | 0 | 0 | 0
F1_Commercial_Grocery_Existing_Miscellaneous_Natural Gas_Miscellaneous_E3 | F1 | Commercial | Grocery | Existing | Miscellaneous | Natural Gas | Miscellaneous | E3 | RVT - Cost of Equipment | 0 | 0 | 0 | 0 | 0 | 0 | 0 | 0 | 0 | 0 | 0 | 0 | 0 | 0 | 0 | 0 | 0 | 0 | 0 | 0 | 0 | 0 | 0 | 0 | 0 | 0 | 0
F1_Commercial_Grocery_Existing_Miscellaneous_Natural Gas_Miscellaneous_E4 | F1 | Commercial | Grocery | Existing | Miscellaneous | Natural Gas | Miscellaneous | E4 | RVT - Cost of Equipment | 0 | 0 | 0 | 0 | 0 | 0 | 0 | 0 | 0 | 0 | 0 | 0 | 0 | 0 | 0 | 0 | 0 | 0 | 0 | 0 | 0 | 0 | 0 | 0 | 0 | 0 | 0
F1_Commercial_Grocery_Existing_Miscellaneous_Natural Gas_Miscellaneous_E5 | F1 | Commercial | Grocery | Existing | Miscellaneous | Natural Gas | Miscellaneous | E5 | RVT - Cost of Equipment | 0 | 0 | 0 | 0 | 0 | 0 | 0 | 0 | 0 | 0 | 0 | 0 | 0 | 0 | 0 | 0 | 0 | 0 | 0 | 0 | 0 | 0 | 0 | 0 | 0 | 0 | 0
F1_Commercial_Grocery_Existing_Miscellaneous_Natural Gas_Miscellaneous_E6 | F1 | Commercial | Grocery | Existing | Miscellaneous | Natural Gas | Miscellaneous | E6 | RVT - Cost of Equipment | 0 | 0 | 0 | 0 | 0 | 0 | 0 | 0 | 0 | 0 | 0 | 0 | 0 | 0 | 0 | 0 | 0 | 0 | 0 | 0 | 0 | 0 | 0 | 0 | 0 | 0 | 0
F1_Commercial_Grocery_Existing_Miscellaneous_Natural Gas_Miscellaneous_E7 | F1 | Commercial | Grocery | Existing | Miscellaneous | Natural Gas | Miscellaneous | E7 | RVT - Cost of Equipment | 0 | 0 | 0 | 0 | 0 | 0 | 0 | 0 | 0 | 0 | 0 | 0 | 0 | 0 | 0 | 0 | 0 | 0 | 0 | 0 | 0 | 0 | 0 | 0 | 0 | 0 | 0
F1_Commercial_Grocery_Existing_Miscellaneous_Natural Gas_Miscellaneous_E8 | F1 | Commercial | Grocery | Existing | Miscellaneous | Natural Gas | Miscellaneous | E8 | RVT - Cost of Equipment | 0 | 0 | 0 | 0 | 0 | 0 | 0 | 0 | 0 | 0 | 0 | 0 | 0 | 0 | 0 | 0 | 0 | 0 | 0 | 0 | 0 | 0 | 0 | 0 | 0 | 0 | 0
F1_Commercial_Grocery_Existing_Miscellaneous_Natural Gas_Miscellaneous_E9 | F1 | Commercial | Grocery | Existing | Miscellaneous | Natural Gas | Miscellaneous | E9 | RVT - Cost of Equipment | 0 | 0 | 0 | 0 | 0 | 0 | 0 | 0 | 0 | 0 | 0 | 0 | 0 | 0 | 0 | 0 | 0 | 0 | 0 | 0 | 0 | 0 | 0 | 0 | 0 | 0 | 0
F1_Commercial_Grocery_Existing_Miscellaneous_Natural Gas_Miscellaneous_E10 | F1 | Commercial | Grocery | Existing | Miscellaneous | Natural Gas | Miscellaneous | E10 | RVT - Cost of Equipment | 0 | 0 | 0 | 0 | 0 | 0 | 0 | 0 | 0 | 0 | 0 | 0 | 0 | 0 | 0 | 0 | 0 | 0 | 0 | 0 | 0 | 0 | 0 | 0 | 0 | 0 | 0
F2_Commercial_Grocery_Existing_Miscellaneous_Natural Gas_Miscellaneous_E1 | F2 | Commercial | Grocery | Existing | Miscellaneous | Natural Gas | Miscellaneous | E1 | RVT - Cost of Operation | 0 | 0 | 0 | 0 | 0 | 0 | 0 | 0 | 0 | 0 | 0 | 0 | 0 | 0 | 0 | 0 | 0 | 0 | 0 | 0 | 0 | 0 | 0 | 0 | 0 | 0 | 0
F2_Commercial_Grocery_Existing_Miscellaneous_Natural Gas_Miscellaneous_E2 | F2 | Commercial | Grocery | Existing | Miscellaneous | Natural Gas | Miscellaneous | E2 | RVT - Cost of Operation | 0 | 0 | 0 | 0 | 0 | 0 | 0 | 0 | 0 | 0 | 0 | 0 | 0 | 0 | 0 | 0 | 0 | 0 | 0 | 0 | 0 | 0 | 0 | 0 | 0 | 0 | 0
F2_Commercial_Grocery_Existing_Miscellaneous_Natural Gas_Miscellaneous_E3 | F2 | Commercial | Grocery | Existing | Miscellaneous | Natural Gas | Miscellaneous | E3 | RVT - Cost of Operation | 0 | 0 | 0 | 0 | 0 | 0 | 0 | 0 | 0 | 0 | 0 | 0 | 0 | 0 | 0 | 0 | 0 | 0 | 0 | 0 | 0 | 0 | 0 | 0 | 0 | 0 | 0
F2_Commercial_Grocery_Existing_Miscellaneous_Natural Gas_Miscellaneous_E4 | F2 | Commercial | Grocery | Existing | Miscellaneous | Natural Gas | Miscellaneous | E4 | RVT - Cost of Operation | 0 | 0 | 0 | 0 | 0 | 0 | 0 | 0 | 0 | 0 | 0 | 0 | 0 | 0 | 0 | 0 | 0 | 0 | 0 | 0 | 0 | 0 | 0 | 0 | 0 | 0 | 0
F2_Commercial_Grocery_Existing_Miscellaneous_Natural Gas_Miscellaneous_E5 | F2 | Commercial | Grocery | Existing | Miscellaneous | Natural Gas | Miscellaneous | E5 | RVT - Cost of Operation | 0 | 0 | 0 | 0 | 0 | 0 | 0 | 0 | 0 | 0 | 0 | 0 | 0 | 0 | 0 | 0 | 0 | 0 | 0 | 0 | 0 | 0 | 0 | 0 | 0 | 0 | 0
F2_Commercial_Grocery_Existing_Miscellaneous_Natural Gas_Miscellaneous_E6 | F2 | Commercial | Grocery | Existing | Miscellaneous | Natural Gas | Miscellaneous | E6 | RVT - Cost of Operation | 0 | 0 | 0 | 0 | 0 | 0 | 0 | 0 | 0 | 0 | 0 | 0 | 0 | 0 | 0 | 0 | 0 | 0 | 0 | 0 | 0 | 0 | 0 | 0 | 0 | 0 | 0
F2_Commercial_Grocery_Existing_Miscellaneous_Natural Gas_Miscellaneous_E7 | F2 | Commercial | Grocery | Existing | Miscellaneous | Natural Gas | Miscellaneous | E7 | RVT - Cost of Operation | 0 | 0 | 0 | 0 | 0 | 0 | 0 | 0 | 0 | 0 | 0 | 0 | 0 | 0 | 0 | 0 | 0 | 0 | 0 | 0 | 0 | 0 | 0 | 0 | 0 | 0 | 0
F2_Commercial_Grocery_Existing_Miscellaneous_Natural Gas_Miscellaneous_E8 | F2 | Commercial | Grocery | Existing | Miscellaneous | Natural Gas | Miscellaneous | E8 | RVT - Cost of Operation | 0 | 0 | 0 | 0 | 0 | 0 | 0 | 0 | 0 | 0 | 0 | 0 | 0 | 0 | 0 | 0 | 0 | 0 | 0 | 0 | 0 | 0 | 0 | 0 | 0 | 0 | 0
F2_Commercial_Grocery_Existing_Miscellaneous_Natural Gas_Miscellaneous_E9 | F2 | Commercial | Grocery | Existing | Miscellaneous | Natural Gas | Miscellaneous | E9 | RVT - Cost of Operation | 0 | 0 | 0 | 0 | 0 | 0 | 0 | 0 | 0 | 0 | 0 | 0 | 0 | 0 | 0 | 0 | 0 | 0 | 0 | 0 | 0 | 0 | 0 | 0 | 0 | 0 | 0
F2_Commercial_Grocery_Existing_Miscellaneous_Natural Gas_Miscellaneous_E10 | F2 | Commercial | Grocery | Existing | Miscellaneous | Natural Gas | Miscellaneous | E10 | RVT - Cost of Operation | 0 | 0 | 0 | 0 | 0 | 0 | 0 | 0 | 0 | 0 | 0 | 0 | 0 | 0 | 0 | 0 | 0 | 0 | 0 | 0 | 0 | 0 | 0 | 0 | 0 | 0 | 0
F3_Commercial_Grocery_Existing_Miscellaneous_Natural Gas_Miscellaneous_E1 | F3 | Commercial | Grocery | Existing | Miscellaneous | Natural Gas | Miscellaneous | E1 | System - kBTUs of Consumption | 0.59718 | 0.59718 | 0.59718 | 0.59718 | 0.59718 | 0.59718 | 0.59718 | 0.59718 | 0.59718 | 0.59718 | 0.59718 | 0.59718 | 0.59718 | 0.59718 | 0.59718 | 0.59718 | 0.59718 | 0.59718 | 0.59718 | 0.59718 | 0.59718 | 0.59718 | 0.59718 | 0.59718 | 0.59718 | 0.59718 | 0.59718
F3_Commercial_Grocery_Existing_Miscellaneous_Natural Gas_Miscellaneous_E2 | F3 | Commercial | Grocery | Existing | Miscellaneous | Natural Gas | Miscellaneous | E2 | System - kBTUs of Consumption | 0 | 0 | 0 | 0 | 0 | 0 | 0 | 0 | 0 | 0 | 0 | 0 | 0 | 0 | 0 | 0 | 0 | 0 | 0 | 0 | 0 | 0 | 0 | 0 | 0 | 0 | 0
F3_Commercial_Grocery_Existing_Miscellaneous_Natural Gas_Miscellaneous_E3 | F3 | Commercial | Grocery | Existing | Miscellaneous | Natural Gas | Miscellaneous | E3 | System - kBTUs of Consumption | 0 | 0 | 0 | 0 | 0 | 0 | 0 | 0 | 0 | 0 | 0 | 0 | 0 | 0 | 0 | 0 | 0 | 0 | 0 | 0 | 0 | 0 | 0 | 0 | 0 | 0 | 0
F3_Commercial_Grocery_Existing_Miscellaneous_Natural Gas_Miscellaneous_E4 | F3 | Commercial | Grocery | Existing | Miscellaneous | Natural Gas | Miscellaneous | E4 | System - kBTUs of Consumption | 0 | 0 | 0 | 0 | 0 | 0 | 0 | 0 | 0 | 0 | 0 | 0 | 0 | 0 | 0 | 0 | 0 | 0 | 0 | 0 | 0 | 0 | 0 | 0 | 0 | 0 | 0
F3_Commercial_Grocery_Existing_Miscellaneous_Natural Gas_Miscellaneous_E5 | F3 | Commercial | Grocery | Existing | Miscellaneous | Natural Gas | Miscellaneous | E5 | System - kBTUs of Consumption | 0 | 0 | 0 | 0 | 0 | 0 | 0 | 0 | 0 | 0 | 0 | 0 | 0 | 0 | 0 | 0 | 0 | 0 | 0 | 0 | 0 | 0 | 0 | 0 | 0 | 0 | 0
F3_Commercial_Grocery_Existing_Miscellaneous_Natural Gas_Miscellaneous_E6 | F3 | Commercial | Grocery | Existing | Miscellaneous | Natural Gas | Miscellaneous | E6 | System - kBTUs of Consumption | 0 | 0 | 0 | 0 | 0 | 0 | 0 | 0 | 0 | 0 | 0 | 0 | 0 | 0 | 0 | 0 | 0 | 0 | 0 | 0 | 0 | 0 | 0 | 0 | 0 | 0 | 0
F3_Commercial_Grocery_Existing_Miscellaneous_Natural Gas_Miscellaneous_E7 | F3 | Commercial | Grocery | Existing | Miscellaneous | Natural Gas | Miscellaneous | E7 | System - kBTUs of Consumption | 0 | 0 | 0 | 0 | 0 | 0 | 0 | 0 | 0 | 0 | 0 | 0 | 0 | 0 | 0 | 0 | 0 | 0 | 0 | 0 | 0 | 0 | 0 | 0 | 0 | 0 | 0
F3_Commercial_Grocery_Existing_Miscellaneous_Natural Gas_Miscellaneous_E8 | F3 | Commercial | Grocery | Existing | Miscellaneous | Natural Gas | Miscellaneous | E8 | System - kBTUs of Consumption | 0 | 0 | 0 | 0 | 0 | 0 | 0 | 0 | 0 | 0 | 0 | 0 | 0 | 0 | 0 | 0 | 0 | 0 | 0 | 0 | 0 | 0 | 0 | 0 | 0 | 0 | 0
F3_Commercial_Grocery_Existing_Miscellaneous_Natural Gas_Miscellaneous_E9 | F3 | Commercial | Grocery | Existing | Miscellaneous | Natural Gas | Miscellaneous | E9 | System - kBTUs of Consumption | 0 | 0 | 0 | 0 | 0 | 0 | 0 | 0 | 0 | 0 | 0 | 0 | 0 | 0 | 0 | 0 | 0 | 0 | 0 | 0 | 0 | 0 | 0 | 0 | 0 | 0 | 0
F3_Commercial_Grocery_Existing_Miscellaneous_Natural Gas_Miscellaneous_E10 | F3 | Commercial | Grocery | Existing | Miscellaneous | Natural Gas | Miscellaneous | E10 | System - kBTUs of Consumption | 0 | 0 | 0 | 0 | 0 | 0 | 0 | 0 | 0 | 0 | 0 | 0 | 0 | 0 | 0 | 0 | 0 | 0 | 0 | 0 | 0 | 0 | 0 | 0 | 0 | 0 | 0
F4_Commercial_Grocery_Existing_Miscellaneous_Natural Gas_Miscellaneous_E1 | F4 | Commercial | Grocery | Existing | Miscellaneous | Natural Gas | Miscellaneous | E1 | Utility - Cost of Equipment | 0.0015609 | 0.0015609 | 0.0015609 | 0.0015609 | 0.0015609 | 0.0015609 | 0.0015609 | 0.0015609 | 0.0015609 | 0.0015609 | 0.0015609 | 0.0015609 | 0.0015609 | 0.0015609 | 0.0015609 | 0.0015609 | 0.0015609 | 0.0015609 | 0.0015609 | 0.0015609 | 0.0015609 | 0.0015609 | 0.0015609 | 0.0015609 | 0.0015609 | 0.0015609 | 0.0015609
F4_Commercial_Grocery_Existing_Miscellaneous_Natural Gas_Miscellaneous_E2 | F4 | Commercial | Grocery | Existing | Miscellaneous | Natural Gas | Miscellaneous | E2 | Utility - Cost of Equipment | 0 | 0 | 0 | 0 | 0 | 0 | 0 | 0 | 0 | 0 | 0 | 0 | 0 | 0 | 0 | 0 | 0 | 0 | 0 | 0 | 0 | 0 | 0 | 0 | 0 | 0 | 0
F4_Commercial_Grocery_Existing_Miscellaneous_Natural Gas_Miscellaneous_E3 | F4 | Commercial | Grocery | Existing | Miscellaneous | Natural Gas | Miscellaneous | E3 | Utility - Cost of Equipment | 0 | 0 | 0 | 0 | 0 | 0 | 0 | 0 | 0 | 0 | 0 | 0 | 0 | 0 | 0 | 0 | 0 | 0 | 0 | 0 | 0 | 0 | 0 | 0 | 0 | 0 | 0
F4_Commercial_Grocery_Existing_Miscellaneous_Natural Gas_Miscellaneous_E4 | F4 | Commercial | Grocery | Existing | Miscellaneous | Natural Gas | Miscellaneous | E4 | Utility - Cost of Equipment | 0 | 0 | 0 | 0 | 0 | 0 | 0 | 0 | 0 | 0 | 0 | 0 | 0 | 0 | 0 | 0 | 0 | 0 | 0 | 0 | 0 | 0 | 0 | 0 | 0 | 0 | 0
F4_Commercial_Grocery_Existing_Miscellaneous_Natural Gas_Miscellaneous_E5 | F4 | Commercial | Grocery | Existing | Miscellaneous | Natural Gas | Miscellaneous | E5 | Utility - Cost of Equipment | 0 | 0 | 0 | 0 | 0 | 0 | 0 | 0 | 0 | 0 | 0 | 0 | 0 | 0 | 0 | 0 | 0 | 0 | 0 | 0 | 0 | 0 | 0 | 0 | 0 | 0 | 0
F4_Commercial_Grocery_Existing_Miscellaneous_Natural Gas_Miscellaneous_E6 | F4 | Commercial | Grocery | Existing | Miscellaneous | Natural Gas | Miscellaneous | E6 | Utility - Cost of Equipment | 0 | 0 | 0 | 0 | 0 | 0 | 0 | 0 | 0 | 0 | 0 | 0 | 0 | 0 | 0 | 0 | 0 | 0 | 0 | 0 | 0 | 0 | 0 | 0 | 0 | 0 | 0
F4_Commercial_Grocery_Existing_Miscellaneous_Natural Gas_Miscellaneous_E7 | F4 | Commercial | Grocery | Existing | Miscellaneous | Natural Gas | Miscellaneous | E7 | Utility - Cost of Equipment | 0 | 0 | 0 | 0 | 0 | 0 | 0 | 0 | 0 | 0 | 0 | 0 | 0 | 0 | 0 | 0 | 0 | 0 | 0 | 0 | 0 | 0 | 0 | 0 | 0 | 0 | 0
F4_Commercial_Grocery_Existing_Miscellaneous_Natural Gas_Miscellaneous_E8 | F4 | Commercial | Grocery | Existing | Miscellaneous | Natural Gas | Miscellaneous | E8 | Utility - Cost of Equipment | 0 | 0 | 0 | 0 | 0 | 0 | 0 | 0 | 0 | 0 | 0 | 0 | 0 | 0 | 0 | 0 | 0 | 0 | 0 | 0 | 0 | 0 | 0 | 0 | 0 | 0 | 0
F4_Commercial_Grocery_Existing_Miscellaneous_Natural Gas_Miscellaneous_E9 | F4 | Commercial | Grocery | Existing | Miscellaneous | Natural Gas | Miscellaneous | E9 | Utility - Cost of Equipment | 0 | 0 | 0 | 0 | 0 | 0 | 0 | 0 | 0 | 0 | 0 | 0 | 0 | 0 | 0 | 0 | 0 | 0 | 0 | 0 | 0 | 0 | 0 | 0 | 0 | 0 | 0
F4_Commercial_Grocery_Existing_Miscellaneous_Natural Gas_Miscellaneous_E10 | F4 | Commercial | Grocery | Existing | Miscellaneous | Natural Gas | Miscellaneous | E10 | Utility - Cost of Equipment | 0 | 0 | 0 | 0 | 0 | 0 | 0 | 0 | 0 | 0 | 0 | 0 | 0 | 0 | 0 | 0 | 0 | 0 | 0 | 0 | 0 | 0 | 0 | 0 | 0 | 0 | 0
F5_Commercial_Grocery_Existing_Miscellaneous_Natural Gas_Miscellaneous_E1 | F5 | Commercial | Grocery | Existing | Miscellaneous | Natural Gas | Miscellaneous | E1 | Utility - Cost of Operation | 0.0083694 | 0.0081657 | 0.007914 | 0.0076369 | 0.0075351 | 0.0075499 | 0.00764 | 0.0077707 | 0.0079172 | 0.0080658 | 0.0082207 | 0.0083818 | 0.0085533 | 0.008721 | 0.0088816 | 0.0090107 | 0.0090764 | 0.0090539 | 0.0089212 | 0.0086544 | 0.0082319 | 0.0076547 | 0.0070975 | 0.0067111 | 0.0065303 | 0.0065623 | 0.0065945
F5_Commercial_Grocery_Existing_Miscellaneous_Natural Gas_Miscellaneous_E2 | F5 | Commercial | Grocery | Existing | Miscellaneous | Natural Gas | Miscellaneous | E2 | Utility - Cost of Operation | 0 | 0 | 0 | 0 | 0 | 0 | 0 | 0 | 0 | 0 | 0 | 0 | 0 | 0 | 0 | 0 | 0 | 0 | 0 | 0 | 0 | 0 | 0 | 0 | 0 | 0 | 0
F5_Commercial_Grocery_Existing_Miscellaneous_Natural Gas_Miscellaneous_E3 | F5 | Commercial | Grocery | Existing | Miscellaneous | Natural Gas | Miscellaneous | E3 | Utility - Cost of Operation | 0 | 0 | 0 | 0 | 0 | 0 | 0 | 0 | 0 | 0 | 0 | 0 | 0 | 0 | 0 | 0 | 0 | 0 | 0 | 0 | 0 | 0 | 0 | 0 | 0 | 0 | 0
F5_Commercial_Grocery_Existing_Miscellaneous_Natural Gas_Miscellaneous_E4 | F5 | Commercial | Grocery | Existing | Miscellaneous | Natural Gas | Miscellaneous | E4 | Utility - Cost of Operation | 0 | 0 | 0 | 0 | 0 | 0 | 0 | 0 | 0 | 0 | 0 | 0 | 0 | 0 | 0 | 0 | 0 | 0 | 0 | 0 | 0 | 0 | 0 | 0 | 0 | 0 | 0
F5_Commercial_Grocery_Existing_Miscellaneous_Natural Gas_Miscellaneous_E5 | F5 | Commercial | Grocery | Existing | Miscellaneous | Natural Gas | Miscellaneous | E5 | Utility - Cost of Operation | 0 | 0 | 0 | 0 | 0 | 0 | 0 | 0 | 0 | 0 | 0 | 0 | 0 | 0 | 0 | 0 | 0 | 0 | 0 | 0 | 0 | 0 | 0 | 0 | 0 | 0 | 0
F5_Commercial_Grocery_Existing_Miscellaneous_Natural Gas_Miscellaneous_E6 | F5 | Commercial | Grocery | Existing | Miscellaneous | Natural Gas | Miscellaneous | E6 | Utility - Cost of Operation | 0 | 0 | 0 | 0 | 0 | 0 | 0 | 0 | 0 | 0 | 0 | 0 | 0 | 0 | 0 | 0 | 0 | 0 | 0 | 0 | 0 | 0 | 0 | 0 | 0 | 0 | 0
F5_Commercial_Grocery_Existing_Miscellaneous_Natural Gas_Miscellaneous_E7 | F5 | Commercial | Grocery | Existing | Miscellaneous | Natural Gas | Miscellaneous | E7 | Utility - Cost of Operation | 0 | 0 | 0 | 0 | 0 | 0 | 0 | 0 | 0 | 0 | 0 | 0 | 0 | 0 | 0 | 0 | 0 | 0 | 0 | 0 | 0 | 0 | 0 | 0 | 0 | 0 | 0
F5_Commercial_Grocery_Existing_Miscellaneous_Natural Gas_Miscellaneous_E8 | F5 | Commercial | Grocery | Existing | Miscellaneous | Natural Gas | Miscellaneous | E8 | Utility - Cost of Operation | 0 | 0 | 0 | 0 | 0 | 0 | 0 | 0 | 0 | 0 | 0 | 0 | 0 | 0 | 0 | 0 | 0 | 0 | 0 | 0 | 0 | 0 | 0 | 0 | 0 | 0 | 0
F5_Commercial_Grocery_Existing_Miscellaneous_Natural Gas_Miscellaneous_E9 | F5 | Commercial | Grocery | Existing | Miscellaneous | Natural Gas | Miscellaneous | E9 | Utility - Cost of Operation | 0 | 0 | 0 | 0 | 0 | 0 | 0 | 0 | 0 | 0 | 0 | 0 | 0 | 0 | 0 | 0 | 0 | 0 | 0 | 0 | 0 | 0 | 0 | 0 | 0 | 0 | 0
F5_Commercial_Grocery_Existing_Miscellaneous_Natural Gas_Miscellaneous_E10 | F5 | Commercial | Grocery | Existing | Miscellaneous | Natural Gas | Miscellaneous | E10 | Utility - Cost of Operation | 0 | 0 | 0 | 0 | 0 | 0 | 0 | 0 | 0 | 0 | 0 | 0 | 0 | 0 | 0 | 0 | 0 | 0 | 0 | 0 | 0 | 0 | 0 | 0 | 0 | 0 | 0
F6_Commercial_Grocery_Existing_Miscellaneous_Natural Gas_Miscellaneous_E1 | F6 | Commercial | Grocery | Existing | Miscellaneous | Natural Gas | Miscellaneous | E1 | Utility - Value of Sales | 0 | 0 | 0 | 0 | 0 | 0 | 0 | 0 | 0 | 0 | 0 | 0 | 0 | 0 | 0 | 0 | 0 | 0 | 0 | 0 | 0 | 0 | 0 | 0 | 0 | 0 | 0
F6_Commercial_Grocery_Existing_Miscellaneous_Natural Gas_Miscellaneous_E2 | F6 | Commercial | Grocery | Existing | Miscellaneous | Natural Gas | Miscellaneous | E2 | Utility - Value of Sales | 0 | 0 | 0 | 0 | 0 | 0 | 0 | 0 | 0 | 0 | 0 | 0 | 0 | 0 | 0 | 0 | 0 | 0 | 0 | 0 | 0 | 0 | 0 | 0 | 0 | 0 | 0
F6_Commercial_Grocery_Existing_Miscellaneous_Natural Gas_Miscellaneous_E3 | F6 | Commercial | Grocery | Existing | Miscellaneous | Natural Gas | Miscellaneous | E3 | Utility - Value of Sales | 0 | 0 | 0 | 0 | 0 | 0 | 0 | 0 | 0 | 0 | 0 | 0 | 0 | 0 | 0 | 0 | 0 | 0 | 0 | 0 | 0 | 0 | 0 | 0 | 0 | 0 | 0
F6_Commercial_Grocery_Existing_Miscellaneous_Natural Gas_Miscellaneous_E4 | F6 | Commercial | Grocery | Existing | Miscellaneous | Natural Gas | Miscellaneous | E4 | Utility - Value of Sales | 0 | 0 | 0 | 0 | 0 | 0 | 0 | 0 | 0 | 0 | 0 | 0 | 0 | 0 | 0 | 0 | 0 | 0 | 0 | 0 | 0 | 0 | 0 | 0 | 0 | 0 | 0
F6_Commercial_Grocery_Existing_Miscellaneous_Natural Gas_Miscellaneous_E5 | F6 | Commercial | Grocery | Existing | Miscellaneous | Natural Gas | Miscellaneous | E5 | Utility - Value of Sales | 0 | 0 | 0 | 0 | 0 | 0 | 0 | 0 | 0 | 0 | 0 | 0 | 0 | 0 | 0 | 0 | 0 | 0 | 0 | 0 | 0 | 0 | 0 | 0 | 0 | 0 | 0
F6_Commercial_Grocery_Existing_Miscellaneous_Natural Gas_Miscellaneous_E6 | F6 | Commercial | Grocery | Existing | Miscellaneous | Natural Gas | Miscellaneous | E6 | Utility - Value of Sales | 0 | 0 | 0 | 0 | 0 | 0 | 0 | 0 | 0 | 0 | 0 | 0 | 0 | 0 | 0 | 0 | 0 | 0 | 0 | 0 | 0 | 0 | 0 | 0 | 0 | 0 | 0
F6_Commercial_Grocery_Existing_Miscellaneous_Natural Gas_Miscellaneous_E7 | F6 | Commercial | Grocery | Existing | Miscellaneous | Natural Gas | Miscellaneous | E7 | Utility - Value of Sales | 0 | 0 | 0 | 0 | 0 | 0 | 0 | 0 | 0 | 0 | 0 | 0 | 0 | 0 | 0 | 0 | 0 | 0 | 0 | 0 | 0 | 0 | 0 | 0 | 0 | 0 | 0
F6_Commercial_Grocery_Existing_Miscellaneous_Natural Gas_Miscellaneous_E8 | F6 | Commercial | Grocery | Existing | Miscellaneous | Natural Gas | Miscellaneous | E8 | Utility - Value of Sales | 0 | 0 | 0 | 0 | 0 | 0 | 0 | 0 | 0 | 0 | 0 | 0 | 0 | 0 | 0 | 0 | 0 | 0 | 0 | 0 | 0 | 0 | 0 | 0 | 0 | 0 | 0
F6_Commercial_Grocery_Existing_Miscellaneous_Natural Gas_Miscellaneous_E9 | F6 | Commercial | Grocery | Existing | Miscellaneous | Natural Gas | Miscellaneous | E9 | Utility - Value of Sales | 0 | 0 | 0 | 0 | 0 | 0 | 0 | 0 | 0 | 0 | 0 | 0 | 0 | 0 | 0 | 0 | 0 | 0 | 0 | 0 | 0 | 0 | 0 | 0 | 0 | 0 | 0
F6_Commercial_Grocery_Existing_Miscellaneous_Natural Gas_Miscellaneous_E10 | F6 | Commercial | Grocery | Existing | Miscellaneous | Natural Gas | Miscellaneous | E10 | Utility - Value of Sales | 0 | 0 | 0 | 0 | 0 | 0 | 0 | 0 | 0 | 0 | 0 | 0 | 0 | 0 | 0 | 0 | 0 | 0 | 0 | 0 | 0 | 0 | 0 | 0 | 0 | 0 | 0
F1_Commercial_Grocery_New_Space Heating_Natural Gas_Furnace_E1 | F1 | Commercial | Grocery | New | Space Heating | Natural Gas | Furnace | E1 | RVT - Cost of Equipment | 0.053023 | 0.053023 | 0.053023 | 0 | 0 | 0 | 0 | 0 | 0 | 0 | 0 | 0 | 0 | 0 | 0 | 0 | 0 | 0 | 0 | 0 | 0 | 0 | 0 | 0 | 0 | 0 | 0
F1_Commercial_Grocery_New_Space Heating_Natural Gas_Furnace_E2 | F1 | Commercial | Grocery | New | Space Heating | Natural Gas | Furnace | E2 | RVT - Cost of Equipment | 0.065154 | 0.065154 | 0.065154 | 0.065154 | 0.065154 | 0.065154 | 0.065154 | 0.065154 | 0.065154 | 0.065154 | 0.065154 | 0.065154 | 0.065154 | 0.065154 | 0.065154 | 0.065154 | 0.065154 | 0.065154 | 0.065154 | 0.065154 | 0.065154 | 0.065154 | 0.065154 | 0.065154 | 0.065154 | 0.065154 | 0.065154
F1_Commercial_Grocery_New_Space Heating_Natural Gas_Furnace_E3 | F1 | Commercial | Grocery | New | Space Heating | Natural Gas | Furnace | E3 | RVT - Cost of Equipment | 0.077286 | 0.077286 | 0.077286 | 0.077286 | 0.077286 | 0.077286 | 0.077286 | 0.077286 | 0.077286 | 0.077286 | 0.077286 | 0.077286 | 0.077286 | 0.077286 | 0.077286 | 0.077286 | 0.077286 | 0.077286 | 0.077286 | 0.077286 | 0.077286 | 0.077286 | 0.077286 | 0.077286 | 0.077286 | 0.077286 | 0.077286
F1_Commercial_Grocery_New_Space Heating_Natural Gas_Furnace_E4 | F1 | Commercial | Grocery | New | Space Heating | Natural Gas | Furnace | E4 | RVT - Cost of Equipment | 0 | 0 | 0 | 0 | 0 | 0 | 0 | 0 | 0 | 0 | 0 | 0 | 0 | 0 | 0 | 0 | 0 | 0 | 0 | 0 | 0 | 0 | 0 | 0 | 0 | 0 | 0
F1_Commercial_Grocery_New_Space Heating_Natural Gas_Furnace_E5 | F1 | Commercial | Grocery | New | Space Heating | Natural Gas | Furnace | E5 | RVT - Cost of Equipment | 0 | 0 | 0 | 0 | 0 | 0 | 0 | 0 | 0 | 0 | 0 | 0 | 0 | 0 | 0 | 0 | 0 | 0 | 0 | 0 | 0 | 0 | 0 | 0 | 0 | 0 | 0
F1_Commercial_Grocery_New_Space Heating_Natural Gas_Furnace_E6 | F1 | Commercial | Grocery | New | Space Heating | Natural Gas | Furnace | E6 | RVT - Cost of Equipment | 0 | 0 | 0 | 0 | 0 | 0 | 0 | 0 | 0 | 0 | 0 | 0 | 0 | 0 | 0 | 0 | 0 | 0 | 0 | 0 | 0 | 0 | 0 | 0 | 0 | 0 | 0
F1_Commercial_Grocery_New_Space Heating_Natural Gas_Furnace_E7 | F1 | Commercial | Grocery | New | Space Heating | Natural Gas | Furnace | E7 | RVT - Cost of Equipment | 0 | 0 | 0 | 0 | 0 | 0 | 0 | 0 | 0 | 0 | 0 | 0 | 0 | 0 | 0 | 0 | 0 | 0 | 0 | 0 | 0 | 0 | 0 | 0 | 0 | 0 | 0
F1_Commercial_Grocery_New_Space Heating_Natural Gas_Furnace_E8 | F1 | Commercial | Grocery | New | Space Heating | Natural Gas | Furnace | E8 | RVT - Cost of Equipment | 0 | 0 | 0 | 0 | 0 | 0 | 0 | 0 | 0 | 0 | 0 | 0 | 0 | 0 | 0 | 0 | 0 | 0 | 0 | 0 | 0 | 0 | 0 | 0 | 0 | 0 | 0
F1_Commercial_Grocery_New_Space Heating_Natural Gas_Furnace_E9 | F1 | Commercial | Grocery | New | Space Heating | Natural Gas | Furnace | E9 | RVT - Cost of Equipment | 0 | 0 | 0 | 0 | 0 | 0 | 0 | 0 | 0 | 0 | 0 | 0 | 0 | 0 | 0 | 0 | 0 | 0 | 0 | 0 | 0 | 0 | 0 | 0 | 0 | 0 | 0
F1_Commercial_Grocery_New_Space Heating_Natural Gas_Furnace_E10 | F1 | Commercial | Grocery | New | Space Heating | Natural Gas | Furnace | E10 | RVT - Cost of Equipment | 0 | 0 | 0 | 0 | 0 | 0 | 0 | 0 | 0 | 0 | 0 | 0 | 0 | 0 | 0 | 0 | 0 | 0 | 0 | 0 | 0 | 0 | 0 | 0 | 0 | 0 | 0
F2_Commercial_Grocery_New_Space Heating_Natural Gas_Furnace_E1 | F2 | Commercial | Grocery | New | Space Heating | Natural Gas | Furnace | E1 | RVT - Cost of Operation | 0 | 0 | 0 | 0 | 0 | 0 | 0 | 0 | 0 | 0 | 0 | 0 | 0 | 0 | 0 | 0 | 0 | 0 | 0 | 0 | 0 | 0 | 0 | 0 | 0 | 0 | 0
F2_Commercial_Grocery_New_Space Heating_Natural Gas_Furnace_E2 | F2 | Commercial | Grocery | New | Space Heating | Natural Gas | Furnace | E2 | RVT - Cost of Operation | 0 | 0 | 0 | 0 | 0 | 0 | 0 | 0 | 0 | 0 | 0 | 0 | 0 | 0 | 0 | 0 | 0 | 0 | 0 | 0 | 0 | 0 | 0 | 0 | 0 | 0 | 0
F2_Commercial_Grocery_New_Space Heating_Natural Gas_Furnace_E3 | F2 | Commercial | Grocery | New | Space Heating | Natural Gas | Furnace | E3 | RVT - Cost of Operation | 0 | 0 | 0 | 0 | 0 | 0 | 0 | 0 | 0 | 0 | 0 | 0 | 0 | 0 | 0 | 0 | 0 | 0 | 0 | 0 | 0 | 0 | 0 | 0 | 0 | 0 | 0
F2_Commercial_Grocery_New_Space Heating_Natural Gas_Furnace_E4 | F2 | Commercial | Grocery | New | Space Heating | Natural Gas | Furnace | E4 | RVT - Cost of Operation | 0 | 0 | 0 | 0 | 0 | 0 | 0 | 0 | 0 | 0 | 0 | 0 | 0 | 0 | 0 | 0 | 0 | 0 | 0 | 0 | 0 | 0 | 0 | 0 | 0 | 0 | 0
F2_Commercial_Grocery_New_Space Heating_Natural Gas_Furnace_E5 | F2 | Commercial | Grocery | New | Space Heating | Natural Gas | Furnace | E5 | RVT - Cost of Operation | 0 | 0 | 0 | 0 | 0 | 0 | 0 | 0 | 0 | 0 | 0 | 0 | 0 | 0 | 0 | 0 | 0 | 0 | 0 | 0 | 0 | 0 | 0 | 0 | 0 | 0 | 0
F2_Commercial_Grocery_New_Space Heating_Natural Gas_Furnace_E6 | F2 | Commercial | Grocery | New | Space Heating | Natural Gas | Furnace | E6 | RVT - Cost of Operation | 0 | 0 | 0 | 0 | 0 | 0 | 0 | 0 | 0 | 0 | 0 | 0 | 0 | 0 | 0 | 0 | 0 | 0 | 0 | 0 | 0 | 0 | 0 | 0 | 0 | 0 | 0
F2_Commercial_Grocery_New_Space Heating_Natural Gas_Furnace_E7 | F2 | Commercial | Grocery | New | Space Heating | Natural Gas | Furnace | E7 | RVT - Cost of Operation | 0 | 0 | 0 | 0 | 0 | 0 | 0 | 0 | 0 | 0 | 0 | 0 | 0 | 0 | 0 | 0 | 0 | 0 | 0 | 0 | 0 | 0 | 0 | 0 | 0 | 0 | 0
F2_Commercial_Grocery_New_Space Heating_Natural Gas_Furnace_E8 | F2 | Commercial | Grocery | New | Space Heating | Natural Gas | Furnace | E8 | RVT - Cost of Operation | 0 | 0 | 0 | 0 | 0 | 0 | 0 | 0 | 0 | 0 | 0 | 0 | 0 | 0 | 0 | 0 | 0 | 0 | 0 | 0 | 0 | 0 | 0 | 0 | 0 | 0 | 0
F2_Commercial_Grocery_New_Space Heating_Natural Gas_Furnace_E9 | F2 | Commercial | Grocery | New | Space Heating | Natural Gas | Furnace | E9 | RVT - Cost of Operation | 0 | 0 | 0 | 0 | 0 | 0 | 0 | 0 | 0 | 0 | 0 | 0 | 0 | 0 | 0 | 0 | 0 | 0 | 0 | 0 | 0 | 0 | 0 | 0 | 0 | 0 | 0
F2_Commercial_Grocery_New_Space Heating_Natural Gas_Furnace_E10 | F2 | Commercial | Grocery | New | Space Heating | Natural Gas | Furnace | E10 | RVT - Cost of Operation | 0 | 0 | 0 | 0 | 0 | 0 | 0 | 0 | 0 | 0 | 0 | 0 | 0 | 0 | 0 | 0 | 0 | 0 | 0 | 0 | 0 | 0 | 0 | 0 | 0 | 0 | 0
F3_Commercial_Grocery_New_Space Heating_Natural Gas_Furnace_E1 | F3 | Commercial | Grocery | New | Space Heating | Natural Gas | Furnace | E1 | System - kBTUs of Consumption | 61.6289 | 61.8085 | 61.798 | 0 | 0 | 0 | 0 | 0 | 0 | 0 | 0 | 0 | 0 | 0 | 0 | 0 | 0 | 0 | 0 | 0 | 0 | 0 | 0 | 0 | 0 | 0 | 0
F3_Commercial_Grocery_New_Space Heating_Natural Gas_Furnace_E2 | F3 | Commercial | Grocery | New | Space Heating | Natural Gas | Furnace | E2 | System - kBTUs of Consumption | 54.7812 | 54.9409 | 54.9316 | 54.9316 | 54.9316 | 54.9316 | 54.9316 | 54.9316 | 54.9316 | 54.9316 | 54.9316 | 54.9316 | 54.9316 | 54.9316 | 54.9316 | 54.9316 | 54.9316 | 54.9316 | 54.9316 | 54.9316 | 54.9316 | 54.9316 | 54.9316 | 54.9316 | 54.9316 | 54.9316 | 54.9316
F3_Commercial_Grocery_New_Space Heating_Natural Gas_Furnace_E3 | F3 | Commercial | Grocery | New | Space Heating | Natural Gas | Furnace | E3 | System - kBTUs of Consumption | 51.3574 | 51.5071 | 51.4983 | 51.4983 | 51.4983 | 51.4983 | 51.4983 | 51.4983 | 51.4983 | 51.4983 | 51.4983 | 51.4983 | 51.4983 | 51.4983 | 51.4983 | 51.4983 | 51.4983 | 51.4983 | 51.4983 | 51.4983 | 51.4983 | 51.4983 | 51.4983 | 51.4983 | 51.4983 | 51.4983 | 51.4983
F3_Commercial_Grocery_New_Space Heating_Natural Gas_Furnace_E4 | F3 | Commercial | Grocery | New | Space Heating | Natural Gas | Furnace | E4 | System - kBTUs of Consumption | 0 | 0 | 0 | 0 | 0 | 0 | 0 | 0 | 0 | 0 | 0 | 0 | 0 | 0 | 0 | 0 | 0 | 0 | 0 | 0 | 0 | 0 | 0 | 0 | 0 | 0 | 0
F3_Commercial_Grocery_New_Space Heating_Natural Gas_Furnace_E5 | F3 | Commercial | Grocery | New | Space Heating | Natural Gas | Furnace | E5 | System - kBTUs of Consumption | 0 | 0 | 0 | 0 | 0 | 0 | 0 | 0 | 0 | 0 | 0 | 0 | 0 | 0 | 0 | 0 | 0 | 0 | 0 | 0 | 0 | 0 | 0 | 0 | 0 | 0 | 0
F3_Commercial_Grocery_New_Space Heating_Natural Gas_Furnace_E6 | F3 | Commercial | Grocery | New | Space Heating | Natural Gas | Furnace | E6 | System - kBTUs of Consumption | 0 | 0 | 0 | 0 | 0 | 0 | 0 | 0 | 0 | 0 | 0 | 0 | 0 | 0 | 0 | 0 | 0 | 0 | 0 | 0 | 0 | 0 | 0 | 0 | 0 | 0 | 0
F3_Commercial_Grocery_New_Space Heating_Natural Gas_Furnace_E7 | F3 | Commercial | Grocery | New | Space Heating | Natural Gas | Furnace | E7 | System - kBTUs of Consumption | 0 | 0 | 0 | 0 | 0 | 0 | 0 | 0 | 0 | 0 | 0 | 0 | 0 | 0 | 0 | 0 | 0 | 0 | 0 | 0 | 0 | 0 | 0 | 0 | 0 | 0 | 0
F3_Commercial_Grocery_New_Space Heating_Natural Gas_Furnace_E8 | F3 | Commercial | Grocery | New | Space Heating | Natural Gas | Furnace | E8 | System - kBTUs of Consumption | 0 | 0 | 0 | 0 | 0 | 0 | 0 | 0 | 0 | 0 | 0 | 0 | 0 | 0 | 0 | 0 | 0 | 0 | 0 | 0 | 0 | 0 | 0 | 0 | 0 | 0 | 0
F3_Commercial_Grocery_New_Space Heating_Natural Gas_Furnace_E9 | F3 | Commercial | Grocery | New | Space Heating | Natural Gas | Furnace | E9 | System - kBTUs of Consumption | 0 | 0 | 0 | 0 | 0 | 0 | 0 | 0 | 0 | 0 | 0 | 0 | 0 | 0 | 0 | 0 | 0 | 0 | 0 | 0 | 0 | 0 | 0 | 0 | 0 | 0 | 0
F3_Commercial_Grocery_New_Space Heating_Natural Gas_Furnace_E10 | F3 | Commercial | Grocery | New | Space Heating | Natural Gas | Furnace | E10 | System - kBTUs of Consumption | 0 | 0 | 0 | 0 | 0 | 0 | 0 | 0 | 0 | 0 | 0 | 0 | 0 | 0 | 0 | 0 | 0 | 0 | 0 | 0 | 0 | 0 | 0 | 0 | 0 | 0 | 0
F4_Commercial_Grocery_New_Space Heating_Natural Gas_Furnace_E1 | F4 | Commercial | Grocery | New | Space Heating | Natural Gas | Furnace | E1 | Utility - Cost of Equipment | 0.053023 | 0.053023 | 0.053023 | 0 | 0 | 0 | 0 | 0 | 0 | 0 | 0 | 0 | 0 | 0 | 0 | 0 | 0 | 0 | 0 | 0 | 0 | 0 | 0 | 0 | 0 | 0 | 0
F4_Commercial_Grocery_New_Space Heating_Natural Gas_Furnace_E2 | F4 | Commercial | Grocery | New | Space Heating | Natural Gas | Furnace | E2 | Utility - Cost of Equipment | 0.065154 | 0.065154 | 0.065154 | 0.065154 | 0.065154 | 0.065154 | 0.065154 | 0.065154 | 0.065154 | 0.065154 | 0.065154 | 0.065154 | 0.065154 | 0.065154 | 0.065154 | 0.065154 | 0.065154 | 0.065154 | 0.065154 | 0.065154 | 0.065154 | 0.065154 | 0.065154 | 0.065154 | 0.065154 | 0.065154 | 0.065154
F4_Commercial_Grocery_New_Space Heating_Natural Gas_Furnace_E3 | F4 | Commercial | Grocery | New | Space Heating | Natural Gas | Furnace | E3 | Utility - Cost of Equipment | 0.077286 | 0.077286 | 0.077286 | 0.077286 | 0.077286 | 0.077286 | 0.077286 | 0.077286 | 0.077286 | 0.077286 | 0.077286 | 0.077286 | 0.077286 | 0.077286 | 0.077286 | 0.077286 | 0.077286 | 0.077286 | 0.077286 | 0.077286 | 0.077286 | 0.077286 | 0.077286 | 0.077286 | 0.077286 | 0.077286 | 0.077286
F4_Commercial_Grocery_New_Space Heating_Natural Gas_Furnace_E4 | F4 | Commercial | Grocery | New | Space Heating | Natural Gas | Furnace | E4 | Utility - Cost of Equipment | 0 | 0 | 0 | 0 | 0 | 0 | 0 | 0 | 0 | 0 | 0 | 0 | 0 | 0 | 0 | 0 | 0 | 0 | 0 | 0 | 0 | 0 | 0 | 0 | 0 | 0 | 0
F4_Commercial_Grocery_New_Space Heating_Natural Gas_Furnace_E5 | F4 | Commercial | Grocery | New | Space Heating | Natural Gas | Furnace | E5 | Utility - Cost of Equipment | 0 | 0 | 0 | 0 | 0 | 0 | 0 | 0 | 0 | 0 | 0 | 0 | 0 | 0 | 0 | 0 | 0 | 0 | 0 | 0 | 0 | 0 | 0 | 0 | 0 | 0 | 0
F4_Commercial_Grocery_New_Space Heating_Natural Gas_Furnace_E6 | F4 | Commercial | Grocery | New | Space Heating | Natural Gas | Furnace | E6 | Utility - Cost of Equipment | 0 | 0 | 0 | 0 | 0 | 0 | 0 | 0 | 0 | 0 | 0 | 0 | 0 | 0 | 0 | 0 | 0 | 0 | 0 | 0 | 0 | 0 | 0 | 0 | 0 | 0 | 0
F4_Commercial_Grocery_New_Space Heating_Natural Gas_Furnace_E7 | F4 | Commercial | Grocery | New | Space Heating | Natural Gas | Furnace | E7 | Utility - Cost of Equipment | 0 | 0 | 0 | 0 | 0 | 0 | 0 | 0 | 0 | 0 | 0 | 0 | 0 | 0 | 0 | 0 | 0 | 0 | 0 | 0 | 0 | 0 | 0 | 0 | 0 | 0 | 0
F4_Commercial_Grocery_New_Space Heating_Natural Gas_Furnace_E8 | F4 | Commercial | Grocery | New | Space Heating | Natural Gas | Furnace | E8 | Utility - Cost of Equipment | 0 | 0 | 0 | 0 | 0 | 0 | 0 | 0 | 0 | 0 | 0 | 0 | 0 | 0 | 0 | 0 | 0 | 0 | 0 | 0 | 0 | 0 | 0 | 0 | 0 | 0 | 0
F4_Commercial_Grocery_New_Space Heating_Natural Gas_Furnace_E9 | F4 | Commercial | Grocery | New | Space Heating | Natural Gas | Furnace | E9 | Utility - Cost of Equipment | 0 | 0 | 0 | 0 | 0 | 0 | 0 | 0 | 0 | 0 | 0 | 0 | 0 | 0 | 0 | 0 | 0 | 0 | 0 | 0 | 0 | 0 | 0 | 0 | 0 | 0 | 0
F4_Commercial_Grocery_New_Space Heating_Natural Gas_Furnace_E10 | F4 | Commercial | Grocery | New | Space Heating | Natural Gas | Furnace | E10 | Utility - Cost of Equipment | 0 | 0 | 0 | 0 | 0 | 0 | 0 | 0 | 0 | 0 | 0 | 0 | 0 | 0 | 0 | 0 | 0 | 0 | 0 | 0 | 0 | 0 | 0 | 0 | 0 | 0 | 0
F5_Commercial_Grocery_New_Space Heating_Natural Gas_Furnace_E1 | F5 | Commercial | Grocery | New | Space Heating | Natural Gas | Furnace | E1 | Utility - Cost of Operation | 0.89561 | 0.89035 | 0.87793 | 0 | 0 | 0 | 0 | 0 | 0 | 0 | 0 | 0 | 0 | 0 | 0 | 0 | 0 | 0 | 0 | 0 | 0 | 0 | 0 | 0 | 0 | 0 | 0
F5_Commercial_Grocery_New_Space Heating_Natural Gas_Furnace_E2 | F5 | Commercial | Grocery | New | Space Heating | Natural Gas | Furnace | E2 | Utility - Cost of Operation | 0.7961 | 0.79142 | 0.78038 | 0.76846 | 0.76516 | 0.76468 | 0.76619 | 0.76824 | 0.76983 | 0.77061 | 0.77054 | 0.76952 | 0.7673 | 0.76326 | 0.75744 | 0.75015 | 0.74076 | 0.72967 | 0.71646 | 0.70069 | 0.68192 | 0.6606 | 0.64298 | 0.63192 | 0.62775 | 0.63083 | 0.63392
F5_Commercial_Grocery_New_Space Heating_Natural Gas_Furnace_E3 | F5 | Commercial | Grocery | New | Space Heating | Natural Gas | Furnace | E3 | Utility - Cost of Operation | 0.74634 | 0.74195 | 0.73161 | 0.72043 | 0.71734 | 0.71689 | 0.7183 | 0.72022 | 0.72172 | 0.72245 | 0.72238 | 0.72143 | 0.71934 | 0.71555 | 0.7101 | 0.70327 | 0.69446 | 0.68406 | 0.67168 | 0.65689 | 0.6393 | 0.61931 | 0.6028 | 0.59243 | 0.58852 | 0.5914 | 0.5943
F5_Commercial_Grocery_New_Space Heating_Natural Gas_Furnace_E4 | F5 | Commercial | Grocery | New | Space Heating | Natural Gas | Furnace | E4 | Utility - Cost of Operation | 0 | 0 | 0 | 0 | 0 | 0 | 0 | 0 | 0 | 0 | 0 | 0 | 0 | 0 | 0 | 0 | 0 | 0 | 0 | 0 | 0 | 0 | 0 | 0 | 0 | 0 | 0
F5_Commercial_Grocery_New_Space Heating_Natural Gas_Furnace_E5 | F5 | Commercial | Grocery | New | Space Heating | Natural Gas | Furnace | E5 | Utility - Cost of Operation | 0 | 0 | 0 | 0 | 0 | 0 | 0 | 0 | 0 | 0 | 0 | 0 | 0 | 0 | 0 | 0 | 0 | 0 | 0 | 0 | 0 | 0 | 0 | 0 | 0 | 0 | 0
F5_Commercial_Grocery_New_Space Heating_Natural Gas_Furnace_E6 | F5 | Commercial | Grocery | New | Space Heating | Natural Gas | Furnace | E6 | Utility - Cost of Operation | 0 | 0 | 0 | 0 | 0 | 0 | 0 | 0 | 0 | 0 | 0 | 0 | 0 | 0 | 0 | 0 | 0 | 0 | 0 | 0 | 0 | 0 | 0 | 0 | 0 | 0 | 0
F5_Commercial_Grocery_New_Space Heating_Natural Gas_Furnace_E7 | F5 | Commercial | Grocery | New | Space Heating | Natural Gas | Furnace | E7 | Utility - Cost of Operation | 0 | 0 | 0 | 0 | 0 | 0 | 0 | 0 | 0 | 0 | 0 | 0 | 0 | 0 | 0 | 0 | 0 | 0 | 0 | 0 | 0 | 0 | 0 | 0 | 0 | 0 | 0
F5_Commercial_Grocery_New_Space Heating_Natural Gas_Furnace_E8 | F5 | Commercial | Grocery | New | Space Heating | Natural Gas | Furnace | E8 | Utility - Cost of Operation | 0 | 0 | 0 | 0 | 0 | 0 | 0 | 0 | 0 | 0 | 0 | 0 | 0 | 0 | 0 | 0 | 0 | 0 | 0 | 0 | 0 | 0 | 0 | 0 | 0 | 0 | 0
F5_Commercial_Grocery_New_Space Heating_Natural Gas_Furnace_E9 | F5 | Commercial | Grocery | New | Space Heating | Natural Gas | Furnace | E9 | Utility - Cost of Operation | 0 | 0 | 0 | 0 | 0 | 0 | 0 | 0 | 0 | 0 | 0 | 0 | 0 | 0 | 0 | 0 | 0 | 0 | 0 | 0 | 0 | 0 | 0 | 0 | 0 | 0 | 0
F5_Commercial_Grocery_New_Space Heating_Natural Gas_Furnace_E10 | F5 | Commercial | Grocery | New | Space Heating | Natural Gas | Furnace | E10 | Utility - Cost of Operation | 0 | 0 | 0 | 0 | 0 | 0 | 0 | 0 | 0 | 0 | 0 | 0 | 0 | 0 | 0 | 0 | 0 | 0 | 0 | 0 | 0 | 0 | 0 | 0 | 0 | 0 | 0
F6_Commercial_Grocery_New_Space Heating_Natural Gas_Furnace_E1 | F6 | Commercial | Grocery | New | Space Heating | Natural Gas | Furnace | E1 | Utility - Value of Sales | 0 | 0 | 0 | 0 | 0 | 0 | 0 | 0 | 0 | 0 | 0 | 0 | 0 | 0 | 0 | 0 | 0 | 0 | 0 | 0 | 0 | 0 | 0 | 0 | 0 | 0 | 0
F6_Commercial_Grocery_New_Space Heating_Natural Gas_Furnace_E2 | F6 | Commercial | Grocery | New | Space Heating | Natural Gas | Furnace | E2 | Utility - Value of Sales | 0 | 0 | 0 | 0 | 0 | 0 | 0 | 0 | 0 | 0 | 0 | 0 | 0 | 0 | 0 | 0 | 0 | 0 | 0 | 0 | 0 | 0 | 0 | 0 | 0 | 0 | 0
F6_Commercial_Grocery_New_Space Heating_Natural Gas_Furnace_E3 | F6 | Commercial | Grocery | New | Space Heating | Natural Gas | Furnace | E3 | Utility - Value of Sales | 0 | 0 | 0 | 0 | 0 | 0 | 0 | 0 | 0 | 0 | 0 | 0 | 0 | 0 | 0 | 0 | 0 | 0 | 0 | 0 | 0 | 0 | 0 | 0 | 0 | 0 | 0
F6_Commercial_Grocery_New_Space Heating_Natural Gas_Furnace_E4 | F6 | Commercial | Grocery | New | Space Heating | Natural Gas | Furnace | E4 | Utility - Value of Sales | 0 | 0 | 0 | 0 | 0 | 0 | 0 | 0 | 0 | 0 | 0 | 0 | 0 | 0 | 0 | 0 | 0 | 0 | 0 | 0 | 0 | 0 | 0 | 0 | 0 | 0 | 0
F6_Commercial_Grocery_New_Space Heating_Natural Gas_Furnace_E5 | F6 | Commercial | Grocery | New | Space Heating | Natural Gas | Furnace | E5 | Utility - Value of Sales | 0 | 0 | 0 | 0 | 0 | 0 | 0 | 0 | 0 | 0 | 0 | 0 | 0 | 0 | 0 | 0 | 0 | 0 | 0 | 0 | 0 | 0 | 0 | 0 | 0 | 0 | 0
F6_Commercial_Grocery_New_Space Heating_Natural Gas_Furnace_E6 | F6 | Commercial | Grocery | New | Space Heating | Natural Gas | Furnace | E6 | Utility - Value of Sales | 0 | 0 | 0 | 0 | 0 | 0 | 0 | 0 | 0 | 0 | 0 | 0 | 0 | 0 | 0 | 0 | 0 | 0 | 0 | 0 | 0 | 0 | 0 | 0 | 0 | 0 | 0
F6_Commercial_Grocery_New_Space Heating_Natural Gas_Furnace_E7 | F6 | Commercial | Grocery | New | Space Heating | Natural Gas | Furnace | E7 | Utility - Value of Sales | 0 | 0 | 0 | 0 | 0 | 0 | 0 | 0 | 0 | 0 | 0 | 0 | 0 | 0 | 0 | 0 | 0 | 0 | 0 | 0 | 0 | 0 | 0 | 0 | 0 | 0 | 0
F6_Commercial_Grocery_New_Space Heating_Natural Gas_Furnace_E8 | F6 | Commercial | Grocery | New | Space Heating | Natural Gas | Furnace | E8 | Utility - Value of Sales | 0 | 0 | 0 | 0 | 0 | 0 | 0 | 0 | 0 | 0 | 0 | 0 | 0 | 0 | 0 | 0 | 0 | 0 | 0 | 0 | 0 | 0 | 0 | 0 | 0 | 0 | 0
F6_Commercial_Grocery_New_Space Heating_Natural Gas_Furnace_E9 | F6 | Commercial | Grocery | New | Space Heating | Natural Gas | Furnace | E9 | Utility - Value of Sales | 0 | 0 | 0 | 0 | 0 | 0 | 0 | 0 | 0 | 0 | 0 | 0 | 0 | 0 | 0 | 0 | 0 | 0 | 0 | 0 | 0 | 0 | 0 | 0 | 0 | 0 | 0
F6_Commercial_Grocery_New_Space Heating_Natural Gas_Furnace_E10 | F6 | Commercial | Grocery | New | Space Heating | Natural Gas | Furnace | E10 | Utility - Value of Sales | 0 | 0 | 0 | 0 | 0 | 0 | 0 | 0 | 0 | 0 | 0 | 0 | 0 | 0 | 0 | 0 | 0 | 0 | 0 | 0 | 0 | 0 | 0 | 0 | 0 | 0 | 0
F1_Commercial_Grocery_New_Space Heating_Natural Gas_Boiler_E1 | F1 | Commercial | Grocery | New | Space Heating | Natural Gas | Boiler | E1 | RVT - Cost of Equipment | 0.29133 | 0.29133 | 0.29133 | 0.29133 | 0.29133 | 0.29133 | 0.29133 | 0.29133 | 0.29133 | 0.29133 | 0.29133 | 0.29133 | 0.29133 | 0.29133 | 0.29133 | 0.29133 | 0.29133 | 0.29133 | 0.29133 | 0.29133 | 0.29133 | 0.29133 | 0.29133 | 0.29133 | 0.29133 | 0.29133 | 0.29133
F1_Commercial_Grocery_New_Space Heating_Natural Gas_Boiler_E2 | F1 | Commercial | Grocery | New | Space Heating | Natural Gas | Boiler | E2 | RVT - Cost of Equipment | 0.33145 | 0.33145 | 0.33145 | 0.33145 | 0.33145 | 0.33145 | 0.33145 | 0.33145 | 0.33145 | 0.33145 | 0.33145 | 0.33145 | 0.33145 | 0.33145 | 0.33145 | 0.33145 | 0.33145 | 0.33145 | 0.33145 | 0.33145 | 0.33145 | 0.33145 | 0.33145 | 0.33145 | 0.33145 | 0.33145 | 0.33145
F1_Commercial_Grocery_New_Space Heating_Natural Gas_Boiler_E3 | F1 | Commercial | Grocery | New | Space Heating | Natural Gas | Boiler | E3 | RVT - Cost of Equipment | 0.41202 | 0.41202 | 0.41202 | 0.41202 | 0.41202 | 0.41202 | 0.41202 | 0.41202 | 0.41202 | 0.41202 | 0.41202 | 0.41202 | 0.41202 | 0.41202 | 0.41202 | 0.41202 | 0.41202 | 0.41202 | 0.41202 | 0.41202 | 0.41202 | 0.41202 | 0.41202 | 0.41202 | 0.41202 | 0.41202 | 0.41202
F1_Commercial_Grocery_New_Space Heating_Natural Gas_Boiler_E4 | F1 | Commercial | Grocery | New | Space Heating | Natural Gas | Boiler | E4 | RVT - Cost of Equipment | 1.5367 | 1.5367 | 1.5367 | 1.5367 | 1.5367 | 1.5367 | 1.5367 | 1.5367 | 1.5367 | 1.5367 | 1.5367 | 1.5367 | 1.5367 | 1.5367 | 1.5367 | 1.5367 | 1.5367 | 1.5367 | 1.5367 | 1.5367 | 1.5367 | 1.5367 | 1.5367 | 1.5367 | 1.5367 | 1.5367 | 1.5367
F1_Commercial_Grocery_New_Space Heating_Natural Gas_Boiler_E5 | F1 | Commercial | Grocery | New | Space Heating | Natural Gas | Boiler | E5 | RVT - Cost of Equipment | 0 | 0 | 0 | 0 | 0 | 0 | 0 | 0 | 0 | 0 | 0 | 0 | 0 | 0 | 0 | 0 | 0 | 0 | 0 | 0 | 0 | 0 | 0 | 0 | 0 | 0 | 0
F1_Commercial_Grocery_New_Space Heating_Natural Gas_Boiler_E6 | F1 | Commercial | Grocery | New | Space Heating | Natural Gas | Boiler | E6 | RVT - Cost of Equipment | 0 | 0 | 0 | 0 | 0 | 0 | 0 | 0 | 0 | 0 | 0 | 0 | 0 | 0 | 0 | 0 | 0 | 0 | 0 | 0 | 0 | 0 | 0 | 0 | 0 | 0 | 0
F1_Commercial_Grocery_New_Space Heating_Natural Gas_Boiler_E7 | F1 | Commercial | Grocery | New | Space Heating | Natural Gas | Boiler | E7 | RVT - Cost of Equipment | 0 | 0 | 0 | 0 | 0 | 0 | 0 | 0 | 0 | 0 | 0 | 0 | 0 | 0 | 0 | 0 | 0 | 0 | 0 | 0 | 0 | 0 | 0 | 0 | 0 | 0 | 0
F1_Commercial_Grocery_New_Space Heating_Natural Gas_Boiler_E8 | F1 | Commercial | Grocery | New | Space Heating | Natural Gas | Boiler | E8 | RVT - Cost of Equipment | 0 | 0 | 0 | 0 | 0 | 0 | 0 | 0 | 0 | 0 | 0 | 0 | 0 | 0 | 0 | 0 | 0 | 0 | 0 | 0 | 0 | 0 | 0 | 0 | 0 | 0 | 0
F1_Commercial_Grocery_New_Space Heating_Natural Gas_Boiler_E9 | F1 | Commercial | Grocery | New | Space Heating | Natural Gas | Boiler | E9 | RVT - Cost of Equipment | 0 | 0 | 0 | 0 | 0 | 0 | 0 | 0 | 0 | 0 | 0 | 0 | 0 | 0 | 0 | 0 | 0 | 0 | 0 | 0 | 0 | 0 | 0 | 0 | 0 | 0 | 0
F1_Commercial_Grocery_New_Space Heating_Natural Gas_Boiler_E10 | F1 | Commercial | Grocery | New | Space Heating | Natural Gas | Boiler | E10 | RVT - Cost of Equipment | 0 | 0 | 0 | 0 | 0 | 0 | 0 | 0 | 0 | 0 | 0 | 0 | 0 | 0 | 0 | 0 | 0 | 0 | 0 | 0 | 0 | 0 | 0 | 0 | 0 | 0 | 0
F2_Commercial_Grocery_New_Space Heating_Natural Gas_Boiler_E1 | F2 | Commercial | Grocery | New | Space Heating | Natural Gas | Boiler | E1 | RVT - Cost of Operation | 0 | 0 | 0 | 0 | 0 | 0 | 0 | 0 | 0 | 0 | 0 | 0 | 0 | 0 | 0 | 0 | 0 | 0 | 0 | 0 | 0 | 0 | 0 | 0 | 0 | 0 | 0
F2_Commercial_Grocery_New_Space Heating_Natural Gas_Boiler_E2 | F2 | Commercial | Grocery | New | Space Heating | Natural Gas | Boiler | E2 | RVT - Cost of Operation | 0 | 0 | 0 | 0 | 0 | 0 | 0 | 0 | 0 | 0 | 0 | 0 | 0 | 0 | 0 | 0 | 0 | 0 | 0 | 0 | 0 | 0 | 0 | 0 | 0 | 0 | 0
F2_Commercial_Grocery_New_Space Heating_Natural Gas_Boiler_E3 | F2 | Commercial | Grocery | New | Space Heating | Natural Gas | Boiler | E3 | RVT - Cost of Operation | 0 | 0 | 0 | 0 | 0 | 0 | 0 | 0 | 0 | 0 | 0 | 0 | 0 | 0 | 0 | 0 | 0 | 0 | 0 | 0 | 0 | 0 | 0 | 0 | 0 | 0 | 0
F2_Commercial_Grocery_New_Space Heating_Natural Gas_Boiler_E4 | F2 | Commercial | Grocery | New | Space Heating | Natural Gas | Boiler | E4 | RVT - Cost of Operation | 0 | 0 | 0 | 0 | 0 | 0 | 0 | 0 | 0 | 0 | 0 | 0 | 0 | 0 | 0 | 0 | 0 | 0 | 0 | 0 | 0 | 0 | 0 | 0 | 0 | 0 | 0
F2_Commercial_Grocery_New_Space Heating_Natural Gas_Boiler_E5 | F2 | Commercial | Grocery | New | Space Heating | Natural Gas | Boiler | E5 | RVT - Cost of Operation | 0 | 0 | 0 | 0 | 0 | 0 | 0 | 0 | 0 | 0 | 0 | 0 | 0 | 0 | 0 | 0 | 0 | 0 | 0 | 0 | 0 | 0 | 0 | 0 | 0 | 0 | 0
F2_Commercial_Grocery_New_Space Heating_Natural Gas_Boiler_E6 | F2 | Commercial | Grocery | New | Space Heating | Natural Gas | Boiler | E6 | RVT - Cost of Operation | 0 | 0 | 0 | 0 | 0 | 0 | 0 | 0 | 0 | 0 | 0 | 0 | 0 | 0 | 0 | 0 | 0 | 0 | 0 | 0 | 0 | 0 | 0 | 0 | 0 | 0 | 0
F2_Commercial_Grocery_New_Space Heating_Natural Gas_Boiler_E7 | F2 | Commercial | Grocery | New | Space Heating | Natural Gas | Boiler | E7 | RVT - Cost of Operation | 0 | 0 | 0 | 0 | 0 | 0 | 0 | 0 | 0 | 0 | 0 | 0 | 0 | 0 | 0 | 0 | 0 | 0 | 0 | 0 | 0 | 0 | 0 | 0 | 0 | 0 | 0
F2_Commercial_Grocery_New_Space Heating_Natural Gas_Boiler_E8 | F2 | Commercial | Grocery | New | Space Heating | Natural Gas | Boiler | E8 | RVT - Cost of Operation | 0 | 0 | 0 | 0 | 0 | 0 | 0 | 0 | 0 | 0 | 0 | 0 | 0 | 0 | 0 | 0 | 0 | 0 | 0 | 0 | 0 | 0 | 0 | 0 | 0 | 0 | 0
F2_Commercial_Grocery_New_Space Heating_Natural Gas_Boiler_E9 | F2 | Commercial | Grocery | New | Space Heating | Natural Gas | Boiler | E9 | RVT - Cost of Operation | 0 | 0 | 0 | 0 | 0 | 0 | 0 | 0 | 0 | 0 | 0 | 0 | 0 | 0 | 0 | 0 | 0 | 0 | 0 | 0 | 0 | 0 | 0 | 0 | 0 | 0 | 0
F2_Commercial_Grocery_New_Space Heating_Natural Gas_Boiler_E10 | F2 | Commercial | Grocery | New | Space Heating | Natural Gas | Boiler | E10 | RVT - Cost of Operation | 0 | 0 | 0 | 0 | 0 | 0 | 0 | 0 | 0 | 0 | 0 | 0 | 0 | 0 | 0 | 0 | 0 | 0 | 0 | 0 | 0 | 0 | 0 | 0 | 0 | 0 | 0
F3_Commercial_Grocery_New_Space Heating_Natural Gas_Boiler_E1 | F3 | Commercial | Grocery | New | Space Heating | Natural Gas | Boiler | E1 | System - kBTUs of Consumption | 95.8516 | 96.1086 | 96.0936 | 96.0936 | 96.0936 | 96.0936 | 96.0936 | 96.0936 | 96.0936 | 96.0936 | 96.0936 | 96.0936 | 96.0936 | 96.0936 | 96.0936 | 96.0936 | 96.0936 | 96.0936 | 96.0936 | 96.0936 | 96.0936 | 96.0936 | 96.0936 | 96.0936 | 96.0936 | 96.0936 | 96.0936
F3_Commercial_Grocery_New_Space Heating_Natural Gas_Boiler_E2 | F3 | Commercial | Grocery | New | Space Heating | Natural Gas | Boiler | E2 | System - kBTUs of Consumption | 90.2133 | 90.4551 | 90.4411 | 90.4411 | 90.4411 | 90.4411 | 90.4411 | 90.4411 | 90.4411 | 90.4411 | 90.4411 | 90.4411 | 90.4411 | 90.4411 | 90.4411 | 90.4411 | 90.4411 | 90.4411 | 90.4411 | 90.4411 | 90.4411 | 90.4411 | 90.4411 | 90.4411 | 90.4411 | 90.4411 | 90.4411
F3_Commercial_Grocery_New_Space Heating_Natural Gas_Boiler_E3 | F3 | Commercial | Grocery | New | Space Heating | Natural Gas | Boiler | E3 | System - kBTUs of Consumption | 79.0529 | 79.2648 | 79.2525 | 79.2525 | 79.2525 | 79.2525 | 79.2525 | 79.2525 | 79.2525 | 79.2525 | 79.2525 | 79.2525 | 79.2525 | 79.2525 | 79.2525 | 79.2525 | 79.2525 | 79.2525 | 79.2525 | 79.2525 | 79.2525 | 79.2525 | 79.2525 | 79.2525 | 79.2525 | 79.2525 | 79.2525
F3_Commercial_Grocery_New_Space Heating_Natural Gas_Boiler_E4 | F3 | Commercial | Grocery | New | Space Heating | Natural Gas | Boiler | E4 | System - kBTUs of Consumption | 54.6802 | 54.9249 | 54.9106 | 54.9106 | 54.9106 | 54.9106 | 54.9106 | 54.9106 | 54.9106 | 54.9106 | 54.9106 | 54.9106 | 54.9106 | 54.9106 | 54.9106 | 54.9106 | 54.9106 | 54.9106 | 54.9106 | 54.9106 | 54.9106 | 54.9106 | 54.9106 | 54.9106 | 54.9106 | 54.9106 | 54.9106
F3_Commercial_Grocery_New_Space Heating_Natural Gas_Boiler_E5 | F3 | Commercial | Grocery | New | Space Heating | Natural Gas | Boiler | E5 | System - kBTUs of Consumption | 0 | 0 | 0 | 0 | 0 | 0 | 0 | 0 | 0 | 0 | 0 | 0 | 0 | 0 | 0 | 0 | 0 | 0 | 0 | 0 | 0 | 0 | 0 | 0 | 0 | 0 | 0
F3_Commercial_Grocery_New_Space Heating_Natural Gas_Boiler_E6 | F3 | Commercial | Grocery | New | Space Heating | Natural Gas | Boiler | E6 | System - kBTUs of Consumption | 0 | 0 | 0 | 0 | 0 | 0 | 0 | 0 | 0 | 0 | 0 | 0 | 0 | 0 | 0 | 0 | 0 | 0 | 0 | 0 | 0 | 0 | 0 | 0 | 0 | 0 | 0
F3_Commercial_Grocery_New_Space Heating_Natural Gas_Boiler_E7 | F3 | Commercial | Grocery | New | Space Heating | Natural Gas | Boiler | E7 | System - kBTUs of Consumption | 0 | 0 | 0 | 0 | 0 | 0 | 0 | 0 | 0 | 0 | 0 | 0 | 0 | 0 | 0 | 0 | 0 | 0 | 0 | 0 | 0 | 0 | 0 | 0 | 0 | 0 | 0
F3_Commercial_Grocery_New_Space Heating_Natural Gas_Boiler_E8 | F3 | Commercial | Grocery | New | Space Heating | Natural Gas | Boiler | E8 | System - kBTUs of Consumption | 0 | 0 | 0 | 0 | 0 | 0 | 0 | 0 | 0 | 0 | 0 | 0 | 0 | 0 | 0 | 0 | 0 | 0 | 0 | 0 | 0 | 0 | 0 | 0 | 0 | 0 | 0
F3_Commercial_Grocery_New_Space Heating_Natural Gas_Boiler_E9 | F3 | Commercial | Grocery | New | Space Heating | Natural Gas | Boiler | E9 | System - kBTUs of Consumption | 0 | 0 | 0 | 0 | 0 | 0 | 0 | 0 | 0 | 0 | 0 | 0 | 0 | 0 | 0 | 0 | 0 | 0 | 0 | 0 | 0 | 0 | 0 | 0 | 0 | 0 | 0
F3_Commercial_Grocery_New_Space Heating_Natural Gas_Boiler_E10 | F3 | Commercial | Grocery | New | Space Heating | Natural Gas | Boiler | E10 | System - kBTUs of Consumption | 0 | 0 | 0 | 0 | 0 | 0 | 0 | 0 | 0 | 0 | 0 | 0 | 0 | 0 | 0 | 0 | 0 | 0 | 0 | 0 | 0 | 0 | 0 | 0 | 0 | 0 | 0
F4_Commercial_Grocery_New_Space Heating_Natural Gas_Boiler_E1 | F4 | Commercial | Grocery | New | Space Heating | Natural Gas | Boiler | E1 | Utility - Cost of Equipment | 0.29133 | 0.29133 | 0.29133 | 0.29133 | 0.29133 | 0.29133 | 0.29133 | 0.29133 | 0.29133 | 0.29133 | 0.29133 | 0.29133 | 0.29133 | 0.29133 | 0.29133 | 0.29133 | 0.29133 | 0.29133 | 0.29133 | 0.29133 | 0.29133 | 0.29133 | 0.29133 | 0.29133 | 0.29133 | 0.29133 | 0.29133
F4_Commercial_Grocery_New_Space Heating_Natural Gas_Boiler_E2 | F4 | Commercial | Grocery | New | Space Heating | Natural Gas | Boiler | E2 | Utility - Cost of Equipment | 0.33145 | 0.33145 | 0.33145 | 0.33145 | 0.33145 | 0.33145 | 0.33145 | 0.33145 | 0.33145 | 0.33145 | 0.33145 | 0.33145 | 0.33145 | 0.33145 | 0.33145 | 0.33145 | 0.33145 | 0.33145 | 0.33145 | 0.33145 | 0.33145 | 0.33145 | 0.33145 | 0.33145 | 0.33145 | 0.33145 | 0.33145
F4_Commercial_Grocery_New_Space Heating_Natural Gas_Boiler_E3 | F4 | Commercial | Grocery | New | Space Heating | Natural Gas | Boiler | E3 | Utility - Cost of Equipment | 0.41202 | 0.41202 | 0.41202 | 0.41202 | 0.41202 | 0.41202 | 0.41202 | 0.41202 | 0.41202 | 0.41202 | 0.41202 | 0.41202 | 0.41202 | 0.41202 | 0.41202 | 0.41202 | 0.41202 | 0.41202 | 0.41202 | 0.41202 | 0.41202 | 0.41202 | 0.41202 | 0.41202 | 0.41202 | 0.41202 | 0.41202
F4_Commercial_Grocery_New_Space Heating_Natural Gas_Boiler_E4 | F4 | Commercial | Grocery | New | Space Heating | Natural Gas | Boiler | E4 | Utility - Cost of Equipment | 1.5367 | 1.5367 | 1.5367 | 1.5367 | 1.5367 | 1.5367 | 1.5367 | 1.5367 | 1.5367 | 1.5367 | 1.5367 | 1.5367 | 1.5367 | 1.5367 | 1.5367 | 1.5367 | 1.5367 | 1.5367 | 1.5367 | 1.5367 | 1.5367 | 1.5367 | 1.5367 | 1.5367 | 1.5367 | 1.5367 | 1.5367
F4_Commercial_Grocery_New_Space Heating_Natural Gas_Boiler_E5 | F4 | Commercial | Grocery | New | Space Heating | Natural Gas | Boiler | E5 | Utility - Cost of Equipment | 0 | 0 | 0 | 0 | 0 | 0 | 0 | 0 | 0 | 0 | 0 | 0 | 0 | 0 | 0 | 0 | 0 | 0 | 0 | 0 | 0 | 0 | 0 | 0 | 0 | 0 | 0
F4_Commercial_Grocery_New_Space Heating_Natural Gas_Boiler_E6 | F4 | Commercial | Grocery | New | Space Heating | Natural Gas | Boiler | E6 | Utility - Cost of Equipment | 0 | 0 | 0 | 0 | 0 | 0 | 0 | 0 | 0 | 0 | 0 | 0 | 0 | 0 | 0 | 0 | 0 | 0 | 0 | 0 | 0 | 0 | 0 | 0 | 0 | 0 | 0
F4_Commercial_Grocery_New_Space Heating_Natural Gas_Boiler_E7 | F4 | Commercial | Grocery | New | Space Heating | Natural Gas | Boiler | E7 | Utility - Cost of Equipment | 0 | 0 | 0 | 0 | 0 | 0 | 0 | 0 | 0 | 0 | 0 | 0 | 0 | 0 | 0 | 0 | 0 | 0 | 0 | 0 | 0 | 0 | 0 | 0 | 0 | 0 | 0
F4_Commercial_Grocery_New_Space Heating_Natural Gas_Boiler_E8 | F4 | Commercial | Grocery | New | Space Heating | Natural Gas | Boiler | E8 | Utility - Cost of Equipment | 0 | 0 | 0 | 0 | 0 | 0 | 0 | 0 | 0 | 0 | 0 | 0 | 0 | 0 | 0 | 0 | 0 | 0 | 0 | 0 | 0 | 0 | 0 | 0 | 0 | 0 | 0
F4_Commercial_Grocery_New_Space Heating_Natural Gas_Boiler_E9 | F4 | Commercial | Grocery | New | Space Heating | Natural Gas | Boiler | E9 | Utility - Cost of Equipment | 0 | 0 | 0 | 0 | 0 | 0 | 0 | 0 | 0 | 0 | 0 | 0 | 0 | 0 | 0 | 0 | 0 | 0 | 0 | 0 | 0 | 0 | 0 | 0 | 0 | 0 | 0
F4_Commercial_Grocery_New_Space Heating_Natural Gas_Boiler_E10 | F4 | Commercial | Grocery | New | Space Heating | Natural Gas | Boiler | E10 | Utility - Cost of Equipment | 0 | 0 | 0 | 0 | 0 | 0 | 0 | 0 | 0 | 0 | 0 | 0 | 0 | 0 | 0 | 0 | 0 | 0 | 0 | 0 | 0 | 0 | 0 | 0 | 0 | 0 | 0
F5_Commercial_Grocery_New_Space Heating_Natural Gas_Boiler_E1 | F5 | Commercial | Grocery | New | Space Heating | Natural Gas | Boiler | E1 | Utility - Cost of Operation | 1.3964 | 1.3869 | 1.3661 | 1.3436 | 1.336 | 1.3337 | 1.3355 | 1.3389 | 1.3418 | 1.3433 | 1.3434 | 1.3418 | 1.3383 | 1.3316 | 1.322 | 1.3099 | 1.2942 | 1.2756 | 1.2535 | 1.227 | 1.1955 | 1.1596 | 1.13 | 1.1115 | 1.1047 | 1.1101 | 1.1156
F5_Commercial_Grocery_New_Space Heating_Natural Gas_Boiler_E2 | F5 | Commercial | Grocery | New | Space Heating | Natural Gas | Boiler | E2 | Utility - Cost of Operation | 1.3143 | 1.3053 | 1.2857 | 1.2646 | 1.2574 | 1.2552 | 1.257 | 1.2601 | 1.2628 | 1.2643 | 1.2643 | 1.2629 | 1.2595 | 1.2533 | 1.2442 | 1.2328 | 1.2181 | 1.2006 | 1.1798 | 1.1548 | 1.1252 | 1.0914 | 1.0636 | 1.0462 | 1.0397 | 1.0448 | 1.0499
F5_Commercial_Grocery_New_Space Heating_Natural Gas_Boiler_E3 | F5 | Commercial | Grocery | New | Space Heating | Natural Gas | Boiler | E3 | Utility - Cost of Operation | 1.1517 | 1.1438 | 1.1267 | 1.1082 | 1.1018 | 1.0999 | 1.1015 | 1.1042 | 1.1066 | 1.1079 | 1.1079 | 1.1067 | 1.1037 | 1.0983 | 1.0903 | 1.0803 | 1.0674 | 1.0521 | 1.0338 | 1.012 | 0.98597 | 0.95639 | 0.93199 | 0.91674 | 0.9111 | 0.91556 | 0.92005
F5_Commercial_Grocery_New_Space Heating_Natural Gas_Boiler_E4 | F5 | Commercial | Grocery | New | Space Heating | Natural Gas | Boiler | E4 | Utility - Cost of Operation | 0.78787 | 0.7836 | 0.77251 | 0.76125 | 0.76148 | 0.76579 | 0.77301 | 0.78101 | 0.78823 | 0.79386 | 0.79764 | 0.79923 | 0.79805 | 0.79351 | 0.78596 | 0.77618 | 0.76378 | 0.74927 | 0.73214 | 0.71182 | 0.68779 | 0.66058 | 0.63797 | 0.62349 | 0.61753 | 0.62056 | 0.6236
F5_Commercial_Grocery_New_Space Heating_Natural Gas_Boiler_E5 | F5 | Commercial | Grocery | New | Space Heating | Natural Gas | Boiler | E5 | Utility - Cost of Operation | 0 | 0 | 0 | 0 | 0 | 0 | 0 | 0 | 0 | 0 | 0 | 0 | 0 | 0 | 0 | 0 | 0 | 0 | 0 | 0 | 0 | 0 | 0 | 0 | 0 | 0 | 0
F5_Commercial_Grocery_New_Space Heating_Natural Gas_Boiler_E6 | F5 | Commercial | Grocery | New | Space Heating | Natural Gas | Boiler | E6 | Utility - Cost of Operation | 0 | 0 | 0 | 0 | 0 | 0 | 0 | 0 | 0 | 0 | 0 | 0 | 0 | 0 | 0 | 0 | 0 | 0 | 0 | 0 | 0 | 0 | 0 | 0 | 0 | 0 | 0
F5_Commercial_Grocery_New_Space Heating_Natural Gas_Boiler_E7 | F5 | Commercial | Grocery | New | Space Heating | Natural Gas | Boiler | E7 | Utility - Cost of Operation | 0 | 0 | 0 | 0 | 0 | 0 | 0 | 0 | 0 | 0 | 0 | 0 | 0 | 0 | 0 | 0 | 0 | 0 | 0 | 0 | 0 | 0 | 0 | 0 | 0 | 0 | 0
F5_Commercial_Grocery_New_Space Heating_Natural Gas_Boiler_E8 | F5 | Commercial | Grocery | New | Space Heating | Natural Gas | Boiler | E8 | Utility - Cost of Operation | 0 | 0 | 0 | 0 | 0 | 0 | 0 | 0 | 0 | 0 | 0 | 0 | 0 | 0 | 0 | 0 | 0 | 0 | 0 | 0 | 0 | 0 | 0 | 0 | 0 | 0 | 0
F5_Commercial_Grocery_New_Space Heating_Natural Gas_Boiler_E9 | F5 | Commercial | Grocery | New | Space Heating | Natural Gas | Boiler | E9 | Utility - Cost of Operation | 0 | 0 | 0 | 0 | 0 | 0 | 0 | 0 | 0 | 0 | 0 | 0 | 0 | 0 | 0 | 0 | 0 | 0 | 0 | 0 | 0 | 0 | 0 | 0 | 0 | 0 | 0
F5_Commercial_Grocery_New_Space Heating_Natural Gas_Boiler_E10 | F5 | Commercial | Grocery | New | Space Heating | Natural Gas | Boiler | E10 | Utility - Cost of Operation | 0 | 0 | 0 | 0 | 0 | 0 | 0 | 0 | 0 | 0 | 0 | 0 | 0 | 0 | 0 | 0 | 0 | 0 | 0 | 0 | 0 | 0 | 0 | 0 | 0 | 0 | 0
F6_Commercial_Grocery_New_Space Heating_Natural Gas_Boiler_E1 | F6 | Commercial | Grocery | New | Space Heating | Natural Gas | Boiler | E1 | Utility - Value of Sales | 0 | 0 | 0 | 0 | 0 | 0 | 0 | 0 | 0 | 0 | 0 | 0 | 0 | 0 | 0 | 0 | 0 | 0 | 0 | 0 | 0 | 0 | 0 | 0 | 0 | 0 | 0
F6_Commercial_Grocery_New_Space Heating_Natural Gas_Boiler_E2 | F6 | Commercial | Grocery | New | Space Heating | Natural Gas | Boiler | E2 | Utility - Value of Sales | 0 | 0 | 0 | 0 | 0 | 0 | 0 | 0 | 0 | 0 | 0 | 0 | 0 | 0 | 0 | 0 | 0 | 0 | 0 | 0 | 0 | 0 | 0 | 0 | 0 | 0 | 0
F6_Commercial_Grocery_New_Space Heating_Natural Gas_Boiler_E3 | F6 | Commercial | Grocery | New | Space Heating | Natural Gas | Boiler | E3 | Utility - Value of Sales | 0 | 0 | 0 | 0 | 0 | 0 | 0 | 0 | 0 | 0 | 0 | 0 | 0 | 0 | 0 | 0 | 0 | 0 | 0 | 0 | 0 | 0 | 0 | 0 | 0 | 0 | 0
F6_Commercial_Grocery_New_Space Heating_Natural Gas_Boiler_E4 | F6 | Commercial | Grocery | New | Space Heating | Natural Gas | Boiler | E4 | Utility - Value of Sales | 0 | 0 | 0 | 0 | 0 | 0 | 0 | 0 | 0 | 0 | 0 | 0 | 0 | 0 | 0 | 0 | 0 | 0 | 0 | 0 | 0 | 0 | 0 | 0 | 0 | 0 | 0
F6_Commercial_Grocery_New_Space Heating_Natural Gas_Boiler_E5 | F6 | Commercial | Grocery | New | Space Heating | Natural Gas | Boiler | E5 | Utility - Value of Sales | 0 | 0 | 0 | 0 | 0 | 0 | 0 | 0 | 0 | 0 | 0 | 0 | 0 | 0 | 0 | 0 | 0 | 0 | 0 | 0 | 0 | 0 | 0 | 0 | 0 | 0 | 0
F6_Commercial_Grocery_New_Space Heating_Natural Gas_Boiler_E6 | F6 | Commercial | Grocery | New | Space Heating | Natural Gas | Boiler | E6 | Utility - Value of Sales | 0 | 0 | 0 | 0 | 0 | 0 | 0 | 0 | 0 | 0 | 0 | 0 | 0 | 0 | 0 | 0 | 0 | 0 | 0 | 0 | 0 | 0 | 0 | 0 | 0 | 0 | 0
F6_Commercial_Grocery_New_Space Heating_Natural Gas_Boiler_E7 | F6 | Commercial | Grocery | New | Space Heating | Natural Gas | Boiler | E7 | Utility - Value of Sales | 0 | 0 | 0 | 0 | 0 | 0 | 0 | 0 | 0 | 0 | 0 | 0 | 0 | 0 | 0 | 0 | 0 | 0 | 0 | 0 | 0 | 0 | 0 | 0 | 0 | 0 | 0
F6_Commercial_Grocery_New_Space Heating_Natural Gas_Boiler_E8 | F6 | Commercial | Grocery | New | Space Heating | Natural Gas | Boiler | E8 | Utility - Value of Sales | 0 | 0 | 0 | 0 | 0 | 0 | 0 | 0 | 0 | 0 | 0 | 0 | 0 | 0 | 0 | 0 | 0 | 0 | 0 | 0 | 0 | 0 | 0 | 0 | 0 | 0 | 0
F6_Commercial_Grocery_New_Space Heating_Natural Gas_Boiler_E9 | F6 | Commercial | Grocery | New | Space Heating | Natural Gas | Boiler | E9 | Utility - Value of Sales | 0 | 0 | 0 | 0 | 0 | 0 | 0 | 0 | 0 | 0 | 0 | 0 | 0 | 0 | 0 | 0 | 0 | 0 | 0 | 0 | 0 | 0 | 0 | 0 | 0 | 0 | 0
F6_Commercial_Grocery_New_Space Heating_Natural Gas_Boiler_E10 | F6 | Commercial | Grocery | New | Space Heating | Natural Gas | Boiler | E10 | Utility - Value of Sales | 0 | 0 | 0 | 0 | 0 | 0 | 0 | 0 | 0 | 0 | 0 | 0 | 0 | 0 | 0 | 0 | 0 | 0 | 0 | 0 | 0 | 0 | 0 | 0 | 0 | 0 | 0
F1_Commercial_Grocery_New_Space Heating_Natural Gas_Unit Heater_E1 | F1 | Commercial | Grocery | New | Space Heating | Natural Gas | Unit Heater | E1 | RVT - Cost of Equipment | 0.014641 | 0.014641 | 0.014641 | 0.014641 | 0.014641 | 0.014641 | 0.014641 | 0.014641 | 0.014641 | 0.014641 | 0.014641 | 0.014641 | 0.014641 | 0.014641 | 0.014641 | 0.014641 | 0.014641 | 0.014641 | 0.014641 | 0.014641 | 0.014641 | 0.014641 | 0.014641 | 0.014641 | 0.014641 | 0.014641 | 0.014641
F1_Commercial_Grocery_New_Space Heating_Natural Gas_Unit Heater_E2 | F1 | Commercial | Grocery | New | Space Heating | Natural Gas | Unit Heater | E2 | RVT - Cost of Equipment | 0.017458 | 0.017458 | 0.017458 | 0.017458 | 0.017458 | 0.017458 | 0.017458 | 0.017458 | 0.017458 | 0.017458 | 0.017458 | 0.017458 | 0.017458 | 0.017458 | 0.017458 | 0.017458 | 0.017458 | 0.017458 | 0.017458 | 0.017458 | 0.017458 | 0.017458 | 0.017458 | 0.017458 | 0.017458 | 0.017458 | 0.017458
F1_Commercial_Grocery_New_Space Heating_Natural Gas_Unit Heater_E3 | F1 | Commercial | Grocery | New | Space Heating | Natural Gas | Unit Heater | E3 | RVT - Cost of Equipment | 0.019139 | 0.019139 | 0.019139 | 0.019139 | 0.019139 | 0.019139 | 0.019139 | 0.019139 | 0.019139 | 0.019139 | 0.019139 | 0.019139 | 0.019139 | 0.019139 | 0.019139 | 0.019139 | 0.019139 | 0.019139 | 0.019139 | 0.019139 | 0.019139 | 0.019139 | 0.019139 | 0.019139 | 0.019139 | 0.019139 | 0.019139
F1_Commercial_Grocery_New_Space Heating_Natural Gas_Unit Heater_E4 | F1 | Commercial | Grocery | New | Space Heating | Natural Gas | Unit Heater | E4 | RVT - Cost of Equipment | 0 | 0 | 0 | 0 | 0 | 0 | 0 | 0 | 0 | 0 | 0 | 0 | 0 | 0 | 0 | 0 | 0 | 0 | 0 | 0 | 0 | 0 | 0 | 0 | 0 | 0 | 0
F1_Commercial_Grocery_New_Space Heating_Natural Gas_Unit Heater_E5 | F1 | Commercial | Grocery | New | Space Heating | Natural Gas | Unit Heater | E5 | RVT - Cost of Equipment | 0 | 0 | 0 | 0 | 0 | 0 | 0 | 0 | 0 | 0 | 0 | 0 | 0 | 0 | 0 | 0 | 0 | 0 | 0 | 0 | 0 | 0 | 0 | 0 | 0 | 0 | 0
F1_Commercial_Grocery_New_Space Heating_Natural Gas_Unit Heater_E6 | F1 | Commercial | Grocery | New | Space Heating | Natural Gas | Unit Heater | E6 | RVT - Cost of Equipment | 0 | 0 | 0 | 0 | 0 | 0 | 0 | 0 | 0 | 0 | 0 | 0 | 0 | 0 | 0 | 0 | 0 | 0 | 0 | 0 | 0 | 0 | 0 | 0 | 0 | 0 | 0
F1_Commercial_Grocery_New_Space Heating_Natural Gas_Unit Heater_E7 | F1 | Commercial | Grocery | New | Space Heating | Natural Gas | Unit Heater | E7 | RVT - Cost of Equipment | 0 | 0 | 0 | 0 | 0 | 0 | 0 | 0 | 0 | 0 | 0 | 0 | 0 | 0 | 0 | 0 | 0 | 0 | 0 | 0 | 0 | 0 | 0 | 0 | 0 | 0 | 0
F1_Commercial_Grocery_New_Space Heating_Natural Gas_Unit Heater_E8 | F1 | Commercial | Grocery | New | Space Heating | Natural Gas | Unit Heater | E8 | RVT - Cost of Equipment | 0 | 0 | 0 | 0 | 0 | 0 | 0 | 0 | 0 | 0 | 0 | 0 | 0 | 0 | 0 | 0 | 0 | 0 | 0 | 0 | 0 | 0 | 0 | 0 | 0 | 0 | 0
F1_Commercial_Grocery_New_Space Heating_Natural Gas_Unit Heater_E9 | F1 | Commercial | Grocery | New | Space Heating | Natural Gas | Unit Heater | E9 | RVT - Cost of Equipment | 0 | 0 | 0 | 0 | 0 | 0 | 0 | 0 | 0 | 0 | 0 | 0 | 0 | 0 | 0 | 0 | 0 | 0 | 0 | 0 | 0 | 0 | 0 | 0 | 0 | 0 | 0
F1_Commercial_Grocery_New_Space Heating_Natural Gas_Unit Heater_E10 | F1 | Commercial | Grocery | New | Space Heating | Natural Gas | Unit Heater | E10 | RVT - Cost of Equipment | 0 | 0 | 0 | 0 | 0 | 0 | 0 | 0 | 0 | 0 | 0 | 0 | 0 | 0 | 0 | 0 | 0 | 0 | 0 | 0 | 0 | 0 | 0 | 0 | 0 | 0 | 0
F2_Commercial_Grocery_New_Space Heating_Natural Gas_Unit Heater_E1 | F2 | Commercial | Grocery | New | Space Heating | Natural Gas | Unit Heater | E1 | RVT - Cost of Operation | 0 | 0 | 0 | 0 | 0 | 0 | 0 | 0 | 0 | 0 | 0 | 0 | 0 | 0 | 0 | 0 | 0 | 0 | 0 | 0 | 0 | 0 | 0 | 0 | 0 | 0 | 0
F2_Commercial_Grocery_New_Space Heating_Natural Gas_Unit Heater_E2 | F2 | Commercial | Grocery | New | Space Heating | Natural Gas | Unit Heater | E2 | RVT - Cost of Operation | 0 | 0 | 0 | 0 | 0 | 0 | 0 | 0 | 0 | 0 | 0 | 0 | 0 | 0 | 0 | 0 | 0 | 0 | 0 | 0 | 0 | 0 | 0 | 0 | 0 | 0 | 0
F2_Commercial_Grocery_New_Space Heating_Natural Gas_Unit Heater_E3 | F2 | Commercial | Grocery | New | Space Heating | Natural Gas | Unit Heater | E3 | RVT - Cost of Operation | 0 | 0 | 0 | 0 | 0 | 0 | 0 | 0 | 0 | 0 | 0 | 0 | 0 | 0 | 0 | 0 | 0 | 0 | 0 | 0 | 0 | 0 | 0 | 0 | 0 | 0 | 0
F2_Commercial_Grocery_New_Space Heating_Natural Gas_Unit Heater_E4 | F2 | Commercial | Grocery | New | Space Heating | Natural Gas | Unit Heater | E4 | RVT - Cost of Operation | 0 | 0 | 0 | 0 | 0 | 0 | 0 | 0 | 0 | 0 | 0 | 0 | 0 | 0 | 0 | 0 | 0 | 0 | 0 | 0 | 0 | 0 | 0 | 0 | 0 | 0 | 0
F2_Commercial_Grocery_New_Space Heating_Natural Gas_Unit Heater_E5 | F2 | Commercial | Grocery | New | Space Heating | Natural Gas | Unit Heater | E5 | RVT - Cost of Operation | 0 | 0 | 0 | 0 | 0 | 0 | 0 | 0 | 0 | 0 | 0 | 0 | 0 | 0 | 0 | 0 | 0 | 0 | 0 | 0 | 0 | 0 | 0 | 0 | 0 | 0 | 0
F2_Commercial_Grocery_New_Space Heating_Natural Gas_Unit Heater_E6 | F2 | Commercial | Grocery | New | Space Heating | Natural Gas | Unit Heater | E6 | RVT - Cost of Operation | 0 | 0 | 0 | 0 | 0 | 0 | 0 | 0 | 0 | 0 | 0 | 0 | 0 | 0 | 0 | 0 | 0 | 0 | 0 | 0 | 0 | 0 | 0 | 0 | 0 | 0 | 0
F2_Commercial_Grocery_New_Space Heating_Natural Gas_Unit Heater_E7 | F2 | Commercial | Grocery | New | Space Heating | Natural Gas | Unit Heater | E7 | RVT - Cost of Operation | 0 | 0 | 0 | 0 | 0 | 0 | 0 | 0 | 0 | 0 | 0 | 0 | 0 | 0 | 0 | 0 | 0 | 0 | 0 | 0 | 0 | 0 | 0 | 0 | 0 | 0 | 0
F2_Commercial_Grocery_New_Space Heating_Natural Gas_Unit Heater_E8 | F2 | Commercial | Grocery | New | Space Heating | Natural Gas | Unit Heater | E8 | RVT - Cost of Operation | 0 | 0 | 0 | 0 | 0 | 0 | 0 | 0 | 0 | 0 | 0 | 0 | 0 | 0 | 0 | 0 | 0 | 0 | 0 | 0 | 0 | 0 | 0 | 0 | 0 | 0 | 0
F2_Commercial_Grocery_New_Space Heating_Natural Gas_Unit Heater_E9 | F2 | Commercial | Grocery | New | Space Heating | Natural Gas | Unit Heater | E9 | RVT - Cost of Operation | 0 | 0 | 0 | 0 | 0 | 0 | 0 | 0 | 0 | 0 | 0 | 0 | 0 | 0 | 0 | 0 | 0 | 0 | 0 | 0 | 0 | 0 | 0 | 0 | 0 | 0 | 0
F2_Commercial_Grocery_New_Space Heating_Natural Gas_Unit Heater_E10 | F2 | Commercial | Grocery | New | Space Heating | Natural Gas | Unit Heater | E10 | RVT - Cost of Operation | 0 | 0 | 0 | 0 | 0 | 0 | 0 | 0 | 0 | 0 | 0 | 0 | 0 | 0 | 0 | 0 | 0 | 0 | 0 | 0 | 0 | 0 | 0 | 0 | 0 | 0 | 0
F3_Commercial_Grocery_New_Space Heating_Natural Gas_Unit Heater_E1 | F3 | Commercial | Grocery | New | Space Heating | Natural Gas | Unit Heater | E1 | System - kBTUs of Consumption | 31.5915 | 31.6975 | 31.6913 | 31.6913 | 31.6913 | 31.6913 | 31.6913 | 31.6913 | 31.6913 | 31.6913 | 31.6913 | 31.6913 | 31.6913 | 31.6913 | 31.6913 | 31.6913 | 31.6913 | 31.6913 | 31.6913 | 31.6913 | 31.6913 | 31.6913 | 31.6913 | 31.6913 | 31.6913 | 31.6913 | 31.6913
F3_Commercial_Grocery_New_Space Heating_Natural Gas_Unit Heater_E2 | F3 | Commercial | Grocery | New | Space Heating | Natural Gas | Unit Heater | E2 | System - kBTUs of Consumption | 28.0982 | 28.1924 | 28.187 | 28.187 | 28.187 | 28.187 | 28.187 | 28.187 | 28.187 | 28.187 | 28.187 | 28.187 | 28.187 | 28.187 | 28.187 | 28.187 | 28.187 | 28.187 | 28.187 | 28.187 | 28.187 | 28.187 | 28.187 | 28.187 | 28.187 | 28.187 | 28.187
F3_Commercial_Grocery_New_Space Heating_Natural Gas_Unit Heater_E3 | F3 | Commercial | Grocery | New | Space Heating | Natural Gas | Unit Heater | E3 | System - kBTUs of Consumption | 27.9169 | 28.0419 | 28.0346 | 28.0346 | 28.0346 | 28.0346 | 28.0346 | 28.0346 | 28.0346 | 28.0346 | 28.0346 | 28.0346 | 28.0346 | 28.0346 | 28.0346 | 28.0346 | 28.0346 | 28.0346 | 28.0346 | 28.0346 | 28.0346 | 28.0346 | 28.0346 | 28.0346 | 28.0346 | 28.0346 | 28.0346
F3_Commercial_Grocery_New_Space Heating_Natural Gas_Unit Heater_E4 | F3 | Commercial | Grocery | New | Space Heating | Natural Gas | Unit Heater | E4 | System - kBTUs of Consumption | 0 | 0 | 0 | 0 | 0 | 0 | 0 | 0 | 0 | 0 | 0 | 0 | 0 | 0 | 0 | 0 | 0 | 0 | 0 | 0 | 0 | 0 | 0 | 0 | 0 | 0 | 0
F3_Commercial_Grocery_New_Space Heating_Natural Gas_Unit Heater_E5 | F3 | Commercial | Grocery | New | Space Heating | Natural Gas | Unit Heater | E5 | System - kBTUs of Consumption | 0 | 0 | 0 | 0 | 0 | 0 | 0 | 0 | 0 | 0 | 0 | 0 | 0 | 0 | 0 | 0 | 0 | 0 | 0 | 0 | 0 | 0 | 0 | 0 | 0 | 0 | 0
F3_Commercial_Grocery_New_Space Heating_Natural Gas_Unit Heater_E6 | F3 | Commercial | Grocery | New | Space Heating | Natural Gas | Unit Heater | E6 | System - kBTUs of Consumption | 0 | 0 | 0 | 0 | 0 | 0 | 0 | 0 | 0 | 0 | 0 | 0 | 0 | 0 | 0 | 0 | 0 | 0 | 0 | 0 | 0 | 0 | 0 | 0 | 0 | 0 | 0
F3_Commercial_Grocery_New_Space Heating_Natural Gas_Unit Heater_E7 | F3 | Commercial | Grocery | New | Space Heating | Natural Gas | Unit Heater | E7 | System - kBTUs of Consumption | 0 | 0 | 0 | 0 | 0 | 0 | 0 | 0 | 0 | 0 | 0 | 0 | 0 | 0 | 0 | 0 | 0 | 0 | 0 | 0 | 0 | 0 | 0 | 0 | 0 | 0 | 0
F3_Commercial_Grocery_New_Space Heating_Natural Gas_Unit Heater_E8 | F3 | Commercial | Grocery | New | Space Heating | Natural Gas | Unit Heater | E8 | System - kBTUs of Consumption | 0 | 0 | 0 | 0 | 0 | 0 | 0 | 0 | 0 | 0 | 0 | 0 | 0 | 0 | 0 | 0 | 0 | 0 | 0 | 0 | 0 | 0 | 0 | 0 | 0 | 0 | 0
F3_Commercial_Grocery_New_Space Heating_Natural Gas_Unit Heater_E9 | F3 | Commercial | Grocery | New | Space Heating | Natural Gas | Unit Heater | E9 | System - kBTUs of Consumption | 0 | 0 | 0 | 0 | 0 | 0 | 0 | 0 | 0 | 0 | 0 | 0 | 0 | 0 | 0 | 0 | 0 | 0 | 0 | 0 | 0 | 0 | 0 | 0 | 0 | 0 | 0
F3_Commercial_Grocery_New_Space Heating_Natural Gas_Unit Heater_E10 | F3 | Commercial | Grocery | New | Space Heating | Natural Gas | Unit Heater | E10 | System - kBTUs of Consumption | 0 | 0 | 0 | 0 | 0 | 0 | 0 | 0 | 0 | 0 | 0 | 0 | 0 | 0 | 0 | 0 | 0 | 0 | 0 | 0 | 0 | 0 | 0 | 0 | 0 | 0 | 0
F4_Commercial_Grocery_New_Space Heating_Natural Gas_Unit Heater_E1 | F4 | Commercial | Grocery | New | Space Heating | Natural Gas | Unit Heater | E1 | Utility - Cost of Equipment | 0.014641 | 0.014641 | 0.014641 | 0.014641 | 0.014641 | 0.014641 | 0.014641 | 0.014641 | 0.014641 | 0.014641 | 0.014641 | 0.014641 | 0.014641 | 0.014641 | 0.014641 | 0.014641 | 0.014641 | 0.014641 | 0.014641 | 0.014641 | 0.014641 | 0.014641 | 0.014641 | 0.014641 | 0.014641 | 0.014641 | 0.014641
F4_Commercial_Grocery_New_Space Heating_Natural Gas_Unit Heater_E2 | F4 | Commercial | Grocery | New | Space Heating | Natural Gas | Unit Heater | E2 | Utility - Cost of Equipment | 0.017458 | 0.017458 | 0.017458 | 0.017458 | 0.017458 | 0.017458 | 0.017458 | 0.017458 | 0.017458 | 0.017458 | 0.017458 | 0.017458 | 0.017458 | 0.017458 | 0.017458 | 0.017458 | 0.017458 | 0.017458 | 0.017458 | 0.017458 | 0.017458 | 0.017458 | 0.017458 | 0.017458 | 0.017458 | 0.017458 | 0.017458
F4_Commercial_Grocery_New_Space Heating_Natural Gas_Unit Heater_E3 | F4 | Commercial | Grocery | New | Space Heating | Natural Gas | Unit Heater | E3 | Utility - Cost of Equipment | 0.019139 | 0.019139 | 0.019139 | 0.019139 | 0.019139 | 0.019139 | 0.019139 | 0.019139 | 0.019139 | 0.019139 | 0.019139 | 0.019139 | 0.019139 | 0.019139 | 0.019139 | 0.019139 | 0.019139 | 0.019139 | 0.019139 | 0.019139 | 0.019139 | 0.019139 | 0.019139 | 0.019139 | 0.019139 | 0.019139 | 0.019139
F4_Commercial_Grocery_New_Space Heating_Natural Gas_Unit Heater_E4 | F4 | Commercial | Grocery | New | Space Heating | Natural Gas | Unit Heater | E4 | Utility - Cost of Equipment | 0 | 0 | 0 | 0 | 0 | 0 | 0 | 0 | 0 | 0 | 0 | 0 | 0 | 0 | 0 | 0 | 0 | 0 | 0 | 0 | 0 | 0 | 0 | 0 | 0 | 0 | 0
F4_Commercial_Grocery_New_Space Heating_Natural Gas_Unit Heater_E5 | F4 | Commercial | Grocery | New | Space Heating | Natural Gas | Unit Heater | E5 | Utility - Cost of Equipment | 0 | 0 | 0 | 0 | 0 | 0 | 0 | 0 | 0 | 0 | 0 | 0 | 0 | 0 | 0 | 0 | 0 | 0 | 0 | 0 | 0 | 0 | 0 | 0 | 0 | 0 | 0
F4_Commercial_Grocery_New_Space Heating_Natural Gas_Unit Heater_E6 | F4 | Commercial | Grocery | New | Space Heating | Natural Gas | Unit Heater | E6 | Utility - Cost of Equipment | 0 | 0 | 0 | 0 | 0 | 0 | 0 | 0 | 0 | 0 | 0 | 0 | 0 | 0 | 0 | 0 | 0 | 0 | 0 | 0 | 0 | 0 | 0 | 0 | 0 | 0 | 0
F4_Commercial_Grocery_New_Space Heating_Natural Gas_Unit Heater_E7 | F4 | Commercial | Grocery | New | Space Heating | Natural Gas | Unit Heater | E7 | Utility - Cost of Equipment | 0 | 0 | 0 | 0 | 0 | 0 | 0 | 0 | 0 | 0 | 0 | 0 | 0 | 0 | 0 | 0 | 0 | 0 | 0 | 0 | 0 | 0 | 0 | 0 | 0 | 0 | 0
F4_Commercial_Grocery_New_Space Heating_Natural Gas_Unit Heater_E8 | F4 | Commercial | Grocery | New | Space Heating | Natural Gas | Unit Heater | E8 | Utility - Cost of Equipment | 0 | 0 | 0 | 0 | 0 | 0 | 0 | 0 | 0 | 0 | 0 | 0 | 0 | 0 | 0 | 0 | 0 | 0 | 0 | 0 | 0 | 0 | 0 | 0 | 0 | 0 | 0
F4_Commercial_Grocery_New_Space Heating_Natural Gas_Unit Heater_E9 | F4 | Commercial | Grocery | New | Space Heating | Natural Gas | Unit Heater | E9 | Utility - Cost of Equipment | 0 | 0 | 0 | 0 | 0 | 0 | 0 | 0 | 0 | 0 | 0 | 0 | 0 | 0 | 0 | 0 | 0 | 0 | 0 | 0 | 0 | 0 | 0 | 0 | 0 | 0 | 0
F4_Commercial_Grocery_New_Space Heating_Natural Gas_Unit Heater_E10 | F4 | Commercial | Grocery | New | Space Heating | Natural Gas | Unit Heater | E10 | Utility - Cost of Equipment | 0 | 0 | 0 | 0 | 0 | 0 | 0 | 0 | 0 | 0 | 0 | 0 | 0 | 0 | 0 | 0 | 0 | 0 | 0 | 0 | 0 | 0 | 0 | 0 | 0 | 0 | 0
F5_Commercial_Grocery_New_Space Heating_Natural Gas_Unit Heater_E1 | F5 | Commercial | Grocery | New | Space Heating | Natural Gas | Unit Heater | E1 | Utility - Cost of Operation | 0.46025 | 0.45808 | 0.45205 | 0.44552 | 0.44436 | 0.44498 | 0.44675 | 0.44861 | 0.44991 | 0.45042 | 0.45027 | 0.44953 | 0.44805 | 0.44545 | 0.44176 | 0.43717 | 0.43129 | 0.42436 | 0.41612 | 0.40632 | 0.39467 | 0.38146 | 0.37052 | 0.3636 | 0.36092 | 0.36269 | 0.36447
F5_Commercial_Grocery_New_Space Heating_Natural Gas_Unit Heater_E2 | F5 | Commercial | Grocery | New | Space Heating | Natural Gas | Unit Heater | E2 | Utility - Cost of Operation | 0.40936 | 0.40743 | 0.40206 | 0.39626 | 0.39523 | 0.39578 | 0.39735 | 0.39901 | 0.40016 | 0.40061 | 0.40048 | 0.39982 | 0.3985 | 0.3962 | 0.39291 | 0.38883 | 0.3836 | 0.37743 | 0.37011 | 0.36139 | 0.35103 | 0.33927 | 0.32955 | 0.3234 | 0.32101 | 0.32259 | 0.32417
F5_Commercial_Grocery_New_Space Heating_Natural Gas_Unit Heater_E3 | F5 | Commercial | Grocery | New | Space Heating | Natural Gas | Unit Heater | E3 | Utility - Cost of Operation | 0.40225 | 0.40007 | 0.3944 | 0.38866 | 0.38877 | 0.39098 | 0.39466 | 0.39874 | 0.40243 | 0.4053 | 0.40724 | 0.40804 | 0.40744 | 0.40512 | 0.40127 | 0.39628 | 0.38995 | 0.38254 | 0.37379 | 0.36342 | 0.35115 | 0.33726 | 0.32572 | 0.31832 | 0.31528 | 0.31683 | 0.31838
F5_Commercial_Grocery_New_Space Heating_Natural Gas_Unit Heater_E4 | F5 | Commercial | Grocery | New | Space Heating | Natural Gas | Unit Heater | E4 | Utility - Cost of Operation | 0 | 0 | 0 | 0 | 0 | 0 | 0 | 0 | 0 | 0 | 0 | 0 | 0 | 0 | 0 | 0 | 0 | 0 | 0 | 0 | 0 | 0 | 0 | 0 | 0 | 0 | 0
F5_Commercial_Grocery_New_Space Heating_Natural Gas_Unit Heater_E5 | F5 | Commercial | Grocery | New | Space Heating | Natural Gas | Unit Heater | E5 | Utility - Cost of Operation | 0 | 0 | 0 | 0 | 0 | 0 | 0 | 0 | 0 | 0 | 0 | 0 | 0 | 0 | 0 | 0 | 0 | 0 | 0 | 0 | 0 | 0 | 0 | 0 | 0 | 0 | 0
F5_Commercial_Grocery_New_Space Heating_Natural Gas_Unit Heater_E6 | F5 | Commercial | Grocery | New | Space Heating | Natural Gas | Unit Heater | E6 | Utility - Cost of Operation | 0 | 0 | 0 | 0 | 0 | 0 | 0 | 0 | 0 | 0 | 0 | 0 | 0 | 0 | 0 | 0 | 0 | 0 | 0 | 0 | 0 | 0 | 0 | 0 | 0 | 0 | 0
F5_Commercial_Grocery_New_Space Heating_Natural Gas_Unit Heater_E7 | F5 | Commercial | Grocery | New | Space Heating | Natural Gas | Unit Heater | E7 | Utility - Cost of Operation | 0 | 0 | 0 | 0 | 0 | 0 | 0 | 0 | 0 | 0 | 0 | 0 | 0 | 0 | 0 | 0 | 0 | 0 | 0 | 0 | 0 | 0 | 0 | 0 | 0 | 0 | 0
F5_Commercial_Grocery_New_Space Heating_Natural Gas_Unit Heater_E8 | F5 | Commercial | Grocery | New | Space Heating | Natural Gas | Unit Heater | E8 | Utility - Cost of Operation | 0 | 0 | 0 | 0 | 0 | 0 | 0 | 0 | 0 | 0 | 0 | 0 | 0 | 0 | 0 | 0 | 0 | 0 | 0 | 0 | 0 | 0 | 0 | 0 | 0 | 0 | 0
F5_Commercial_Grocery_New_Space Heating_Natural Gas_Unit Heater_E9 | F5 | Commercial | Grocery | New | Space Heating | Natural Gas | Unit Heater | E9 | Utility - Cost of Operation | 0 | 0 | 0 | 0 | 0 | 0 | 0 | 0 | 0 | 0 | 0 | 0 | 0 | 0 | 0 | 0 | 0 | 0 | 0 | 0 | 0 | 0 | 0 | 0 | 0 | 0 | 0
F5_Commercial_Grocery_New_Space Heating_Natural Gas_Unit Heater_E10 | F5 | Commercial | Grocery | New | Space Heating | Natural Gas | Unit Heater | E10 | Utility - Cost of Operation | 0 | 0 | 0 | 0 | 0 | 0 | 0 | 0 | 0 | 0 | 0 | 0 | 0 | 0 | 0 | 0 | 0 | 0 | 0 | 0 | 0 | 0 | 0 | 0 | 0 | 0 | 0
F6_Commercial_Grocery_New_Space Heating_Natural Gas_Unit Heater_E1 | F6 | Commercial | Grocery | New | Space Heating | Natural Gas | Unit Heater | E1 | Utility - Value of Sales | 0 | 0 | 0 | 0 | 0 | 0 | 0 | 0 | 0 | 0 | 0 | 0 | 0 | 0 | 0 | 0 | 0 | 0 | 0 | 0 | 0 | 0 | 0 | 0 | 0 | 0 | 0
F6_Commercial_Grocery_New_Space Heating_Natural Gas_Unit Heater_E2 | F6 | Commercial | Grocery | New | Space Heating | Natural Gas | Unit Heater | E2 | Utility - Value of Sales | 0 | 0 | 0 | 0 | 0 | 0 | 0 | 0 | 0 | 0 | 0 | 0 | 0 | 0 | 0 | 0 | 0 | 0 | 0 | 0 | 0 | 0 | 0 | 0 | 0 | 0 | 0
F6_Commercial_Grocery_New_Space Heating_Natural Gas_Unit Heater_E3 | F6 | Commercial | Grocery | New | Space Heating | Natural Gas | Unit Heater | E3 | Utility - Value of Sales | 0 | 0 | 0 | 0 | 0 | 0 | 0 | 0 | 0 | 0 | 0 | 0 | 0 | 0 | 0 | 0 | 0 | 0 | 0 | 0 | 0 | 0 | 0 | 0 | 0 | 0 | 0
F6_Commercial_Grocery_New_Space Heating_Natural Gas_Unit Heater_E4 | F6 | Commercial | Grocery | New | Space Heating | Natural Gas | Unit Heater | E4 | Utility - Value of Sales | 0 | 0 | 0 | 0 | 0 | 0 | 0 | 0 | 0 | 0 | 0 | 0 | 0 | 0 | 0 | 0 | 0 | 0 | 0 | 0 | 0 | 0 | 0 | 0 | 0 | 0 | 0
F6_Commercial_Grocery_New_Space Heating_Natural Gas_Unit Heater_E5 | F6 | Commercial | Grocery | New | Space Heating | Natural Gas | Unit Heater | E5 | Utility - Value of Sales | 0 | 0 | 0 | 0 | 0 | 0 | 0 | 0 | 0 | 0 | 0 | 0 | 0 | 0 | 0 | 0 | 0 | 0 | 0 | 0 | 0 | 0 | 0 | 0 | 0 | 0 | 0
F6_Commercial_Grocery_New_Space Heating_Natural Gas_Unit Heater_E6 | F6 | Commercial | Grocery | New | Space Heating | Natural Gas | Unit Heater | E6 | Utility - Value of Sales | 0 | 0 | 0 | 0 | 0 | 0 | 0 | 0 | 0 | 0 | 0 | 0 | 0 | 0 | 0 | 0 | 0 | 0 | 0 | 0 | 0 | 0 | 0 | 0 | 0 | 0 | 0
F6_Commercial_Grocery_New_Space Heating_Natural Gas_Unit Heater_E7 | F6 | Commercial | Grocery | New | Space Heating | Natural Gas | Unit Heater | E7 | Utility - Value of Sales | 0 | 0 | 0 | 0 | 0 | 0 | 0 | 0 | 0 | 0 | 0 | 0 | 0 | 0 | 0 | 0 | 0 | 0 | 0 | 0 | 0 | 0 | 0 | 0 | 0 | 0 | 0
F6_Commercial_Grocery_New_Space Heating_Natural Gas_Unit Heater_E8 | F6 | Commercial | Grocery | New | Space Heating | Natural Gas | Unit Heater | E8 | Utility - Value of Sales | 0 | 0 | 0 | 0 | 0 | 0 | 0 | 0 | 0 | 0 | 0 | 0 | 0 | 0 | 0 | 0 | 0 | 0 | 0 | 0 | 0 | 0 | 0 | 0 | 0 | 0 | 0
F6_Commercial_Grocery_New_Space Heating_Natural Gas_Unit Heater_E9 | F6 | Commercial | Grocery | New | Space Heating | Natural Gas | Unit Heater | E9 | Utility - Value of Sales | 0 | 0 | 0 | 0 | 0 | 0 | 0 | 0 | 0 | 0 | 0 | 0 | 0 | 0 | 0 | 0 | 0 | 0 | 0 | 0 | 0 | 0 | 0 | 0 | 0 | 0 | 0
F6_Commercial_Grocery_New_Space Heating_Natural Gas_Unit Heater_E10 | F6 | Commercial | Grocery | New | Space Heating | Natural Gas | Unit Heater | E10 | Utility - Value of Sales | 0 | 0 | 0 | 0 | 0 | 0 | 0 | 0 | 0 | 0 | 0 | 0 | 0 | 0 | 0 | 0 | 0 | 0 | 0 | 0 | 0 | 0 | 0 | 0 | 0 | 0 | 0
F1_Commercial_Grocery_New_Water Heating_Natural Gas_Water Heater_E1 | F1 | Commercial | Grocery | New | Water Heating | Natural Gas | Water Heater | E1 | RVT - Cost of Equipment | 0.028961 | 0.028961 | 0.028961 | 0.028961 | 0.028961 | 0.028961 | 0.028961 | 0.028961 | 0.028961 | 0.028961 | 0.028961 | 0.028961 | 0.028961 | 0.028961 | 0.028961 | 0.028961 | 0.028961 | 0.028961 | 0.028961 | 0.028961 | 0.028961 | 0.028961 | 0.028961 | 0.028961 | 0.028961 | 0.028961 | 0.028961
F1_Commercial_Grocery_New_Water Heating_Natural Gas_Water Heater_E2 | F1 | Commercial | Grocery | New | Water Heating | Natural Gas | Water Heater | E2 | RVT - Cost of Equipment | 0.032444 | 0.032444 | 0.032444 | 0.032444 | 0.032444 | 0.032444 | 0.032444 | 0.032444 | 0.032444 | 0.032444 | 0.032444 | 0.032444 | 0.032444 | 0.032444 | 0.032444 | 0.032444 | 0.032444 | 0.032444 | 0.032444 | 0.032444 | 0.032444 | 0.032444 | 0.032444 | 0.032444 | 0.032444 | 0.032444 | 0.032444
F1_Commercial_Grocery_New_Water Heating_Natural Gas_Water Heater_E3 | F1 | Commercial | Grocery | New | Water Heating | Natural Gas | Water Heater | E3 | RVT - Cost of Equipment | 0.025593 | 0.025593 | 0.025593 | 0.025593 | 0.025593 | 0.025593 | 0.025593 | 0.025593 | 0.025593 | 0.025593 | 0.025593 | 0.025593 | 0.025593 | 0.025593 | 0.025593 | 0.025593 | 0.025593 | 0.025593 | 0.025593 | 0.025593 | 0.025593 | 0.025593 | 0.025593 | 0.025593 | 0.025593 | 0.025593 | 0.025593
F1_Commercial_Grocery_New_Water Heating_Natural Gas_Water Heater_E4 | F1 | Commercial | Grocery | New | Water Heating | Natural Gas | Water Heater | E4 | RVT - Cost of Equipment | 0 | 0 | 0.10344 | 0.10344 | 0.10344 | 0.10344 | 0.10344 | 0.10344 | 0.10344 | 0.10344 | 0.10344 | 0.10344 | 0.10344 | 0.10344 | 0.10344 | 0.10344 | 0.10344 | 0.10344 | 0.10344 | 0.10344 | 0.10344 | 0.10344 | 0.10344 | 0.10344 | 0.10344 | 0.10344 | 0.10344
F1_Commercial_Grocery_New_Water Heating_Natural Gas_Water Heater_E5 | F1 | Commercial | Grocery | New | Water Heating | Natural Gas | Water Heater | E5 | RVT - Cost of Equipment | 0 | 0 | 0 | 0 | 0 | 0 | 0 | 0 | 0 | 0 | 0 | 0 | 0 | 0 | 0 | 0 | 0 | 0 | 0 | 0 | 0 | 0 | 0 | 0 | 0 | 0 | 0
F1_Commercial_Grocery_New_Water Heating_Natural Gas_Water Heater_E6 | F1 | Commercial | Grocery | New | Water Heating | Natural Gas | Water Heater | E6 | RVT - Cost of Equipment | 0 | 0 | 0 | 0 | 0 | 0 | 0 | 0 | 0 | 0 | 0 | 0 | 0 | 0 | 0 | 0 | 0 | 0 | 0 | 0 | 0 | 0 | 0 | 0 | 0 | 0 | 0
F1_Commercial_Grocery_New_Water Heating_Natural Gas_Water Heater_E7 | F1 | Commercial | Grocery | New | Water Heating | Natural Gas | Water Heater | E7 | RVT - Cost of Equipment | 0 | 0 | 0 | 0 | 0 | 0 | 0 | 0 | 0 | 0 | 0 | 0 | 0 | 0 | 0 | 0 | 0 | 0 | 0 | 0 | 0 | 0 | 0 | 0 | 0 | 0 | 0
F1_Commercial_Grocery_New_Water Heating_Natural Gas_Water Heater_E8 | F1 | Commercial | Grocery | New | Water Heating | Natural Gas | Water Heater | E8 | RVT - Cost of Equipment | 0 | 0 | 0 | 0 | 0 | 0 | 0 | 0 | 0 | 0 | 0 | 0 | 0 | 0 | 0 | 0 | 0 | 0 | 0 | 0 | 0 | 0 | 0 | 0 | 0 | 0 | 0
F1_Commercial_Grocery_New_Water Heating_Natural Gas_Water Heater_E9 | F1 | Commercial | Grocery | New | Water Heating | Natural Gas | Water Heater | E9 | RVT - Cost of Equipment | 0 | 0 | 0 | 0 | 0 | 0 | 0 | 0 | 0 | 0 | 0 | 0 | 0 | 0 | 0 | 0 | 0 | 0 | 0 | 0 | 0 | 0 | 0 | 0 | 0 | 0 | 0
F1_Commercial_Grocery_New_Water Heating_Natural Gas_Water Heater_E10 | F1 | Commercial | Grocery | New | Water Heating | Natural Gas | Water Heater | E10 | RVT - Cost of Equipment | 0 | 0 | 0 | 0 | 0 | 0 | 0 | 0 | 0 | 0 | 0 | 0 | 0 | 0 | 0 | 0 | 0 | 0 | 0 | 0 | 0 | 0 | 0 | 0 | 0 | 0 | 0
F2_Commercial_Grocery_New_Water Heating_Natural Gas_Water Heater_E1 | F2 | Commercial | Grocery | New | Water Heating | Natural Gas | Water Heater | E1 | RVT - Cost of Operation | 0 | 0 | 0 | 0 | 0 | 0 | 0 | 0 | 0 | 0 | 0 | 0 | 0 | 0 | 0 | 0 | 0 | 0 | 0 | 0 | 0 | 0 | 0 | 0 | 0 | 0 | 0
F2_Commercial_Grocery_New_Water Heating_Natural Gas_Water Heater_E2 | F2 | Commercial | Grocery | New | Water Heating | Natural Gas | Water Heater | E2 | RVT - Cost of Operation | 0 | 0 | 0 | 0 | 0 | 0 | 0 | 0 | 0 | 0 | 0 | 0 | 0 | 0 | 0 | 0 | 0 | 0 | 0 | 0 | 0 | 0 | 0 | 0 | 0 | 0 | 0
F2_Commercial_Grocery_New_Water Heating_Natural Gas_Water Heater_E3 | F2 | Commercial | Grocery | New | Water Heating | Natural Gas | Water Heater | E3 | RVT - Cost of Operation | 0 | 0 | 0 | 0 | 0 | 0 | 0 | 0 | 0 | 0 | 0 | 0 | 0 | 0 | 0 | 0 | 0 | 0 | 0 | 0 | 0 | 0 | 0 | 0 | 0 | 0 | 0
F2_Commercial_Grocery_New_Water Heating_Natural Gas_Water Heater_E4 | F2 | Commercial | Grocery | New | Water Heating | Natural Gas | Water Heater | E4 | RVT - Cost of Operation | 0 | 0 | 0 | 0 | 0 | 0 | 0 | 0 | 0 | 0 | 0 | 0 | 0 | 0 | 0 | 0 | 0 | 0 | 0 | 0 | 0 | 0 | 0 | 0 | 0 | 0 | 0
F2_Commercial_Grocery_New_Water Heating_Natural Gas_Water Heater_E5 | F2 | Commercial | Grocery | New | Water Heating | Natural Gas | Water Heater | E5 | RVT - Cost of Operation | 0 | 0 | 0 | 0 | 0 | 0 | 0 | 0 | 0 | 0 | 0 | 0 | 0 | 0 | 0 | 0 | 0 | 0 | 0 | 0 | 0 | 0 | 0 | 0 | 0 | 0 | 0
F2_Commercial_Grocery_New_Water Heating_Natural Gas_Water Heater_E6 | F2 | Commercial | Grocery | New | Water Heating | Natural Gas | Water Heater | E6 | RVT - Cost of Operation | 0 | 0 | 0 | 0 | 0 | 0 | 0 | 0 | 0 | 0 | 0 | 0 | 0 | 0 | 0 | 0 | 0 | 0 | 0 | 0 | 0 | 0 | 0 | 0 | 0 | 0 | 0
F2_Commercial_Grocery_New_Water Heating_Natural Gas_Water Heater_E7 | F2 | Commercial | Grocery | New | Water Heating | Natural Gas | Water Heater | E7 | RVT - Cost of Operation | 0 | 0 | 0 | 0 | 0 | 0 | 0 | 0 | 0 | 0 | 0 | 0 | 0 | 0 | 0 | 0 | 0 | 0 | 0 | 0 | 0 | 0 | 0 | 0 | 0 | 0 | 0
F2_Commercial_Grocery_New_Water Heating_Natural Gas_Water Heater_E8 | F2 | Commercial | Grocery | New | Water Heating | Natural Gas | Water Heater | E8 | RVT - Cost of Operation | 0 | 0 | 0 | 0 | 0 | 0 | 0 | 0 | 0 | 0 | 0 | 0 | 0 | 0 | 0 | 0 | 0 | 0 | 0 | 0 | 0 | 0 | 0 | 0 | 0 | 0 | 0
F2_Commercial_Grocery_New_Water Heating_Natural Gas_Water Heater_E9 | F2 | Commercial | Grocery | New | Water Heating | Natural Gas | Water Heater | E9 | RVT - Cost of Operation | 0 | 0 | 0 | 0 | 0 | 0 | 0 | 0 | 0 | 0 | 0 | 0 | 0 | 0 | 0 | 0 | 0 | 0 | 0 | 0 | 0 | 0 | 0 | 0 | 0 | 0 | 0
F2_Commercial_Grocery_New_Water Heating_Natural Gas_Water Heater_E10 | F2 | Commercial | Grocery | New | Water Heating | Natural Gas | Water Heater | E10 | RVT - Cost of Operation | 0 | 0 | 0 | 0 | 0 | 0 | 0 | 0 | 0 | 0 | 0 | 0 | 0 | 0 | 0 | 0 | 0 | 0 | 0 | 0 | 0 | 0 | 0 | 0 | 0 | 0 | 0
F3_Commercial_Grocery_New_Water Heating_Natural Gas_Water Heater_E1 | F3 | Commercial | Grocery | New | Water Heating | Natural Gas | Water Heater | E1 | System - kBTUs of Consumption | 23.2866 | 23.2866 | 23.2866 | 23.2866 | 23.2866 | 23.2866 | 23.2866 | 23.2866 | 23.2866 | 23.2866 | 23.2866 | 23.2866 | 23.2866 | 23.2866 | 23.2866 | 23.2866 | 23.2866 | 23.2866 | 23.2866 | 23.2866 | 23.2866 | 23.2866 | 23.2866 | 23.2866 | 23.2866 | 23.2866 | 23.2866
F3_Commercial_Grocery_New_Water Heating_Natural Gas_Water Heater_E2 | F3 | Commercial | Grocery | New | Water Heating | Natural Gas | Water Heater | E2 | System - kBTUs of Consumption | 21.346 | 21.346 | 21.346 | 21.346 | 21.346 | 21.346 | 21.346 | 21.346 | 21.346 | 21.346 | 21.346 | 21.346 | 21.346 | 21.346 | 21.346 | 21.346 | 21.346 | 21.346 | 21.346 | 21.346 | 21.346 | 21.346 | 21.346 | 21.346 | 21.346 | 21.346 | 21.346
F3_Commercial_Grocery_New_Water Heating_Natural Gas_Water Heater_E3 | F3 | Commercial | Grocery | New | Water Heating | Natural Gas | Water Heater | E3 | System - kBTUs of Consumption | 20.9104 | 20.9104 | 20.9104 | 20.9104 | 20.9104 | 20.9104 | 20.9104 | 20.9104 | 20.9104 | 20.9104 | 20.9104 | 20.9104 | 20.9104 | 20.9104 | 20.9104 | 20.9104 | 20.9104 | 20.9104 | 20.9104 | 20.9104 | 20.9104 | 20.9104 | 20.9104 | 20.9104 | 20.9104 | 20.9104 | 20.9104
F3_Commercial_Grocery_New_Water Heating_Natural Gas_Water Heater_E4 | F3 | Commercial | Grocery | New | Water Heating | Natural Gas | Water Heater | E4 | System - kBTUs of Consumption | 0 | 0 | 19.3323 | 19.3323 | 19.3323 | 19.3323 | 19.3323 | 19.3323 | 19.3323 | 19.3323 | 19.3323 | 19.3323 | 19.3323 | 19.3323 | 19.3323 | 19.3323 | 19.3323 | 19.3323 | 19.3323 | 19.3323 | 19.3323 | 19.3323 | 19.3323 | 19.3323 | 19.3323 | 19.3323 | 19.3323
F3_Commercial_Grocery_New_Water Heating_Natural Gas_Water Heater_E5 | F3 | Commercial | Grocery | New | Water Heating | Natural Gas | Water Heater | E5 | System - kBTUs of Consumption | 0 | 0 | 0 | 0 | 0 | 0 | 0 | 0 | 0 | 0 | 0 | 0 | 0 | 0 | 0 | 0 | 0 | 0 | 0 | 0 | 0 | 0 | 0 | 0 | 0 | 0 | 0
F3_Commercial_Grocery_New_Water Heating_Natural Gas_Water Heater_E6 | F3 | Commercial | Grocery | New | Water Heating | Natural Gas | Water Heater | E6 | System - kBTUs of Consumption | 0 | 0 | 0 | 0 | 0 | 0 | 0 | 0 | 0 | 0 | 0 | 0 | 0 | 0 | 0 | 0 | 0 | 0 | 0 | 0 | 0 | 0 | 0 | 0 | 0 | 0 | 0
F3_Commercial_Grocery_New_Water Heating_Natural Gas_Water Heater_E7 | F3 | Commercial | Grocery | New | Water Heating | Natural Gas | Water Heater | E7 | System - kBTUs of Consumption | 0 | 0 | 0 | 0 | 0 | 0 | 0 | 0 | 0 | 0 | 0 | 0 | 0 | 0 | 0 | 0 | 0 | 0 | 0 | 0 | 0 | 0 | 0 | 0 | 0 | 0 | 0
F3_Commercial_Grocery_New_Water Heating_Natural Gas_Water Heater_E8 | F3 | Commercial | Grocery | New | Water Heating | Natural Gas | Water Heater | E8 | System - kBTUs of Consumption | 0 | 0 | 0 | 0 | 0 | 0 | 0 | 0 | 0 | 0 | 0 | 0 | 0 | 0 | 0 | 0 | 0 | 0 | 0 | 0 | 0 | 0 | 0 | 0 | 0 | 0 | 0
F3_Commercial_Grocery_New_Water Heating_Natural Gas_Water Heater_E9 | F3 | Commercial | Grocery | New | Water Heating | Natural Gas | Water Heater | E9 | System - kBTUs of Consumption | 0 | 0 | 0 | 0 | 0 | 0 | 0 | 0 | 0 | 0 | 0 | 0 | 0 | 0 | 0 | 0 | 0 | 0 | 0 | 0 | 0 | 0 | 0 | 0 | 0 | 0 | 0
F3_Commercial_Grocery_New_Water Heating_Natural Gas_Water Heater_E10 | F3 | Commercial | Grocery | New | Water Heating | Natural Gas | Water Heater | E10 | System - kBTUs of Consumption | 0 | 0 | 0 | 0 | 0 | 0 | 0 | 0 | 0 | 0 | 0 | 0 | 0 | 0 | 0 | 0 | 0 | 0 | 0 | 0 | 0 | 0 | 0 | 0 | 0 | 0 | 0
F4_Commercial_Grocery_New_Water Heating_Natural Gas_Water Heater_E1 | F4 | Commercial | Grocery | New | Water Heating | Natural Gas | Water Heater | E1 | Utility - Cost of Equipment | 0.028961 | 0.028961 | 0.028961 | 0.028961 | 0.028961 | 0.028961 | 0.028961 | 0.028961 | 0.028961 | 0.028961 | 0.028961 | 0.028961 | 0.028961 | 0.028961 | 0.028961 | 0.028961 | 0.028961 | 0.028961 | 0.028961 | 0.028961 | 0.028961 | 0.028961 | 0.028961 | 0.028961 | 0.028961 | 0.028961 | 0.028961
F4_Commercial_Grocery_New_Water Heating_Natural Gas_Water Heater_E2 | F4 | Commercial | Grocery | New | Water Heating | Natural Gas | Water Heater | E2 | Utility - Cost of Equipment | 0.032444 | 0.032444 | 0.032444 | 0.032444 | 0.032444 | 0.032444 | 0.032444 | 0.032444 | 0.032444 | 0.032444 | 0.032444 | 0.032444 | 0.032444 | 0.032444 | 0.032444 | 0.032444 | 0.032444 | 0.032444 | 0.032444 | 0.032444 | 0.032444 | 0.032444 | 0.032444 | 0.032444 | 0.032444 | 0.032444 | 0.032444
F4_Commercial_Grocery_New_Water Heating_Natural Gas_Water Heater_E3 | F4 | Commercial | Grocery | New | Water Heating | Natural Gas | Water Heater | E3 | Utility - Cost of Equipment | 0.025593 | 0.025593 | 0.025593 | 0.025593 | 0.025593 | 0.025593 | 0.025593 | 0.025593 | 0.025593 | 0.025593 | 0.025593 | 0.025593 | 0.025593 | 0.025593 | 0.025593 | 0.025593 | 0.025593 | 0.025593 | 0.025593 | 0.025593 | 0.025593 | 0.025593 | 0.025593 | 0.025593 | 0.025593 | 0.025593 | 0.025593
F4_Commercial_Grocery_New_Water Heating_Natural Gas_Water Heater_E4 | F4 | Commercial | Grocery | New | Water Heating | Natural Gas | Water Heater | E4 | Utility - Cost of Equipment | 0 | 0 | 0.10344 | 0.10344 | 0.10344 | 0.10344 | 0.10344 | 0.10344 | 0.10344 | 0.10344 | 0.10344 | 0.10344 | 0.10344 | 0.10344 | 0.10344 | 0.10344 | 0.10344 | 0.10344 | 0.10344 | 0.10344 | 0.10344 | 0.10344 | 0.10344 | 0.10344 | 0.10344 | 0.10344 | 0.10344
F4_Commercial_Grocery_New_Water Heating_Natural Gas_Water Heater_E5 | F4 | Commercial | Grocery | New | Water Heating | Natural Gas | Water Heater | E5 | Utility - Cost of Equipment | 0 | 0 | 0 | 0 | 0 | 0 | 0 | 0 | 0 | 0 | 0 | 0 | 0 | 0 | 0 | 0 | 0 | 0 | 0 | 0 | 0 | 0 | 0 | 0 | 0 | 0 | 0
F4_Commercial_Grocery_New_Water Heating_Natural Gas_Water Heater_E6 | F4 | Commercial | Grocery | New | Water Heating | Natural Gas | Water Heater | E6 | Utility - Cost of Equipment | 0 | 0 | 0 | 0 | 0 | 0 | 0 | 0 | 0 | 0 | 0 | 0 | 0 | 0 | 0 | 0 | 0 | 0 | 0 | 0 | 0 | 0 | 0 | 0 | 0 | 0 | 0
F4_Commercial_Grocery_New_Water Heating_Natural Gas_Water Heater_E7 | F4 | Commercial | Grocery | New | Water Heating | Natural Gas | Water Heater | E7 | Utility - Cost of Equipment | 0 | 0 | 0 | 0 | 0 | 0 | 0 | 0 | 0 | 0 | 0 | 0 | 0 | 0 | 0 | 0 | 0 | 0 | 0 | 0 | 0 | 0 | 0 | 0 | 0 | 0 | 0
F4_Commercial_Grocery_New_Water Heating_Natural Gas_Water Heater_E8 | F4 | Commercial | Grocery | New | Water Heating | Natural Gas | Water Heater | E8 | Utility - Cost of Equipment | 0 | 0 | 0 | 0 | 0 | 0 | 0 | 0 | 0 | 0 | 0 | 0 | 0 | 0 | 0 | 0 | 0 | 0 | 0 | 0 | 0 | 0 | 0 | 0 | 0 | 0 | 0
F4_Commercial_Grocery_New_Water Heating_Natural Gas_Water Heater_E9 | F4 | Commercial | Grocery | New | Water Heating | Natural Gas | Water Heater | E9 | Utility - Cost of Equipment | 0 | 0 | 0 | 0 | 0 | 0 | 0 | 0 | 0 | 0 | 0 | 0 | 0 | 0 | 0 | 0 | 0 | 0 | 0 | 0 | 0 | 0 | 0 | 0 | 0 | 0 | 0
F4_Commercial_Grocery_New_Water Heating_Natural Gas_Water Heater_E10 | F4 | Commercial | Grocery | New | Water Heating | Natural Gas | Water Heater | E10 | Utility - Cost of Equipment | 0 | 0 | 0 | 0 | 0 | 0 | 0 | 0 | 0 | 0 | 0 | 0 | 0 | 0 | 0 | 0 | 0 | 0 | 0 | 0 | 0 | 0 | 0 | 0 | 0 | 0 | 0
F5_Commercial_Grocery_New_Water Heating_Natural Gas_Water Heater_E1 | F5 | Commercial | Grocery | New | Water Heating | Natural Gas | Water Heater | E1 | Utility - Cost of Operation | 0.32 | 0.31538 | 0.31088 | 0.30651 | 0.30655 | 0.30946 | 0.31417 | 0.31988 | 0.32605 | 0.33235 | 0.33859 | 0.3441 | 0.34832 | 0.35011 | 0.34928 | 0.34586 | 0.3401 | 0.33256 | 0.32358 | 0.31294 | 0.3005 | 0.28617 | 0.27345 | 0.26522 | 0.26167 | 0.26295 | 0.26424
F5_Commercial_Grocery_New_Water Heating_Natural Gas_Water Heater_E2 | F5 | Commercial | Grocery | New | Water Heating | Natural Gas | Water Heater | E2 | Utility - Cost of Operation | 0.29333 | 0.2891 | 0.28497 | 0.28097 | 0.28101 | 0.28367 | 0.28799 | 0.29323 | 0.29888 | 0.30465 | 0.31037 | 0.31543 | 0.31929 | 0.32093 | 0.32017 | 0.31703 | 0.31176 | 0.30484 | 0.29662 | 0.28686 | 0.27545 | 0.26232 | 0.25067 | 0.24312 | 0.23986 | 0.24104 | 0.24222
F5_Commercial_Grocery_New_Water Heating_Natural Gas_Water Heater_E3 | F5 | Commercial | Grocery | New | Water Heating | Natural Gas | Water Heater | E3 | Utility - Cost of Operation | 0.28735 | 0.2832 | 0.27916 | 0.27524 | 0.27527 | 0.27788 | 0.28212 | 0.28724 | 0.29278 | 0.29844 | 0.30404 | 0.30899 | 0.31277 | 0.31438 | 0.31364 | 0.31056 | 0.30539 | 0.29862 | 0.29056 | 0.28101 | 0.26983 | 0.25697 | 0.24555 | 0.23816 | 0.23497 | 0.23612 | 0.23727
F5_Commercial_Grocery_New_Water Heating_Natural Gas_Water Heater_E4 | F5 | Commercial | Grocery | New | Water Heating | Natural Gas | Water Heater | E4 | Utility - Cost of Operation | 0 | 0 | 0.26048 | 0.2583 | 0.25922 | 0.26216 | 0.26627 | 0.27075 | 0.27495 | 0.27836 | 0.28088 | 0.28232 | 0.28256 | 0.28134 | 0.27897 | 0.2756 | 0.27136 | 0.26627 | 0.26019 | 0.25294 | 0.24444 | 0.23462 | 0.22593 | 0.22037 | 0.21806 | 0.21913 | 0.2202
F5_Commercial_Grocery_New_Water Heating_Natural Gas_Water Heater_E5 | F5 | Commercial | Grocery | New | Water Heating | Natural Gas | Water Heater | E5 | Utility - Cost of Operation | 0 | 0 | 0 | 0 | 0 | 0 | 0 | 0 | 0 | 0 | 0 | 0 | 0 | 0 | 0 | 0 | 0 | 0 | 0 | 0 | 0 | 0 | 0 | 0 | 0 | 0 | 0
F5_Commercial_Grocery_New_Water Heating_Natural Gas_Water Heater_E6 | F5 | Commercial | Grocery | New | Water Heating | Natural Gas | Water Heater | E6 | Utility - Cost of Operation | 0 | 0 | 0 | 0 | 0 | 0 | 0 | 0 | 0 | 0 | 0 | 0 | 0 | 0 | 0 | 0 | 0 | 0 | 0 | 0 | 0 | 0 | 0 | 0 | 0 | 0 | 0
F5_Commercial_Grocery_New_Water Heating_Natural Gas_Water Heater_E7 | F5 | Commercial | Grocery | New | Water Heating | Natural Gas | Water Heater | E7 | Utility - Cost of Operation | 0 | 0 | 0 | 0 | 0 | 0 | 0 | 0 | 0 | 0 | 0 | 0 | 0 | 0 | 0 | 0 | 0 | 0 | 0 | 0 | 0 | 0 | 0 | 0 | 0 | 0 | 0
F5_Commercial_Grocery_New_Water Heating_Natural Gas_Water Heater_E8 | F5 | Commercial | Grocery | New | Water Heating | Natural Gas | Water Heater | E8 | Utility - Cost of Operation | 0 | 0 | 0 | 0 | 0 | 0 | 0 | 0 | 0 | 0 | 0 | 0 | 0 | 0 | 0 | 0 | 0 | 0 | 0 | 0 | 0 | 0 | 0 | 0 | 0 | 0 | 0
F5_Commercial_Grocery_New_Water Heating_Natural Gas_Water Heater_E9 | F5 | Commercial | Grocery | New | Water Heating | Natural Gas | Water Heater | E9 | Utility - Cost of Operation | 0 | 0 | 0 | 0 | 0 | 0 | 0 | 0 | 0 | 0 | 0 | 0 | 0 | 0 | 0 | 0 | 0 | 0 | 0 | 0 | 0 | 0 | 0 | 0 | 0 | 0 | 0
F5_Commercial_Grocery_New_Water Heating_Natural Gas_Water Heater_E10 | F5 | Commercial | Grocery | New | Water Heating | Natural Gas | Water Heater | E10 | Utility - Cost of Operation | 0 | 0 | 0 | 0 | 0 | 0 | 0 | 0 | 0 | 0 | 0 | 0 | 0 | 0 | 0 | 0 | 0 | 0 | 0 | 0 | 0 | 0 | 0 | 0 | 0 | 0 | 0
F6_Commercial_Grocery_New_Water Heating_Natural Gas_Water Heater_E1 | F6 | Commercial | Grocery | New | Water Heating | Natural Gas | Water Heater | E1 | Utility - Value of Sales | 0 | 0 | 0 | 0 | 0 | 0 | 0 | 0 | 0 | 0 | 0 | 0 | 0 | 0 | 0 | 0 | 0 | 0 | 0 | 0 | 0 | 0 | 0 | 0 | 0 | 0 | 0
F6_Commercial_Grocery_New_Water Heating_Natural Gas_Water Heater_E2 | F6 | Commercial | Grocery | New | Water Heating | Natural Gas | Water Heater | E2 | Utility - Value of Sales | 0 | 0 | 0 | 0 | 0 | 0 | 0 | 0 | 0 | 0 | 0 | 0 | 0 | 0 | 0 | 0 | 0 | 0 | 0 | 0 | 0 | 0 | 0 | 0 | 0 | 0 | 0
F6_Commercial_Grocery_New_Water Heating_Natural Gas_Water Heater_E3 | F6 | Commercial | Grocery | New | Water Heating | Natural Gas | Water Heater | E3 | Utility - Value of Sales | 0 | 0 | 0 | 0 | 0 | 0 | 0 | 0 | 0 | 0 | 0 | 0 | 0 | 0 | 0 | 0 | 0 | 0 | 0 | 0 | 0 | 0 | 0 | 0 | 0 | 0 | 0
F6_Commercial_Grocery_New_Water Heating_Natural Gas_Water Heater_E4 | F6 | Commercial | Grocery | New | Water Heating | Natural Gas | Water Heater | E4 | Utility - Value of Sales | 0 | 0 | 0 | 0 | 0 | 0 | 0 | 0 | 0 | 0 | 0 | 0 | 0 | 0 | 0 | 0 | 0 | 0 | 0 | 0 | 0 | 0 | 0 | 0 | 0 | 0 | 0
F6_Commercial_Grocery_New_Water Heating_Natural Gas_Water Heater_E5 | F6 | Commercial | Grocery | New | Water Heating | Natural Gas | Water Heater | E5 | Utility - Value of Sales | 0 | 0 | 0 | 0 | 0 | 0 | 0 | 0 | 0 | 0 | 0 | 0 | 0 | 0 | 0 | 0 | 0 | 0 | 0 | 0 | 0 | 0 | 0 | 0 | 0 | 0 | 0
F6_Commercial_Grocery_New_Water Heating_Natural Gas_Water Heater_E6 | F6 | Commercial | Grocery | New | Water Heating | Natural Gas | Water Heater | E6 | Utility - Value of Sales | 0 | 0 | 0 | 0 | 0 | 0 | 0 | 0 | 0 | 0 | 0 | 0 | 0 | 0 | 0 | 0 | 0 | 0 | 0 | 0 | 0 | 0 | 0 | 0 | 0 | 0 | 0
F6_Commercial_Grocery_New_Water Heating_Natural Gas_Water Heater_E7 | F6 | Commercial | Grocery | New | Water Heating | Natural Gas | Water Heater | E7 | Utility - Value of Sales | 0 | 0 | 0 | 0 | 0 | 0 | 0 | 0 | 0 | 0 | 0 | 0 | 0 | 0 | 0 | 0 | 0 | 0 | 0 | 0 | 0 | 0 | 0 | 0 | 0 | 0 | 0
F6_Commercial_Grocery_New_Water Heating_Natural Gas_Water Heater_E8 | F6 | Commercial | Grocery | New | Water Heating | Natural Gas | Water Heater | E8 | Utility - Value of Sales | 0 | 0 | 0 | 0 | 0 | 0 | 0 | 0 | 0 | 0 | 0 | 0 | 0 | 0 | 0 | 0 | 0 | 0 | 0 | 0 | 0 | 0 | 0 | 0 | 0 | 0 | 0
F6_Commercial_Grocery_New_Water Heating_Natural Gas_Water Heater_E9 | F6 | Commercial | Grocery | New | Water Heating | Natural Gas | Water Heater | E9 | Utility - Value of Sales | 0 | 0 | 0 | 0 | 0 | 0 | 0 | 0 | 0 | 0 | 0 | 0 | 0 | 0 | 0 | 0 | 0 | 0 | 0 | 0 | 0 | 0 | 0 | 0 | 0 | 0 | 0
F6_Commercial_Grocery_New_Water Heating_Natural Gas_Water Heater_E10 | F6 | Commercial | Grocery | New | Water Heating | Natural Gas | Water Heater | E10 | Utility - Value of Sales | 0 | 0 | 0 | 0 | 0 | 0 | 0 | 0 | 0 | 0 | 0 | 0 | 0 | 0 | 0 | 0 | 0 | 0 | 0 | 0 | 0 | 0 | 0 | 0 | 0 | 0 | 0
F1_Commercial_Grocery_New_Food Preparation_Natural Gas_Oven_E1 | F1 | Commercial | Grocery | New | Food Preparation | Natural Gas | Oven | E1 | RVT - Cost of Equipment | 0.1166 | 0.1166 | 0.1166 | 0.1166 | 0.1166 | 0.1166 | 0.1166 | 0.1166 | 0.1166 | 0.1166 | 0.1166 | 0.1166 | 0.1166 | 0.1166 | 0.1166 | 0.1166 | 0.1166 | 0.1166 | 0.1166 | 0.1166 | 0.1166 | 0.1166 | 0.1166 | 0.1166 | 0.1166 | 0.1166 | 0.1166
F1_Commercial_Grocery_New_Food Preparation_Natural Gas_Oven_E2 | F1 | Commercial | Grocery | New | Food Preparation | Natural Gas | Oven | E2 | RVT - Cost of Equipment | 0.12283 | 0.12283 | 0.12283 | 0.12283 | 0.12283 | 0.12283 | 0.12283 | 0.12283 | 0.12283 | 0.12283 | 0.12283 | 0.12283 | 0.12283 | 0.12283 | 0.12283 | 0.12283 | 0.12283 | 0.12283 | 0.12283 | 0.12283 | 0.12283 | 0.12283 | 0.12283 | 0.12283 | 0.12283 | 0.12283 | 0.12283
F1_Commercial_Grocery_New_Food Preparation_Natural Gas_Oven_E3 | F1 | Commercial | Grocery | New | Food Preparation | Natural Gas | Oven | E3 | RVT - Cost of Equipment | 0 | 0 | 0 | 0 | 0 | 0 | 0 | 0 | 0 | 0 | 0 | 0 | 0 | 0 | 0 | 0 | 0 | 0 | 0 | 0 | 0 | 0 | 0 | 0 | 0 | 0 | 0
F1_Commercial_Grocery_New_Food Preparation_Natural Gas_Oven_E4 | F1 | Commercial | Grocery | New | Food Preparation | Natural Gas | Oven | E4 | RVT - Cost of Equipment | 0 | 0 | 0 | 0 | 0 | 0 | 0 | 0 | 0 | 0 | 0 | 0 | 0 | 0 | 0 | 0 | 0 | 0 | 0 | 0 | 0 | 0 | 0 | 0 | 0 | 0 | 0
F1_Commercial_Grocery_New_Food Preparation_Natural Gas_Oven_E5 | F1 | Commercial | Grocery | New | Food Preparation | Natural Gas | Oven | E5 | RVT - Cost of Equipment | 0 | 0 | 0 | 0 | 0 | 0 | 0 | 0 | 0 | 0 | 0 | 0 | 0 | 0 | 0 | 0 | 0 | 0 | 0 | 0 | 0 | 0 | 0 | 0 | 0 | 0 | 0
F1_Commercial_Grocery_New_Food Preparation_Natural Gas_Oven_E6 | F1 | Commercial | Grocery | New | Food Preparation | Natural Gas | Oven | E6 | RVT - Cost of Equipment | 0 | 0 | 0 | 0 | 0 | 0 | 0 | 0 | 0 | 0 | 0 | 0 | 0 | 0 | 0 | 0 | 0 | 0 | 0 | 0 | 0 | 0 | 0 | 0 | 0 | 0 | 0
F1_Commercial_Grocery_New_Food Preparation_Natural Gas_Oven_E7 | F1 | Commercial | Grocery | New | Food Preparation | Natural Gas | Oven | E7 | RVT - Cost of Equipment | 0 | 0 | 0 | 0 | 0 | 0 | 0 | 0 | 0 | 0 | 0 | 0 | 0 | 0 | 0 | 0 | 0 | 0 | 0 | 0 | 0 | 0 | 0 | 0 | 0 | 0 | 0
F1_Commercial_Grocery_New_Food Preparation_Natural Gas_Oven_E8 | F1 | Commercial | Grocery | New | Food Preparation | Natural Gas | Oven | E8 | RVT - Cost of Equipment | 0 | 0 | 0 | 0 | 0 | 0 | 0 | 0 | 0 | 0 | 0 | 0 | 0 | 0 | 0 | 0 | 0 | 0 | 0 | 0 | 0 | 0 | 0 | 0 | 0 | 0 | 0
F1_Commercial_Grocery_New_Food Preparation_Natural Gas_Oven_E9 | F1 | Commercial | Grocery | New | Food Preparation | Natural Gas | Oven | E9 | RVT - Cost of Equipment | 0 | 0 | 0 | 0 | 0 | 0 | 0 | 0 | 0 | 0 | 0 | 0 | 0 | 0 | 0 | 0 | 0 | 0 | 0 | 0 | 0 | 0 | 0 | 0 | 0 | 0 | 0
F1_Commercial_Grocery_New_Food Preparation_Natural Gas_Oven_E10 | F1 | Commercial | Grocery | New | Food Preparation | Natural Gas | Oven | E10 | RVT - Cost of Equipment | 0 | 0 | 0 | 0 | 0 | 0 | 0 | 0 | 0 | 0 | 0 | 0 | 0 | 0 | 0 | 0 | 0 | 0 | 0 | 0 | 0 | 0 | 0 | 0 | 0 | 0 | 0
F2_Commercial_Grocery_New_Food Preparation_Natural Gas_Oven_E1 | F2 | Commercial | Grocery | New | Food Preparation | Natural Gas | Oven | E1 | RVT - Cost of Operation | 0 | 0 | 0 | 0 | 0 | 0 | 0 | 0 | 0 | 0 | 0 | 0 | 0 | 0 | 0 | 0 | 0 | 0 | 0 | 0 | 0 | 0 | 0 | 0 | 0 | 0 | 0
F2_Commercial_Grocery_New_Food Preparation_Natural Gas_Oven_E2 | F2 | Commercial | Grocery | New | Food Preparation | Natural Gas | Oven | E2 | RVT - Cost of Operation | 0 | 0 | 0 | 0 | 0 | 0 | 0 | 0 | 0 | 0 | 0 | 0 | 0 | 0 | 0 | 0 | 0 | 0 | 0 | 0 | 0 | 0 | 0 | 0 | 0 | 0 | 0
F2_Commercial_Grocery_New_Food Preparation_Natural Gas_Oven_E3 | F2 | Commercial | Grocery | New | Food Preparation | Natural Gas | Oven | E3 | RVT - Cost of Operation | 0 | 0 | 0 | 0 | 0 | 0 | 0 | 0 | 0 | 0 | 0 | 0 | 0 | 0 | 0 | 0 | 0 | 0 | 0 | 0 | 0 | 0 | 0 | 0 | 0 | 0 | 0
F2_Commercial_Grocery_New_Food Preparation_Natural Gas_Oven_E4 | F2 | Commercial | Grocery | New | Food Preparation | Natural Gas | Oven | E4 | RVT - Cost of Operation | 0 | 0 | 0 | 0 | 0 | 0 | 0 | 0 | 0 | 0 | 0 | 0 | 0 | 0 | 0 | 0 | 0 | 0 | 0 | 0 | 0 | 0 | 0 | 0 | 0 | 0 | 0
F2_Commercial_Grocery_New_Food Preparation_Natural Gas_Oven_E5 | F2 | Commercial | Grocery | New | Food Preparation | Natural Gas | Oven | E5 | RVT - Cost of Operation | 0 | 0 | 0 | 0 | 0 | 0 | 0 | 0 | 0 | 0 | 0 | 0 | 0 | 0 | 0 | 0 | 0 | 0 | 0 | 0 | 0 | 0 | 0 | 0 | 0 | 0 | 0
F2_Commercial_Grocery_New_Food Preparation_Natural Gas_Oven_E6 | F2 | Commercial | Grocery | New | Food Preparation | Natural Gas | Oven | E6 | RVT - Cost of Operation | 0 | 0 | 0 | 0 | 0 | 0 | 0 | 0 | 0 | 0 | 0 | 0 | 0 | 0 | 0 | 0 | 0 | 0 | 0 | 0 | 0 | 0 | 0 | 0 | 0 | 0 | 0
F2_Commercial_Grocery_New_Food Preparation_Natural Gas_Oven_E7 | F2 | Commercial | Grocery | New | Food Preparation | Natural Gas | Oven | E7 | RVT - Cost of Operation | 0 | 0 | 0 | 0 | 0 | 0 | 0 | 0 | 0 | 0 | 0 | 0 | 0 | 0 | 0 | 0 | 0 | 0 | 0 | 0 | 0 | 0 | 0 | 0 | 0 | 0 | 0
F2_Commercial_Grocery_New_Food Preparation_Natural Gas_Oven_E8 | F2 | Commercial | Grocery | New | Food Preparation | Natural Gas | Oven | E8 | RVT - Cost of Operation | 0 | 0 | 0 | 0 | 0 | 0 | 0 | 0 | 0 | 0 | 0 | 0 | 0 | 0 | 0 | 0 | 0 | 0 | 0 | 0 | 0 | 0 | 0 | 0 | 0 | 0 | 0
F2_Commercial_Grocery_New_Food Preparation_Natural Gas_Oven_E9 | F2 | Commercial | Grocery | New | Food Preparation | Natural Gas | Oven | E9 | RVT - Cost of Operation | 0 | 0 | 0 | 0 | 0 | 0 | 0 | 0 | 0 | 0 | 0 | 0 | 0 | 0 | 0 | 0 | 0 | 0 | 0 | 0 | 0 | 0 | 0 | 0 | 0 | 0 | 0
F2_Commercial_Grocery_New_Food Preparation_Natural Gas_Oven_E10 | F2 | Commercial | Grocery | New | Food Preparation | Natural Gas | Oven | E10 | RVT - Cost of Operation | 0 | 0 | 0 | 0 | 0 | 0 | 0 | 0 | 0 | 0 | 0 | 0 | 0 | 0 | 0 | 0 | 0 | 0 | 0 | 0 | 0 | 0 | 0 | 0 | 0 | 0 | 0
F3_Commercial_Grocery_New_Food Preparation_Natural Gas_Oven_E1 | F3 | Commercial | Grocery | New | Food Preparation | Natural Gas | Oven | E1 | System - kBTUs of Consumption | 9.2681 | 9.2681 | 9.2681 | 9.2681 | 9.2681 | 9.2681 | 9.2681 | 9.2681 | 9.2681 | 9.2681 | 9.2681 | 9.2681 | 9.2681 | 9.2681 | 9.2681 | 9.2681 | 9.2681 | 9.2681 | 9.2681 | 9.2681 | 9.2681 | 9.2681 | 9.2681 | 9.2681 | 9.2681 | 9.2681 | 9.2681
F3_Commercial_Grocery_New_Food Preparation_Natural Gas_Oven_E2 | F3 | Commercial | Grocery | New | Food Preparation | Natural Gas | Oven | E2 | System - kBTUs of Consumption | 8.0527 | 8.0527 | 8.0527 | 8.0527 | 8.0527 | 8.0527 | 8.0527 | 8.0527 | 8.0527 | 8.0527 | 8.0527 | 8.0527 | 8.0527 | 8.0527 | 8.0527 | 8.0527 | 8.0527 | 8.0527 | 8.0527 | 8.0527 | 8.0527 | 8.0527 | 8.0527 | 8.0527 | 8.0527 | 8.0527 | 8.0527
F3_Commercial_Grocery_New_Food Preparation_Natural Gas_Oven_E3 | F3 | Commercial | Grocery | New | Food Preparation | Natural Gas | Oven | E3 | System - kBTUs of Consumption | 0 | 0 | 0 | 0 | 0 | 0 | 0 | 0 | 0 | 0 | 0 | 0 | 0 | 0 | 0 | 0 | 0 | 0 | 0 | 0 | 0 | 0 | 0 | 0 | 0 | 0 | 0
F3_Commercial_Grocery_New_Food Preparation_Natural Gas_Oven_E4 | F3 | Commercial | Grocery | New | Food Preparation | Natural Gas | Oven | E4 | System - kBTUs of Consumption | 0 | 0 | 0 | 0 | 0 | 0 | 0 | 0 | 0 | 0 | 0 | 0 | 0 | 0 | 0 | 0 | 0 | 0 | 0 | 0 | 0 | 0 | 0 | 0 | 0 | 0 | 0
F3_Commercial_Grocery_New_Food Preparation_Natural Gas_Oven_E5 | F3 | Commercial | Grocery | New | Food Preparation | Natural Gas | Oven | E5 | System - kBTUs of Consumption | 0 | 0 | 0 | 0 | 0 | 0 | 0 | 0 | 0 | 0 | 0 | 0 | 0 | 0 | 0 | 0 | 0 | 0 | 0 | 0 | 0 | 0 | 0 | 0 | 0 | 0 | 0
F3_Commercial_Grocery_New_Food Preparation_Natural Gas_Oven_E6 | F3 | Commercial | Grocery | New | Food Preparation | Natural Gas | Oven | E6 | System - kBTUs of Consumption | 0 | 0 | 0 | 0 | 0 | 0 | 0 | 0 | 0 | 0 | 0 | 0 | 0 | 0 | 0 | 0 | 0 | 0 | 0 | 0 | 0 | 0 | 0 | 0 | 0 | 0 | 0
F3_Commercial_Grocery_New_Food Preparation_Natural Gas_Oven_E7 | F3 | Commercial | Grocery | New | Food Preparation | Natural Gas | Oven | E7 | System - kBTUs of Consumption | 0 | 0 | 0 | 0 | 0 | 0 | 0 | 0 | 0 | 0 | 0 | 0 | 0 | 0 | 0 | 0 | 0 | 0 | 0 | 0 | 0 | 0 | 0 | 0 | 0 | 0 | 0
F3_Commercial_Grocery_New_Food Preparation_Natural Gas_Oven_E8 | F3 | Commercial | Grocery | New | Food Preparation | Natural Gas | Oven | E8 | System - kBTUs of Consumption | 0 | 0 | 0 | 0 | 0 | 0 | 0 | 0 | 0 | 0 | 0 | 0 | 0 | 0 | 0 | 0 | 0 | 0 | 0 | 0 | 0 | 0 | 0 | 0 | 0 | 0 | 0
F3_Commercial_Grocery_New_Food Preparation_Natural Gas_Oven_E9 | F3 | Commercial | Grocery | New | Food Preparation | Natural Gas | Oven | E9 | System - kBTUs of Consumption | 0 | 0 | 0 | 0 | 0 | 0 | 0 | 0 | 0 | 0 | 0 | 0 | 0 | 0 | 0 | 0 | 0 | 0 | 0 | 0 | 0 | 0 | 0 | 0 | 0 | 0 | 0
F3_Commercial_Grocery_New_Food Preparation_Natural Gas_Oven_E10 | F3 | Commercial | Grocery | New | Food Preparation | Natural Gas | Oven | E10 | System - kBTUs of Consumption | 0 | 0 | 0 | 0 | 0 | 0 | 0 | 0 | 0 | 0 | 0 | 0 | 0 | 0 | 0 | 0 | 0 | 0 | 0 | 0 | 0 | 0 | 0 | 0 | 0 | 0 | 0
F4_Commercial_Grocery_New_Food Preparation_Natural Gas_Oven_E1 | F4 | Commercial | Grocery | New | Food Preparation | Natural Gas | Oven | E1 | Utility - Cost of Equipment | 0.1166 | 0.1166 | 0.1166 | 0.1166 | 0.1166 | 0.1166 | 0.1166 | 0.1166 | 0.1166 | 0.1166 | 0.1166 | 0.1166 | 0.1166 | 0.1166 | 0.1166 | 0.1166 | 0.1166 | 0.1166 | 0.1166 | 0.1166 | 0.1166 | 0.1166 | 0.1166 | 0.1166 | 0.1166 | 0.1166 | 0.1166
F4_Commercial_Grocery_New_Food Preparation_Natural Gas_Oven_E2 | F4 | Commercial | Grocery | New | Food Preparation | Natural Gas | Oven | E2 | Utility - Cost of Equipment | 0.12283 | 0.12283 | 0.12283 | 0.12283 | 0.12283 | 0.12283 | 0.12283 | 0.12283 | 0.12283 | 0.12283 | 0.12283 | 0.12283 | 0.12283 | 0.12283 | 0.12283 | 0.12283 | 0.12283 | 0.12283 | 0.12283 | 0.12283 | 0.12283 | 0.12283 | 0.12283 | 0.12283 | 0.12283 | 0.12283 | 0.12283
F4_Commercial_Grocery_New_Food Preparation_Natural Gas_Oven_E3 | F4 | Commercial | Grocery | New | Food Preparation | Natural Gas | Oven | E3 | Utility - Cost of Equipment | 0 | 0 | 0 | 0 | 0 | 0 | 0 | 0 | 0 | 0 | 0 | 0 | 0 | 0 | 0 | 0 | 0 | 0 | 0 | 0 | 0 | 0 | 0 | 0 | 0 | 0 | 0
F4_Commercial_Grocery_New_Food Preparation_Natural Gas_Oven_E4 | F4 | Commercial | Grocery | New | Food Preparation | Natural Gas | Oven | E4 | Utility - Cost of Equipment | 0 | 0 | 0 | 0 | 0 | 0 | 0 | 0 | 0 | 0 | 0 | 0 | 0 | 0 | 0 | 0 | 0 | 0 | 0 | 0 | 0 | 0 | 0 | 0 | 0 | 0 | 0
F4_Commercial_Grocery_New_Food Preparation_Natural Gas_Oven_E5 | F4 | Commercial | Grocery | New | Food Preparation | Natural Gas | Oven | E5 | Utility - Cost of Equipment | 0 | 0 | 0 | 0 | 0 | 0 | 0 | 0 | 0 | 0 | 0 | 0 | 0 | 0 | 0 | 0 | 0 | 0 | 0 | 0 | 0 | 0 | 0 | 0 | 0 | 0 | 0
F4_Commercial_Grocery_New_Food Preparation_Natural Gas_Oven_E6 | F4 | Commercial | Grocery | New | Food Preparation | Natural Gas | Oven | E6 | Utility - Cost of Equipment | 0 | 0 | 0 | 0 | 0 | 0 | 0 | 0 | 0 | 0 | 0 | 0 | 0 | 0 | 0 | 0 | 0 | 0 | 0 | 0 | 0 | 0 | 0 | 0 | 0 | 0 | 0
F4_Commercial_Grocery_New_Food Preparation_Natural Gas_Oven_E7 | F4 | Commercial | Grocery | New | Food Preparation | Natural Gas | Oven | E7 | Utility - Cost of Equipment | 0 | 0 | 0 | 0 | 0 | 0 | 0 | 0 | 0 | 0 | 0 | 0 | 0 | 0 | 0 | 0 | 0 | 0 | 0 | 0 | 0 | 0 | 0 | 0 | 0 | 0 | 0
F4_Commercial_Grocery_New_Food Preparation_Natural Gas_Oven_E8 | F4 | Commercial | Grocery | New | Food Preparation | Natural Gas | Oven | E8 | Utility - Cost of Equipment | 0 | 0 | 0 | 0 | 0 | 0 | 0 | 0 | 0 | 0 | 0 | 0 | 0 | 0 | 0 | 0 | 0 | 0 | 0 | 0 | 0 | 0 | 0 | 0 | 0 | 0 | 0
F4_Commercial_Grocery_New_Food Preparation_Natural Gas_Oven_E9 | F4 | Commercial | Grocery | New | Food Preparation | Natural Gas | Oven | E9 | Utility - Cost of Equipment | 0 | 0 | 0 | 0 | 0 | 0 | 0 | 0 | 0 | 0 | 0 | 0 | 0 | 0 | 0 | 0 | 0 | 0 | 0 | 0 | 0 | 0 | 0 | 0 | 0 | 0 | 0
F4_Commercial_Grocery_New_Food Preparation_Natural Gas_Oven_E10 | F4 | Commercial | Grocery | New | Food Preparation | Natural Gas | Oven | E10 | Utility - Cost of Equipment | 0 | 0 | 0 | 0 | 0 | 0 | 0 | 0 | 0 | 0 | 0 | 0 | 0 | 0 | 0 | 0 | 0 | 0 | 0 | 0 | 0 | 0 | 0 | 0 | 0 | 0 | 0
F5_Commercial_Grocery_New_Food Preparation_Natural Gas_Oven_E1 | F5 | Commercial | Grocery | New | Food Preparation | Natural Gas | Oven | E1 | Utility - Cost of Operation | 0.12728 | 0.12594 | 0.12465 | 0.12341 | 0.12374 | 0.12507 | 0.12705 | 0.1294 | 0.13182 | 0.13402 | 0.1358 | 0.13693 | 0.1373 | 0.13681 | 0.13563 | 0.13391 | 0.13174 | 0.12915 | 0.12605 | 0.12237 | 0.11805 | 0.11308 | 0.10866 | 0.10583 | 0.10464 | 0.10515 | 0.10567
F5_Commercial_Grocery_New_Food Preparation_Natural Gas_Oven_E2 | F5 | Commercial | Grocery | New | Food Preparation | Natural Gas | Oven | E2 | Utility - Cost of Operation | 0.11059 | 0.10942 | 0.1083 | 0.10723 | 0.10751 | 0.10867 | 0.11039 | 0.11243 | 0.11454 | 0.11644 | 0.11799 | 0.11897 | 0.11929 | 0.11887 | 0.11784 | 0.11635 | 0.11447 | 0.11221 | 0.10952 | 0.10632 | 0.10257 | 0.098246 | 0.094413 | 0.091951 | 0.090917 | 0.091363 | 0.091811
F5_Commercial_Grocery_New_Food Preparation_Natural Gas_Oven_E3 | F5 | Commercial | Grocery | New | Food Preparation | Natural Gas | Oven | E3 | Utility - Cost of Operation | 0 | 0 | 0 | 0 | 0 | 0 | 0 | 0 | 0 | 0 | 0 | 0 | 0 | 0 | 0 | 0 | 0 | 0 | 0 | 0 | 0 | 0 | 0 | 0 | 0 | 0 | 0
F5_Commercial_Grocery_New_Food Preparation_Natural Gas_Oven_E4 | F5 | Commercial | Grocery | New | Food Preparation | Natural Gas | Oven | E4 | Utility - Cost of Operation | 0 | 0 | 0 | 0 | 0 | 0 | 0 | 0 | 0 | 0 | 0 | 0 | 0 | 0 | 0 | 0 | 0 | 0 | 0 | 0 | 0 | 0 | 0 | 0 | 0 | 0 | 0
F5_Commercial_Grocery_New_Food Preparation_Natural Gas_Oven_E5 | F5 | Commercial | Grocery | New | Food Preparation | Natural Gas | Oven | E5 | Utility - Cost of Operation | 0 | 0 | 0 | 0 | 0 | 0 | 0 | 0 | 0 | 0 | 0 | 0 | 0 | 0 | 0 | 0 | 0 | 0 | 0 | 0 | 0 | 0 | 0 | 0 | 0 | 0 | 0
F5_Commercial_Grocery_New_Food Preparation_Natural Gas_Oven_E6 | F5 | Commercial | Grocery | New | Food Preparation | Natural Gas | Oven | E6 | Utility - Cost of Operation | 0 | 0 | 0 | 0 | 0 | 0 | 0 | 0 | 0 | 0 | 0 | 0 | 0 | 0 | 0 | 0 | 0 | 0 | 0 | 0 | 0 | 0 | 0 | 0 | 0 | 0 | 0
F5_Commercial_Grocery_New_Food Preparation_Natural Gas_Oven_E7 | F5 | Commercial | Grocery | New | Food Preparation | Natural Gas | Oven | E7 | Utility - Cost of Operation | 0 | 0 | 0 | 0 | 0 | 0 | 0 | 0 | 0 | 0 | 0 | 0 | 0 | 0 | 0 | 0 | 0 | 0 | 0 | 0 | 0 | 0 | 0 | 0 | 0 | 0 | 0
F5_Commercial_Grocery_New_Food Preparation_Natural Gas_Oven_E8 | F5 | Commercial | Grocery | New | Food Preparation | Natural Gas | Oven | E8 | Utility - Cost of Operation | 0 | 0 | 0 | 0 | 0 | 0 | 0 | 0 | 0 | 0 | 0 | 0 | 0 | 0 | 0 | 0 | 0 | 0 | 0 | 0 | 0 | 0 | 0 | 0 | 0 | 0 | 0
F5_Commercial_Grocery_New_Food Preparation_Natural Gas_Oven_E9 | F5 | Commercial | Grocery | New | Food Preparation | Natural Gas | Oven | E9 | Utility - Cost of Operation | 0 | 0 | 0 | 0 | 0 | 0 | 0 | 0 | 0 | 0 | 0 | 0 | 0 | 0 | 0 | 0 | 0 | 0 | 0 | 0 | 0 | 0 | 0 | 0 | 0 | 0 | 0
F5_Commercial_Grocery_New_Food Preparation_Natural Gas_Oven_E10 | F5 | Commercial | Grocery | New | Food Preparation | Natural Gas | Oven | E10 | Utility - Cost of Operation | 0 | 0 | 0 | 0 | 0 | 0 | 0 | 0 | 0 | 0 | 0 | 0 | 0 | 0 | 0 | 0 | 0 | 0 | 0 | 0 | 0 | 0 | 0 | 0 | 0 | 0 | 0
F6_Commercial_Grocery_New_Food Preparation_Natural Gas_Oven_E1 | F6 | Commercial | Grocery | New | Food Preparation | Natural Gas | Oven | E1 | Utility - Value of Sales | 0 | 0 | 0 | 0 | 0 | 0 | 0 | 0 | 0 | 0 | 0 | 0 | 0 | 0 | 0 | 0 | 0 | 0 | 0 | 0 | 0 | 0 | 0 | 0 | 0 | 0 | 0
F6_Commercial_Grocery_New_Food Preparation_Natural Gas_Oven_E2 | F6 | Commercial | Grocery | New | Food Preparation | Natural Gas | Oven | E2 | Utility - Value of Sales | 0 | 0 | 0 | 0 | 0 | 0 | 0 | 0 | 0 | 0 | 0 | 0 | 0 | 0 | 0 | 0 | 0 | 0 | 0 | 0 | 0 | 0 | 0 | 0 | 0 | 0 | 0
F6_Commercial_Grocery_New_Food Preparation_Natural Gas_Oven_E3 | F6 | Commercial | Grocery | New | Food Preparation | Natural Gas | Oven | E3 | Utility - Value of Sales | 0 | 0 | 0 | 0 | 0 | 0 | 0 | 0 | 0 | 0 | 0 | 0 | 0 | 0 | 0 | 0 | 0 | 0 | 0 | 0 | 0 | 0 | 0 | 0 | 0 | 0 | 0
F6_Commercial_Grocery_New_Food Preparation_Natural Gas_Oven_E4 | F6 | Commercial | Grocery | New | Food Preparation | Natural Gas | Oven | E4 | Utility - Value of Sales | 0 | 0 | 0 | 0 | 0 | 0 | 0 | 0 | 0 | 0 | 0 | 0 | 0 | 0 | 0 | 0 | 0 | 0 | 0 | 0 | 0 | 0 | 0 | 0 | 0 | 0 | 0
F6_Commercial_Grocery_New_Food Preparation_Natural Gas_Oven_E5 | F6 | Commercial | Grocery | New | Food Preparation | Natural Gas | Oven | E5 | Utility - Value of Sales | 0 | 0 | 0 | 0 | 0 | 0 | 0 | 0 | 0 | 0 | 0 | 0 | 0 | 0 | 0 | 0 | 0 | 0 | 0 | 0 | 0 | 0 | 0 | 0 | 0 | 0 | 0
F6_Commercial_Grocery_New_Food Preparation_Natural Gas_Oven_E6 | F6 | Commercial | Grocery | New | Food Preparation | Natural Gas | Oven | E6 | Utility - Value of Sales | 0 | 0 | 0 | 0 | 0 | 0 | 0 | 0 | 0 | 0 | 0 | 0 | 0 | 0 | 0 | 0 | 0 | 0 | 0 | 0 | 0 | 0 | 0 | 0 | 0 | 0 | 0
F6_Commercial_Grocery_New_Food Preparation_Natural Gas_Oven_E7 | F6 | Commercial | Grocery | New | Food Preparation | Natural Gas | Oven | E7 | Utility - Value of Sales | 0 | 0 | 0 | 0 | 0 | 0 | 0 | 0 | 0 | 0 | 0 | 0 | 0 | 0 | 0 | 0 | 0 | 0 | 0 | 0 | 0 | 0 | 0 | 0 | 0 | 0 | 0
F6_Commercial_Grocery_New_Food Preparation_Natural Gas_Oven_E8 | F6 | Commercial | Grocery | New | Food Preparation | Natural Gas | Oven | E8 | Utility - Value of Sales | 0 | 0 | 0 | 0 | 0 | 0 | 0 | 0 | 0 | 0 | 0 | 0 | 0 | 0 | 0 | 0 | 0 | 0 | 0 | 0 | 0 | 0 | 0 | 0 | 0 | 0 | 0
F6_Commercial_Grocery_New_Food Preparation_Natural Gas_Oven_E9 | F6 | Commercial | Grocery | New | Food Preparation | Natural Gas | Oven | E9 | Utility - Value of Sales | 0 | 0 | 0 | 0 | 0 | 0 | 0 | 0 | 0 | 0 | 0 | 0 | 0 | 0 | 0 | 0 | 0 | 0 | 0 | 0 | 0 | 0 | 0 | 0 | 0 | 0 | 0
F6_Commercial_Grocery_New_Food Preparation_Natural Gas_Oven_E10 | F6 | Commercial | Grocery | New | Food Preparation | Natural Gas | Oven | E10 | Utility - Value of Sales | 0 | 0 | 0 | 0 | 0 | 0 | 0 | 0 | 0 | 0 | 0 | 0 | 0 | 0 | 0 | 0 | 0 | 0 | 0 | 0 | 0 | 0 | 0 | 0 | 0 | 0 | 0
F1_Commercial_Grocery_New_Food Preparation_Natural Gas_Conveyor Oven_E1 | F1 | Commercial | Grocery | New | Food Preparation | Natural Gas | Conveyor Oven | E1 | RVT - Cost of Equipment | 0.066079 | 0.066079 | 0.066079 | 0.066079 | 0.066079 | 0.066079 | 0.066079 | 0.066079 | 0.066079 | 0.066079 | 0.066079 | 0.066079 | 0.066079 | 0.066079 | 0.066079 | 0.066079 | 0.066079 | 0.066079 | 0.066079 | 0.066079 | 0.066079 | 0.066079 | 0.066079 | 0.066079 | 0.066079 | 0.066079 | 0.066079
F1_Commercial_Grocery_New_Food Preparation_Natural Gas_Conveyor Oven_E2 | F1 | Commercial | Grocery | New | Food Preparation | Natural Gas | Conveyor Oven | E2 | RVT - Cost of Equipment | 0.080558 | 0.080558 | 0.080558 | 0.080558 | 0.080558 | 0.080558 | 0.080558 | 0.080558 | 0.080558 | 0.080558 | 0.080558 | 0.080558 | 0.080558 | 0.080558 | 0.080558 | 0.080558 | 0.080558 | 0.080558 | 0.080558 | 0.080558 | 0.080558 | 0.080558 | 0.080558 | 0.080558 | 0.080558 | 0.080558 | 0.080558
F1_Commercial_Grocery_New_Food Preparation_Natural Gas_Conveyor Oven_E3 | F1 | Commercial | Grocery | New | Food Preparation | Natural Gas | Conveyor Oven | E3 | RVT - Cost of Equipment | 0 | 0 | 0 | 0 | 0 | 0 | 0 | 0 | 0 | 0 | 0 | 0 | 0 | 0 | 0 | 0 | 0 | 0 | 0 | 0 | 0 | 0 | 0 | 0 | 0 | 0 | 0
F1_Commercial_Grocery_New_Food Preparation_Natural Gas_Conveyor Oven_E4 | F1 | Commercial | Grocery | New | Food Preparation | Natural Gas | Conveyor Oven | E4 | RVT - Cost of Equipment | 0 | 0 | 0 | 0 | 0 | 0 | 0 | 0 | 0 | 0 | 0 | 0 | 0 | 0 | 0 | 0 | 0 | 0 | 0 | 0 | 0 | 0 | 0 | 0 | 0 | 0 | 0
F1_Commercial_Grocery_New_Food Preparation_Natural Gas_Conveyor Oven_E5 | F1 | Commercial | Grocery | New | Food Preparation | Natural Gas | Conveyor Oven | E5 | RVT - Cost of Equipment | 0 | 0 | 0 | 0 | 0 | 0 | 0 | 0 | 0 | 0 | 0 | 0 | 0 | 0 | 0 | 0 | 0 | 0 | 0 | 0 | 0 | 0 | 0 | 0 | 0 | 0 | 0
F1_Commercial_Grocery_New_Food Preparation_Natural Gas_Conveyor Oven_E6 | F1 | Commercial | Grocery | New | Food Preparation | Natural Gas | Conveyor Oven | E6 | RVT - Cost of Equipment | 0 | 0 | 0 | 0 | 0 | 0 | 0 | 0 | 0 | 0 | 0 | 0 | 0 | 0 | 0 | 0 | 0 | 0 | 0 | 0 | 0 | 0 | 0 | 0 | 0 | 0 | 0
F1_Commercial_Grocery_New_Food Preparation_Natural Gas_Conveyor Oven_E7 | F1 | Commercial | Grocery | New | Food Preparation | Natural Gas | Conveyor Oven | E7 | RVT - Cost of Equipment | 0 | 0 | 0 | 0 | 0 | 0 | 0 | 0 | 0 | 0 | 0 | 0 | 0 | 0 | 0 | 0 | 0 | 0 | 0 | 0 | 0 | 0 | 0 | 0 | 0 | 0 | 0
F1_Commercial_Grocery_New_Food Preparation_Natural Gas_Conveyor Oven_E8 | F1 | Commercial | Grocery | New | Food Preparation | Natural Gas | Conveyor Oven | E8 | RVT - Cost of Equipment | 0 | 0 | 0 | 0 | 0 | 0 | 0 | 0 | 0 | 0 | 0 | 0 | 0 | 0 | 0 | 0 | 0 | 0 | 0 | 0 | 0 | 0 | 0 | 0 | 0 | 0 | 0
F1_Commercial_Grocery_New_Food Preparation_Natural Gas_Conveyor Oven_E9 | F1 | Commercial | Grocery | New | Food Preparation | Natural Gas | Conveyor Oven | E9 | RVT - Cost of Equipment | 0 | 0 | 0 | 0 | 0 | 0 | 0 | 0 | 0 | 0 | 0 | 0 | 0 | 0 | 0 | 0 | 0 | 0 | 0 | 0 | 0 | 0 | 0 | 0 | 0 | 0 | 0
F1_Commercial_Grocery_New_Food Preparation_Natural Gas_Conveyor Oven_E10 | F1 | Commercial | Grocery | New | Food Preparation | Natural Gas | Conveyor Oven | E10 | RVT - Cost of Equipment | 0 | 0 | 0 | 0 | 0 | 0 | 0 | 0 | 0 | 0 | 0 | 0 | 0 | 0 | 0 | 0 | 0 | 0 | 0 | 0 | 0 | 0 | 0 | 0 | 0 | 0 | 0
F2_Commercial_Grocery_New_Food Preparation_Natural Gas_Conveyor Oven_E1 | F2 | Commercial | Grocery | New | Food Preparation | Natural Gas | Conveyor Oven | E1 | RVT - Cost of Operation | 0 | 0 | 0 | 0 | 0 | 0 | 0 | 0 | 0 | 0 | 0 | 0 | 0 | 0 | 0 | 0 | 0 | 0 | 0 | 0 | 0 | 0 | 0 | 0 | 0 | 0 | 0
F2_Commercial_Grocery_New_Food Preparation_Natural Gas_Conveyor Oven_E2 | F2 | Commercial | Grocery | New | Food Preparation | Natural Gas | Conveyor Oven | E2 | RVT - Cost of Operation | 0 | 0 | 0 | 0 | 0 | 0 | 0 | 0 | 0 | 0 | 0 | 0 | 0 | 0 | 0 | 0 | 0 | 0 | 0 | 0 | 0 | 0 | 0 | 0 | 0 | 0 | 0
F2_Commercial_Grocery_New_Food Preparation_Natural Gas_Conveyor Oven_E3 | F2 | Commercial | Grocery | New | Food Preparation | Natural Gas | Conveyor Oven | E3 | RVT - Cost of Operation | 0 | 0 | 0 | 0 | 0 | 0 | 0 | 0 | 0 | 0 | 0 | 0 | 0 | 0 | 0 | 0 | 0 | 0 | 0 | 0 | 0 | 0 | 0 | 0 | 0 | 0 | 0
F2_Commercial_Grocery_New_Food Preparation_Natural Gas_Conveyor Oven_E4 | F2 | Commercial | Grocery | New | Food Preparation | Natural Gas | Conveyor Oven | E4 | RVT - Cost of Operation | 0 | 0 | 0 | 0 | 0 | 0 | 0 | 0 | 0 | 0 | 0 | 0 | 0 | 0 | 0 | 0 | 0 | 0 | 0 | 0 | 0 | 0 | 0 | 0 | 0 | 0 | 0
F2_Commercial_Grocery_New_Food Preparation_Natural Gas_Conveyor Oven_E5 | F2 | Commercial | Grocery | New | Food Preparation | Natural Gas | Conveyor Oven | E5 | RVT - Cost of Operation | 0 | 0 | 0 | 0 | 0 | 0 | 0 | 0 | 0 | 0 | 0 | 0 | 0 | 0 | 0 | 0 | 0 | 0 | 0 | 0 | 0 | 0 | 0 | 0 | 0 | 0 | 0
F2_Commercial_Grocery_New_Food Preparation_Natural Gas_Conveyor Oven_E6 | F2 | Commercial | Grocery | New | Food Preparation | Natural Gas | Conveyor Oven | E6 | RVT - Cost of Operation | 0 | 0 | 0 | 0 | 0 | 0 | 0 | 0 | 0 | 0 | 0 | 0 | 0 | 0 | 0 | 0 | 0 | 0 | 0 | 0 | 0 | 0 | 0 | 0 | 0 | 0 | 0
F2_Commercial_Grocery_New_Food Preparation_Natural Gas_Conveyor Oven_E7 | F2 | Commercial | Grocery | New | Food Preparation | Natural Gas | Conveyor Oven | E7 | RVT - Cost of Operation | 0 | 0 | 0 | 0 | 0 | 0 | 0 | 0 | 0 | 0 | 0 | 0 | 0 | 0 | 0 | 0 | 0 | 0 | 0 | 0 | 0 | 0 | 0 | 0 | 0 | 0 | 0
F2_Commercial_Grocery_New_Food Preparation_Natural Gas_Conveyor Oven_E8 | F2 | Commercial | Grocery | New | Food Preparation | Natural Gas | Conveyor Oven | E8 | RVT - Cost of Operation | 0 | 0 | 0 | 0 | 0 | 0 | 0 | 0 | 0 | 0 | 0 | 0 | 0 | 0 | 0 | 0 | 0 | 0 | 0 | 0 | 0 | 0 | 0 | 0 | 0 | 0 | 0
F2_Commercial_Grocery_New_Food Preparation_Natural Gas_Conveyor Oven_E9 | F2 | Commercial | Grocery | New | Food Preparation | Natural Gas | Conveyor Oven | E9 | RVT - Cost of Operation | 0 | 0 | 0 | 0 | 0 | 0 | 0 | 0 | 0 | 0 | 0 | 0 | 0 | 0 | 0 | 0 | 0 | 0 | 0 | 0 | 0 | 0 | 0 | 0 | 0 | 0 | 0
F2_Commercial_Grocery_New_Food Preparation_Natural Gas_Conveyor Oven_E10 | F2 | Commercial | Grocery | New | Food Preparation | Natural Gas | Conveyor Oven | E10 | RVT - Cost of Operation | 0 | 0 | 0 | 0 | 0 | 0 | 0 | 0 | 0 | 0 | 0 | 0 | 0 | 0 | 0 | 0 | 0 | 0 | 0 | 0 | 0 | 0 | 0 | 0 | 0 | 0 | 0
F3_Commercial_Grocery_New_Food Preparation_Natural Gas_Conveyor Oven_E1 | F3 | Commercial | Grocery | New | Food Preparation | Natural Gas | Conveyor Oven | E1 | System - kBTUs of Consumption | 16.9278 | 16.9278 | 16.9278 | 16.9278 | 16.9278 | 16.9278 | 16.9278 | 16.9278 | 16.9278 | 16.9278 | 16.9278 | 16.9278 | 16.9278 | 16.9278 | 16.9278 | 16.9278 | 16.9278 | 16.9278 | 16.9278 | 16.9278 | 16.9278 | 16.9278 | 16.9278 | 16.9278 | 16.9278 | 16.9278 | 16.9278
F3_Commercial_Grocery_New_Food Preparation_Natural Gas_Conveyor Oven_E2 | F3 | Commercial | Grocery | New | Food Preparation | Natural Gas | Conveyor Oven | E2 | System - kBTUs of Consumption | 12.8677 | 12.8677 | 12.8677 | 12.8677 | 12.8677 | 12.8677 | 12.8677 | 12.8677 | 12.8677 | 12.8677 | 12.8677 | 12.8677 | 12.8677 | 12.8677 | 12.8677 | 12.8677 | 12.8677 | 12.8677 | 12.8677 | 12.8677 | 12.8677 | 12.8677 | 12.8677 | 12.8677 | 12.8677 | 12.8677 | 12.8677
F3_Commercial_Grocery_New_Food Preparation_Natural Gas_Conveyor Oven_E3 | F3 | Commercial | Grocery | New | Food Preparation | Natural Gas | Conveyor Oven | E3 | System - kBTUs of Consumption | 0 | 0 | 0 | 0 | 0 | 0 | 0 | 0 | 0 | 0 | 0 | 0 | 0 | 0 | 0 | 0 | 0 | 0 | 0 | 0 | 0 | 0 | 0 | 0 | 0 | 0 | 0
F3_Commercial_Grocery_New_Food Preparation_Natural Gas_Conveyor Oven_E4 | F3 | Commercial | Grocery | New | Food Preparation | Natural Gas | Conveyor Oven | E4 | System - kBTUs of Consumption | 0 | 0 | 0 | 0 | 0 | 0 | 0 | 0 | 0 | 0 | 0 | 0 | 0 | 0 | 0 | 0 | 0 | 0 | 0 | 0 | 0 | 0 | 0 | 0 | 0 | 0 | 0
F3_Commercial_Grocery_New_Food Preparation_Natural Gas_Conveyor Oven_E5 | F3 | Commercial | Grocery | New | Food Preparation | Natural Gas | Conveyor Oven | E5 | System - kBTUs of Consumption | 0 | 0 | 0 | 0 | 0 | 0 | 0 | 0 | 0 | 0 | 0 | 0 | 0 | 0 | 0 | 0 | 0 | 0 | 0 | 0 | 0 | 0 | 0 | 0 | 0 | 0 | 0
F3_Commercial_Grocery_New_Food Preparation_Natural Gas_Conveyor Oven_E6 | F3 | Commercial | Grocery | New | Food Preparation | Natural Gas | Conveyor Oven | E6 | System - kBTUs of Consumption | 0 | 0 | 0 | 0 | 0 | 0 | 0 | 0 | 0 | 0 | 0 | 0 | 0 | 0 | 0 | 0 | 0 | 0 | 0 | 0 | 0 | 0 | 0 | 0 | 0 | 0 | 0
F3_Commercial_Grocery_New_Food Preparation_Natural Gas_Conveyor Oven_E7 | F3 | Commercial | Grocery | New | Food Preparation | Natural Gas | Conveyor Oven | E7 | System - kBTUs of Consumption | 0 | 0 | 0 | 0 | 0 | 0 | 0 | 0 | 0 | 0 | 0 | 0 | 0 | 0 | 0 | 0 | 0 | 0 | 0 | 0 | 0 | 0 | 0 | 0 | 0 | 0 | 0
F3_Commercial_Grocery_New_Food Preparation_Natural Gas_Conveyor Oven_E8 | F3 | Commercial | Grocery | New | Food Preparation | Natural Gas | Conveyor Oven | E8 | System - kBTUs of Consumption | 0 | 0 | 0 | 0 | 0 | 0 | 0 | 0 | 0 | 0 | 0 | 0 | 0 | 0 | 0 | 0 | 0 | 0 | 0 | 0 | 0 | 0 | 0 | 0 | 0 | 0 | 0
F3_Commercial_Grocery_New_Food Preparation_Natural Gas_Conveyor Oven_E9 | F3 | Commercial | Grocery | New | Food Preparation | Natural Gas | Conveyor Oven | E9 | System - kBTUs of Consumption | 0 | 0 | 0 | 0 | 0 | 0 | 0 | 0 | 0 | 0 | 0 | 0 | 0 | 0 | 0 | 0 | 0 | 0 | 0 | 0 | 0 | 0 | 0 | 0 | 0 | 0 | 0
F3_Commercial_Grocery_New_Food Preparation_Natural Gas_Conveyor Oven_E10 | F3 | Commercial | Grocery | New | Food Preparation | Natural Gas | Conveyor Oven | E10 | System - kBTUs of Consumption | 0 | 0 | 0 | 0 | 0 | 0 | 0 | 0 | 0 | 0 | 0 | 0 | 0 | 0 | 0 | 0 | 0 | 0 | 0 | 0 | 0 | 0 | 0 | 0 | 0 | 0 | 0
F4_Commercial_Grocery_New_Food Preparation_Natural Gas_Conveyor Oven_E1 | F4 | Commercial | Grocery | New | Food Preparation | Natural Gas | Conveyor Oven | E1 | Utility - Cost of Equipment | 0.066079 | 0.066079 | 0.066079 | 0.066079 | 0.066079 | 0.066079 | 0.066079 | 0.066079 | 0.066079 | 0.066079 | 0.066079 | 0.066079 | 0.066079 | 0.066079 | 0.066079 | 0.066079 | 0.066079 | 0.066079 | 0.066079 | 0.066079 | 0.066079 | 0.066079 | 0.066079 | 0.066079 | 0.066079 | 0.066079 | 0.066079
F4_Commercial_Grocery_New_Food Preparation_Natural Gas_Conveyor Oven_E2 | F4 | Commercial | Grocery | New | Food Preparation | Natural Gas | Conveyor Oven | E2 | Utility - Cost of Equipment | 0.080558 | 0.080558 | 0.080558 | 0.080558 | 0.080558 | 0.080558 | 0.080558 | 0.080558 | 0.080558 | 0.080558 | 0.080558 | 0.080558 | 0.080558 | 0.080558 | 0.080558 | 0.080558 | 0.080558 | 0.080558 | 0.080558 | 0.080558 | 0.080558 | 0.080558 | 0.080558 | 0.080558 | 0.080558 | 0.080558 | 0.080558
F4_Commercial_Grocery_New_Food Preparation_Natural Gas_Conveyor Oven_E3 | F4 | Commercial | Grocery | New | Food Preparation | Natural Gas | Conveyor Oven | E3 | Utility - Cost of Equipment | 0 | 0 | 0 | 0 | 0 | 0 | 0 | 0 | 0 | 0 | 0 | 0 | 0 | 0 | 0 | 0 | 0 | 0 | 0 | 0 | 0 | 0 | 0 | 0 | 0 | 0 | 0
F4_Commercial_Grocery_New_Food Preparation_Natural Gas_Conveyor Oven_E4 | F4 | Commercial | Grocery | New | Food Preparation | Natural Gas | Conveyor Oven | E4 | Utility - Cost of Equipment | 0 | 0 | 0 | 0 | 0 | 0 | 0 | 0 | 0 | 0 | 0 | 0 | 0 | 0 | 0 | 0 | 0 | 0 | 0 | 0 | 0 | 0 | 0 | 0 | 0 | 0 | 0
F4_Commercial_Grocery_New_Food Preparation_Natural Gas_Conveyor Oven_E5 | F4 | Commercial | Grocery | New | Food Preparation | Natural Gas | Conveyor Oven | E5 | Utility - Cost of Equipment | 0 | 0 | 0 | 0 | 0 | 0 | 0 | 0 | 0 | 0 | 0 | 0 | 0 | 0 | 0 | 0 | 0 | 0 | 0 | 0 | 0 | 0 | 0 | 0 | 0 | 0 | 0
F4_Commercial_Grocery_New_Food Preparation_Natural Gas_Conveyor Oven_E6 | F4 | Commercial | Grocery | New | Food Preparation | Natural Gas | Conveyor Oven | E6 | Utility - Cost of Equipment | 0 | 0 | 0 | 0 | 0 | 0 | 0 | 0 | 0 | 0 | 0 | 0 | 0 | 0 | 0 | 0 | 0 | 0 | 0 | 0 | 0 | 0 | 0 | 0 | 0 | 0 | 0
F4_Commercial_Grocery_New_Food Preparation_Natural Gas_Conveyor Oven_E7 | F4 | Commercial | Grocery | New | Food Preparation | Natural Gas | Conveyor Oven | E7 | Utility - Cost of Equipment | 0 | 0 | 0 | 0 | 0 | 0 | 0 | 0 | 0 | 0 | 0 | 0 | 0 | 0 | 0 | 0 | 0 | 0 | 0 | 0 | 0 | 0 | 0 | 0 | 0 | 0 | 0
F4_Commercial_Grocery_New_Food Preparation_Natural Gas_Conveyor Oven_E8 | F4 | Commercial | Grocery | New | Food Preparation | Natural Gas | Conveyor Oven | E8 | Utility - Cost of Equipment | 0 | 0 | 0 | 0 | 0 | 0 | 0 | 0 | 0 | 0 | 0 | 0 | 0 | 0 | 0 | 0 | 0 | 0 | 0 | 0 | 0 | 0 | 0 | 0 | 0 | 0 | 0
F4_Commercial_Grocery_New_Food Preparation_Natural Gas_Conveyor Oven_E9 | F4 | Commercial | Grocery | New | Food Preparation | Natural Gas | Conveyor Oven | E9 | Utility - Cost of Equipment | 0 | 0 | 0 | 0 | 0 | 0 | 0 | 0 | 0 | 0 | 0 | 0 | 0 | 0 | 0 | 0 | 0 | 0 | 0 | 0 | 0 | 0 | 0 | 0 | 0 | 0 | 0
F4_Commercial_Grocery_New_Food Preparation_Natural Gas_Conveyor Oven_E10 | F4 | Commercial | Grocery | New | Food Preparation | Natural Gas | Conveyor Oven | E10 | Utility - Cost of Equipment | 0 | 0 | 0 | 0 | 0 | 0 | 0 | 0 | 0 | 0 | 0 | 0 | 0 | 0 | 0 | 0 | 0 | 0 | 0 | 0 | 0 | 0 | 0 | 0 | 0 | 0 | 0
F5_Commercial_Grocery_New_Food Preparation_Natural Gas_Conveyor Oven_E1 | F5 | Commercial | Grocery | New | Food Preparation | Natural Gas | Conveyor Oven | E1 | Utility - Cost of Operation | 0.2352 | 0.23413 | 0.23316 | 0.2322 | 0.23328 | 0.23536 | 0.23764 | 0.23956 | 0.24082 | 0.24138 | 0.24142 | 0.24107 | 0.24035 | 0.23904 | 0.23721 | 0.23483 | 0.2318 | 0.22813 | 0.22371 | 0.21843 | 0.2122 | 0.205 | 0.19863 | 0.19461 | 0.19303 | 0.19398 | 0.19493
F5_Commercial_Grocery_New_Food Preparation_Natural Gas_Conveyor Oven_E2 | F5 | Commercial | Grocery | New | Food Preparation | Natural Gas | Conveyor Oven | E2 | Utility - Cost of Operation | 0.17879 | 0.17798 | 0.17724 | 0.17651 | 0.17733 | 0.17891 | 0.18064 | 0.1821 | 0.18306 | 0.18349 | 0.18352 | 0.18325 | 0.1827 | 0.18171 | 0.18032 | 0.17851 | 0.1762 | 0.17341 | 0.17006 | 0.16604 | 0.16131 | 0.15583 | 0.15099 | 0.14794 | 0.14674 | 0.14745 | 0.14818
F5_Commercial_Grocery_New_Food Preparation_Natural Gas_Conveyor Oven_E3 | F5 | Commercial | Grocery | New | Food Preparation | Natural Gas | Conveyor Oven | E3 | Utility - Cost of Operation | 0 | 0 | 0 | 0 | 0 | 0 | 0 | 0 | 0 | 0 | 0 | 0 | 0 | 0 | 0 | 0 | 0 | 0 | 0 | 0 | 0 | 0 | 0 | 0 | 0 | 0 | 0
F5_Commercial_Grocery_New_Food Preparation_Natural Gas_Conveyor Oven_E4 | F5 | Commercial | Grocery | New | Food Preparation | Natural Gas | Conveyor Oven | E4 | Utility - Cost of Operation | 0 | 0 | 0 | 0 | 0 | 0 | 0 | 0 | 0 | 0 | 0 | 0 | 0 | 0 | 0 | 0 | 0 | 0 | 0 | 0 | 0 | 0 | 0 | 0 | 0 | 0 | 0
F5_Commercial_Grocery_New_Food Preparation_Natural Gas_Conveyor Oven_E5 | F5 | Commercial | Grocery | New | Food Preparation | Natural Gas | Conveyor Oven | E5 | Utility - Cost of Operation | 0 | 0 | 0 | 0 | 0 | 0 | 0 | 0 | 0 | 0 | 0 | 0 | 0 | 0 | 0 | 0 | 0 | 0 | 0 | 0 | 0 | 0 | 0 | 0 | 0 | 0 | 0
F5_Commercial_Grocery_New_Food Preparation_Natural Gas_Conveyor Oven_E6 | F5 | Commercial | Grocery | New | Food Preparation | Natural Gas | Conveyor Oven | E6 | Utility - Cost of Operation | 0 | 0 | 0 | 0 | 0 | 0 | 0 | 0 | 0 | 0 | 0 | 0 | 0 | 0 | 0 | 0 | 0 | 0 | 0 | 0 | 0 | 0 | 0 | 0 | 0 | 0 | 0
F5_Commercial_Grocery_New_Food Preparation_Natural Gas_Conveyor Oven_E7 | F5 | Commercial | Grocery | New | Food Preparation | Natural Gas | Conveyor Oven | E7 | Utility - Cost of Operation | 0 | 0 | 0 | 0 | 0 | 0 | 0 | 0 | 0 | 0 | 0 | 0 | 0 | 0 | 0 | 0 | 0 | 0 | 0 | 0 | 0 | 0 | 0 | 0 | 0 | 0 | 0
F5_Commercial_Grocery_New_Food Preparation_Natural Gas_Conveyor Oven_E8 | F5 | Commercial | Grocery | New | Food Preparation | Natural Gas | Conveyor Oven | E8 | Utility - Cost of Operation | 0 | 0 | 0 | 0 | 0 | 0 | 0 | 0 | 0 | 0 | 0 | 0 | 0 | 0 | 0 | 0 | 0 | 0 | 0 | 0 | 0 | 0 | 0 | 0 | 0 | 0 | 0
F5_Commercial_Grocery_New_Food Preparation_Natural Gas_Conveyor Oven_E9 | F5 | Commercial | Grocery | New | Food Preparation | Natural Gas | Conveyor Oven | E9 | Utility - Cost of Operation | 0 | 0 | 0 | 0 | 0 | 0 | 0 | 0 | 0 | 0 | 0 | 0 | 0 | 0 | 0 | 0 | 0 | 0 | 0 | 0 | 0 | 0 | 0 | 0 | 0 | 0 | 0
F5_Commercial_Grocery_New_Food Preparation_Natural Gas_Conveyor Oven_E10 | F5 | Commercial | Grocery | New | Food Preparation | Natural Gas | Conveyor Oven | E10 | Utility - Cost of Operation | 0 | 0 | 0 | 0 | 0 | 0 | 0 | 0 | 0 | 0 | 0 | 0 | 0 | 0 | 0 | 0 | 0 | 0 | 0 | 0 | 0 | 0 | 0 | 0 | 0 | 0 | 0
F6_Commercial_Grocery_New_Food Preparation_Natural Gas_Conveyor Oven_E1 | F6 | Commercial | Grocery | New | Food Preparation | Natural Gas | Conveyor Oven | E1 | Utility - Value of Sales | 0 | 0 | 0 | 0 | 0 | 0 | 0 | 0 | 0 | 0 | 0 | 0 | 0 | 0 | 0 | 0 | 0 | 0 | 0 | 0 | 0 | 0 | 0 | 0 | 0 | 0 | 0
F6_Commercial_Grocery_New_Food Preparation_Natural Gas_Conveyor Oven_E2 | F6 | Commercial | Grocery | New | Food Preparation | Natural Gas | Conveyor Oven | E2 | Utility - Value of Sales | 0 | 0 | 0 | 0 | 0 | 0 | 0 | 0 | 0 | 0 | 0 | 0 | 0 | 0 | 0 | 0 | 0 | 0 | 0 | 0 | 0 | 0 | 0 | 0 | 0 | 0 | 0
F6_Commercial_Grocery_New_Food Preparation_Natural Gas_Conveyor Oven_E3 | F6 | Commercial | Grocery | New | Food Preparation | Natural Gas | Conveyor Oven | E3 | Utility - Value of Sales | 0 | 0 | 0 | 0 | 0 | 0 | 0 | 0 | 0 | 0 | 0 | 0 | 0 | 0 | 0 | 0 | 0 | 0 | 0 | 0 | 0 | 0 | 0 | 0 | 0 | 0 | 0
F6_Commercial_Grocery_New_Food Preparation_Natural Gas_Conveyor Oven_E4 | F6 | Commercial | Grocery | New | Food Preparation | Natural Gas | Conveyor Oven | E4 | Utility - Value of Sales | 0 | 0 | 0 | 0 | 0 | 0 | 0 | 0 | 0 | 0 | 0 | 0 | 0 | 0 | 0 | 0 | 0 | 0 | 0 | 0 | 0 | 0 | 0 | 0 | 0 | 0 | 0
F6_Commercial_Grocery_New_Food Preparation_Natural Gas_Conveyor Oven_E5 | F6 | Commercial | Grocery | New | Food Preparation | Natural Gas | Conveyor Oven | E5 | Utility - Value of Sales | 0 | 0 | 0 | 0 | 0 | 0 | 0 | 0 | 0 | 0 | 0 | 0 | 0 | 0 | 0 | 0 | 0 | 0 | 0 | 0 | 0 | 0 | 0 | 0 | 0 | 0 | 0
F6_Commercial_Grocery_New_Food Preparation_Natural Gas_Conveyor Oven_E6 | F6 | Commercial | Grocery | New | Food Preparation | Natural Gas | Conveyor Oven | E6 | Utility - Value of Sales | 0 | 0 | 0 | 0 | 0 | 0 | 0 | 0 | 0 | 0 | 0 | 0 | 0 | 0 | 0 | 0 | 0 | 0 | 0 | 0 | 0 | 0 | 0 | 0 | 0 | 0 | 0
F6_Commercial_Grocery_New_Food Preparation_Natural Gas_Conveyor Oven_E7 | F6 | Commercial | Grocery | New | Food Preparation | Natural Gas | Conveyor Oven | E7 | Utility - Value of Sales | 0 | 0 | 0 | 0 | 0 | 0 | 0 | 0 | 0 | 0 | 0 | 0 | 0 | 0 | 0 | 0 | 0 | 0 | 0 | 0 | 0 | 0 | 0 | 0 | 0 | 0 | 0
F6_Commercial_Grocery_New_Food Preparation_Natural Gas_Conveyor Oven_E8 | F6 | Commercial | Grocery | New | Food Preparation | Natural Gas | Conveyor Oven | E8 | Utility - Value of Sales | 0 | 0 | 0 | 0 | 0 | 0 | 0 | 0 | 0 | 0 | 0 | 0 | 0 | 0 | 0 | 0 | 0 | 0 | 0 | 0 | 0 | 0 | 0 | 0 | 0 | 0 | 0
F6_Commercial_Grocery_New_Food Preparation_Natural Gas_Conveyor Oven_E9 | F6 | Commercial | Grocery | New | Food Preparation | Natural Gas | Conveyor Oven | E9 | Utility - Value of Sales | 0 | 0 | 0 | 0 | 0 | 0 | 0 | 0 | 0 | 0 | 0 | 0 | 0 | 0 | 0 | 0 | 0 | 0 | 0 | 0 | 0 | 0 | 0 | 0 | 0 | 0 | 0
F6_Commercial_Grocery_New_Food Preparation_Natural Gas_Conveyor Oven_E10 | F6 | Commercial | Grocery | New | Food Preparation | Natural Gas | Conveyor Oven | E10 | Utility - Value of Sales | 0 | 0 | 0 | 0 | 0 | 0 | 0 | 0 | 0 | 0 | 0 | 0 | 0 | 0 | 0 | 0 | 0 | 0 | 0 | 0 | 0 | 0 | 0 | 0 | 0 | 0 | 0
F1_Commercial_Grocery_New_Food Preparation_Natural Gas_Double Rack Oven_E1 | F1 | Commercial | Grocery | New | Food Preparation | Natural Gas | Double Rack Oven | E1 | RVT - Cost of Equipment | 0.12889 | 0.12889 | 0.12889 | 0.12889 | 0.12889 | 0.12889 | 0.12889 | 0.12889 | 0.12889 | 0.12889 | 0.12889 | 0.12889 | 0.12889 | 0.12889 | 0.12889 | 0.12889 | 0.12889 | 0.12889 | 0.12889 | 0.12889 | 0.12889 | 0.12889 | 0.12889 | 0.12889 | 0.12889 | 0.12889 | 0.12889
F1_Commercial_Grocery_New_Food Preparation_Natural Gas_Double Rack Oven_E2 | F1 | Commercial | Grocery | New | Food Preparation | Natural Gas | Double Rack Oven | E2 | RVT - Cost of Equipment | 0.17782 | 0.17782 | 0.17782 | 0.17782 | 0.17782 | 0.17782 | 0.17782 | 0.17782 | 0.17782 | 0.17782 | 0.17782 | 0.17782 | 0.17782 | 0.17782 | 0.17782 | 0.17782 | 0.17782 | 0.17782 | 0.17782 | 0.17782 | 0.17782 | 0.17782 | 0.17782 | 0.17782 | 0.17782 | 0.17782 | 0.17782
F1_Commercial_Grocery_New_Food Preparation_Natural Gas_Double Rack Oven_E3 | F1 | Commercial | Grocery | New | Food Preparation | Natural Gas | Double Rack Oven | E3 | RVT - Cost of Equipment | 0 | 0 | 0 | 0 | 0 | 0 | 0 | 0 | 0 | 0 | 0 | 0 | 0 | 0 | 0 | 0 | 0 | 0 | 0 | 0 | 0 | 0 | 0 | 0 | 0 | 0 | 0
F1_Commercial_Grocery_New_Food Preparation_Natural Gas_Double Rack Oven_E4 | F1 | Commercial | Grocery | New | Food Preparation | Natural Gas | Double Rack Oven | E4 | RVT - Cost of Equipment | 0 | 0 | 0 | 0 | 0 | 0 | 0 | 0 | 0 | 0 | 0 | 0 | 0 | 0 | 0 | 0 | 0 | 0 | 0 | 0 | 0 | 0 | 0 | 0 | 0 | 0 | 0
F1_Commercial_Grocery_New_Food Preparation_Natural Gas_Double Rack Oven_E5 | F1 | Commercial | Grocery | New | Food Preparation | Natural Gas | Double Rack Oven | E5 | RVT - Cost of Equipment | 0 | 0 | 0 | 0 | 0 | 0 | 0 | 0 | 0 | 0 | 0 | 0 | 0 | 0 | 0 | 0 | 0 | 0 | 0 | 0 | 0 | 0 | 0 | 0 | 0 | 0 | 0
F1_Commercial_Grocery_New_Food Preparation_Natural Gas_Double Rack Oven_E6 | F1 | Commercial | Grocery | New | Food Preparation | Natural Gas | Double Rack Oven | E6 | RVT - Cost of Equipment | 0 | 0 | 0 | 0 | 0 | 0 | 0 | 0 | 0 | 0 | 0 | 0 | 0 | 0 | 0 | 0 | 0 | 0 | 0 | 0 | 0 | 0 | 0 | 0 | 0 | 0 | 0
F1_Commercial_Grocery_New_Food Preparation_Natural Gas_Double Rack Oven_E7 | F1 | Commercial | Grocery | New | Food Preparation | Natural Gas | Double Rack Oven | E7 | RVT - Cost of Equipment | 0 | 0 | 0 | 0 | 0 | 0 | 0 | 0 | 0 | 0 | 0 | 0 | 0 | 0 | 0 | 0 | 0 | 0 | 0 | 0 | 0 | 0 | 0 | 0 | 0 | 0 | 0
F1_Commercial_Grocery_New_Food Preparation_Natural Gas_Double Rack Oven_E8 | F1 | Commercial | Grocery | New | Food Preparation | Natural Gas | Double Rack Oven | E8 | RVT - Cost of Equipment | 0 | 0 | 0 | 0 | 0 | 0 | 0 | 0 | 0 | 0 | 0 | 0 | 0 | 0 | 0 | 0 | 0 | 0 | 0 | 0 | 0 | 0 | 0 | 0 | 0 | 0 | 0
F1_Commercial_Grocery_New_Food Preparation_Natural Gas_Double Rack Oven_E9 | F1 | Commercial | Grocery | New | Food Preparation | Natural Gas | Double Rack Oven | E9 | RVT - Cost of Equipment | 0 | 0 | 0 | 0 | 0 | 0 | 0 | 0 | 0 | 0 | 0 | 0 | 0 | 0 | 0 | 0 | 0 | 0 | 0 | 0 | 0 | 0 | 0 | 0 | 0 | 0 | 0
F1_Commercial_Grocery_New_Food Preparation_Natural Gas_Double Rack Oven_E10 | F1 | Commercial | Grocery | New | Food Preparation | Natural Gas | Double Rack Oven | E10 | RVT - Cost of Equipment | 0 | 0 | 0 | 0 | 0 | 0 | 0 | 0 | 0 | 0 | 0 | 0 | 0 | 0 | 0 | 0 | 0 | 0 | 0 | 0 | 0 | 0 | 0 | 0 | 0 | 0 | 0
F2_Commercial_Grocery_New_Food Preparation_Natural Gas_Double Rack Oven_E1 | F2 | Commercial | Grocery | New | Food Preparation | Natural Gas | Double Rack Oven | E1 | RVT - Cost of Operation | 0 | 0 | 0 | 0 | 0 | 0 | 0 | 0 | 0 | 0 | 0 | 0 | 0 | 0 | 0 | 0 | 0 | 0 | 0 | 0 | 0 | 0 | 0 | 0 | 0 | 0 | 0
F2_Commercial_Grocery_New_Food Preparation_Natural Gas_Double Rack Oven_E2 | F2 | Commercial | Grocery | New | Food Preparation | Natural Gas | Double Rack Oven | E2 | RVT - Cost of Operation | 0 | 0 | 0 | 0 | 0 | 0 | 0 | 0 | 0 | 0 | 0 | 0 | 0 | 0 | 0 | 0 | 0 | 0 | 0 | 0 | 0 | 0 | 0 | 0 | 0 | 0 | 0
F2_Commercial_Grocery_New_Food Preparation_Natural Gas_Double Rack Oven_E3 | F2 | Commercial | Grocery | New | Food Preparation | Natural Gas | Double Rack Oven | E3 | RVT - Cost of Operation | 0 | 0 | 0 | 0 | 0 | 0 | 0 | 0 | 0 | 0 | 0 | 0 | 0 | 0 | 0 | 0 | 0 | 0 | 0 | 0 | 0 | 0 | 0 | 0 | 0 | 0 | 0
F2_Commercial_Grocery_New_Food Preparation_Natural Gas_Double Rack Oven_E4 | F2 | Commercial | Grocery | New | Food Preparation | Natural Gas | Double Rack Oven | E4 | RVT - Cost of Operation | 0 | 0 | 0 | 0 | 0 | 0 | 0 | 0 | 0 | 0 | 0 | 0 | 0 | 0 | 0 | 0 | 0 | 0 | 0 | 0 | 0 | 0 | 0 | 0 | 0 | 0 | 0
F2_Commercial_Grocery_New_Food Preparation_Natural Gas_Double Rack Oven_E5 | F2 | Commercial | Grocery | New | Food Preparation | Natural Gas | Double Rack Oven | E5 | RVT - Cost of Operation | 0 | 0 | 0 | 0 | 0 | 0 | 0 | 0 | 0 | 0 | 0 | 0 | 0 | 0 | 0 | 0 | 0 | 0 | 0 | 0 | 0 | 0 | 0 | 0 | 0 | 0 | 0
F2_Commercial_Grocery_New_Food Preparation_Natural Gas_Double Rack Oven_E6 | F2 | Commercial | Grocery | New | Food Preparation | Natural Gas | Double Rack Oven | E6 | RVT - Cost of Operation | 0 | 0 | 0 | 0 | 0 | 0 | 0 | 0 | 0 | 0 | 0 | 0 | 0 | 0 | 0 | 0 | 0 | 0 | 0 | 0 | 0 | 0 | 0 | 0 | 0 | 0 | 0
F2_Commercial_Grocery_New_Food Preparation_Natural Gas_Double Rack Oven_E7 | F2 | Commercial | Grocery | New | Food Preparation | Natural Gas | Double Rack Oven | E7 | RVT - Cost of Operation | 0 | 0 | 0 | 0 | 0 | 0 | 0 | 0 | 0 | 0 | 0 | 0 | 0 | 0 | 0 | 0 | 0 | 0 | 0 | 0 | 0 | 0 | 0 | 0 | 0 | 0 | 0
F2_Commercial_Grocery_New_Food Preparation_Natural Gas_Double Rack Oven_E8 | F2 | Commercial | Grocery | New | Food Preparation | Natural Gas | Double Rack Oven | E8 | RVT - Cost of Operation | 0 | 0 | 0 | 0 | 0 | 0 | 0 | 0 | 0 | 0 | 0 | 0 | 0 | 0 | 0 | 0 | 0 | 0 | 0 | 0 | 0 | 0 | 0 | 0 | 0 | 0 | 0
F2_Commercial_Grocery_New_Food Preparation_Natural Gas_Double Rack Oven_E9 | F2 | Commercial | Grocery | New | Food Preparation | Natural Gas | Double Rack Oven | E9 | RVT - Cost of Operation | 0 | 0 | 0 | 0 | 0 | 0 | 0 | 0 | 0 | 0 | 0 | 0 | 0 | 0 | 0 | 0 | 0 | 0 | 0 | 0 | 0 | 0 | 0 | 0 | 0 | 0 | 0
F2_Commercial_Grocery_New_Food Preparation_Natural Gas_Double Rack Oven_E10 | F2 | Commercial | Grocery | New | Food Preparation | Natural Gas | Double Rack Oven | E10 | RVT - Cost of Operation | 0 | 0 | 0 | 0 | 0 | 0 | 0 | 0 | 0 | 0 | 0 | 0 | 0 | 0 | 0 | 0 | 0 | 0 | 0 | 0 | 0 | 0 | 0 | 0 | 0 | 0 | 0
F3_Commercial_Grocery_New_Food Preparation_Natural Gas_Double Rack Oven_E1 | F3 | Commercial | Grocery | New | Food Preparation | Natural Gas | Double Rack Oven | E1 | System - kBTUs of Consumption | 28.7865 | 28.7865 | 28.7865 | 28.7865 | 28.7865 | 28.7865 | 28.7865 | 28.7865 | 28.7865 | 28.7865 | 28.7865 | 28.7865 | 28.7865 | 28.7865 | 28.7865 | 28.7865 | 28.7865 | 28.7865 | 28.7865 | 28.7865 | 28.7865 | 28.7865 | 28.7865 | 28.7865 | 28.7865 | 28.7865 | 28.7865
F3_Commercial_Grocery_New_Food Preparation_Natural Gas_Double Rack Oven_E2 | F3 | Commercial | Grocery | New | Food Preparation | Natural Gas | Double Rack Oven | E2 | System - kBTUs of Consumption | 16.9332 | 16.9332 | 16.9332 | 16.9332 | 16.9332 | 16.9332 | 16.9332 | 16.9332 | 16.9332 | 16.9332 | 16.9332 | 16.9332 | 16.9332 | 16.9332 | 16.9332 | 16.9332 | 16.9332 | 16.9332 | 16.9332 | 16.9332 | 16.9332 | 16.9332 | 16.9332 | 16.9332 | 16.9332 | 16.9332 | 16.9332
F3_Commercial_Grocery_New_Food Preparation_Natural Gas_Double Rack Oven_E3 | F3 | Commercial | Grocery | New | Food Preparation | Natural Gas | Double Rack Oven | E3 | System - kBTUs of Consumption | 0 | 0 | 0 | 0 | 0 | 0 | 0 | 0 | 0 | 0 | 0 | 0 | 0 | 0 | 0 | 0 | 0 | 0 | 0 | 0 | 0 | 0 | 0 | 0 | 0 | 0 | 0
F3_Commercial_Grocery_New_Food Preparation_Natural Gas_Double Rack Oven_E4 | F3 | Commercial | Grocery | New | Food Preparation | Natural Gas | Double Rack Oven | E4 | System - kBTUs of Consumption | 0 | 0 | 0 | 0 | 0 | 0 | 0 | 0 | 0 | 0 | 0 | 0 | 0 | 0 | 0 | 0 | 0 | 0 | 0 | 0 | 0 | 0 | 0 | 0 | 0 | 0 | 0
F3_Commercial_Grocery_New_Food Preparation_Natural Gas_Double Rack Oven_E5 | F3 | Commercial | Grocery | New | Food Preparation | Natural Gas | Double Rack Oven | E5 | System - kBTUs of Consumption | 0 | 0 | 0 | 0 | 0 | 0 | 0 | 0 | 0 | 0 | 0 | 0 | 0 | 0 | 0 | 0 | 0 | 0 | 0 | 0 | 0 | 0 | 0 | 0 | 0 | 0 | 0
F3_Commercial_Grocery_New_Food Preparation_Natural Gas_Double Rack Oven_E6 | F3 | Commercial | Grocery | New | Food Preparation | Natural Gas | Double Rack Oven | E6 | System - kBTUs of Consumption | 0 | 0 | 0 | 0 | 0 | 0 | 0 | 0 | 0 | 0 | 0 | 0 | 0 | 0 | 0 | 0 | 0 | 0 | 0 | 0 | 0 | 0 | 0 | 0 | 0 | 0 | 0
F3_Commercial_Grocery_New_Food Preparation_Natural Gas_Double Rack Oven_E7 | F3 | Commercial | Grocery | New | Food Preparation | Natural Gas | Double Rack Oven | E7 | System - kBTUs of Consumption | 0 | 0 | 0 | 0 | 0 | 0 | 0 | 0 | 0 | 0 | 0 | 0 | 0 | 0 | 0 | 0 | 0 | 0 | 0 | 0 | 0 | 0 | 0 | 0 | 0 | 0 | 0
F3_Commercial_Grocery_New_Food Preparation_Natural Gas_Double Rack Oven_E8 | F3 | Commercial | Grocery | New | Food Preparation | Natural Gas | Double Rack Oven | E8 | System - kBTUs of Consumption | 0 | 0 | 0 | 0 | 0 | 0 | 0 | 0 | 0 | 0 | 0 | 0 | 0 | 0 | 0 | 0 | 0 | 0 | 0 | 0 | 0 | 0 | 0 | 0 | 0 | 0 | 0
F3_Commercial_Grocery_New_Food Preparation_Natural Gas_Double Rack Oven_E9 | F3 | Commercial | Grocery | New | Food Preparation | Natural Gas | Double Rack Oven | E9 | System - kBTUs of Consumption | 0 | 0 | 0 | 0 | 0 | 0 | 0 | 0 | 0 | 0 | 0 | 0 | 0 | 0 | 0 | 0 | 0 | 0 | 0 | 0 | 0 | 0 | 0 | 0 | 0 | 0 | 0
F3_Commercial_Grocery_New_Food Preparation_Natural Gas_Double Rack Oven_E10 | F3 | Commercial | Grocery | New | Food Preparation | Natural Gas | Double Rack Oven | E10 | System - kBTUs of Consumption | 0 | 0 | 0 | 0 | 0 | 0 | 0 | 0 | 0 | 0 | 0 | 0 | 0 | 0 | 0 | 0 | 0 | 0 | 0 | 0 | 0 | 0 | 0 | 0 | 0 | 0 | 0
F4_Commercial_Grocery_New_Food Preparation_Natural Gas_Double Rack Oven_E1 | F4 | Commercial | Grocery | New | Food Preparation | Natural Gas | Double Rack Oven | E1 | Utility - Cost of Equipment | 0.12889 | 0.12889 | 0.12889 | 0.12889 | 0.12889 | 0.12889 | 0.12889 | 0.12889 | 0.12889 | 0.12889 | 0.12889 | 0.12889 | 0.12889 | 0.12889 | 0.12889 | 0.12889 | 0.12889 | 0.12889 | 0.12889 | 0.12889 | 0.12889 | 0.12889 | 0.12889 | 0.12889 | 0.12889 | 0.12889 | 0.12889
F4_Commercial_Grocery_New_Food Preparation_Natural Gas_Double Rack Oven_E2 | F4 | Commercial | Grocery | New | Food Preparation | Natural Gas | Double Rack Oven | E2 | Utility - Cost of Equipment | 0.17782 | 0.17782 | 0.17782 | 0.17782 | 0.17782 | 0.17782 | 0.17782 | 0.17782 | 0.17782 | 0.17782 | 0.17782 | 0.17782 | 0.17782 | 0.17782 | 0.17782 | 0.17782 | 0.17782 | 0.17782 | 0.17782 | 0.17782 | 0.17782 | 0.17782 | 0.17782 | 0.17782 | 0.17782 | 0.17782 | 0.17782
F4_Commercial_Grocery_New_Food Preparation_Natural Gas_Double Rack Oven_E3 | F4 | Commercial | Grocery | New | Food Preparation | Natural Gas | Double Rack Oven | E3 | Utility - Cost of Equipment | 0 | 0 | 0 | 0 | 0 | 0 | 0 | 0 | 0 | 0 | 0 | 0 | 0 | 0 | 0 | 0 | 0 | 0 | 0 | 0 | 0 | 0 | 0 | 0 | 0 | 0 | 0
F4_Commercial_Grocery_New_Food Preparation_Natural Gas_Double Rack Oven_E4 | F4 | Commercial | Grocery | New | Food Preparation | Natural Gas | Double Rack Oven | E4 | Utility - Cost of Equipment | 0 | 0 | 0 | 0 | 0 | 0 | 0 | 0 | 0 | 0 | 0 | 0 | 0 | 0 | 0 | 0 | 0 | 0 | 0 | 0 | 0 | 0 | 0 | 0 | 0 | 0 | 0
F4_Commercial_Grocery_New_Food Preparation_Natural Gas_Double Rack Oven_E5 | F4 | Commercial | Grocery | New | Food Preparation | Natural Gas | Double Rack Oven | E5 | Utility - Cost of Equipment | 0 | 0 | 0 | 0 | 0 | 0 | 0 | 0 | 0 | 0 | 0 | 0 | 0 | 0 | 0 | 0 | 0 | 0 | 0 | 0 | 0 | 0 | 0 | 0 | 0 | 0 | 0
F4_Commercial_Grocery_New_Food Preparation_Natural Gas_Double Rack Oven_E6 | F4 | Commercial | Grocery | New | Food Preparation | Natural Gas | Double Rack Oven | E6 | Utility - Cost of Equipment | 0 | 0 | 0 | 0 | 0 | 0 | 0 | 0 | 0 | 0 | 0 | 0 | 0 | 0 | 0 | 0 | 0 | 0 | 0 | 0 | 0 | 0 | 0 | 0 | 0 | 0 | 0
F4_Commercial_Grocery_New_Food Preparation_Natural Gas_Double Rack Oven_E7 | F4 | Commercial | Grocery | New | Food Preparation | Natural Gas | Double Rack Oven | E7 | Utility - Cost of Equipment | 0 | 0 | 0 | 0 | 0 | 0 | 0 | 0 | 0 | 0 | 0 | 0 | 0 | 0 | 0 | 0 | 0 | 0 | 0 | 0 | 0 | 0 | 0 | 0 | 0 | 0 | 0
F4_Commercial_Grocery_New_Food Preparation_Natural Gas_Double Rack Oven_E8 | F4 | Commercial | Grocery | New | Food Preparation | Natural Gas | Double Rack Oven | E8 | Utility - Cost of Equipment | 0 | 0 | 0 | 0 | 0 | 0 | 0 | 0 | 0 | 0 | 0 | 0 | 0 | 0 | 0 | 0 | 0 | 0 | 0 | 0 | 0 | 0 | 0 | 0 | 0 | 0 | 0
F4_Commercial_Grocery_New_Food Preparation_Natural Gas_Double Rack Oven_E9 | F4 | Commercial | Grocery | New | Food Preparation | Natural Gas | Double Rack Oven | E9 | Utility - Cost of Equipment | 0 | 0 | 0 | 0 | 0 | 0 | 0 | 0 | 0 | 0 | 0 | 0 | 0 | 0 | 0 | 0 | 0 | 0 | 0 | 0 | 0 | 0 | 0 | 0 | 0 | 0 | 0
F4_Commercial_Grocery_New_Food Preparation_Natural Gas_Double Rack Oven_E10 | F4 | Commercial | Grocery | New | Food Preparation | Natural Gas | Double Rack Oven | E10 | Utility - Cost of Equipment | 0 | 0 | 0 | 0 | 0 | 0 | 0 | 0 | 0 | 0 | 0 | 0 | 0 | 0 | 0 | 0 | 0 | 0 | 0 | 0 | 0 | 0 | 0 | 0 | 0 | 0 | 0
F5_Commercial_Grocery_New_Food Preparation_Natural Gas_Double Rack Oven_E1 | F5 | Commercial | Grocery | New | Food Preparation | Natural Gas | Double Rack Oven | E1 | Utility - Cost of Operation | 0.3929 | 0.3887 | 0.38464 | 0.38076 | 0.38172 | 0.38584 | 0.39182 | 0.39849 | 0.40492 | 0.4104 | 0.41486 | 0.41806 | 0.41987 | 0.41967 | 0.41739 | 0.41302 | 0.40663 | 0.39856 | 0.38893 | 0.37748 | 0.36406 | 0.34859 | 0.33487 | 0.32605 | 0.32235 | 0.32393 | 0.32552
F5_Commercial_Grocery_New_Food Preparation_Natural Gas_Double Rack Oven_E2 | F5 | Commercial | Grocery | New | Food Preparation | Natural Gas | Double Rack Oven | E2 | Utility - Cost of Operation | 0.23112 | 0.22865 | 0.22626 | 0.22398 | 0.22454 | 0.22696 | 0.23048 | 0.23441 | 0.23819 | 0.24141 | 0.24404 | 0.24592 | 0.24698 | 0.24686 | 0.24552 | 0.24296 | 0.23919 | 0.23445 | 0.22878 | 0.22205 | 0.21415 | 0.20505 | 0.19698 | 0.1918 | 0.18962 | 0.19055 | 0.19148
F5_Commercial_Grocery_New_Food Preparation_Natural Gas_Double Rack Oven_E3 | F5 | Commercial | Grocery | New | Food Preparation | Natural Gas | Double Rack Oven | E3 | Utility - Cost of Operation | 0 | 0 | 0 | 0 | 0 | 0 | 0 | 0 | 0 | 0 | 0 | 0 | 0 | 0 | 0 | 0 | 0 | 0 | 0 | 0 | 0 | 0 | 0 | 0 | 0 | 0 | 0
F5_Commercial_Grocery_New_Food Preparation_Natural Gas_Double Rack Oven_E4 | F5 | Commercial | Grocery | New | Food Preparation | Natural Gas | Double Rack Oven | E4 | Utility - Cost of Operation | 0 | 0 | 0 | 0 | 0 | 0 | 0 | 0 | 0 | 0 | 0 | 0 | 0 | 0 | 0 | 0 | 0 | 0 | 0 | 0 | 0 | 0 | 0 | 0 | 0 | 0 | 0
F5_Commercial_Grocery_New_Food Preparation_Natural Gas_Double Rack Oven_E5 | F5 | Commercial | Grocery | New | Food Preparation | Natural Gas | Double Rack Oven | E5 | Utility - Cost of Operation | 0 | 0 | 0 | 0 | 0 | 0 | 0 | 0 | 0 | 0 | 0 | 0 | 0 | 0 | 0 | 0 | 0 | 0 | 0 | 0 | 0 | 0 | 0 | 0 | 0 | 0 | 0
F5_Commercial_Grocery_New_Food Preparation_Natural Gas_Double Rack Oven_E6 | F5 | Commercial | Grocery | New | Food Preparation | Natural Gas | Double Rack Oven | E6 | Utility - Cost of Operation | 0 | 0 | 0 | 0 | 0 | 0 | 0 | 0 | 0 | 0 | 0 | 0 | 0 | 0 | 0 | 0 | 0 | 0 | 0 | 0 | 0 | 0 | 0 | 0 | 0 | 0 | 0
F5_Commercial_Grocery_New_Food Preparation_Natural Gas_Double Rack Oven_E7 | F5 | Commercial | Grocery | New | Food Preparation | Natural Gas | Double Rack Oven | E7 | Utility - Cost of Operation | 0 | 0 | 0 | 0 | 0 | 0 | 0 | 0 | 0 | 0 | 0 | 0 | 0 | 0 | 0 | 0 | 0 | 0 | 0 | 0 | 0 | 0 | 0 | 0 | 0 | 0 | 0
F5_Commercial_Grocery_New_Food Preparation_Natural Gas_Double Rack Oven_E8 | F5 | Commercial | Grocery | New | Food Preparation | Natural Gas | Double Rack Oven | E8 | Utility - Cost of Operation | 0 | 0 | 0 | 0 | 0 | 0 | 0 | 0 | 0 | 0 | 0 | 0 | 0 | 0 | 0 | 0 | 0 | 0 | 0 | 0 | 0 | 0 | 0 | 0 | 0 | 0 | 0
F5_Commercial_Grocery_New_Food Preparation_Natural Gas_Double Rack Oven_E9 | F5 | Commercial | Grocery | New | Food Preparation | Natural Gas | Double Rack Oven | E9 | Utility - Cost of Operation | 0 | 0 | 0 | 0 | 0 | 0 | 0 | 0 | 0 | 0 | 0 | 0 | 0 | 0 | 0 | 0 | 0 | 0 | 0 | 0 | 0 | 0 | 0 | 0 | 0 | 0 | 0
F5_Commercial_Grocery_New_Food Preparation_Natural Gas_Double Rack Oven_E10 | F5 | Commercial | Grocery | New | Food Preparation | Natural Gas | Double Rack Oven | E10 | Utility - Cost of Operation | 0 | 0 | 0 | 0 | 0 | 0 | 0 | 0 | 0 | 0 | 0 | 0 | 0 | 0 | 0 | 0 | 0 | 0 | 0 | 0 | 0 | 0 | 0 | 0 | 0 | 0 | 0
F6_Commercial_Grocery_New_Food Preparation_Natural Gas_Double Rack Oven_E1 | F6 | Commercial | Grocery | New | Food Preparation | Natural Gas | Double Rack Oven | E1 | Utility - Value of Sales | 0 | 0 | 0 | 0 | 0 | 0 | 0 | 0 | 0 | 0 | 0 | 0 | 0 | 0 | 0 | 0 | 0 | 0 | 0 | 0 | 0 | 0 | 0 | 0 | 0 | 0 | 0
F6_Commercial_Grocery_New_Food Preparation_Natural Gas_Double Rack Oven_E2 | F6 | Commercial | Grocery | New | Food Preparation | Natural Gas | Double Rack Oven | E2 | Utility - Value of Sales | 0 | 0 | 0 | 0 | 0 | 0 | 0 | 0 | 0 | 0 | 0 | 0 | 0 | 0 | 0 | 0 | 0 | 0 | 0 | 0 | 0 | 0 | 0 | 0 | 0 | 0 | 0
F6_Commercial_Grocery_New_Food Preparation_Natural Gas_Double Rack Oven_E3 | F6 | Commercial | Grocery | New | Food Preparation | Natural Gas | Double Rack Oven | E3 | Utility - Value of Sales | 0 | 0 | 0 | 0 | 0 | 0 | 0 | 0 | 0 | 0 | 0 | 0 | 0 | 0 | 0 | 0 | 0 | 0 | 0 | 0 | 0 | 0 | 0 | 0 | 0 | 0 | 0
F6_Commercial_Grocery_New_Food Preparation_Natural Gas_Double Rack Oven_E4 | F6 | Commercial | Grocery | New | Food Preparation | Natural Gas | Double Rack Oven | E4 | Utility - Value of Sales | 0 | 0 | 0 | 0 | 0 | 0 | 0 | 0 | 0 | 0 | 0 | 0 | 0 | 0 | 0 | 0 | 0 | 0 | 0 | 0 | 0 | 0 | 0 | 0 | 0 | 0 | 0
F6_Commercial_Grocery_New_Food Preparation_Natural Gas_Double Rack Oven_E5 | F6 | Commercial | Grocery | New | Food Preparation | Natural Gas | Double Rack Oven | E5 | Utility - Value of Sales | 0 | 0 | 0 | 0 | 0 | 0 | 0 | 0 | 0 | 0 | 0 | 0 | 0 | 0 | 0 | 0 | 0 | 0 | 0 | 0 | 0 | 0 | 0 | 0 | 0 | 0 | 0
F6_Commercial_Grocery_New_Food Preparation_Natural Gas_Double Rack Oven_E6 | F6 | Commercial | Grocery | New | Food Preparation | Natural Gas | Double Rack Oven | E6 | Utility - Value of Sales | 0 | 0 | 0 | 0 | 0 | 0 | 0 | 0 | 0 | 0 | 0 | 0 | 0 | 0 | 0 | 0 | 0 | 0 | 0 | 0 | 0 | 0 | 0 | 0 | 0 | 0 | 0
F6_Commercial_Grocery_New_Food Preparation_Natural Gas_Double Rack Oven_E7 | F6 | Commercial | Grocery | New | Food Preparation | Natural Gas | Double Rack Oven | E7 | Utility - Value of Sales | 0 | 0 | 0 | 0 | 0 | 0 | 0 | 0 | 0 | 0 | 0 | 0 | 0 | 0 | 0 | 0 | 0 | 0 | 0 | 0 | 0 | 0 | 0 | 0 | 0 | 0 | 0
F6_Commercial_Grocery_New_Food Preparation_Natural Gas_Double Rack Oven_E8 | F6 | Commercial | Grocery | New | Food Preparation | Natural Gas | Double Rack Oven | E8 | Utility - Value of Sales | 0 | 0 | 0 | 0 | 0 | 0 | 0 | 0 | 0 | 0 | 0 | 0 | 0 | 0 | 0 | 0 | 0 | 0 | 0 | 0 | 0 | 0 | 0 | 0 | 0 | 0 | 0
F6_Commercial_Grocery_New_Food Preparation_Natural Gas_Double Rack Oven_E9 | F6 | Commercial | Grocery | New | Food Preparation | Natural Gas | Double Rack Oven | E9 | Utility - Value of Sales | 0 | 0 | 0 | 0 | 0 | 0 | 0 | 0 | 0 | 0 | 0 | 0 | 0 | 0 | 0 | 0 | 0 | 0 | 0 | 0 | 0 | 0 | 0 | 0 | 0 | 0 | 0
F6_Commercial_Grocery_New_Food Preparation_Natural Gas_Double Rack Oven_E10 | F6 | Commercial | Grocery | New | Food Preparation | Natural Gas | Double Rack Oven | E10 | Utility - Value of Sales | 0 | 0 | 0 | 0 | 0 | 0 | 0 | 0 | 0 | 0 | 0 | 0 | 0 | 0 | 0 | 0 | 0 | 0 | 0 | 0 | 0 | 0 | 0 | 0 | 0 | 0 | 0
F1_Commercial_Grocery_New_Food Preparation_Natural Gas_Fryer_E1 | F1 | Commercial | Grocery | New | Food Preparation | Natural Gas | Fryer | E1 | RVT - Cost of Equipment | 0.079118 | 0 | 0 | 0 | 0 | 0 | 0 | 0 | 0 | 0 | 0 | 0 | 0 | 0 | 0 | 0 | 0 | 0 | 0 | 0 | 0 | 0 | 0 | 0 | 0 | 0 | 0
F1_Commercial_Grocery_New_Food Preparation_Natural Gas_Fryer_E2 | F1 | Commercial | Grocery | New | Food Preparation | Natural Gas | Fryer | E2 | RVT - Cost of Equipment | 0.099451 | 0.099451 | 0.099451 | 0.099451 | 0.099451 | 0.099451 | 0.099451 | 0.099451 | 0.099451 | 0.099451 | 0.099451 | 0.099451 | 0.099451 | 0.099451 | 0.099451 | 0.099451 | 0.099451 | 0.099451 | 0.099451 | 0.099451 | 0.099451 | 0.099451 | 0.099451 | 0.099451 | 0.099451 | 0.099451 | 0.099451
F1_Commercial_Grocery_New_Food Preparation_Natural Gas_Fryer_E3 | F1 | Commercial | Grocery | New | Food Preparation | Natural Gas | Fryer | E3 | RVT - Cost of Equipment | 0 | 0 | 0 | 0 | 0 | 0 | 0 | 0 | 0 | 0 | 0 | 0 | 0 | 0 | 0 | 0 | 0 | 0 | 0 | 0 | 0 | 0 | 0 | 0 | 0 | 0 | 0
F1_Commercial_Grocery_New_Food Preparation_Natural Gas_Fryer_E4 | F1 | Commercial | Grocery | New | Food Preparation | Natural Gas | Fryer | E4 | RVT - Cost of Equipment | 0 | 0 | 0 | 0 | 0 | 0 | 0 | 0 | 0 | 0 | 0 | 0 | 0 | 0 | 0 | 0 | 0 | 0 | 0 | 0 | 0 | 0 | 0 | 0 | 0 | 0 | 0
F1_Commercial_Grocery_New_Food Preparation_Natural Gas_Fryer_E5 | F1 | Commercial | Grocery | New | Food Preparation | Natural Gas | Fryer | E5 | RVT - Cost of Equipment | 0 | 0 | 0 | 0 | 0 | 0 | 0 | 0 | 0 | 0 | 0 | 0 | 0 | 0 | 0 | 0 | 0 | 0 | 0 | 0 | 0 | 0 | 0 | 0 | 0 | 0 | 0
F1_Commercial_Grocery_New_Food Preparation_Natural Gas_Fryer_E6 | F1 | Commercial | Grocery | New | Food Preparation | Natural Gas | Fryer | E6 | RVT - Cost of Equipment | 0 | 0 | 0 | 0 | 0 | 0 | 0 | 0 | 0 | 0 | 0 | 0 | 0 | 0 | 0 | 0 | 0 | 0 | 0 | 0 | 0 | 0 | 0 | 0 | 0 | 0 | 0
F1_Commercial_Grocery_New_Food Preparation_Natural Gas_Fryer_E7 | F1 | Commercial | Grocery | New | Food Preparation | Natural Gas | Fryer | E7 | RVT - Cost of Equipment | 0 | 0 | 0 | 0 | 0 | 0 | 0 | 0 | 0 | 0 | 0 | 0 | 0 | 0 | 0 | 0 | 0 | 0 | 0 | 0 | 0 | 0 | 0 | 0 | 0 | 0 | 0
F1_Commercial_Grocery_New_Food Preparation_Natural Gas_Fryer_E8 | F1 | Commercial | Grocery | New | Food Preparation | Natural Gas | Fryer | E8 | RVT - Cost of Equipment | 0 | 0 | 0 | 0 | 0 | 0 | 0 | 0 | 0 | 0 | 0 | 0 | 0 | 0 | 0 | 0 | 0 | 0 | 0 | 0 | 0 | 0 | 0 | 0 | 0 | 0 | 0
F1_Commercial_Grocery_New_Food Preparation_Natural Gas_Fryer_E9 | F1 | Commercial | Grocery | New | Food Preparation | Natural Gas | Fryer | E9 | RVT - Cost of Equipment | 0 | 0 | 0 | 0 | 0 | 0 | 0 | 0 | 0 | 0 | 0 | 0 | 0 | 0 | 0 | 0 | 0 | 0 | 0 | 0 | 0 | 0 | 0 | 0 | 0 | 0 | 0
F1_Commercial_Grocery_New_Food Preparation_Natural Gas_Fryer_E10 | F1 | Commercial | Grocery | New | Food Preparation | Natural Gas | Fryer | E10 | RVT - Cost of Equipment | 0 | 0 | 0 | 0 | 0 | 0 | 0 | 0 | 0 | 0 | 0 | 0 | 0 | 0 | 0 | 0 | 0 | 0 | 0 | 0 | 0 | 0 | 0 | 0 | 0 | 0 | 0
F2_Commercial_Grocery_New_Food Preparation_Natural Gas_Fryer_E1 | F2 | Commercial | Grocery | New | Food Preparation | Natural Gas | Fryer | E1 | RVT - Cost of Operation | 0 | 0 | 0 | 0 | 0 | 0 | 0 | 0 | 0 | 0 | 0 | 0 | 0 | 0 | 0 | 0 | 0 | 0 | 0 | 0 | 0 | 0 | 0 | 0 | 0 | 0 | 0
F2_Commercial_Grocery_New_Food Preparation_Natural Gas_Fryer_E2 | F2 | Commercial | Grocery | New | Food Preparation | Natural Gas | Fryer | E2 | RVT - Cost of Operation | 0 | 0 | 0 | 0 | 0 | 0 | 0 | 0 | 0 | 0 | 0 | 0 | 0 | 0 | 0 | 0 | 0 | 0 | 0 | 0 | 0 | 0 | 0 | 0 | 0 | 0 | 0
F2_Commercial_Grocery_New_Food Preparation_Natural Gas_Fryer_E3 | F2 | Commercial | Grocery | New | Food Preparation | Natural Gas | Fryer | E3 | RVT - Cost of Operation | 0 | 0 | 0 | 0 | 0 | 0 | 0 | 0 | 0 | 0 | 0 | 0 | 0 | 0 | 0 | 0 | 0 | 0 | 0 | 0 | 0 | 0 | 0 | 0 | 0 | 0 | 0
F2_Commercial_Grocery_New_Food Preparation_Natural Gas_Fryer_E4 | F2 | Commercial | Grocery | New | Food Preparation | Natural Gas | Fryer | E4 | RVT - Cost of Operation | 0 | 0 | 0 | 0 | 0 | 0 | 0 | 0 | 0 | 0 | 0 | 0 | 0 | 0 | 0 | 0 | 0 | 0 | 0 | 0 | 0 | 0 | 0 | 0 | 0 | 0 | 0
F2_Commercial_Grocery_New_Food Preparation_Natural Gas_Fryer_E5 | F2 | Commercial | Grocery | New | Food Preparation | Natural Gas | Fryer | E5 | RVT - Cost of Operation | 0 | 0 | 0 | 0 | 0 | 0 | 0 | 0 | 0 | 0 | 0 | 0 | 0 | 0 | 0 | 0 | 0 | 0 | 0 | 0 | 0 | 0 | 0 | 0 | 0 | 0 | 0
F2_Commercial_Grocery_New_Food Preparation_Natural Gas_Fryer_E6 | F2 | Commercial | Grocery | New | Food Preparation | Natural Gas | Fryer | E6 | RVT - Cost of Operation | 0 | 0 | 0 | 0 | 0 | 0 | 0 | 0 | 0 | 0 | 0 | 0 | 0 | 0 | 0 | 0 | 0 | 0 | 0 | 0 | 0 | 0 | 0 | 0 | 0 | 0 | 0
F2_Commercial_Grocery_New_Food Preparation_Natural Gas_Fryer_E7 | F2 | Commercial | Grocery | New | Food Preparation | Natural Gas | Fryer | E7 | RVT - Cost of Operation | 0 | 0 | 0 | 0 | 0 | 0 | 0 | 0 | 0 | 0 | 0 | 0 | 0 | 0 | 0 | 0 | 0 | 0 | 0 | 0 | 0 | 0 | 0 | 0 | 0 | 0 | 0
F2_Commercial_Grocery_New_Food Preparation_Natural Gas_Fryer_E8 | F2 | Commercial | Grocery | New | Food Preparation | Natural Gas | Fryer | E8 | RVT - Cost of Operation | 0 | 0 | 0 | 0 | 0 | 0 | 0 | 0 | 0 | 0 | 0 | 0 | 0 | 0 | 0 | 0 | 0 | 0 | 0 | 0 | 0 | 0 | 0 | 0 | 0 | 0 | 0
F2_Commercial_Grocery_New_Food Preparation_Natural Gas_Fryer_E9 | F2 | Commercial | Grocery | New | Food Preparation | Natural Gas | Fryer | E9 | RVT - Cost of Operation | 0 | 0 | 0 | 0 | 0 | 0 | 0 | 0 | 0 | 0 | 0 | 0 | 0 | 0 | 0 | 0 | 0 | 0 | 0 | 0 | 0 | 0 | 0 | 0 | 0 | 0 | 0
F2_Commercial_Grocery_New_Food Preparation_Natural Gas_Fryer_E10 | F2 | Commercial | Grocery | New | Food Preparation | Natural Gas | Fryer | E10 | RVT - Cost of Operation | 0 | 0 | 0 | 0 | 0 | 0 | 0 | 0 | 0 | 0 | 0 | 0 | 0 | 0 | 0 | 0 | 0 | 0 | 0 | 0 | 0 | 0 | 0 | 0 | 0 | 0 | 0
F3_Commercial_Grocery_New_Food Preparation_Natural Gas_Fryer_E1 | F3 | Commercial | Grocery | New | Food Preparation | Natural Gas | Fryer | E1 | System - kBTUs of Consumption | 14.7506 | 0 | 0 | 0 | 0 | 0 | 0 | 0 | 0 | 0 | 0 | 0 | 0 | 0 | 0 | 0 | 0 | 0 | 0 | 0 | 0 | 0 | 0 | 0 | 0 | 0 | 0
F3_Commercial_Grocery_New_Food Preparation_Natural Gas_Fryer_E2 | F3 | Commercial | Grocery | New | Food Preparation | Natural Gas | Fryer | E2 | System - kBTUs of Consumption | 9.1173 | 9.1173 | 9.1173 | 9.1173 | 9.1173 | 9.1173 | 9.1173 | 9.1173 | 9.1173 | 9.1173 | 9.1173 | 9.1173 | 9.1173 | 9.1173 | 9.1173 | 9.1173 | 9.1173 | 9.1173 | 9.1173 | 9.1173 | 9.1173 | 9.1173 | 9.1173 | 9.1173 | 9.1173 | 9.1173 | 9.1173
F3_Commercial_Grocery_New_Food Preparation_Natural Gas_Fryer_E3 | F3 | Commercial | Grocery | New | Food Preparation | Natural Gas | Fryer | E3 | System - kBTUs of Consumption | 0 | 0 | 0 | 0 | 0 | 0 | 0 | 0 | 0 | 0 | 0 | 0 | 0 | 0 | 0 | 0 | 0 | 0 | 0 | 0 | 0 | 0 | 0 | 0 | 0 | 0 | 0
F3_Commercial_Grocery_New_Food Preparation_Natural Gas_Fryer_E4 | F3 | Commercial | Grocery | New | Food Preparation | Natural Gas | Fryer | E4 | System - kBTUs of Consumption | 0 | 0 | 0 | 0 | 0 | 0 | 0 | 0 | 0 | 0 | 0 | 0 | 0 | 0 | 0 | 0 | 0 | 0 | 0 | 0 | 0 | 0 | 0 | 0 | 0 | 0 | 0
F3_Commercial_Grocery_New_Food Preparation_Natural Gas_Fryer_E5 | F3 | Commercial | Grocery | New | Food Preparation | Natural Gas | Fryer | E5 | System - kBTUs of Consumption | 0 | 0 | 0 | 0 | 0 | 0 | 0 | 0 | 0 | 0 | 0 | 0 | 0 | 0 | 0 | 0 | 0 | 0 | 0 | 0 | 0 | 0 | 0 | 0 | 0 | 0 | 0
F3_Commercial_Grocery_New_Food Preparation_Natural Gas_Fryer_E6 | F3 | Commercial | Grocery | New | Food Preparation | Natural Gas | Fryer | E6 | System - kBTUs of Consumption | 0 | 0 | 0 | 0 | 0 | 0 | 0 | 0 | 0 | 0 | 0 | 0 | 0 | 0 | 0 | 0 | 0 | 0 | 0 | 0 | 0 | 0 | 0 | 0 | 0 | 0 | 0
F3_Commercial_Grocery_New_Food Preparation_Natural Gas_Fryer_E7 | F3 | Commercial | Grocery | New | Food Preparation | Natural Gas | Fryer | E7 | System - kBTUs of Consumption | 0 | 0 | 0 | 0 | 0 | 0 | 0 | 0 | 0 | 0 | 0 | 0 | 0 | 0 | 0 | 0 | 0 | 0 | 0 | 0 | 0 | 0 | 0 | 0 | 0 | 0 | 0
F3_Commercial_Grocery_New_Food Preparation_Natural Gas_Fryer_E8 | F3 | Commercial | Grocery | New | Food Preparation | Natural Gas | Fryer | E8 | System - kBTUs of Consumption | 0 | 0 | 0 | 0 | 0 | 0 | 0 | 0 | 0 | 0 | 0 | 0 | 0 | 0 | 0 | 0 | 0 | 0 | 0 | 0 | 0 | 0 | 0 | 0 | 0 | 0 | 0
F3_Commercial_Grocery_New_Food Preparation_Natural Gas_Fryer_E9 | F3 | Commercial | Grocery | New | Food Preparation | Natural Gas | Fryer | E9 | System - kBTUs of Consumption | 0 | 0 | 0 | 0 | 0 | 0 | 0 | 0 | 0 | 0 | 0 | 0 | 0 | 0 | 0 | 0 | 0 | 0 | 0 | 0 | 0 | 0 | 0 | 0 | 0 | 0 | 0
F3_Commercial_Grocery_New_Food Preparation_Natural Gas_Fryer_E10 | F3 | Commercial | Grocery | New | Food Preparation | Natural Gas | Fryer | E10 | System - kBTUs of Consumption | 0 | 0 | 0 | 0 | 0 | 0 | 0 | 0 | 0 | 0 | 0 | 0 | 0 | 0 | 0 | 0 | 0 | 0 | 0 | 0 | 0 | 0 | 0 | 0 | 0 | 0 | 0
F4_Commercial_Grocery_New_Food Preparation_Natural Gas_Fryer_E1 | F4 | Commercial | Grocery | New | Food Preparation | Natural Gas | Fryer | E1 | Utility - Cost of Equipment | 0.079118 | 0 | 0 | 0 | 0 | 0 | 0 | 0 | 0 | 0 | 0 | 0 | 0 | 0 | 0 | 0 | 0 | 0 | 0 | 0 | 0 | 0 | 0 | 0 | 0 | 0 | 0
F4_Commercial_Grocery_New_Food Preparation_Natural Gas_Fryer_E2 | F4 | Commercial | Grocery | New | Food Preparation | Natural Gas | Fryer | E2 | Utility - Cost of Equipment | 0.099451 | 0.099451 | 0.099451 | 0.099451 | 0.099451 | 0.099451 | 0.099451 | 0.099451 | 0.099451 | 0.099451 | 0.099451 | 0.099451 | 0.099451 | 0.099451 | 0.099451 | 0.099451 | 0.099451 | 0.099451 | 0.099451 | 0.099451 | 0.099451 | 0.099451 | 0.099451 | 0.099451 | 0.099451 | 0.099451 | 0.099451
F4_Commercial_Grocery_New_Food Preparation_Natural Gas_Fryer_E3 | F4 | Commercial | Grocery | New | Food Preparation | Natural Gas | Fryer | E3 | Utility - Cost of Equipment | 0 | 0 | 0 | 0 | 0 | 0 | 0 | 0 | 0 | 0 | 0 | 0 | 0 | 0 | 0 | 0 | 0 | 0 | 0 | 0 | 0 | 0 | 0 | 0 | 0 | 0 | 0
F4_Commercial_Grocery_New_Food Preparation_Natural Gas_Fryer_E4 | F4 | Commercial | Grocery | New | Food Preparation | Natural Gas | Fryer | E4 | Utility - Cost of Equipment | 0 | 0 | 0 | 0 | 0 | 0 | 0 | 0 | 0 | 0 | 0 | 0 | 0 | 0 | 0 | 0 | 0 | 0 | 0 | 0 | 0 | 0 | 0 | 0 | 0 | 0 | 0
F4_Commercial_Grocery_New_Food Preparation_Natural Gas_Fryer_E5 | F4 | Commercial | Grocery | New | Food Preparation | Natural Gas | Fryer | E5 | Utility - Cost of Equipment | 0 | 0 | 0 | 0 | 0 | 0 | 0 | 0 | 0 | 0 | 0 | 0 | 0 | 0 | 0 | 0 | 0 | 0 | 0 | 0 | 0 | 0 | 0 | 0 | 0 | 0 | 0
F4_Commercial_Grocery_New_Food Preparation_Natural Gas_Fryer_E6 | F4 | Commercial | Grocery | New | Food Preparation | Natural Gas | Fryer | E6 | Utility - Cost of Equipment | 0 | 0 | 0 | 0 | 0 | 0 | 0 | 0 | 0 | 0 | 0 | 0 | 0 | 0 | 0 | 0 | 0 | 0 | 0 | 0 | 0 | 0 | 0 | 0 | 0 | 0 | 0
F4_Commercial_Grocery_New_Food Preparation_Natural Gas_Fryer_E7 | F4 | Commercial | Grocery | New | Food Preparation | Natural Gas | Fryer | E7 | Utility - Cost of Equipment | 0 | 0 | 0 | 0 | 0 | 0 | 0 | 0 | 0 | 0 | 0 | 0 | 0 | 0 | 0 | 0 | 0 | 0 | 0 | 0 | 0 | 0 | 0 | 0 | 0 | 0 | 0
F4_Commercial_Grocery_New_Food Preparation_Natural Gas_Fryer_E8 | F4 | Commercial | Grocery | New | Food Preparation | Natural Gas | Fryer | E8 | Utility - Cost of Equipment | 0 | 0 | 0 | 0 | 0 | 0 | 0 | 0 | 0 | 0 | 0 | 0 | 0 | 0 | 0 | 0 | 0 | 0 | 0 | 0 | 0 | 0 | 0 | 0 | 0 | 0 | 0
F4_Commercial_Grocery_New_Food Preparation_Natural Gas_Fryer_E9 | F4 | Commercial | Grocery | New | Food Preparation | Natural Gas | Fryer | E9 | Utility - Cost of Equipment | 0 | 0 | 0 | 0 | 0 | 0 | 0 | 0 | 0 | 0 | 0 | 0 | 0 | 0 | 0 | 0 | 0 | 0 | 0 | 0 | 0 | 0 | 0 | 0 | 0 | 0 | 0
F4_Commercial_Grocery_New_Food Preparation_Natural Gas_Fryer_E10 | F4 | Commercial | Grocery | New | Food Preparation | Natural Gas | Fryer | E10 | Utility - Cost of Equipment | 0 | 0 | 0 | 0 | 0 | 0 | 0 | 0 | 0 | 0 | 0 | 0 | 0 | 0 | 0 | 0 | 0 | 0 | 0 | 0 | 0 | 0 | 0 | 0 | 0 | 0 | 0
F5_Commercial_Grocery_New_Food Preparation_Natural Gas_Fryer_E1 | F5 | Commercial | Grocery | New | Food Preparation | Natural Gas | Fryer | E1 | Utility - Cost of Operation | 0.20322 | 0 | 0 | 0 | 0 | 0 | 0 | 0 | 0 | 0 | 0 | 0 | 0 | 0 | 0 | 0 | 0 | 0 | 0 | 0 | 0 | 0 | 0 | 0 | 0 | 0 | 0
F5_Commercial_Grocery_New_Food Preparation_Natural Gas_Fryer_E2 | F5 | Commercial | Grocery | New | Food Preparation | Natural Gas | Fryer | E2 | Utility - Cost of Operation | 0.12561 | 0.12348 | 0.1214 | 0.11936 | 0.11918 | 0.1202 | 0.12199 | 0.12419 | 0.12657 | 0.129 | 0.13153 | 0.13401 | 0.13619 | 0.13763 | 0.13807 | 0.13733 | 0.13536 | 0.13239 | 0.12856 | 0.12403 | 0.11874 | 0.11265 | 0.10724 | 0.10372 | 0.10218 | 0.10268 | 0.10318
F5_Commercial_Grocery_New_Food Preparation_Natural Gas_Fryer_E3 | F5 | Commercial | Grocery | New | Food Preparation | Natural Gas | Fryer | E3 | Utility - Cost of Operation | 0 | 0 | 0 | 0 | 0 | 0 | 0 | 0 | 0 | 0 | 0 | 0 | 0 | 0 | 0 | 0 | 0 | 0 | 0 | 0 | 0 | 0 | 0 | 0 | 0 | 0 | 0
F5_Commercial_Grocery_New_Food Preparation_Natural Gas_Fryer_E4 | F5 | Commercial | Grocery | New | Food Preparation | Natural Gas | Fryer | E4 | Utility - Cost of Operation | 0 | 0 | 0 | 0 | 0 | 0 | 0 | 0 | 0 | 0 | 0 | 0 | 0 | 0 | 0 | 0 | 0 | 0 | 0 | 0 | 0 | 0 | 0 | 0 | 0 | 0 | 0
F5_Commercial_Grocery_New_Food Preparation_Natural Gas_Fryer_E5 | F5 | Commercial | Grocery | New | Food Preparation | Natural Gas | Fryer | E5 | Utility - Cost of Operation | 0 | 0 | 0 | 0 | 0 | 0 | 0 | 0 | 0 | 0 | 0 | 0 | 0 | 0 | 0 | 0 | 0 | 0 | 0 | 0 | 0 | 0 | 0 | 0 | 0 | 0 | 0
F5_Commercial_Grocery_New_Food Preparation_Natural Gas_Fryer_E6 | F5 | Commercial | Grocery | New | Food Preparation | Natural Gas | Fryer | E6 | Utility - Cost of Operation | 0 | 0 | 0 | 0 | 0 | 0 | 0 | 0 | 0 | 0 | 0 | 0 | 0 | 0 | 0 | 0 | 0 | 0 | 0 | 0 | 0 | 0 | 0 | 0 | 0 | 0 | 0
F5_Commercial_Grocery_New_Food Preparation_Natural Gas_Fryer_E7 | F5 | Commercial | Grocery | New | Food Preparation | Natural Gas | Fryer | E7 | Utility - Cost of Operation | 0 | 0 | 0 | 0 | 0 | 0 | 0 | 0 | 0 | 0 | 0 | 0 | 0 | 0 | 0 | 0 | 0 | 0 | 0 | 0 | 0 | 0 | 0 | 0 | 0 | 0 | 0
F5_Commercial_Grocery_New_Food Preparation_Natural Gas_Fryer_E8 | F5 | Commercial | Grocery | New | Food Preparation | Natural Gas | Fryer | E8 | Utility - Cost of Operation | 0 | 0 | 0 | 0 | 0 | 0 | 0 | 0 | 0 | 0 | 0 | 0 | 0 | 0 | 0 | 0 | 0 | 0 | 0 | 0 | 0 | 0 | 0 | 0 | 0 | 0 | 0
F5_Commercial_Grocery_New_Food Preparation_Natural Gas_Fryer_E9 | F5 | Commercial | Grocery | New | Food Preparation | Natural Gas | Fryer | E9 | Utility - Cost of Operation | 0 | 0 | 0 | 0 | 0 | 0 | 0 | 0 | 0 | 0 | 0 | 0 | 0 | 0 | 0 | 0 | 0 | 0 | 0 | 0 | 0 | 0 | 0 | 0 | 0 | 0 | 0
F5_Commercial_Grocery_New_Food Preparation_Natural Gas_Fryer_E10 | F5 | Commercial | Grocery | New | Food Preparation | Natural Gas | Fryer | E10 | Utility - Cost of Operation | 0 | 0 | 0 | 0 | 0 | 0 | 0 | 0 | 0 | 0 | 0 | 0 | 0 | 0 | 0 | 0 | 0 | 0 | 0 | 0 | 0 | 0 | 0 | 0 | 0 | 0 | 0
F6_Commercial_Grocery_New_Food Preparation_Natural Gas_Fryer_E1 | F6 | Commercial | Grocery | New | Food Preparation | Natural Gas | Fryer | E1 | Utility - Value of Sales | 0 | 0 | 0 | 0 | 0 | 0 | 0 | 0 | 0 | 0 | 0 | 0 | 0 | 0 | 0 | 0 | 0 | 0 | 0 | 0 | 0 | 0 | 0 | 0 | 0 | 0 | 0
F6_Commercial_Grocery_New_Food Preparation_Natural Gas_Fryer_E2 | F6 | Commercial | Grocery | New | Food Preparation | Natural Gas | Fryer | E2 | Utility - Value of Sales | 0 | 0 | 0 | 0 | 0 | 0 | 0 | 0 | 0 | 0 | 0 | 0 | 0 | 0 | 0 | 0 | 0 | 0 | 0 | 0 | 0 | 0 | 0 | 0 | 0 | 0 | 0
F6_Commercial_Grocery_New_Food Preparation_Natural Gas_Fryer_E3 | F6 | Commercial | Grocery | New | Food Preparation | Natural Gas | Fryer | E3 | Utility - Value of Sales | 0 | 0 | 0 | 0 | 0 | 0 | 0 | 0 | 0 | 0 | 0 | 0 | 0 | 0 | 0 | 0 | 0 | 0 | 0 | 0 | 0 | 0 | 0 | 0 | 0 | 0 | 0
F6_Commercial_Grocery_New_Food Preparation_Natural Gas_Fryer_E4 | F6 | Commercial | Grocery | New | Food Preparation | Natural Gas | Fryer | E4 | Utility - Value of Sales | 0 | 0 | 0 | 0 | 0 | 0 | 0 | 0 | 0 | 0 | 0 | 0 | 0 | 0 | 0 | 0 | 0 | 0 | 0 | 0 | 0 | 0 | 0 | 0 | 0 | 0 | 0
F6_Commercial_Grocery_New_Food Preparation_Natural Gas_Fryer_E5 | F6 | Commercial | Grocery | New | Food Preparation | Natural Gas | Fryer | E5 | Utility - Value of Sales | 0 | 0 | 0 | 0 | 0 | 0 | 0 | 0 | 0 | 0 | 0 | 0 | 0 | 0 | 0 | 0 | 0 | 0 | 0 | 0 | 0 | 0 | 0 | 0 | 0 | 0 | 0
F6_Commercial_Grocery_New_Food Preparation_Natural Gas_Fryer_E6 | F6 | Commercial | Grocery | New | Food Preparation | Natural Gas | Fryer | E6 | Utility - Value of Sales | 0 | 0 | 0 | 0 | 0 | 0 | 0 | 0 | 0 | 0 | 0 | 0 | 0 | 0 | 0 | 0 | 0 | 0 | 0 | 0 | 0 | 0 | 0 | 0 | 0 | 0 | 0
F6_Commercial_Grocery_New_Food Preparation_Natural Gas_Fryer_E7 | F6 | Commercial | Grocery | New | Food Preparation | Natural Gas | Fryer | E7 | Utility - Value of Sales | 0 | 0 | 0 | 0 | 0 | 0 | 0 | 0 | 0 | 0 | 0 | 0 | 0 | 0 | 0 | 0 | 0 | 0 | 0 | 0 | 0 | 0 | 0 | 0 | 0 | 0 | 0
F6_Commercial_Grocery_New_Food Preparation_Natural Gas_Fryer_E8 | F6 | Commercial | Grocery | New | Food Preparation | Natural Gas | Fryer | E8 | Utility - Value of Sales | 0 | 0 | 0 | 0 | 0 | 0 | 0 | 0 | 0 | 0 | 0 | 0 | 0 | 0 | 0 | 0 | 0 | 0 | 0 | 0 | 0 | 0 | 0 | 0 | 0 | 0 | 0
F6_Commercial_Grocery_New_Food Preparation_Natural Gas_Fryer_E9 | F6 | Commercial | Grocery | New | Food Preparation | Natural Gas | Fryer | E9 | Utility - Value of Sales | 0 | 0 | 0 | 0 | 0 | 0 | 0 | 0 | 0 | 0 | 0 | 0 | 0 | 0 | 0 | 0 | 0 | 0 | 0 | 0 | 0 | 0 | 0 | 0 | 0 | 0 | 0
F6_Commercial_Grocery_New_Food Preparation_Natural Gas_Fryer_E10 | F6 | Commercial | Grocery | New | Food Preparation | Natural Gas | Fryer | E10 | Utility - Value of Sales | 0 | 0 | 0 | 0 | 0 | 0 | 0 | 0 | 0 | 0 | 0 | 0 | 0 | 0 | 0 | 0 | 0 | 0 | 0 | 0 | 0 | 0 | 0 | 0 | 0 | 0 | 0
F1_Commercial_Grocery_New_Food Preparation_Natural Gas_Broiler_E1 | F1 | Commercial | Grocery | New | Food Preparation | Natural Gas | Broiler | E1 | RVT - Cost of Equipment | 0.077466 | 0.077466 | 0.077466 | 0.077466 | 0.077466 | 0.077466 | 0.077466 | 0.077466 | 0.077466 | 0.077466 | 0.077466 | 0.077466 | 0.077466 | 0.077466 | 0.077466 | 0.077466 | 0.077466 | 0.077466 | 0.077466 | 0.077466 | 0.077466 | 0.077466 | 0.077466 | 0.077466 | 0.077466 | 0.077466 | 0.077466
F1_Commercial_Grocery_New_Food Preparation_Natural Gas_Broiler_E2 | F1 | Commercial | Grocery | New | Food Preparation | Natural Gas | Broiler | E2 | RVT - Cost of Equipment | 0.10845 | 0.10845 | 0.10845 | 0.10845 | 0.10845 | 0.10845 | 0.10845 | 0.10845 | 0.10845 | 0.10845 | 0.10845 | 0.10845 | 0.10845 | 0.10845 | 0.10845 | 0.10845 | 0.10845 | 0.10845 | 0.10845 | 0.10845 | 0.10845 | 0.10845 | 0.10845 | 0.10845 | 0.10845 | 0.10845 | 0.10845
F1_Commercial_Grocery_New_Food Preparation_Natural Gas_Broiler_E3 | F1 | Commercial | Grocery | New | Food Preparation | Natural Gas | Broiler | E3 | RVT - Cost of Equipment | 0 | 0 | 0 | 0 | 0 | 0 | 0 | 0 | 0 | 0 | 0 | 0 | 0 | 0 | 0 | 0 | 0 | 0 | 0 | 0 | 0 | 0 | 0 | 0 | 0 | 0 | 0
F1_Commercial_Grocery_New_Food Preparation_Natural Gas_Broiler_E4 | F1 | Commercial | Grocery | New | Food Preparation | Natural Gas | Broiler | E4 | RVT - Cost of Equipment | 0 | 0 | 0 | 0 | 0 | 0 | 0 | 0 | 0 | 0 | 0 | 0 | 0 | 0 | 0 | 0 | 0 | 0 | 0 | 0 | 0 | 0 | 0 | 0 | 0 | 0 | 0
F1_Commercial_Grocery_New_Food Preparation_Natural Gas_Broiler_E5 | F1 | Commercial | Grocery | New | Food Preparation | Natural Gas | Broiler | E5 | RVT - Cost of Equipment | 0 | 0 | 0 | 0 | 0 | 0 | 0 | 0 | 0 | 0 | 0 | 0 | 0 | 0 | 0 | 0 | 0 | 0 | 0 | 0 | 0 | 0 | 0 | 0 | 0 | 0 | 0
F1_Commercial_Grocery_New_Food Preparation_Natural Gas_Broiler_E6 | F1 | Commercial | Grocery | New | Food Preparation | Natural Gas | Broiler | E6 | RVT - Cost of Equipment | 0 | 0 | 0 | 0 | 0 | 0 | 0 | 0 | 0 | 0 | 0 | 0 | 0 | 0 | 0 | 0 | 0 | 0 | 0 | 0 | 0 | 0 | 0 | 0 | 0 | 0 | 0
F1_Commercial_Grocery_New_Food Preparation_Natural Gas_Broiler_E7 | F1 | Commercial | Grocery | New | Food Preparation | Natural Gas | Broiler | E7 | RVT - Cost of Equipment | 0 | 0 | 0 | 0 | 0 | 0 | 0 | 0 | 0 | 0 | 0 | 0 | 0 | 0 | 0 | 0 | 0 | 0 | 0 | 0 | 0 | 0 | 0 | 0 | 0 | 0 | 0
F1_Commercial_Grocery_New_Food Preparation_Natural Gas_Broiler_E8 | F1 | Commercial | Grocery | New | Food Preparation | Natural Gas | Broiler | E8 | RVT - Cost of Equipment | 0 | 0 | 0 | 0 | 0 | 0 | 0 | 0 | 0 | 0 | 0 | 0 | 0 | 0 | 0 | 0 | 0 | 0 | 0 | 0 | 0 | 0 | 0 | 0 | 0 | 0 | 0
F1_Commercial_Grocery_New_Food Preparation_Natural Gas_Broiler_E9 | F1 | Commercial | Grocery | New | Food Preparation | Natural Gas | Broiler | E9 | RVT - Cost of Equipment | 0 | 0 | 0 | 0 | 0 | 0 | 0 | 0 | 0 | 0 | 0 | 0 | 0 | 0 | 0 | 0 | 0 | 0 | 0 | 0 | 0 | 0 | 0 | 0 | 0 | 0 | 0
F1_Commercial_Grocery_New_Food Preparation_Natural Gas_Broiler_E10 | F1 | Commercial | Grocery | New | Food Preparation | Natural Gas | Broiler | E10 | RVT - Cost of Equipment | 0 | 0 | 0 | 0 | 0 | 0 | 0 | 0 | 0 | 0 | 0 | 0 | 0 | 0 | 0 | 0 | 0 | 0 | 0 | 0 | 0 | 0 | 0 | 0 | 0 | 0 | 0
F2_Commercial_Grocery_New_Food Preparation_Natural Gas_Broiler_E1 | F2 | Commercial | Grocery | New | Food Preparation | Natural Gas | Broiler | E1 | RVT - Cost of Operation | 0 | 0 | 0 | 0 | 0 | 0 | 0 | 0 | 0 | 0 | 0 | 0 | 0 | 0 | 0 | 0 | 0 | 0 | 0 | 0 | 0 | 0 | 0 | 0 | 0 | 0 | 0
F2_Commercial_Grocery_New_Food Preparation_Natural Gas_Broiler_E2 | F2 | Commercial | Grocery | New | Food Preparation | Natural Gas | Broiler | E2 | RVT - Cost of Operation | 0 | 0 | 0 | 0 | 0 | 0 | 0 | 0 | 0 | 0 | 0 | 0 | 0 | 0 | 0 | 0 | 0 | 0 | 0 | 0 | 0 | 0 | 0 | 0 | 0 | 0 | 0
F2_Commercial_Grocery_New_Food Preparation_Natural Gas_Broiler_E3 | F2 | Commercial | Grocery | New | Food Preparation | Natural Gas | Broiler | E3 | RVT - Cost of Operation | 0 | 0 | 0 | 0 | 0 | 0 | 0 | 0 | 0 | 0 | 0 | 0 | 0 | 0 | 0 | 0 | 0 | 0 | 0 | 0 | 0 | 0 | 0 | 0 | 0 | 0 | 0
F2_Commercial_Grocery_New_Food Preparation_Natural Gas_Broiler_E4 | F2 | Commercial | Grocery | New | Food Preparation | Natural Gas | Broiler | E4 | RVT - Cost of Operation | 0 | 0 | 0 | 0 | 0 | 0 | 0 | 0 | 0 | 0 | 0 | 0 | 0 | 0 | 0 | 0 | 0 | 0 | 0 | 0 | 0 | 0 | 0 | 0 | 0 | 0 | 0
F2_Commercial_Grocery_New_Food Preparation_Natural Gas_Broiler_E5 | F2 | Commercial | Grocery | New | Food Preparation | Natural Gas | Broiler | E5 | RVT - Cost of Operation | 0 | 0 | 0 | 0 | 0 | 0 | 0 | 0 | 0 | 0 | 0 | 0 | 0 | 0 | 0 | 0 | 0 | 0 | 0 | 0 | 0 | 0 | 0 | 0 | 0 | 0 | 0
F2_Commercial_Grocery_New_Food Preparation_Natural Gas_Broiler_E6 | F2 | Commercial | Grocery | New | Food Preparation | Natural Gas | Broiler | E6 | RVT - Cost of Operation | 0 | 0 | 0 | 0 | 0 | 0 | 0 | 0 | 0 | 0 | 0 | 0 | 0 | 0 | 0 | 0 | 0 | 0 | 0 | 0 | 0 | 0 | 0 | 0 | 0 | 0 | 0
F2_Commercial_Grocery_New_Food Preparation_Natural Gas_Broiler_E7 | F2 | Commercial | Grocery | New | Food Preparation | Natural Gas | Broiler | E7 | RVT - Cost of Operation | 0 | 0 | 0 | 0 | 0 | 0 | 0 | 0 | 0 | 0 | 0 | 0 | 0 | 0 | 0 | 0 | 0 | 0 | 0 | 0 | 0 | 0 | 0 | 0 | 0 | 0 | 0
F2_Commercial_Grocery_New_Food Preparation_Natural Gas_Broiler_E8 | F2 | Commercial | Grocery | New | Food Preparation | Natural Gas | Broiler | E8 | RVT - Cost of Operation | 0 | 0 | 0 | 0 | 0 | 0 | 0 | 0 | 0 | 0 | 0 | 0 | 0 | 0 | 0 | 0 | 0 | 0 | 0 | 0 | 0 | 0 | 0 | 0 | 0 | 0 | 0
F2_Commercial_Grocery_New_Food Preparation_Natural Gas_Broiler_E9 | F2 | Commercial | Grocery | New | Food Preparation | Natural Gas | Broiler | E9 | RVT - Cost of Operation | 0 | 0 | 0 | 0 | 0 | 0 | 0 | 0 | 0 | 0 | 0 | 0 | 0 | 0 | 0 | 0 | 0 | 0 | 0 | 0 | 0 | 0 | 0 | 0 | 0 | 0 | 0
F2_Commercial_Grocery_New_Food Preparation_Natural Gas_Broiler_E10 | F2 | Commercial | Grocery | New | Food Preparation | Natural Gas | Broiler | E10 | RVT - Cost of Operation | 0 | 0 | 0 | 0 | 0 | 0 | 0 | 0 | 0 | 0 | 0 | 0 | 0 | 0 | 0 | 0 | 0 | 0 | 0 | 0 | 0 | 0 | 0 | 0 | 0 | 0 | 0
F3_Commercial_Grocery_New_Food Preparation_Natural Gas_Broiler_E1 | F3 | Commercial | Grocery | New | Food Preparation | Natural Gas | Broiler | E1 | System - kBTUs of Consumption | 14.2581 | 14.2581 | 14.2581 | 14.2581 | 14.2581 | 14.2581 | 14.2581 | 14.2581 | 14.2581 | 14.2581 | 14.2581 | 14.2581 | 14.2581 | 14.2581 | 14.2581 | 14.2581 | 14.2581 | 14.2581 | 14.2581 | 14.2581 | 14.2581 | 14.2581 | 14.2581 | 14.2581 | 14.2581 | 14.2581 | 14.2581
F3_Commercial_Grocery_New_Food Preparation_Natural Gas_Broiler_E2 | F3 | Commercial | Grocery | New | Food Preparation | Natural Gas | Broiler | E2 | System - kBTUs of Consumption | 9.1659 | 9.1659 | 9.1659 | 9.1659 | 9.1659 | 9.1659 | 9.1659 | 9.1659 | 9.1659 | 9.1659 | 9.1659 | 9.1659 | 9.1659 | 9.1659 | 9.1659 | 9.1659 | 9.1659 | 9.1659 | 9.1659 | 9.1659 | 9.1659 | 9.1659 | 9.1659 | 9.1659 | 9.1659 | 9.1659 | 9.1659
F3_Commercial_Grocery_New_Food Preparation_Natural Gas_Broiler_E3 | F3 | Commercial | Grocery | New | Food Preparation | Natural Gas | Broiler | E3 | System - kBTUs of Consumption | 0 | 0 | 0 | 0 | 0 | 0 | 0 | 0 | 0 | 0 | 0 | 0 | 0 | 0 | 0 | 0 | 0 | 0 | 0 | 0 | 0 | 0 | 0 | 0 | 0 | 0 | 0
F3_Commercial_Grocery_New_Food Preparation_Natural Gas_Broiler_E4 | F3 | Commercial | Grocery | New | Food Preparation | Natural Gas | Broiler | E4 | System - kBTUs of Consumption | 0 | 0 | 0 | 0 | 0 | 0 | 0 | 0 | 0 | 0 | 0 | 0 | 0 | 0 | 0 | 0 | 0 | 0 | 0 | 0 | 0 | 0 | 0 | 0 | 0 | 0 | 0
F3_Commercial_Grocery_New_Food Preparation_Natural Gas_Broiler_E5 | F3 | Commercial | Grocery | New | Food Preparation | Natural Gas | Broiler | E5 | System - kBTUs of Consumption | 0 | 0 | 0 | 0 | 0 | 0 | 0 | 0 | 0 | 0 | 0 | 0 | 0 | 0 | 0 | 0 | 0 | 0 | 0 | 0 | 0 | 0 | 0 | 0 | 0 | 0 | 0
F3_Commercial_Grocery_New_Food Preparation_Natural Gas_Broiler_E6 | F3 | Commercial | Grocery | New | Food Preparation | Natural Gas | Broiler | E6 | System - kBTUs of Consumption | 0 | 0 | 0 | 0 | 0 | 0 | 0 | 0 | 0 | 0 | 0 | 0 | 0 | 0 | 0 | 0 | 0 | 0 | 0 | 0 | 0 | 0 | 0 | 0 | 0 | 0 | 0
F3_Commercial_Grocery_New_Food Preparation_Natural Gas_Broiler_E7 | F3 | Commercial | Grocery | New | Food Preparation | Natural Gas | Broiler | E7 | System - kBTUs of Consumption | 0 | 0 | 0 | 0 | 0 | 0 | 0 | 0 | 0 | 0 | 0 | 0 | 0 | 0 | 0 | 0 | 0 | 0 | 0 | 0 | 0 | 0 | 0 | 0 | 0 | 0 | 0
F3_Commercial_Grocery_New_Food Preparation_Natural Gas_Broiler_E8 | F3 | Commercial | Grocery | New | Food Preparation | Natural Gas | Broiler | E8 | System - kBTUs of Consumption | 0 | 0 | 0 | 0 | 0 | 0 | 0 | 0 | 0 | 0 | 0 | 0 | 0 | 0 | 0 | 0 | 0 | 0 | 0 | 0 | 0 | 0 | 0 | 0 | 0 | 0 | 0
F3_Commercial_Grocery_New_Food Preparation_Natural Gas_Broiler_E9 | F3 | Commercial | Grocery | New | Food Preparation | Natural Gas | Broiler | E9 | System - kBTUs of Consumption | 0 | 0 | 0 | 0 | 0 | 0 | 0 | 0 | 0 | 0 | 0 | 0 | 0 | 0 | 0 | 0 | 0 | 0 | 0 | 0 | 0 | 0 | 0 | 0 | 0 | 0 | 0
F3_Commercial_Grocery_New_Food Preparation_Natural Gas_Broiler_E10 | F3 | Commercial | Grocery | New | Food Preparation | Natural Gas | Broiler | E10 | System - kBTUs of Consumption | 0 | 0 | 0 | 0 | 0 | 0 | 0 | 0 | 0 | 0 | 0 | 0 | 0 | 0 | 0 | 0 | 0 | 0 | 0 | 0 | 0 | 0 | 0 | 0 | 0 | 0 | 0
F4_Commercial_Grocery_New_Food Preparation_Natural Gas_Broiler_E1 | F4 | Commercial | Grocery | New | Food Preparation | Natural Gas | Broiler | E1 | Utility - Cost of Equipment | 0.077466 | 0.077466 | 0.077466 | 0.077466 | 0.077466 | 0.077466 | 0.077466 | 0.077466 | 0.077466 | 0.077466 | 0.077466 | 0.077466 | 0.077466 | 0.077466 | 0.077466 | 0.077466 | 0.077466 | 0.077466 | 0.077466 | 0.077466 | 0.077466 | 0.077466 | 0.077466 | 0.077466 | 0.077466 | 0.077466 | 0.077466
F4_Commercial_Grocery_New_Food Preparation_Natural Gas_Broiler_E2 | F4 | Commercial | Grocery | New | Food Preparation | Natural Gas | Broiler | E2 | Utility - Cost of Equipment | 0.10845 | 0.10845 | 0.10845 | 0.10845 | 0.10845 | 0.10845 | 0.10845 | 0.10845 | 0.10845 | 0.10845 | 0.10845 | 0.10845 | 0.10845 | 0.10845 | 0.10845 | 0.10845 | 0.10845 | 0.10845 | 0.10845 | 0.10845 | 0.10845 | 0.10845 | 0.10845 | 0.10845 | 0.10845 | 0.10845 | 0.10845
F4_Commercial_Grocery_New_Food Preparation_Natural Gas_Broiler_E3 | F4 | Commercial | Grocery | New | Food Preparation | Natural Gas | Broiler | E3 | Utility - Cost of Equipment | 0 | 0 | 0 | 0 | 0 | 0 | 0 | 0 | 0 | 0 | 0 | 0 | 0 | 0 | 0 | 0 | 0 | 0 | 0 | 0 | 0 | 0 | 0 | 0 | 0 | 0 | 0
F4_Commercial_Grocery_New_Food Preparation_Natural Gas_Broiler_E4 | F4 | Commercial | Grocery | New | Food Preparation | Natural Gas | Broiler | E4 | Utility - Cost of Equipment | 0 | 0 | 0 | 0 | 0 | 0 | 0 | 0 | 0 | 0 | 0 | 0 | 0 | 0 | 0 | 0 | 0 | 0 | 0 | 0 | 0 | 0 | 0 | 0 | 0 | 0 | 0
F4_Commercial_Grocery_New_Food Preparation_Natural Gas_Broiler_E5 | F4 | Commercial | Grocery | New | Food Preparation | Natural Gas | Broiler | E5 | Utility - Cost of Equipment | 0 | 0 | 0 | 0 | 0 | 0 | 0 | 0 | 0 | 0 | 0 | 0 | 0 | 0 | 0 | 0 | 0 | 0 | 0 | 0 | 0 | 0 | 0 | 0 | 0 | 0 | 0
F4_Commercial_Grocery_New_Food Preparation_Natural Gas_Broiler_E6 | F4 | Commercial | Grocery | New | Food Preparation | Natural Gas | Broiler | E6 | Utility - Cost of Equipment | 0 | 0 | 0 | 0 | 0 | 0 | 0 | 0 | 0 | 0 | 0 | 0 | 0 | 0 | 0 | 0 | 0 | 0 | 0 | 0 | 0 | 0 | 0 | 0 | 0 | 0 | 0
F4_Commercial_Grocery_New_Food Preparation_Natural Gas_Broiler_E7 | F4 | Commercial | Grocery | New | Food Preparation | Natural Gas | Broiler | E7 | Utility - Cost of Equipment | 0 | 0 | 0 | 0 | 0 | 0 | 0 | 0 | 0 | 0 | 0 | 0 | 0 | 0 | 0 | 0 | 0 | 0 | 0 | 0 | 0 | 0 | 0 | 0 | 0 | 0 | 0
F4_Commercial_Grocery_New_Food Preparation_Natural Gas_Broiler_E8 | F4 | Commercial | Grocery | New | Food Preparation | Natural Gas | Broiler | E8 | Utility - Cost of Equipment | 0 | 0 | 0 | 0 | 0 | 0 | 0 | 0 | 0 | 0 | 0 | 0 | 0 | 0 | 0 | 0 | 0 | 0 | 0 | 0 | 0 | 0 | 0 | 0 | 0 | 0 | 0
F4_Commercial_Grocery_New_Food Preparation_Natural Gas_Broiler_E9 | F4 | Commercial | Grocery | New | Food Preparation | Natural Gas | Broiler | E9 | Utility - Cost of Equipment | 0 | 0 | 0 | 0 | 0 | 0 | 0 | 0 | 0 | 0 | 0 | 0 | 0 | 0 | 0 | 0 | 0 | 0 | 0 | 0 | 0 | 0 | 0 | 0 | 0 | 0 | 0
F4_Commercial_Grocery_New_Food Preparation_Natural Gas_Broiler_E10 | F4 | Commercial | Grocery | New | Food Preparation | Natural Gas | Broiler | E10 | Utility - Cost of Equipment | 0 | 0 | 0 | 0 | 0 | 0 | 0 | 0 | 0 | 0 | 0 | 0 | 0 | 0 | 0 | 0 | 0 | 0 | 0 | 0 | 0 | 0 | 0 | 0 | 0 | 0 | 0
F5_Commercial_Grocery_New_Food Preparation_Natural Gas_Broiler_E1 | F5 | Commercial | Grocery | New | Food Preparation | Natural Gas | Broiler | E1 | Utility - Cost of Operation | 0.19461 | 0.19253 | 0.19052 | 0.18859 | 0.18907 | 0.19111 | 0.19407 | 0.19738 | 0.20056 | 0.20327 | 0.20548 | 0.20707 | 0.20797 | 0.20786 | 0.20674 | 0.20457 | 0.20141 | 0.19741 | 0.19264 | 0.18697 | 0.18032 | 0.17266 | 0.16586 | 0.1615 | 0.15966 | 0.16044 | 0.16123
F5_Commercial_Grocery_New_Food Preparation_Natural Gas_Broiler_E2 | F5 | Commercial | Grocery | New | Food Preparation | Natural Gas | Broiler | E2 | Utility - Cost of Operation | 0.12511 | 0.12377 | 0.12247 | 0.12124 | 0.12154 | 0.12286 | 0.12476 | 0.12689 | 0.12893 | 0.13068 | 0.1321 | 0.13311 | 0.13369 | 0.13363 | 0.1329 | 0.13151 | 0.12948 | 0.12691 | 0.12384 | 0.12019 | 0.11592 | 0.11099 | 0.10663 | 0.10382 | 0.10264 | 0.10314 | 0.10365
F5_Commercial_Grocery_New_Food Preparation_Natural Gas_Broiler_E3 | F5 | Commercial | Grocery | New | Food Preparation | Natural Gas | Broiler | E3 | Utility - Cost of Operation | 0 | 0 | 0 | 0 | 0 | 0 | 0 | 0 | 0 | 0 | 0 | 0 | 0 | 0 | 0 | 0 | 0 | 0 | 0 | 0 | 0 | 0 | 0 | 0 | 0 | 0 | 0
F5_Commercial_Grocery_New_Food Preparation_Natural Gas_Broiler_E4 | F5 | Commercial | Grocery | New | Food Preparation | Natural Gas | Broiler | E4 | Utility - Cost of Operation | 0 | 0 | 0 | 0 | 0 | 0 | 0 | 0 | 0 | 0 | 0 | 0 | 0 | 0 | 0 | 0 | 0 | 0 | 0 | 0 | 0 | 0 | 0 | 0 | 0 | 0 | 0
F5_Commercial_Grocery_New_Food Preparation_Natural Gas_Broiler_E5 | F5 | Commercial | Grocery | New | Food Preparation | Natural Gas | Broiler | E5 | Utility - Cost of Operation | 0 | 0 | 0 | 0 | 0 | 0 | 0 | 0 | 0 | 0 | 0 | 0 | 0 | 0 | 0 | 0 | 0 | 0 | 0 | 0 | 0 | 0 | 0 | 0 | 0 | 0 | 0
F5_Commercial_Grocery_New_Food Preparation_Natural Gas_Broiler_E6 | F5 | Commercial | Grocery | New | Food Preparation | Natural Gas | Broiler | E6 | Utility - Cost of Operation | 0 | 0 | 0 | 0 | 0 | 0 | 0 | 0 | 0 | 0 | 0 | 0 | 0 | 0 | 0 | 0 | 0 | 0 | 0 | 0 | 0 | 0 | 0 | 0 | 0 | 0 | 0
F5_Commercial_Grocery_New_Food Preparation_Natural Gas_Broiler_E7 | F5 | Commercial | Grocery | New | Food Preparation | Natural Gas | Broiler | E7 | Utility - Cost of Operation | 0 | 0 | 0 | 0 | 0 | 0 | 0 | 0 | 0 | 0 | 0 | 0 | 0 | 0 | 0 | 0 | 0 | 0 | 0 | 0 | 0 | 0 | 0 | 0 | 0 | 0 | 0
F5_Commercial_Grocery_New_Food Preparation_Natural Gas_Broiler_E8 | F5 | Commercial | Grocery | New | Food Preparation | Natural Gas | Broiler | E8 | Utility - Cost of Operation | 0 | 0 | 0 | 0 | 0 | 0 | 0 | 0 | 0 | 0 | 0 | 0 | 0 | 0 | 0 | 0 | 0 | 0 | 0 | 0 | 0 | 0 | 0 | 0 | 0 | 0 | 0
F5_Commercial_Grocery_New_Food Preparation_Natural Gas_Broiler_E9 | F5 | Commercial | Grocery | New | Food Preparation | Natural Gas | Broiler | E9 | Utility - Cost of Operation | 0 | 0 | 0 | 0 | 0 | 0 | 0 | 0 | 0 | 0 | 0 | 0 | 0 | 0 | 0 | 0 | 0 | 0 | 0 | 0 | 0 | 0 | 0 | 0 | 0 | 0 | 0
F5_Commercial_Grocery_New_Food Preparation_Natural Gas_Broiler_E10 | F5 | Commercial | Grocery | New | Food Preparation | Natural Gas | Broiler | E10 | Utility - Cost of Operation | 0 | 0 | 0 | 0 | 0 | 0 | 0 | 0 | 0 | 0 | 0 | 0 | 0 | 0 | 0 | 0 | 0 | 0 | 0 | 0 | 0 | 0 | 0 | 0 | 0 | 0 | 0
F6_Commercial_Grocery_New_Food Preparation_Natural Gas_Broiler_E1 | F6 | Commercial | Grocery | New | Food Preparation | Natural Gas | Broiler | E1 | Utility - Value of Sales | 0 | 0 | 0 | 0 | 0 | 0 | 0 | 0 | 0 | 0 | 0 | 0 | 0 | 0 | 0 | 0 | 0 | 0 | 0 | 0 | 0 | 0 | 0 | 0 | 0 | 0 | 0
F6_Commercial_Grocery_New_Food Preparation_Natural Gas_Broiler_E2 | F6 | Commercial | Grocery | New | Food Preparation | Natural Gas | Broiler | E2 | Utility - Value of Sales | 0 | 0 | 0 | 0 | 0 | 0 | 0 | 0 | 0 | 0 | 0 | 0 | 0 | 0 | 0 | 0 | 0 | 0 | 0 | 0 | 0 | 0 | 0 | 0 | 0 | 0 | 0
F6_Commercial_Grocery_New_Food Preparation_Natural Gas_Broiler_E3 | F6 | Commercial | Grocery | New | Food Preparation | Natural Gas | Broiler | E3 | Utility - Value of Sales | 0 | 0 | 0 | 0 | 0 | 0 | 0 | 0 | 0 | 0 | 0 | 0 | 0 | 0 | 0 | 0 | 0 | 0 | 0 | 0 | 0 | 0 | 0 | 0 | 0 | 0 | 0
F6_Commercial_Grocery_New_Food Preparation_Natural Gas_Broiler_E4 | F6 | Commercial | Grocery | New | Food Preparation | Natural Gas | Broiler | E4 | Utility - Value of Sales | 0 | 0 | 0 | 0 | 0 | 0 | 0 | 0 | 0 | 0 | 0 | 0 | 0 | 0 | 0 | 0 | 0 | 0 | 0 | 0 | 0 | 0 | 0 | 0 | 0 | 0 | 0
F6_Commercial_Grocery_New_Food Preparation_Natural Gas_Broiler_E5 | F6 | Commercial | Grocery | New | Food Preparation | Natural Gas | Broiler | E5 | Utility - Value of Sales | 0 | 0 | 0 | 0 | 0 | 0 | 0 | 0 | 0 | 0 | 0 | 0 | 0 | 0 | 0 | 0 | 0 | 0 | 0 | 0 | 0 | 0 | 0 | 0 | 0 | 0 | 0
F6_Commercial_Grocery_New_Food Preparation_Natural Gas_Broiler_E6 | F6 | Commercial | Grocery | New | Food Preparation | Natural Gas | Broiler | E6 | Utility - Value of Sales | 0 | 0 | 0 | 0 | 0 | 0 | 0 | 0 | 0 | 0 | 0 | 0 | 0 | 0 | 0 | 0 | 0 | 0 | 0 | 0 | 0 | 0 | 0 | 0 | 0 | 0 | 0
F6_Commercial_Grocery_New_Food Preparation_Natural Gas_Broiler_E7 | F6 | Commercial | Grocery | New | Food Preparation | Natural Gas | Broiler | E7 | Utility - Value of Sales | 0 | 0 | 0 | 0 | 0 | 0 | 0 | 0 | 0 | 0 | 0 | 0 | 0 | 0 | 0 | 0 | 0 | 0 | 0 | 0 | 0 | 0 | 0 | 0 | 0 | 0 | 0
F6_Commercial_Grocery_New_Food Preparation_Natural Gas_Broiler_E8 | F6 | Commercial | Grocery | New | Food Preparation | Natural Gas | Broiler | E8 | Utility - Value of Sales | 0 | 0 | 0 | 0 | 0 | 0 | 0 | 0 | 0 | 0 | 0 | 0 | 0 | 0 | 0 | 0 | 0 | 0 | 0 | 0 | 0 | 0 | 0 | 0 | 0 | 0 | 0
F6_Commercial_Grocery_New_Food Preparation_Natural Gas_Broiler_E9 | F6 | Commercial | Grocery | New | Food Preparation | Natural Gas | Broiler | E9 | Utility - Value of Sales | 0 | 0 | 0 | 0 | 0 | 0 | 0 | 0 | 0 | 0 | 0 | 0 | 0 | 0 | 0 | 0 | 0 | 0 | 0 | 0 | 0 | 0 | 0 | 0 | 0 | 0 | 0
F6_Commercial_Grocery_New_Food Preparation_Natural Gas_Broiler_E10 | F6 | Commercial | Grocery | New | Food Preparation | Natural Gas | Broiler | E10 | Utility - Value of Sales | 0 | 0 | 0 | 0 | 0 | 0 | 0 | 0 | 0 | 0 | 0 | 0 | 0 | 0 | 0 | 0 | 0 | 0 | 0 | 0 | 0 | 0 | 0 | 0 | 0 | 0 | 0
F1_Commercial_Grocery_New_Food Preparation_Natural Gas_Griddle_E1 | F1 | Commercial | Grocery | New | Food Preparation | Natural Gas | Griddle | E1 | RVT - Cost of Equipment | 0.060017 | 0.060017 | 0.060017 | 0.060017 | 0.060017 | 0.060017 | 0.060017 | 0.060017 | 0.060017 | 0.060017 | 0.060017 | 0.060017 | 0.060017 | 0.060017 | 0.060017 | 0.060017 | 0.060017 | 0.060017 | 0.060017 | 0.060017 | 0.060017 | 0.060017 | 0.060017 | 0.060017 | 0.060017 | 0.060017 | 0.060017
F1_Commercial_Grocery_New_Food Preparation_Natural Gas_Griddle_E2 | F1 | Commercial | Grocery | New | Food Preparation | Natural Gas | Griddle | E2 | RVT - Cost of Equipment | 0.074584 | 0.074584 | 0.074584 | 0.074584 | 0.074584 | 0.074584 | 0.074584 | 0.074584 | 0.074584 | 0.074584 | 0.074584 | 0.074584 | 0.074584 | 0.074584 | 0.074584 | 0.074584 | 0.074584 | 0.074584 | 0.074584 | 0.074584 | 0.074584 | 0.074584 | 0.074584 | 0.074584 | 0.074584 | 0.074584 | 0.074584
F1_Commercial_Grocery_New_Food Preparation_Natural Gas_Griddle_E3 | F1 | Commercial | Grocery | New | Food Preparation | Natural Gas | Griddle | E3 | RVT - Cost of Equipment | 0 | 0 | 0 | 0 | 0 | 0 | 0 | 0 | 0 | 0 | 0 | 0 | 0 | 0 | 0 | 0 | 0 | 0 | 0 | 0 | 0 | 0 | 0 | 0 | 0 | 0 | 0
F1_Commercial_Grocery_New_Food Preparation_Natural Gas_Griddle_E4 | F1 | Commercial | Grocery | New | Food Preparation | Natural Gas | Griddle | E4 | RVT - Cost of Equipment | 0 | 0 | 0 | 0 | 0 | 0 | 0 | 0 | 0 | 0 | 0 | 0 | 0 | 0 | 0 | 0 | 0 | 0 | 0 | 0 | 0 | 0 | 0 | 0 | 0 | 0 | 0
F1_Commercial_Grocery_New_Food Preparation_Natural Gas_Griddle_E5 | F1 | Commercial | Grocery | New | Food Preparation | Natural Gas | Griddle | E5 | RVT - Cost of Equipment | 0 | 0 | 0 | 0 | 0 | 0 | 0 | 0 | 0 | 0 | 0 | 0 | 0 | 0 | 0 | 0 | 0 | 0 | 0 | 0 | 0 | 0 | 0 | 0 | 0 | 0 | 0
F1_Commercial_Grocery_New_Food Preparation_Natural Gas_Griddle_E6 | F1 | Commercial | Grocery | New | Food Preparation | Natural Gas | Griddle | E6 | RVT - Cost of Equipment | 0 | 0 | 0 | 0 | 0 | 0 | 0 | 0 | 0 | 0 | 0 | 0 | 0 | 0 | 0 | 0 | 0 | 0 | 0 | 0 | 0 | 0 | 0 | 0 | 0 | 0 | 0
F1_Commercial_Grocery_New_Food Preparation_Natural Gas_Griddle_E7 | F1 | Commercial | Grocery | New | Food Preparation | Natural Gas | Griddle | E7 | RVT - Cost of Equipment | 0 | 0 | 0 | 0 | 0 | 0 | 0 | 0 | 0 | 0 | 0 | 0 | 0 | 0 | 0 | 0 | 0 | 0 | 0 | 0 | 0 | 0 | 0 | 0 | 0 | 0 | 0
F1_Commercial_Grocery_New_Food Preparation_Natural Gas_Griddle_E8 | F1 | Commercial | Grocery | New | Food Preparation | Natural Gas | Griddle | E8 | RVT - Cost of Equipment | 0 | 0 | 0 | 0 | 0 | 0 | 0 | 0 | 0 | 0 | 0 | 0 | 0 | 0 | 0 | 0 | 0 | 0 | 0 | 0 | 0 | 0 | 0 | 0 | 0 | 0 | 0
F1_Commercial_Grocery_New_Food Preparation_Natural Gas_Griddle_E9 | F1 | Commercial | Grocery | New | Food Preparation | Natural Gas | Griddle | E9 | RVT - Cost of Equipment | 0 | 0 | 0 | 0 | 0 | 0 | 0 | 0 | 0 | 0 | 0 | 0 | 0 | 0 | 0 | 0 | 0 | 0 | 0 | 0 | 0 | 0 | 0 | 0 | 0 | 0 | 0
F1_Commercial_Grocery_New_Food Preparation_Natural Gas_Griddle_E10 | F1 | Commercial | Grocery | New | Food Preparation | Natural Gas | Griddle | E10 | RVT - Cost of Equipment | 0 | 0 | 0 | 0 | 0 | 0 | 0 | 0 | 0 | 0 | 0 | 0 | 0 | 0 | 0 | 0 | 0 | 0 | 0 | 0 | 0 | 0 | 0 | 0 | 0 | 0 | 0
F2_Commercial_Grocery_New_Food Preparation_Natural Gas_Griddle_E1 | F2 | Commercial | Grocery | New | Food Preparation | Natural Gas | Griddle | E1 | RVT - Cost of Operation | 0 | 0 | 0 | 0 | 0 | 0 | 0 | 0 | 0 | 0 | 0 | 0 | 0 | 0 | 0 | 0 | 0 | 0 | 0 | 0 | 0 | 0 | 0 | 0 | 0 | 0 | 0
F2_Commercial_Grocery_New_Food Preparation_Natural Gas_Griddle_E2 | F2 | Commercial | Grocery | New | Food Preparation | Natural Gas | Griddle | E2 | RVT - Cost of Operation | 0 | 0 | 0 | 0 | 0 | 0 | 0 | 0 | 0 | 0 | 0 | 0 | 0 | 0 | 0 | 0 | 0 | 0 | 0 | 0 | 0 | 0 | 0 | 0 | 0 | 0 | 0
F2_Commercial_Grocery_New_Food Preparation_Natural Gas_Griddle_E3 | F2 | Commercial | Grocery | New | Food Preparation | Natural Gas | Griddle | E3 | RVT - Cost of Operation | 0 | 0 | 0 | 0 | 0 | 0 | 0 | 0 | 0 | 0 | 0 | 0 | 0 | 0 | 0 | 0 | 0 | 0 | 0 | 0 | 0 | 0 | 0 | 0 | 0 | 0 | 0
F2_Commercial_Grocery_New_Food Preparation_Natural Gas_Griddle_E4 | F2 | Commercial | Grocery | New | Food Preparation | Natural Gas | Griddle | E4 | RVT - Cost of Operation | 0 | 0 | 0 | 0 | 0 | 0 | 0 | 0 | 0 | 0 | 0 | 0 | 0 | 0 | 0 | 0 | 0 | 0 | 0 | 0 | 0 | 0 | 0 | 0 | 0 | 0 | 0
F2_Commercial_Grocery_New_Food Preparation_Natural Gas_Griddle_E5 | F2 | Commercial | Grocery | New | Food Preparation | Natural Gas | Griddle | E5 | RVT - Cost of Operation | 0 | 0 | 0 | 0 | 0 | 0 | 0 | 0 | 0 | 0 | 0 | 0 | 0 | 0 | 0 | 0 | 0 | 0 | 0 | 0 | 0 | 0 | 0 | 0 | 0 | 0 | 0
F2_Commercial_Grocery_New_Food Preparation_Natural Gas_Griddle_E6 | F2 | Commercial | Grocery | New | Food Preparation | Natural Gas | Griddle | E6 | RVT - Cost of Operation | 0 | 0 | 0 | 0 | 0 | 0 | 0 | 0 | 0 | 0 | 0 | 0 | 0 | 0 | 0 | 0 | 0 | 0 | 0 | 0 | 0 | 0 | 0 | 0 | 0 | 0 | 0
F2_Commercial_Grocery_New_Food Preparation_Natural Gas_Griddle_E7 | F2 | Commercial | Grocery | New | Food Preparation | Natural Gas | Griddle | E7 | RVT - Cost of Operation | 0 | 0 | 0 | 0 | 0 | 0 | 0 | 0 | 0 | 0 | 0 | 0 | 0 | 0 | 0 | 0 | 0 | 0 | 0 | 0 | 0 | 0 | 0 | 0 | 0 | 0 | 0
F2_Commercial_Grocery_New_Food Preparation_Natural Gas_Griddle_E8 | F2 | Commercial | Grocery | New | Food Preparation | Natural Gas | Griddle | E8 | RVT - Cost of Operation | 0 | 0 | 0 | 0 | 0 | 0 | 0 | 0 | 0 | 0 | 0 | 0 | 0 | 0 | 0 | 0 | 0 | 0 | 0 | 0 | 0 | 0 | 0 | 0 | 0 | 0 | 0
F2_Commercial_Grocery_New_Food Preparation_Natural Gas_Griddle_E9 | F2 | Commercial | Grocery | New | Food Preparation | Natural Gas | Griddle | E9 | RVT - Cost of Operation | 0 | 0 | 0 | 0 | 0 | 0 | 0 | 0 | 0 | 0 | 0 | 0 | 0 | 0 | 0 | 0 | 0 | 0 | 0 | 0 | 0 | 0 | 0 | 0 | 0 | 0 | 0
F2_Commercial_Grocery_New_Food Preparation_Natural Gas_Griddle_E10 | F2 | Commercial | Grocery | New | Food Preparation | Natural Gas | Griddle | E10 | RVT - Cost of Operation | 0 | 0 | 0 | 0 | 0 | 0 | 0 | 0 | 0 | 0 | 0 | 0 | 0 | 0 | 0 | 0 | 0 | 0 | 0 | 0 | 0 | 0 | 0 | 0 | 0 | 0 | 0
F3_Commercial_Grocery_New_Food Preparation_Natural Gas_Griddle_E1 | F3 | Commercial | Grocery | New | Food Preparation | Natural Gas | Griddle | E1 | System - kBTUs of Consumption | 10.1875 | 10.1875 | 10.1875 | 10.1875 | 10.1875 | 10.1875 | 10.1875 | 10.1875 | 10.1875 | 10.1875 | 10.1875 | 10.1875 | 10.1875 | 10.1875 | 10.1875 | 10.1875 | 10.1875 | 10.1875 | 10.1875 | 10.1875 | 10.1875 | 10.1875 | 10.1875 | 10.1875 | 10.1875 | 10.1875 | 10.1875
F3_Commercial_Grocery_New_Food Preparation_Natural Gas_Griddle_E2 | F3 | Commercial | Grocery | New | Food Preparation | Natural Gas | Griddle | E2 | System - kBTUs of Consumption | 8.7986 | 8.7986 | 8.7986 | 8.7986 | 8.7986 | 8.7986 | 8.7986 | 8.7986 | 8.7986 | 8.7986 | 8.7986 | 8.7986 | 8.7986 | 8.7986 | 8.7986 | 8.7986 | 8.7986 | 8.7986 | 8.7986 | 8.7986 | 8.7986 | 8.7986 | 8.7986 | 8.7986 | 8.7986 | 8.7986 | 8.7986
F3_Commercial_Grocery_New_Food Preparation_Natural Gas_Griddle_E3 | F3 | Commercial | Grocery | New | Food Preparation | Natural Gas | Griddle | E3 | System - kBTUs of Consumption | 0 | 0 | 0 | 0 | 0 | 0 | 0 | 0 | 0 | 0 | 0 | 0 | 0 | 0 | 0 | 0 | 0 | 0 | 0 | 0 | 0 | 0 | 0 | 0 | 0 | 0 | 0
F3_Commercial_Grocery_New_Food Preparation_Natural Gas_Griddle_E4 | F3 | Commercial | Grocery | New | Food Preparation | Natural Gas | Griddle | E4 | System - kBTUs of Consumption | 0 | 0 | 0 | 0 | 0 | 0 | 0 | 0 | 0 | 0 | 0 | 0 | 0 | 0 | 0 | 0 | 0 | 0 | 0 | 0 | 0 | 0 | 0 | 0 | 0 | 0 | 0
F3_Commercial_Grocery_New_Food Preparation_Natural Gas_Griddle_E5 | F3 | Commercial | Grocery | New | Food Preparation | Natural Gas | Griddle | E5 | System - kBTUs of Consumption | 0 | 0 | 0 | 0 | 0 | 0 | 0 | 0 | 0 | 0 | 0 | 0 | 0 | 0 | 0 | 0 | 0 | 0 | 0 | 0 | 0 | 0 | 0 | 0 | 0 | 0 | 0
F3_Commercial_Grocery_New_Food Preparation_Natural Gas_Griddle_E6 | F3 | Commercial | Grocery | New | Food Preparation | Natural Gas | Griddle | E6 | System - kBTUs of Consumption | 0 | 0 | 0 | 0 | 0 | 0 | 0 | 0 | 0 | 0 | 0 | 0 | 0 | 0 | 0 | 0 | 0 | 0 | 0 | 0 | 0 | 0 | 0 | 0 | 0 | 0 | 0
F3_Commercial_Grocery_New_Food Preparation_Natural Gas_Griddle_E7 | F3 | Commercial | Grocery | New | Food Preparation | Natural Gas | Griddle | E7 | System - kBTUs of Consumption | 0 | 0 | 0 | 0 | 0 | 0 | 0 | 0 | 0 | 0 | 0 | 0 | 0 | 0 | 0 | 0 | 0 | 0 | 0 | 0 | 0 | 0 | 0 | 0 | 0 | 0 | 0
F3_Commercial_Grocery_New_Food Preparation_Natural Gas_Griddle_E8 | F3 | Commercial | Grocery | New | Food Preparation | Natural Gas | Griddle | E8 | System - kBTUs of Consumption | 0 | 0 | 0 | 0 | 0 | 0 | 0 | 0 | 0 | 0 | 0 | 0 | 0 | 0 | 0 | 0 | 0 | 0 | 0 | 0 | 0 | 0 | 0 | 0 | 0 | 0 | 0
F3_Commercial_Grocery_New_Food Preparation_Natural Gas_Griddle_E9 | F3 | Commercial | Grocery | New | Food Preparation | Natural Gas | Griddle | E9 | System - kBTUs of Consumption | 0 | 0 | 0 | 0 | 0 | 0 | 0 | 0 | 0 | 0 | 0 | 0 | 0 | 0 | 0 | 0 | 0 | 0 | 0 | 0 | 0 | 0 | 0 | 0 | 0 | 0 | 0
F3_Commercial_Grocery_New_Food Preparation_Natural Gas_Griddle_E10 | F3 | Commercial | Grocery | New | Food Preparation | Natural Gas | Griddle | E10 | System - kBTUs of Consumption | 0 | 0 | 0 | 0 | 0 | 0 | 0 | 0 | 0 | 0 | 0 | 0 | 0 | 0 | 0 | 0 | 0 | 0 | 0 | 0 | 0 | 0 | 0 | 0 | 0 | 0 | 0
F4_Commercial_Grocery_New_Food Preparation_Natural Gas_Griddle_E1 | F4 | Commercial | Grocery | New | Food Preparation | Natural Gas | Griddle | E1 | Utility - Cost of Equipment | 0.060017 | 0.060017 | 0.060017 | 0.060017 | 0.060017 | 0.060017 | 0.060017 | 0.060017 | 0.060017 | 0.060017 | 0.060017 | 0.060017 | 0.060017 | 0.060017 | 0.060017 | 0.060017 | 0.060017 | 0.060017 | 0.060017 | 0.060017 | 0.060017 | 0.060017 | 0.060017 | 0.060017 | 0.060017 | 0.060017 | 0.060017
F4_Commercial_Grocery_New_Food Preparation_Natural Gas_Griddle_E2 | F4 | Commercial | Grocery | New | Food Preparation | Natural Gas | Griddle | E2 | Utility - Cost of Equipment | 0.074584 | 0.074584 | 0.074584 | 0.074584 | 0.074584 | 0.074584 | 0.074584 | 0.074584 | 0.074584 | 0.074584 | 0.074584 | 0.074584 | 0.074584 | 0.074584 | 0.074584 | 0.074584 | 0.074584 | 0.074584 | 0.074584 | 0.074584 | 0.074584 | 0.074584 | 0.074584 | 0.074584 | 0.074584 | 0.074584 | 0.074584
F4_Commercial_Grocery_New_Food Preparation_Natural Gas_Griddle_E3 | F4 | Commercial | Grocery | New | Food Preparation | Natural Gas | Griddle | E3 | Utility - Cost of Equipment | 0 | 0 | 0 | 0 | 0 | 0 | 0 | 0 | 0 | 0 | 0 | 0 | 0 | 0 | 0 | 0 | 0 | 0 | 0 | 0 | 0 | 0 | 0 | 0 | 0 | 0 | 0
F4_Commercial_Grocery_New_Food Preparation_Natural Gas_Griddle_E4 | F4 | Commercial | Grocery | New | Food Preparation | Natural Gas | Griddle | E4 | Utility - Cost of Equipment | 0 | 0 | 0 | 0 | 0 | 0 | 0 | 0 | 0 | 0 | 0 | 0 | 0 | 0 | 0 | 0 | 0 | 0 | 0 | 0 | 0 | 0 | 0 | 0 | 0 | 0 | 0
F4_Commercial_Grocery_New_Food Preparation_Natural Gas_Griddle_E5 | F4 | Commercial | Grocery | New | Food Preparation | Natural Gas | Griddle | E5 | Utility - Cost of Equipment | 0 | 0 | 0 | 0 | 0 | 0 | 0 | 0 | 0 | 0 | 0 | 0 | 0 | 0 | 0 | 0 | 0 | 0 | 0 | 0 | 0 | 0 | 0 | 0 | 0 | 0 | 0
F4_Commercial_Grocery_New_Food Preparation_Natural Gas_Griddle_E6 | F4 | Commercial | Grocery | New | Food Preparation | Natural Gas | Griddle | E6 | Utility - Cost of Equipment | 0 | 0 | 0 | 0 | 0 | 0 | 0 | 0 | 0 | 0 | 0 | 0 | 0 | 0 | 0 | 0 | 0 | 0 | 0 | 0 | 0 | 0 | 0 | 0 | 0 | 0 | 0
F4_Commercial_Grocery_New_Food Preparation_Natural Gas_Griddle_E7 | F4 | Commercial | Grocery | New | Food Preparation | Natural Gas | Griddle | E7 | Utility - Cost of Equipment | 0 | 0 | 0 | 0 | 0 | 0 | 0 | 0 | 0 | 0 | 0 | 0 | 0 | 0 | 0 | 0 | 0 | 0 | 0 | 0 | 0 | 0 | 0 | 0 | 0 | 0 | 0
F4_Commercial_Grocery_New_Food Preparation_Natural Gas_Griddle_E8 | F4 | Commercial | Grocery | New | Food Preparation | Natural Gas | Griddle | E8 | Utility - Cost of Equipment | 0 | 0 | 0 | 0 | 0 | 0 | 0 | 0 | 0 | 0 | 0 | 0 | 0 | 0 | 0 | 0 | 0 | 0 | 0 | 0 | 0 | 0 | 0 | 0 | 0 | 0 | 0
F4_Commercial_Grocery_New_Food Preparation_Natural Gas_Griddle_E9 | F4 | Commercial | Grocery | New | Food Preparation | Natural Gas | Griddle | E9 | Utility - Cost of Equipment | 0 | 0 | 0 | 0 | 0 | 0 | 0 | 0 | 0 | 0 | 0 | 0 | 0 | 0 | 0 | 0 | 0 | 0 | 0 | 0 | 0 | 0 | 0 | 0 | 0 | 0 | 0
F4_Commercial_Grocery_New_Food Preparation_Natural Gas_Griddle_E10 | F4 | Commercial | Grocery | New | Food Preparation | Natural Gas | Griddle | E10 | Utility - Cost of Equipment | 0 | 0 | 0 | 0 | 0 | 0 | 0 | 0 | 0 | 0 | 0 | 0 | 0 | 0 | 0 | 0 | 0 | 0 | 0 | 0 | 0 | 0 | 0 | 0 | 0 | 0 | 0
F5_Commercial_Grocery_New_Food Preparation_Natural Gas_Griddle_E1 | F5 | Commercial | Grocery | New | Food Preparation | Natural Gas | Griddle | E1 | Utility - Cost of Operation | 0.13905 | 0.13756 | 0.13612 | 0.13475 | 0.13509 | 0.13655 | 0.13867 | 0.14103 | 0.1433 | 0.14524 | 0.14682 | 0.14795 | 0.14859 | 0.14852 | 0.14771 | 0.14617 | 0.14391 | 0.14105 | 0.13764 | 0.13359 | 0.12884 | 0.12336 | 0.11851 | 0.11539 | 0.11408 | 0.11464 | 0.1152
F5_Commercial_Grocery_New_Food Preparation_Natural Gas_Griddle_E2 | F5 | Commercial | Grocery | New | Food Preparation | Natural Gas | Griddle | E2 | Utility - Cost of Operation | 0.12009 | 0.11881 | 0.11757 | 0.11638 | 0.11667 | 0.11793 | 0.11976 | 0.1218 | 0.12376 | 0.12544 | 0.1268 | 0.12778 | 0.12833 | 0.12827 | 0.12758 | 0.12624 | 0.12429 | 0.12182 | 0.11888 | 0.11538 | 0.11128 | 0.10655 | 0.10235 | 0.099659 | 0.098526 | 0.099009 | 0.099494
F5_Commercial_Grocery_New_Food Preparation_Natural Gas_Griddle_E3 | F5 | Commercial | Grocery | New | Food Preparation | Natural Gas | Griddle | E3 | Utility - Cost of Operation | 0 | 0 | 0 | 0 | 0 | 0 | 0 | 0 | 0 | 0 | 0 | 0 | 0 | 0 | 0 | 0 | 0 | 0 | 0 | 0 | 0 | 0 | 0 | 0 | 0 | 0 | 0
F5_Commercial_Grocery_New_Food Preparation_Natural Gas_Griddle_E4 | F5 | Commercial | Grocery | New | Food Preparation | Natural Gas | Griddle | E4 | Utility - Cost of Operation | 0 | 0 | 0 | 0 | 0 | 0 | 0 | 0 | 0 | 0 | 0 | 0 | 0 | 0 | 0 | 0 | 0 | 0 | 0 | 0 | 0 | 0 | 0 | 0 | 0 | 0 | 0
F5_Commercial_Grocery_New_Food Preparation_Natural Gas_Griddle_E5 | F5 | Commercial | Grocery | New | Food Preparation | Natural Gas | Griddle | E5 | Utility - Cost of Operation | 0 | 0 | 0 | 0 | 0 | 0 | 0 | 0 | 0 | 0 | 0 | 0 | 0 | 0 | 0 | 0 | 0 | 0 | 0 | 0 | 0 | 0 | 0 | 0 | 0 | 0 | 0
F5_Commercial_Grocery_New_Food Preparation_Natural Gas_Griddle_E6 | F5 | Commercial | Grocery | New | Food Preparation | Natural Gas | Griddle | E6 | Utility - Cost of Operation | 0 | 0 | 0 | 0 | 0 | 0 | 0 | 0 | 0 | 0 | 0 | 0 | 0 | 0 | 0 | 0 | 0 | 0 | 0 | 0 | 0 | 0 | 0 | 0 | 0 | 0 | 0
F5_Commercial_Grocery_New_Food Preparation_Natural Gas_Griddle_E7 | F5 | Commercial | Grocery | New | Food Preparation | Natural Gas | Griddle | E7 | Utility - Cost of Operation | 0 | 0 | 0 | 0 | 0 | 0 | 0 | 0 | 0 | 0 | 0 | 0 | 0 | 0 | 0 | 0 | 0 | 0 | 0 | 0 | 0 | 0 | 0 | 0 | 0 | 0 | 0
F5_Commercial_Grocery_New_Food Preparation_Natural Gas_Griddle_E8 | F5 | Commercial | Grocery | New | Food Preparation | Natural Gas | Griddle | E8 | Utility - Cost of Operation | 0 | 0 | 0 | 0 | 0 | 0 | 0 | 0 | 0 | 0 | 0 | 0 | 0 | 0 | 0 | 0 | 0 | 0 | 0 | 0 | 0 | 0 | 0 | 0 | 0 | 0 | 0
F5_Commercial_Grocery_New_Food Preparation_Natural Gas_Griddle_E9 | F5 | Commercial | Grocery | New | Food Preparation | Natural Gas | Griddle | E9 | Utility - Cost of Operation | 0 | 0 | 0 | 0 | 0 | 0 | 0 | 0 | 0 | 0 | 0 | 0 | 0 | 0 | 0 | 0 | 0 | 0 | 0 | 0 | 0 | 0 | 0 | 0 | 0 | 0 | 0
F5_Commercial_Grocery_New_Food Preparation_Natural Gas_Griddle_E10 | F5 | Commercial | Grocery | New | Food Preparation | Natural Gas | Griddle | E10 | Utility - Cost of Operation | 0 | 0 | 0 | 0 | 0 | 0 | 0 | 0 | 0 | 0 | 0 | 0 | 0 | 0 | 0 | 0 | 0 | 0 | 0 | 0 | 0 | 0 | 0 | 0 | 0 | 0 | 0
F6_Commercial_Grocery_New_Food Preparation_Natural Gas_Griddle_E1 | F6 | Commercial | Grocery | New | Food Preparation | Natural Gas | Griddle | E1 | Utility - Value of Sales | 0 | 0 | 0 | 0 | 0 | 0 | 0 | 0 | 0 | 0 | 0 | 0 | 0 | 0 | 0 | 0 | 0 | 0 | 0 | 0 | 0 | 0 | 0 | 0 | 0 | 0 | 0
F6_Commercial_Grocery_New_Food Preparation_Natural Gas_Griddle_E2 | F6 | Commercial | Grocery | New | Food Preparation | Natural Gas | Griddle | E2 | Utility - Value of Sales | 0 | 0 | 0 | 0 | 0 | 0 | 0 | 0 | 0 | 0 | 0 | 0 | 0 | 0 | 0 | 0 | 0 | 0 | 0 | 0 | 0 | 0 | 0 | 0 | 0 | 0 | 0
F6_Commercial_Grocery_New_Food Preparation_Natural Gas_Griddle_E3 | F6 | Commercial | Grocery | New | Food Preparation | Natural Gas | Griddle | E3 | Utility - Value of Sales | 0 | 0 | 0 | 0 | 0 | 0 | 0 | 0 | 0 | 0 | 0 | 0 | 0 | 0 | 0 | 0 | 0 | 0 | 0 | 0 | 0 | 0 | 0 | 0 | 0 | 0 | 0
F6_Commercial_Grocery_New_Food Preparation_Natural Gas_Griddle_E4 | F6 | Commercial | Grocery | New | Food Preparation | Natural Gas | Griddle | E4 | Utility - Value of Sales | 0 | 0 | 0 | 0 | 0 | 0 | 0 | 0 | 0 | 0 | 0 | 0 | 0 | 0 | 0 | 0 | 0 | 0 | 0 | 0 | 0 | 0 | 0 | 0 | 0 | 0 | 0
F6_Commercial_Grocery_New_Food Preparation_Natural Gas_Griddle_E5 | F6 | Commercial | Grocery | New | Food Preparation | Natural Gas | Griddle | E5 | Utility - Value of Sales | 0 | 0 | 0 | 0 | 0 | 0 | 0 | 0 | 0 | 0 | 0 | 0 | 0 | 0 | 0 | 0 | 0 | 0 | 0 | 0 | 0 | 0 | 0 | 0 | 0 | 0 | 0
F6_Commercial_Grocery_New_Food Preparation_Natural Gas_Griddle_E6 | F6 | Commercial | Grocery | New | Food Preparation | Natural Gas | Griddle | E6 | Utility - Value of Sales | 0 | 0 | 0 | 0 | 0 | 0 | 0 | 0 | 0 | 0 | 0 | 0 | 0 | 0 | 0 | 0 | 0 | 0 | 0 | 0 | 0 | 0 | 0 | 0 | 0 | 0 | 0
F6_Commercial_Grocery_New_Food Preparation_Natural Gas_Griddle_E7 | F6 | Commercial | Grocery | New | Food Preparation | Natural Gas | Griddle | E7 | Utility - Value of Sales | 0 | 0 | 0 | 0 | 0 | 0 | 0 | 0 | 0 | 0 | 0 | 0 | 0 | 0 | 0 | 0 | 0 | 0 | 0 | 0 | 0 | 0 | 0 | 0 | 0 | 0 | 0
F6_Commercial_Grocery_New_Food Preparation_Natural Gas_Griddle_E8 | F6 | Commercial | Grocery | New | Food Preparation | Natural Gas | Griddle | E8 | Utility - Value of Sales | 0 | 0 | 0 | 0 | 0 | 0 | 0 | 0 | 0 | 0 | 0 | 0 | 0 | 0 | 0 | 0 | 0 | 0 | 0 | 0 | 0 | 0 | 0 | 0 | 0 | 0 | 0
F6_Commercial_Grocery_New_Food Preparation_Natural Gas_Griddle_E9 | F6 | Commercial | Grocery | New | Food Preparation | Natural Gas | Griddle | E9 | Utility - Value of Sales | 0 | 0 | 0 | 0 | 0 | 0 | 0 | 0 | 0 | 0 | 0 | 0 | 0 | 0 | 0 | 0 | 0 | 0 | 0 | 0 | 0 | 0 | 0 | 0 | 0 | 0 | 0
F6_Commercial_Grocery_New_Food Preparation_Natural Gas_Griddle_E10 | F6 | Commercial | Grocery | New | Food Preparation | Natural Gas | Griddle | E10 | Utility - Value of Sales | 0 | 0 | 0 | 0 | 0 | 0 | 0 | 0 | 0 | 0 | 0 | 0 | 0 | 0 | 0 | 0 | 0 | 0 | 0 | 0 | 0 | 0 | 0 | 0 | 0 | 0 | 0
F1_Commercial_Grocery_New_Food Preparation_Natural Gas_Range_E1 | F1 | Commercial | Grocery | New | Food Preparation | Natural Gas | Range | E1 | RVT - Cost of Equipment | 0.091871 | 0.091871 | 0.091871 | 0.091871 | 0.091871 | 0.091871 | 0.091871 | 0.091871 | 0.091871 | 0.091871 | 0.091871 | 0.091871 | 0.091871 | 0.091871 | 0.091871 | 0.091871 | 0.091871 | 0.091871 | 0.091871 | 0.091871 | 0.091871 | 0.091871 | 0.091871 | 0.091871 | 0.091871 | 0.091871 | 0.091871
F1_Commercial_Grocery_New_Food Preparation_Natural Gas_Range_E2 | F1 | Commercial | Grocery | New | Food Preparation | Natural Gas | Range | E2 | RVT - Cost of Equipment | 0.091872 | 0.091872 | 0.091872 | 0.091872 | 0.091872 | 0.091872 | 0.091872 | 0.091872 | 0.091872 | 0.091872 | 0.091872 | 0.091872 | 0.091872 | 0.091872 | 0.091872 | 0.091872 | 0.091872 | 0.091872 | 0.091872 | 0.091872 | 0.091872 | 0.091872 | 0.091872 | 0.091872 | 0.091872 | 0.091872 | 0.091872
F1_Commercial_Grocery_New_Food Preparation_Natural Gas_Range_E3 | F1 | Commercial | Grocery | New | Food Preparation | Natural Gas | Range | E3 | RVT - Cost of Equipment | 0 | 0 | 0 | 0 | 0 | 0 | 0 | 0 | 0 | 0 | 0 | 0 | 0 | 0 | 0 | 0 | 0 | 0 | 0 | 0 | 0 | 0 | 0 | 0 | 0 | 0 | 0
F1_Commercial_Grocery_New_Food Preparation_Natural Gas_Range_E4 | F1 | Commercial | Grocery | New | Food Preparation | Natural Gas | Range | E4 | RVT - Cost of Equipment | 0 | 0 | 0 | 0 | 0 | 0 | 0 | 0 | 0 | 0 | 0 | 0 | 0 | 0 | 0 | 0 | 0 | 0 | 0 | 0 | 0 | 0 | 0 | 0 | 0 | 0 | 0
F1_Commercial_Grocery_New_Food Preparation_Natural Gas_Range_E5 | F1 | Commercial | Grocery | New | Food Preparation | Natural Gas | Range | E5 | RVT - Cost of Equipment | 0 | 0 | 0 | 0 | 0 | 0 | 0 | 0 | 0 | 0 | 0 | 0 | 0 | 0 | 0 | 0 | 0 | 0 | 0 | 0 | 0 | 0 | 0 | 0 | 0 | 0 | 0
F1_Commercial_Grocery_New_Food Preparation_Natural Gas_Range_E6 | F1 | Commercial | Grocery | New | Food Preparation | Natural Gas | Range | E6 | RVT - Cost of Equipment | 0 | 0 | 0 | 0 | 0 | 0 | 0 | 0 | 0 | 0 | 0 | 0 | 0 | 0 | 0 | 0 | 0 | 0 | 0 | 0 | 0 | 0 | 0 | 0 | 0 | 0 | 0
F1_Commercial_Grocery_New_Food Preparation_Natural Gas_Range_E7 | F1 | Commercial | Grocery | New | Food Preparation | Natural Gas | Range | E7 | RVT - Cost of Equipment | 0 | 0 | 0 | 0 | 0 | 0 | 0 | 0 | 0 | 0 | 0 | 0 | 0 | 0 | 0 | 0 | 0 | 0 | 0 | 0 | 0 | 0 | 0 | 0 | 0 | 0 | 0
F1_Commercial_Grocery_New_Food Preparation_Natural Gas_Range_E8 | F1 | Commercial | Grocery | New | Food Preparation | Natural Gas | Range | E8 | RVT - Cost of Equipment | 0 | 0 | 0 | 0 | 0 | 0 | 0 | 0 | 0 | 0 | 0 | 0 | 0 | 0 | 0 | 0 | 0 | 0 | 0 | 0 | 0 | 0 | 0 | 0 | 0 | 0 | 0
F1_Commercial_Grocery_New_Food Preparation_Natural Gas_Range_E9 | F1 | Commercial | Grocery | New | Food Preparation | Natural Gas | Range | E9 | RVT - Cost of Equipment | 0 | 0 | 0 | 0 | 0 | 0 | 0 | 0 | 0 | 0 | 0 | 0 | 0 | 0 | 0 | 0 | 0 | 0 | 0 | 0 | 0 | 0 | 0 | 0 | 0 | 0 | 0
F1_Commercial_Grocery_New_Food Preparation_Natural Gas_Range_E10 | F1 | Commercial | Grocery | New | Food Preparation | Natural Gas | Range | E10 | RVT - Cost of Equipment | 0 | 0 | 0 | 0 | 0 | 0 | 0 | 0 | 0 | 0 | 0 | 0 | 0 | 0 | 0 | 0 | 0 | 0 | 0 | 0 | 0 | 0 | 0 | 0 | 0 | 0 | 0
F2_Commercial_Grocery_New_Food Preparation_Natural Gas_Range_E1 | F2 | Commercial | Grocery | New | Food Preparation | Natural Gas | Range | E1 | RVT - Cost of Operation | 0 | 0 | 0 | 0 | 0 | 0 | 0 | 0 | 0 | 0 | 0 | 0 | 0 | 0 | 0 | 0 | 0 | 0 | 0 | 0 | 0 | 0 | 0 | 0 | 0 | 0 | 0
F2_Commercial_Grocery_New_Food Preparation_Natural Gas_Range_E2 | F2 | Commercial | Grocery | New | Food Preparation | Natural Gas | Range | E2 | RVT - Cost of Operation | 0 | 0 | 0 | 0 | 0 | 0 | 0 | 0 | 0 | 0 | 0 | 0 | 0 | 0 | 0 | 0 | 0 | 0 | 0 | 0 | 0 | 0 | 0 | 0 | 0 | 0 | 0
F2_Commercial_Grocery_New_Food Preparation_Natural Gas_Range_E3 | F2 | Commercial | Grocery | New | Food Preparation | Natural Gas | Range | E3 | RVT - Cost of Operation | 0 | 0 | 0 | 0 | 0 | 0 | 0 | 0 | 0 | 0 | 0 | 0 | 0 | 0 | 0 | 0 | 0 | 0 | 0 | 0 | 0 | 0 | 0 | 0 | 0 | 0 | 0
F2_Commercial_Grocery_New_Food Preparation_Natural Gas_Range_E4 | F2 | Commercial | Grocery | New | Food Preparation | Natural Gas | Range | E4 | RVT - Cost of Operation | 0 | 0 | 0 | 0 | 0 | 0 | 0 | 0 | 0 | 0 | 0 | 0 | 0 | 0 | 0 | 0 | 0 | 0 | 0 | 0 | 0 | 0 | 0 | 0 | 0 | 0 | 0
F2_Commercial_Grocery_New_Food Preparation_Natural Gas_Range_E5 | F2 | Commercial | Grocery | New | Food Preparation | Natural Gas | Range | E5 | RVT - Cost of Operation | 0 | 0 | 0 | 0 | 0 | 0 | 0 | 0 | 0 | 0 | 0 | 0 | 0 | 0 | 0 | 0 | 0 | 0 | 0 | 0 | 0 | 0 | 0 | 0 | 0 | 0 | 0
F2_Commercial_Grocery_New_Food Preparation_Natural Gas_Range_E6 | F2 | Commercial | Grocery | New | Food Preparation | Natural Gas | Range | E6 | RVT - Cost of Operation | 0 | 0 | 0 | 0 | 0 | 0 | 0 | 0 | 0 | 0 | 0 | 0 | 0 | 0 | 0 | 0 | 0 | 0 | 0 | 0 | 0 | 0 | 0 | 0 | 0 | 0 | 0
F2_Commercial_Grocery_New_Food Preparation_Natural Gas_Range_E7 | F2 | Commercial | Grocery | New | Food Preparation | Natural Gas | Range | E7 | RVT - Cost of Operation | 0 | 0 | 0 | 0 | 0 | 0 | 0 | 0 | 0 | 0 | 0 | 0 | 0 | 0 | 0 | 0 | 0 | 0 | 0 | 0 | 0 | 0 | 0 | 0 | 0 | 0 | 0
F2_Commercial_Grocery_New_Food Preparation_Natural Gas_Range_E8 | F2 | Commercial | Grocery | New | Food Preparation | Natural Gas | Range | E8 | RVT - Cost of Operation | 0 | 0 | 0 | 0 | 0 | 0 | 0 | 0 | 0 | 0 | 0 | 0 | 0 | 0 | 0 | 0 | 0 | 0 | 0 | 0 | 0 | 0 | 0 | 0 | 0 | 0 | 0
F2_Commercial_Grocery_New_Food Preparation_Natural Gas_Range_E9 | F2 | Commercial | Grocery | New | Food Preparation | Natural Gas | Range | E9 | RVT - Cost of Operation | 0 | 0 | 0 | 0 | 0 | 0 | 0 | 0 | 0 | 0 | 0 | 0 | 0 | 0 | 0 | 0 | 0 | 0 | 0 | 0 | 0 | 0 | 0 | 0 | 0 | 0 | 0
F2_Commercial_Grocery_New_Food Preparation_Natural Gas_Range_E10 | F2 | Commercial | Grocery | New | Food Preparation | Natural Gas | Range | E10 | RVT - Cost of Operation | 0 | 0 | 0 | 0 | 0 | 0 | 0 | 0 | 0 | 0 | 0 | 0 | 0 | 0 | 0 | 0 | 0 | 0 | 0 | 0 | 0 | 0 | 0 | 0 | 0 | 0 | 0
F3_Commercial_Grocery_New_Food Preparation_Natural Gas_Range_E1 | F3 | Commercial | Grocery | New | Food Preparation | Natural Gas | Range | E1 | System - kBTUs of Consumption | 9.8175 | 9.8175 | 9.8175 | 9.8175 | 9.8175 | 9.8175 | 9.8175 | 9.8175 | 9.8175 | 9.8175 | 9.8175 | 9.8175 | 9.8175 | 9.8175 | 9.8175 | 9.8175 | 9.8175 | 9.8175 | 9.8175 | 9.8175 | 9.8175 | 9.8175 | 9.8175 | 9.8175 | 9.8175 | 9.8175 | 9.8175
F3_Commercial_Grocery_New_Food Preparation_Natural Gas_Range_E2 | F3 | Commercial | Grocery | New | Food Preparation | Natural Gas | Range | E2 | System - kBTUs of Consumption | 8.415 | 8.415 | 8.415 | 8.415 | 8.415 | 8.415 | 8.415 | 8.415 | 8.415 | 8.415 | 8.415 | 8.415 | 8.415 | 8.415 | 8.415 | 8.415 | 8.415 | 8.415 | 8.415 | 8.415 | 8.415 | 8.415 | 8.415 | 8.415 | 8.415 | 8.415 | 8.415
F3_Commercial_Grocery_New_Food Preparation_Natural Gas_Range_E3 | F3 | Commercial | Grocery | New | Food Preparation | Natural Gas | Range | E3 | System - kBTUs of Consumption | 0 | 0 | 0 | 0 | 0 | 0 | 0 | 0 | 0 | 0 | 0 | 0 | 0 | 0 | 0 | 0 | 0 | 0 | 0 | 0 | 0 | 0 | 0 | 0 | 0 | 0 | 0
F3_Commercial_Grocery_New_Food Preparation_Natural Gas_Range_E4 | F3 | Commercial | Grocery | New | Food Preparation | Natural Gas | Range | E4 | System - kBTUs of Consumption | 0 | 0 | 0 | 0 | 0 | 0 | 0 | 0 | 0 | 0 | 0 | 0 | 0 | 0 | 0 | 0 | 0 | 0 | 0 | 0 | 0 | 0 | 0 | 0 | 0 | 0 | 0
F3_Commercial_Grocery_New_Food Preparation_Natural Gas_Range_E5 | F3 | Commercial | Grocery | New | Food Preparation | Natural Gas | Range | E5 | System - kBTUs of Consumption | 0 | 0 | 0 | 0 | 0 | 0 | 0 | 0 | 0 | 0 | 0 | 0 | 0 | 0 | 0 | 0 | 0 | 0 | 0 | 0 | 0 | 0 | 0 | 0 | 0 | 0 | 0
F3_Commercial_Grocery_New_Food Preparation_Natural Gas_Range_E6 | F3 | Commercial | Grocery | New | Food Preparation | Natural Gas | Range | E6 | System - kBTUs of Consumption | 0 | 0 | 0 | 0 | 0 | 0 | 0 | 0 | 0 | 0 | 0 | 0 | 0 | 0 | 0 | 0 | 0 | 0 | 0 | 0 | 0 | 0 | 0 | 0 | 0 | 0 | 0
F3_Commercial_Grocery_New_Food Preparation_Natural Gas_Range_E7 | F3 | Commercial | Grocery | New | Food Preparation | Natural Gas | Range | E7 | System - kBTUs of Consumption | 0 | 0 | 0 | 0 | 0 | 0 | 0 | 0 | 0 | 0 | 0 | 0 | 0 | 0 | 0 | 0 | 0 | 0 | 0 | 0 | 0 | 0 | 0 | 0 | 0 | 0 | 0
F3_Commercial_Grocery_New_Food Preparation_Natural Gas_Range_E8 | F3 | Commercial | Grocery | New | Food Preparation | Natural Gas | Range | E8 | System - kBTUs of Consumption | 0 | 0 | 0 | 0 | 0 | 0 | 0 | 0 | 0 | 0 | 0 | 0 | 0 | 0 | 0 | 0 | 0 | 0 | 0 | 0 | 0 | 0 | 0 | 0 | 0 | 0 | 0
F3_Commercial_Grocery_New_Food Preparation_Natural Gas_Range_E9 | F3 | Commercial | Grocery | New | Food Preparation | Natural Gas | Range | E9 | System - kBTUs of Consumption | 0 | 0 | 0 | 0 | 0 | 0 | 0 | 0 | 0 | 0 | 0 | 0 | 0 | 0 | 0 | 0 | 0 | 0 | 0 | 0 | 0 | 0 | 0 | 0 | 0 | 0 | 0
F3_Commercial_Grocery_New_Food Preparation_Natural Gas_Range_E10 | F3 | Commercial | Grocery | New | Food Preparation | Natural Gas | Range | E10 | System - kBTUs of Consumption | 0 | 0 | 0 | 0 | 0 | 0 | 0 | 0 | 0 | 0 | 0 | 0 | 0 | 0 | 0 | 0 | 0 | 0 | 0 | 0 | 0 | 0 | 0 | 0 | 0 | 0 | 0
F4_Commercial_Grocery_New_Food Preparation_Natural Gas_Range_E1 | F4 | Commercial | Grocery | New | Food Preparation | Natural Gas | Range | E1 | Utility - Cost of Equipment | 0.091871 | 0.091871 | 0.091871 | 0.091871 | 0.091871 | 0.091871 | 0.091871 | 0.091871 | 0.091871 | 0.091871 | 0.091871 | 0.091871 | 0.091871 | 0.091871 | 0.091871 | 0.091871 | 0.091871 | 0.091871 | 0.091871 | 0.091871 | 0.091871 | 0.091871 | 0.091871 | 0.091871 | 0.091871 | 0.091871 | 0.091871
F4_Commercial_Grocery_New_Food Preparation_Natural Gas_Range_E2 | F4 | Commercial | Grocery | New | Food Preparation | Natural Gas | Range | E2 | Utility - Cost of Equipment | 0.091872 | 0.091872 | 0.091872 | 0.091872 | 0.091872 | 0.091872 | 0.091872 | 0.091872 | 0.091872 | 0.091872 | 0.091872 | 0.091872 | 0.091872 | 0.091872 | 0.091872 | 0.091872 | 0.091872 | 0.091872 | 0.091872 | 0.091872 | 0.091872 | 0.091872 | 0.091872 | 0.091872 | 0.091872 | 0.091872 | 0.091872
F4_Commercial_Grocery_New_Food Preparation_Natural Gas_Range_E3 | F4 | Commercial | Grocery | New | Food Preparation | Natural Gas | Range | E3 | Utility - Cost of Equipment | 0 | 0 | 0 | 0 | 0 | 0 | 0 | 0 | 0 | 0 | 0 | 0 | 0 | 0 | 0 | 0 | 0 | 0 | 0 | 0 | 0 | 0 | 0 | 0 | 0 | 0 | 0
F4_Commercial_Grocery_New_Food Preparation_Natural Gas_Range_E4 | F4 | Commercial | Grocery | New | Food Preparation | Natural Gas | Range | E4 | Utility - Cost of Equipment | 0 | 0 | 0 | 0 | 0 | 0 | 0 | 0 | 0 | 0 | 0 | 0 | 0 | 0 | 0 | 0 | 0 | 0 | 0 | 0 | 0 | 0 | 0 | 0 | 0 | 0 | 0
F4_Commercial_Grocery_New_Food Preparation_Natural Gas_Range_E5 | F4 | Commercial | Grocery | New | Food Preparation | Natural Gas | Range | E5 | Utility - Cost of Equipment | 0 | 0 | 0 | 0 | 0 | 0 | 0 | 0 | 0 | 0 | 0 | 0 | 0 | 0 | 0 | 0 | 0 | 0 | 0 | 0 | 0 | 0 | 0 | 0 | 0 | 0 | 0
F4_Commercial_Grocery_New_Food Preparation_Natural Gas_Range_E6 | F4 | Commercial | Grocery | New | Food Preparation | Natural Gas | Range | E6 | Utility - Cost of Equipment | 0 | 0 | 0 | 0 | 0 | 0 | 0 | 0 | 0 | 0 | 0 | 0 | 0 | 0 | 0 | 0 | 0 | 0 | 0 | 0 | 0 | 0 | 0 | 0 | 0 | 0 | 0
F4_Commercial_Grocery_New_Food Preparation_Natural Gas_Range_E7 | F4 | Commercial | Grocery | New | Food Preparation | Natural Gas | Range | E7 | Utility - Cost of Equipment | 0 | 0 | 0 | 0 | 0 | 0 | 0 | 0 | 0 | 0 | 0 | 0 | 0 | 0 | 0 | 0 | 0 | 0 | 0 | 0 | 0 | 0 | 0 | 0 | 0 | 0 | 0
F4_Commercial_Grocery_New_Food Preparation_Natural Gas_Range_E8 | F4 | Commercial | Grocery | New | Food Preparation | Natural Gas | Range | E8 | Utility - Cost of Equipment | 0 | 0 | 0 | 0 | 0 | 0 | 0 | 0 | 0 | 0 | 0 | 0 | 0 | 0 | 0 | 0 | 0 | 0 | 0 | 0 | 0 | 0 | 0 | 0 | 0 | 0 | 0
F4_Commercial_Grocery_New_Food Preparation_Natural Gas_Range_E9 | F4 | Commercial | Grocery | New | Food Preparation | Natural Gas | Range | E9 | Utility - Cost of Equipment | 0 | 0 | 0 | 0 | 0 | 0 | 0 | 0 | 0 | 0 | 0 | 0 | 0 | 0 | 0 | 0 | 0 | 0 | 0 | 0 | 0 | 0 | 0 | 0 | 0 | 0 | 0
F4_Commercial_Grocery_New_Food Preparation_Natural Gas_Range_E10 | F4 | Commercial | Grocery | New | Food Preparation | Natural Gas | Range | E10 | Utility - Cost of Equipment | 0 | 0 | 0 | 0 | 0 | 0 | 0 | 0 | 0 | 0 | 0 | 0 | 0 | 0 | 0 | 0 | 0 | 0 | 0 | 0 | 0 | 0 | 0 | 0 | 0 | 0 | 0
F5_Commercial_Grocery_New_Food Preparation_Natural Gas_Range_E1 | F5 | Commercial | Grocery | New | Food Preparation | Natural Gas | Range | E1 | Utility - Cost of Operation | 0.13491 | 0.13296 | 0.13106 | 0.12922 | 0.12924 | 0.13047 | 0.13245 | 0.13486 | 0.13746 | 0.14012 | 0.14275 | 0.14507 | 0.14685 | 0.1476 | 0.14725 | 0.14581 | 0.14338 | 0.1402 | 0.13642 | 0.13193 | 0.12669 | 0.12065 | 0.11529 | 0.11182 | 0.11032 | 0.11086 | 0.1114
F5_Commercial_Grocery_New_Food Preparation_Natural Gas_Range_E2 | F5 | Commercial | Grocery | New | Food Preparation | Natural Gas | Range | E2 | Utility - Cost of Operation | 0.11564 | 0.11397 | 0.11234 | 0.11076 | 0.11078 | 0.11183 | 0.11353 | 0.11559 | 0.11782 | 0.1201 | 0.12235 | 0.12435 | 0.12587 | 0.12652 | 0.12622 | 0.12498 | 0.1229 | 0.12017 | 0.11693 | 0.11309 | 0.10859 | 0.10341 | 0.098817 | 0.095842 | 0.094557 | 0.095021 | 0.095486
F5_Commercial_Grocery_New_Food Preparation_Natural Gas_Range_E3 | F5 | Commercial | Grocery | New | Food Preparation | Natural Gas | Range | E3 | Utility - Cost of Operation | 0 | 0 | 0 | 0 | 0 | 0 | 0 | 0 | 0 | 0 | 0 | 0 | 0 | 0 | 0 | 0 | 0 | 0 | 0 | 0 | 0 | 0 | 0 | 0 | 0 | 0 | 0
F5_Commercial_Grocery_New_Food Preparation_Natural Gas_Range_E4 | F5 | Commercial | Grocery | New | Food Preparation | Natural Gas | Range | E4 | Utility - Cost of Operation | 0 | 0 | 0 | 0 | 0 | 0 | 0 | 0 | 0 | 0 | 0 | 0 | 0 | 0 | 0 | 0 | 0 | 0 | 0 | 0 | 0 | 0 | 0 | 0 | 0 | 0 | 0
F5_Commercial_Grocery_New_Food Preparation_Natural Gas_Range_E5 | F5 | Commercial | Grocery | New | Food Preparation | Natural Gas | Range | E5 | Utility - Cost of Operation | 0 | 0 | 0 | 0 | 0 | 0 | 0 | 0 | 0 | 0 | 0 | 0 | 0 | 0 | 0 | 0 | 0 | 0 | 0 | 0 | 0 | 0 | 0 | 0 | 0 | 0 | 0
F5_Commercial_Grocery_New_Food Preparation_Natural Gas_Range_E6 | F5 | Commercial | Grocery | New | Food Preparation | Natural Gas | Range | E6 | Utility - Cost of Operation | 0 | 0 | 0 | 0 | 0 | 0 | 0 | 0 | 0 | 0 | 0 | 0 | 0 | 0 | 0 | 0 | 0 | 0 | 0 | 0 | 0 | 0 | 0 | 0 | 0 | 0 | 0
F5_Commercial_Grocery_New_Food Preparation_Natural Gas_Range_E7 | F5 | Commercial | Grocery | New | Food Preparation | Natural Gas | Range | E7 | Utility - Cost of Operation | 0 | 0 | 0 | 0 | 0 | 0 | 0 | 0 | 0 | 0 | 0 | 0 | 0 | 0 | 0 | 0 | 0 | 0 | 0 | 0 | 0 | 0 | 0 | 0 | 0 | 0 | 0
F5_Commercial_Grocery_New_Food Preparation_Natural Gas_Range_E8 | F5 | Commercial | Grocery | New | Food Preparation | Natural Gas | Range | E8 | Utility - Cost of Operation | 0 | 0 | 0 | 0 | 0 | 0 | 0 | 0 | 0 | 0 | 0 | 0 | 0 | 0 | 0 | 0 | 0 | 0 | 0 | 0 | 0 | 0 | 0 | 0 | 0 | 0 | 0
F5_Commercial_Grocery_New_Food Preparation_Natural Gas_Range_E9 | F5 | Commercial | Grocery | New | Food Preparation | Natural Gas | Range | E9 | Utility - Cost of Operation | 0 | 0 | 0 | 0 | 0 | 0 | 0 | 0 | 0 | 0 | 0 | 0 | 0 | 0 | 0 | 0 | 0 | 0 | 0 | 0 | 0 | 0 | 0 | 0 | 0 | 0 | 0
F5_Commercial_Grocery_New_Food Preparation_Natural Gas_Range_E10 | F5 | Commercial | Grocery | New | Food Preparation | Natural Gas | Range | E10 | Utility - Cost of Operation | 0 | 0 | 0 | 0 | 0 | 0 | 0 | 0 | 0 | 0 | 0 | 0 | 0 | 0 | 0 | 0 | 0 | 0 | 0 | 0 | 0 | 0 | 0 | 0 | 0 | 0 | 0
F6_Commercial_Grocery_New_Food Preparation_Natural Gas_Range_E1 | F6 | Commercial | Grocery | New | Food Preparation | Natural Gas | Range | E1 | Utility - Value of Sales | 0 | 0 | 0 | 0 | 0 | 0 | 0 | 0 | 0 | 0 | 0 | 0 | 0 | 0 | 0 | 0 | 0 | 0 | 0 | 0 | 0 | 0 | 0 | 0 | 0 | 0 | 0
F6_Commercial_Grocery_New_Food Preparation_Natural Gas_Range_E2 | F6 | Commercial | Grocery | New | Food Preparation | Natural Gas | Range | E2 | Utility - Value of Sales | 0 | 0 | 0 | 0 | 0 | 0 | 0 | 0 | 0 | 0 | 0 | 0 | 0 | 0 | 0 | 0 | 0 | 0 | 0 | 0 | 0 | 0 | 0 | 0 | 0 | 0 | 0
F6_Commercial_Grocery_New_Food Preparation_Natural Gas_Range_E3 | F6 | Commercial | Grocery | New | Food Preparation | Natural Gas | Range | E3 | Utility - Value of Sales | 0 | 0 | 0 | 0 | 0 | 0 | 0 | 0 | 0 | 0 | 0 | 0 | 0 | 0 | 0 | 0 | 0 | 0 | 0 | 0 | 0 | 0 | 0 | 0 | 0 | 0 | 0
F6_Commercial_Grocery_New_Food Preparation_Natural Gas_Range_E4 | F6 | Commercial | Grocery | New | Food Preparation | Natural Gas | Range | E4 | Utility - Value of Sales | 0 | 0 | 0 | 0 | 0 | 0 | 0 | 0 | 0 | 0 | 0 | 0 | 0 | 0 | 0 | 0 | 0 | 0 | 0 | 0 | 0 | 0 | 0 | 0 | 0 | 0 | 0
F6_Commercial_Grocery_New_Food Preparation_Natural Gas_Range_E5 | F6 | Commercial | Grocery | New | Food Preparation | Natural Gas | Range | E5 | Utility - Value of Sales | 0 | 0 | 0 | 0 | 0 | 0 | 0 | 0 | 0 | 0 | 0 | 0 | 0 | 0 | 0 | 0 | 0 | 0 | 0 | 0 | 0 | 0 | 0 | 0 | 0 | 0 | 0
F6_Commercial_Grocery_New_Food Preparation_Natural Gas_Range_E6 | F6 | Commercial | Grocery | New | Food Preparation | Natural Gas | Range | E6 | Utility - Value of Sales | 0 | 0 | 0 | 0 | 0 | 0 | 0 | 0 | 0 | 0 | 0 | 0 | 0 | 0 | 0 | 0 | 0 | 0 | 0 | 0 | 0 | 0 | 0 | 0 | 0 | 0 | 0
F6_Commercial_Grocery_New_Food Preparation_Natural Gas_Range_E7 | F6 | Commercial | Grocery | New | Food Preparation | Natural Gas | Range | E7 | Utility - Value of Sales | 0 | 0 | 0 | 0 | 0 | 0 | 0 | 0 | 0 | 0 | 0 | 0 | 0 | 0 | 0 | 0 | 0 | 0 | 0 | 0 | 0 | 0 | 0 | 0 | 0 | 0 | 0
F6_Commercial_Grocery_New_Food Preparation_Natural Gas_Range_E8 | F6 | Commercial | Grocery | New | Food Preparation | Natural Gas | Range | E8 | Utility - Value of Sales | 0 | 0 | 0 | 0 | 0 | 0 | 0 | 0 | 0 | 0 | 0 | 0 | 0 | 0 | 0 | 0 | 0 | 0 | 0 | 0 | 0 | 0 | 0 | 0 | 0 | 0 | 0
F6_Commercial_Grocery_New_Food Preparation_Natural Gas_Range_E9 | F6 | Commercial | Grocery | New | Food Preparation | Natural Gas | Range | E9 | Utility - Value of Sales | 0 | 0 | 0 | 0 | 0 | 0 | 0 | 0 | 0 | 0 | 0 | 0 | 0 | 0 | 0 | 0 | 0 | 0 | 0 | 0 | 0 | 0 | 0 | 0 | 0 | 0 | 0
F6_Commercial_Grocery_New_Food Preparation_Natural Gas_Range_E10 | F6 | Commercial | Grocery | New | Food Preparation | Natural Gas | Range | E10 | Utility - Value of Sales | 0 | 0 | 0 | 0 | 0 | 0 | 0 | 0 | 0 | 0 | 0 | 0 | 0 | 0 | 0 | 0 | 0 | 0 | 0 | 0 | 0 | 0 | 0 | 0 | 0 | 0 | 0
F1_Commercial_Grocery_New_Food Preparation_Natural Gas_Steamer_E1 | F1 | Commercial | Grocery | New | Food Preparation | Natural Gas | Steamer | E1 | RVT - Cost of Equipment | 0.232 | 0 | 0 | 0 | 0 | 0 | 0 | 0 | 0 | 0 | 0 | 0 | 0 | 0 | 0 | 0 | 0 | 0 | 0 | 0 | 0 | 0 | 0 | 0 | 0 | 0 | 0
F1_Commercial_Grocery_New_Food Preparation_Natural Gas_Steamer_E2 | F1 | Commercial | Grocery | New | Food Preparation | Natural Gas | Steamer | E2 | RVT - Cost of Equipment | 0.13476 | 0.13476 | 0.13476 | 0.13476 | 0.13476 | 0.13476 | 0.13476 | 0.13476 | 0.13476 | 0.13476 | 0.13476 | 0.13476 | 0.13476 | 0.13476 | 0.13476 | 0.13476 | 0.13476 | 0.13476 | 0.13476 | 0.13476 | 0.13476 | 0.13476 | 0.13476 | 0.13476 | 0.13476 | 0.13476 | 0.13476
F1_Commercial_Grocery_New_Food Preparation_Natural Gas_Steamer_E3 | F1 | Commercial | Grocery | New | Food Preparation | Natural Gas | Steamer | E3 | RVT - Cost of Equipment | 0 | 0 | 0 | 0 | 0 | 0 | 0 | 0 | 0 | 0 | 0 | 0 | 0 | 0 | 0 | 0 | 0 | 0 | 0 | 0 | 0 | 0 | 0 | 0 | 0 | 0 | 0
F1_Commercial_Grocery_New_Food Preparation_Natural Gas_Steamer_E4 | F1 | Commercial | Grocery | New | Food Preparation | Natural Gas | Steamer | E4 | RVT - Cost of Equipment | 0 | 0 | 0 | 0 | 0 | 0 | 0 | 0 | 0 | 0 | 0 | 0 | 0 | 0 | 0 | 0 | 0 | 0 | 0 | 0 | 0 | 0 | 0 | 0 | 0 | 0 | 0
F1_Commercial_Grocery_New_Food Preparation_Natural Gas_Steamer_E5 | F1 | Commercial | Grocery | New | Food Preparation | Natural Gas | Steamer | E5 | RVT - Cost of Equipment | 0 | 0 | 0 | 0 | 0 | 0 | 0 | 0 | 0 | 0 | 0 | 0 | 0 | 0 | 0 | 0 | 0 | 0 | 0 | 0 | 0 | 0 | 0 | 0 | 0 | 0 | 0
F1_Commercial_Grocery_New_Food Preparation_Natural Gas_Steamer_E6 | F1 | Commercial | Grocery | New | Food Preparation | Natural Gas | Steamer | E6 | RVT - Cost of Equipment | 0 | 0 | 0 | 0 | 0 | 0 | 0 | 0 | 0 | 0 | 0 | 0 | 0 | 0 | 0 | 0 | 0 | 0 | 0 | 0 | 0 | 0 | 0 | 0 | 0 | 0 | 0
F1_Commercial_Grocery_New_Food Preparation_Natural Gas_Steamer_E7 | F1 | Commercial | Grocery | New | Food Preparation | Natural Gas | Steamer | E7 | RVT - Cost of Equipment | 0 | 0 | 0 | 0 | 0 | 0 | 0 | 0 | 0 | 0 | 0 | 0 | 0 | 0 | 0 | 0 | 0 | 0 | 0 | 0 | 0 | 0 | 0 | 0 | 0 | 0 | 0
F1_Commercial_Grocery_New_Food Preparation_Natural Gas_Steamer_E8 | F1 | Commercial | Grocery | New | Food Preparation | Natural Gas | Steamer | E8 | RVT - Cost of Equipment | 0 | 0 | 0 | 0 | 0 | 0 | 0 | 0 | 0 | 0 | 0 | 0 | 0 | 0 | 0 | 0 | 0 | 0 | 0 | 0 | 0 | 0 | 0 | 0 | 0 | 0 | 0
F1_Commercial_Grocery_New_Food Preparation_Natural Gas_Steamer_E9 | F1 | Commercial | Grocery | New | Food Preparation | Natural Gas | Steamer | E9 | RVT - Cost of Equipment | 0 | 0 | 0 | 0 | 0 | 0 | 0 | 0 | 0 | 0 | 0 | 0 | 0 | 0 | 0 | 0 | 0 | 0 | 0 | 0 | 0 | 0 | 0 | 0 | 0 | 0 | 0
F1_Commercial_Grocery_New_Food Preparation_Natural Gas_Steamer_E10 | F1 | Commercial | Grocery | New | Food Preparation | Natural Gas | Steamer | E10 | RVT - Cost of Equipment | 0 | 0 | 0 | 0 | 0 | 0 | 0 | 0 | 0 | 0 | 0 | 0 | 0 | 0 | 0 | 0 | 0 | 0 | 0 | 0 | 0 | 0 | 0 | 0 | 0 | 0 | 0
F2_Commercial_Grocery_New_Food Preparation_Natural Gas_Steamer_E1 | F2 | Commercial | Grocery | New | Food Preparation | Natural Gas | Steamer | E1 | RVT - Cost of Operation | 0 | 0 | 0 | 0 | 0 | 0 | 0 | 0 | 0 | 0 | 0 | 0 | 0 | 0 | 0 | 0 | 0 | 0 | 0 | 0 | 0 | 0 | 0 | 0 | 0 | 0 | 0
F2_Commercial_Grocery_New_Food Preparation_Natural Gas_Steamer_E2 | F2 | Commercial | Grocery | New | Food Preparation | Natural Gas | Steamer | E2 | RVT - Cost of Operation | 0 | 0 | 0 | 0 | 0 | 0 | 0 | 0 | 0 | 0 | 0 | 0 | 0 | 0 | 0 | 0 | 0 | 0 | 0 | 0 | 0 | 0 | 0 | 0 | 0 | 0 | 0
F2_Commercial_Grocery_New_Food Preparation_Natural Gas_Steamer_E3 | F2 | Commercial | Grocery | New | Food Preparation | Natural Gas | Steamer | E3 | RVT - Cost of Operation | 0 | 0 | 0 | 0 | 0 | 0 | 0 | 0 | 0 | 0 | 0 | 0 | 0 | 0 | 0 | 0 | 0 | 0 | 0 | 0 | 0 | 0 | 0 | 0 | 0 | 0 | 0
F2_Commercial_Grocery_New_Food Preparation_Natural Gas_Steamer_E4 | F2 | Commercial | Grocery | New | Food Preparation | Natural Gas | Steamer | E4 | RVT - Cost of Operation | 0 | 0 | 0 | 0 | 0 | 0 | 0 | 0 | 0 | 0 | 0 | 0 | 0 | 0 | 0 | 0 | 0 | 0 | 0 | 0 | 0 | 0 | 0 | 0 | 0 | 0 | 0
F2_Commercial_Grocery_New_Food Preparation_Natural Gas_Steamer_E5 | F2 | Commercial | Grocery | New | Food Preparation | Natural Gas | Steamer | E5 | RVT - Cost of Operation | 0 | 0 | 0 | 0 | 0 | 0 | 0 | 0 | 0 | 0 | 0 | 0 | 0 | 0 | 0 | 0 | 0 | 0 | 0 | 0 | 0 | 0 | 0 | 0 | 0 | 0 | 0
F2_Commercial_Grocery_New_Food Preparation_Natural Gas_Steamer_E6 | F2 | Commercial | Grocery | New | Food Preparation | Natural Gas | Steamer | E6 | RVT - Cost of Operation | 0 | 0 | 0 | 0 | 0 | 0 | 0 | 0 | 0 | 0 | 0 | 0 | 0 | 0 | 0 | 0 | 0 | 0 | 0 | 0 | 0 | 0 | 0 | 0 | 0 | 0 | 0
F2_Commercial_Grocery_New_Food Preparation_Natural Gas_Steamer_E7 | F2 | Commercial | Grocery | New | Food Preparation | Natural Gas | Steamer | E7 | RVT - Cost of Operation | 0 | 0 | 0 | 0 | 0 | 0 | 0 | 0 | 0 | 0 | 0 | 0 | 0 | 0 | 0 | 0 | 0 | 0 | 0 | 0 | 0 | 0 | 0 | 0 | 0 | 0 | 0
F2_Commercial_Grocery_New_Food Preparation_Natural Gas_Steamer_E8 | F2 | Commercial | Grocery | New | Food Preparation | Natural Gas | Steamer | E8 | RVT - Cost of Operation | 0 | 0 | 0 | 0 | 0 | 0 | 0 | 0 | 0 | 0 | 0 | 0 | 0 | 0 | 0 | 0 | 0 | 0 | 0 | 0 | 0 | 0 | 0 | 0 | 0 | 0 | 0
F2_Commercial_Grocery_New_Food Preparation_Natural Gas_Steamer_E9 | F2 | Commercial | Grocery | New | Food Preparation | Natural Gas | Steamer | E9 | RVT - Cost of Operation | 0 | 0 | 0 | 0 | 0 | 0 | 0 | 0 | 0 | 0 | 0 | 0 | 0 | 0 | 0 | 0 | 0 | 0 | 0 | 0 | 0 | 0 | 0 | 0 | 0 | 0 | 0
F2_Commercial_Grocery_New_Food Preparation_Natural Gas_Steamer_E10 | F2 | Commercial | Grocery | New | Food Preparation | Natural Gas | Steamer | E10 | RVT - Cost of Operation | 0 | 0 | 0 | 0 | 0 | 0 | 0 | 0 | 0 | 0 | 0 | 0 | 0 | 0 | 0 | 0 | 0 | 0 | 0 | 0 | 0 | 0 | 0 | 0 | 0 | 0 | 0
F3_Commercial_Grocery_New_Food Preparation_Natural Gas_Steamer_E1 | F3 | Commercial | Grocery | New | Food Preparation | Natural Gas | Steamer | E1 | System - kBTUs of Consumption | 18.2788 | 0 | 0 | 0 | 0 | 0 | 0 | 0 | 0 | 0 | 0 | 0 | 0 | 0 | 0 | 0 | 0 | 0 | 0 | 0 | 0 | 0 | 0 | 0 | 0 | 0 | 0
F3_Commercial_Grocery_New_Food Preparation_Natural Gas_Steamer_E2 | F3 | Commercial | Grocery | New | Food Preparation | Natural Gas | Steamer | E2 | System - kBTUs of Consumption | 3.2054 | 3.2054 | 3.2054 | 3.2054 | 3.2054 | 3.2054 | 3.2054 | 3.2054 | 3.2054 | 3.2054 | 3.2054 | 3.2054 | 3.2054 | 3.2054 | 3.2054 | 3.2054 | 3.2054 | 3.2054 | 3.2054 | 3.2054 | 3.2054 | 3.2054 | 3.2054 | 3.2054 | 3.2054 | 3.2054 | 3.2054
F3_Commercial_Grocery_New_Food Preparation_Natural Gas_Steamer_E3 | F3 | Commercial | Grocery | New | Food Preparation | Natural Gas | Steamer | E3 | System - kBTUs of Consumption | 0 | 0 | 0 | 0 | 0 | 0 | 0 | 0 | 0 | 0 | 0 | 0 | 0 | 0 | 0 | 0 | 0 | 0 | 0 | 0 | 0 | 0 | 0 | 0 | 0 | 0 | 0
F3_Commercial_Grocery_New_Food Preparation_Natural Gas_Steamer_E4 | F3 | Commercial | Grocery | New | Food Preparation | Natural Gas | Steamer | E4 | System - kBTUs of Consumption | 0 | 0 | 0 | 0 | 0 | 0 | 0 | 0 | 0 | 0 | 0 | 0 | 0 | 0 | 0 | 0 | 0 | 0 | 0 | 0 | 0 | 0 | 0 | 0 | 0 | 0 | 0
F3_Commercial_Grocery_New_Food Preparation_Natural Gas_Steamer_E5 | F3 | Commercial | Grocery | New | Food Preparation | Natural Gas | Steamer | E5 | System - kBTUs of Consumption | 0 | 0 | 0 | 0 | 0 | 0 | 0 | 0 | 0 | 0 | 0 | 0 | 0 | 0 | 0 | 0 | 0 | 0 | 0 | 0 | 0 | 0 | 0 | 0 | 0 | 0 | 0
F3_Commercial_Grocery_New_Food Preparation_Natural Gas_Steamer_E6 | F3 | Commercial | Grocery | New | Food Preparation | Natural Gas | Steamer | E6 | System - kBTUs of Consumption | 0 | 0 | 0 | 0 | 0 | 0 | 0 | 0 | 0 | 0 | 0 | 0 | 0 | 0 | 0 | 0 | 0 | 0 | 0 | 0 | 0 | 0 | 0 | 0 | 0 | 0 | 0
F3_Commercial_Grocery_New_Food Preparation_Natural Gas_Steamer_E7 | F3 | Commercial | Grocery | New | Food Preparation | Natural Gas | Steamer | E7 | System - kBTUs of Consumption | 0 | 0 | 0 | 0 | 0 | 0 | 0 | 0 | 0 | 0 | 0 | 0 | 0 | 0 | 0 | 0 | 0 | 0 | 0 | 0 | 0 | 0 | 0 | 0 | 0 | 0 | 0
F3_Commercial_Grocery_New_Food Preparation_Natural Gas_Steamer_E8 | F3 | Commercial | Grocery | New | Food Preparation | Natural Gas | Steamer | E8 | System - kBTUs of Consumption | 0 | 0 | 0 | 0 | 0 | 0 | 0 | 0 | 0 | 0 | 0 | 0 | 0 | 0 | 0 | 0 | 0 | 0 | 0 | 0 | 0 | 0 | 0 | 0 | 0 | 0 | 0
F3_Commercial_Grocery_New_Food Preparation_Natural Gas_Steamer_E9 | F3 | Commercial | Grocery | New | Food Preparation | Natural Gas | Steamer | E9 | System - kBTUs of Consumption | 0 | 0 | 0 | 0 | 0 | 0 | 0 | 0 | 0 | 0 | 0 | 0 | 0 | 0 | 0 | 0 | 0 | 0 | 0 | 0 | 0 | 0 | 0 | 0 | 0 | 0 | 0
F3_Commercial_Grocery_New_Food Preparation_Natural Gas_Steamer_E10 | F3 | Commercial | Grocery | New | Food Preparation | Natural Gas | Steamer | E10 | System - kBTUs of Consumption | 0 | 0 | 0 | 0 | 0 | 0 | 0 | 0 | 0 | 0 | 0 | 0 | 0 | 0 | 0 | 0 | 0 | 0 | 0 | 0 | 0 | 0 | 0 | 0 | 0 | 0 | 0
F4_Commercial_Grocery_New_Food Preparation_Natural Gas_Steamer_E1 | F4 | Commercial | Grocery | New | Food Preparation | Natural Gas | Steamer | E1 | Utility - Cost of Equipment | 0.232 | 0 | 0 | 0 | 0 | 0 | 0 | 0 | 0 | 0 | 0 | 0 | 0 | 0 | 0 | 0 | 0 | 0 | 0 | 0 | 0 | 0 | 0 | 0 | 0 | 0 | 0
F4_Commercial_Grocery_New_Food Preparation_Natural Gas_Steamer_E2 | F4 | Commercial | Grocery | New | Food Preparation | Natural Gas | Steamer | E2 | Utility - Cost of Equipment | 0.13476 | 0.13476 | 0.13476 | 0.13476 | 0.13476 | 0.13476 | 0.13476 | 0.13476 | 0.13476 | 0.13476 | 0.13476 | 0.13476 | 0.13476 | 0.13476 | 0.13476 | 0.13476 | 0.13476 | 0.13476 | 0.13476 | 0.13476 | 0.13476 | 0.13476 | 0.13476 | 0.13476 | 0.13476 | 0.13476 | 0.13476
F4_Commercial_Grocery_New_Food Preparation_Natural Gas_Steamer_E3 | F4 | Commercial | Grocery | New | Food Preparation | Natural Gas | Steamer | E3 | Utility - Cost of Equipment | 0 | 0 | 0 | 0 | 0 | 0 | 0 | 0 | 0 | 0 | 0 | 0 | 0 | 0 | 0 | 0 | 0 | 0 | 0 | 0 | 0 | 0 | 0 | 0 | 0 | 0 | 0
F4_Commercial_Grocery_New_Food Preparation_Natural Gas_Steamer_E4 | F4 | Commercial | Grocery | New | Food Preparation | Natural Gas | Steamer | E4 | Utility - Cost of Equipment | 0 | 0 | 0 | 0 | 0 | 0 | 0 | 0 | 0 | 0 | 0 | 0 | 0 | 0 | 0 | 0 | 0 | 0 | 0 | 0 | 0 | 0 | 0 | 0 | 0 | 0 | 0
F4_Commercial_Grocery_New_Food Preparation_Natural Gas_Steamer_E5 | F4 | Commercial | Grocery | New | Food Preparation | Natural Gas | Steamer | E5 | Utility - Cost of Equipment | 0 | 0 | 0 | 0 | 0 | 0 | 0 | 0 | 0 | 0 | 0 | 0 | 0 | 0 | 0 | 0 | 0 | 0 | 0 | 0 | 0 | 0 | 0 | 0 | 0 | 0 | 0
F4_Commercial_Grocery_New_Food Preparation_Natural Gas_Steamer_E6 | F4 | Commercial | Grocery | New | Food Preparation | Natural Gas | Steamer | E6 | Utility - Cost of Equipment | 0 | 0 | 0 | 0 | 0 | 0 | 0 | 0 | 0 | 0 | 0 | 0 | 0 | 0 | 0 | 0 | 0 | 0 | 0 | 0 | 0 | 0 | 0 | 0 | 0 | 0 | 0
F4_Commercial_Grocery_New_Food Preparation_Natural Gas_Steamer_E7 | F4 | Commercial | Grocery | New | Food Preparation | Natural Gas | Steamer | E7 | Utility - Cost of Equipment | 0 | 0 | 0 | 0 | 0 | 0 | 0 | 0 | 0 | 0 | 0 | 0 | 0 | 0 | 0 | 0 | 0 | 0 | 0 | 0 | 0 | 0 | 0 | 0 | 0 | 0 | 0
F4_Commercial_Grocery_New_Food Preparation_Natural Gas_Steamer_E8 | F4 | Commercial | Grocery | New | Food Preparation | Natural Gas | Steamer | E8 | Utility - Cost of Equipment | 0 | 0 | 0 | 0 | 0 | 0 | 0 | 0 | 0 | 0 | 0 | 0 | 0 | 0 | 0 | 0 | 0 | 0 | 0 | 0 | 0 | 0 | 0 | 0 | 0 | 0 | 0
F4_Commercial_Grocery_New_Food Preparation_Natural Gas_Steamer_E9 | F4 | Commercial | Grocery | New | Food Preparation | Natural Gas | Steamer | E9 | Utility - Cost of Equipment | 0 | 0 | 0 | 0 | 0 | 0 | 0 | 0 | 0 | 0 | 0 | 0 | 0 | 0 | 0 | 0 | 0 | 0 | 0 | 0 | 0 | 0 | 0 | 0 | 0 | 0 | 0
F4_Commercial_Grocery_New_Food Preparation_Natural Gas_Steamer_E10 | F4 | Commercial | Grocery | New | Food Preparation | Natural Gas | Steamer | E10 | Utility - Cost of Equipment | 0 | 0 | 0 | 0 | 0 | 0 | 0 | 0 | 0 | 0 | 0 | 0 | 0 | 0 | 0 | 0 | 0 | 0 | 0 | 0 | 0 | 0 | 0 | 0 | 0 | 0 | 0
F5_Commercial_Grocery_New_Food Preparation_Natural Gas_Steamer_E1 | F5 | Commercial | Grocery | New | Food Preparation | Natural Gas | Steamer | E1 | Utility - Cost of Operation | 0.25301 | 0 | 0 | 0 | 0 | 0 | 0 | 0 | 0 | 0 | 0 | 0 | 0 | 0 | 0 | 0 | 0 | 0 | 0 | 0 | 0 | 0 | 0 | 0 | 0 | 0 | 0
F5_Commercial_Grocery_New_Food Preparation_Natural Gas_Steamer_E2 | F5 | Commercial | Grocery | New | Food Preparation | Natural Gas | Steamer | E2 | Utility - Cost of Operation | 0.044367 | 0.043486 | 0.042612 | 0.041757 | 0.04161 | 0.041921 | 0.042523 | 0.043284 | 0.04411 | 0.044952 | 0.045829 | 0.046735 | 0.047633 | 0.048353 | 0.048802 | 0.048839 | 0.048371 | 0.047423 | 0.046043 | 0.044288 | 0.04224 | 0.039887 | 0.037795 | 0.03643 | 0.035821 | 0.035997 | 0.036173
F5_Commercial_Grocery_New_Food Preparation_Natural Gas_Steamer_E3 | F5 | Commercial | Grocery | New | Food Preparation | Natural Gas | Steamer | E3 | Utility - Cost of Operation | 0 | 0 | 0 | 0 | 0 | 0 | 0 | 0 | 0 | 0 | 0 | 0 | 0 | 0 | 0 | 0 | 0 | 0 | 0 | 0 | 0 | 0 | 0 | 0 | 0 | 0 | 0
F5_Commercial_Grocery_New_Food Preparation_Natural Gas_Steamer_E4 | F5 | Commercial | Grocery | New | Food Preparation | Natural Gas | Steamer | E4 | Utility - Cost of Operation | 0 | 0 | 0 | 0 | 0 | 0 | 0 | 0 | 0 | 0 | 0 | 0 | 0 | 0 | 0 | 0 | 0 | 0 | 0 | 0 | 0 | 0 | 0 | 0 | 0 | 0 | 0
F5_Commercial_Grocery_New_Food Preparation_Natural Gas_Steamer_E5 | F5 | Commercial | Grocery | New | Food Preparation | Natural Gas | Steamer | E5 | Utility - Cost of Operation | 0 | 0 | 0 | 0 | 0 | 0 | 0 | 0 | 0 | 0 | 0 | 0 | 0 | 0 | 0 | 0 | 0 | 0 | 0 | 0 | 0 | 0 | 0 | 0 | 0 | 0 | 0
F5_Commercial_Grocery_New_Food Preparation_Natural Gas_Steamer_E6 | F5 | Commercial | Grocery | New | Food Preparation | Natural Gas | Steamer | E6 | Utility - Cost of Operation | 0 | 0 | 0 | 0 | 0 | 0 | 0 | 0 | 0 | 0 | 0 | 0 | 0 | 0 | 0 | 0 | 0 | 0 | 0 | 0 | 0 | 0 | 0 | 0 | 0 | 0 | 0
F5_Commercial_Grocery_New_Food Preparation_Natural Gas_Steamer_E7 | F5 | Commercial | Grocery | New | Food Preparation | Natural Gas | Steamer | E7 | Utility - Cost of Operation | 0 | 0 | 0 | 0 | 0 | 0 | 0 | 0 | 0 | 0 | 0 | 0 | 0 | 0 | 0 | 0 | 0 | 0 | 0 | 0 | 0 | 0 | 0 | 0 | 0 | 0 | 0
F5_Commercial_Grocery_New_Food Preparation_Natural Gas_Steamer_E8 | F5 | Commercial | Grocery | New | Food Preparation | Natural Gas | Steamer | E8 | Utility - Cost of Operation | 0 | 0 | 0 | 0 | 0 | 0 | 0 | 0 | 0 | 0 | 0 | 0 | 0 | 0 | 0 | 0 | 0 | 0 | 0 | 0 | 0 | 0 | 0 | 0 | 0 | 0 | 0
F5_Commercial_Grocery_New_Food Preparation_Natural Gas_Steamer_E9 | F5 | Commercial | Grocery | New | Food Preparation | Natural Gas | Steamer | E9 | Utility - Cost of Operation | 0 | 0 | 0 | 0 | 0 | 0 | 0 | 0 | 0 | 0 | 0 | 0 | 0 | 0 | 0 | 0 | 0 | 0 | 0 | 0 | 0 | 0 | 0 | 0 | 0 | 0 | 0
F5_Commercial_Grocery_New_Food Preparation_Natural Gas_Steamer_E10 | F5 | Commercial | Grocery | New | Food Preparation | Natural Gas | Steamer | E10 | Utility - Cost of Operation | 0 | 0 | 0 | 0 | 0 | 0 | 0 | 0 | 0 | 0 | 0 | 0 | 0 | 0 | 0 | 0 | 0 | 0 | 0 | 0 | 0 | 0 | 0 | 0 | 0 | 0 | 0
F6_Commercial_Grocery_New_Food Preparation_Natural Gas_Steamer_E1 | F6 | Commercial | Grocery | New | Food Preparation | Natural Gas | Steamer | E1 | Utility - Value of Sales | 0 | 0 | 0 | 0 | 0 | 0 | 0 | 0 | 0 | 0 | 0 | 0 | 0 | 0 | 0 | 0 | 0 | 0 | 0 | 0 | 0 | 0 | 0 | 0 | 0 | 0 | 0
F6_Commercial_Grocery_New_Food Preparation_Natural Gas_Steamer_E2 | F6 | Commercial | Grocery | New | Food Preparation | Natural Gas | Steamer | E2 | Utility - Value of Sales | 0 | 0 | 0 | 0 | 0 | 0 | 0 | 0 | 0 | 0 | 0 | 0 | 0 | 0 | 0 | 0 | 0 | 0 | 0 | 0 | 0 | 0 | 0 | 0 | 0 | 0 | 0
F6_Commercial_Grocery_New_Food Preparation_Natural Gas_Steamer_E3 | F6 | Commercial | Grocery | New | Food Preparation | Natural Gas | Steamer | E3 | Utility - Value of Sales | 0 | 0 | 0 | 0 | 0 | 0 | 0 | 0 | 0 | 0 | 0 | 0 | 0 | 0 | 0 | 0 | 0 | 0 | 0 | 0 | 0 | 0 | 0 | 0 | 0 | 0 | 0
F6_Commercial_Grocery_New_Food Preparation_Natural Gas_Steamer_E4 | F6 | Commercial | Grocery | New | Food Preparation | Natural Gas | Steamer | E4 | Utility - Value of Sales | 0 | 0 | 0 | 0 | 0 | 0 | 0 | 0 | 0 | 0 | 0 | 0 | 0 | 0 | 0 | 0 | 0 | 0 | 0 | 0 | 0 | 0 | 0 | 0 | 0 | 0 | 0
F6_Commercial_Grocery_New_Food Preparation_Natural Gas_Steamer_E5 | F6 | Commercial | Grocery | New | Food Preparation | Natural Gas | Steamer | E5 | Utility - Value of Sales | 0 | 0 | 0 | 0 | 0 | 0 | 0 | 0 | 0 | 0 | 0 | 0 | 0 | 0 | 0 | 0 | 0 | 0 | 0 | 0 | 0 | 0 | 0 | 0 | 0 | 0 | 0
F6_Commercial_Grocery_New_Food Preparation_Natural Gas_Steamer_E6 | F6 | Commercial | Grocery | New | Food Preparation | Natural Gas | Steamer | E6 | Utility - Value of Sales | 0 | 0 | 0 | 0 | 0 | 0 | 0 | 0 | 0 | 0 | 0 | 0 | 0 | 0 | 0 | 0 | 0 | 0 | 0 | 0 | 0 | 0 | 0 | 0 | 0 | 0 | 0
F6_Commercial_Grocery_New_Food Preparation_Natural Gas_Steamer_E7 | F6 | Commercial | Grocery | New | Food Preparation | Natural Gas | Steamer | E7 | Utility - Value of Sales | 0 | 0 | 0 | 0 | 0 | 0 | 0 | 0 | 0 | 0 | 0 | 0 | 0 | 0 | 0 | 0 | 0 | 0 | 0 | 0 | 0 | 0 | 0 | 0 | 0 | 0 | 0
F6_Commercial_Grocery_New_Food Preparation_Natural Gas_Steamer_E8 | F6 | Commercial | Grocery | New | Food Preparation | Natural Gas | Steamer | E8 | Utility - Value of Sales | 0 | 0 | 0 | 0 | 0 | 0 | 0 | 0 | 0 | 0 | 0 | 0 | 0 | 0 | 0 | 0 | 0 | 0 | 0 | 0 | 0 | 0 | 0 | 0 | 0 | 0 | 0
F6_Commercial_Grocery_New_Food Preparation_Natural Gas_Steamer_E9 | F6 | Commercial | Grocery | New | Food Preparation | Natural Gas | Steamer | E9 | Utility - Value of Sales | 0 | 0 | 0 | 0 | 0 | 0 | 0 | 0 | 0 | 0 | 0 | 0 | 0 | 0 | 0 | 0 | 0 | 0 | 0 | 0 | 0 | 0 | 0 | 0 | 0 | 0 | 0
F6_Commercial_Grocery_New_Food Preparation_Natural Gas_Steamer_E10 | F6 | Commercial | Grocery | New | Food Preparation | Natural Gas | Steamer | E10 | Utility - Value of Sales | 0 | 0 | 0 | 0 | 0 | 0 | 0 | 0 | 0 | 0 | 0 | 0 | 0 | 0 | 0 | 0 | 0 | 0 | 0 | 0 | 0 | 0 | 0 | 0 | 0 | 0 | 0
F1_Commercial_Grocery_New_Food Preparation_Natural Gas_Commercial Food Prep Other_E1 | F1 | Commercial | Grocery | New | Food Preparation | Natural Gas | Commercial Food Prep Other | E1 | RVT - Cost of Equipment | 0.0051725 | 0.0051725 | 0.0051725 | 0.0051725 | 0.0051725 | 0.0051725 | 0.0051725 | 0.0051725 | 0.0051725 | 0.0051725 | 0.0051725 | 0.0051725 | 0.0051725 | 0.0051725 | 0.0051725 | 0.0051725 | 0.0051725 | 0.0051725 | 0.0051725 | 0.0051725 | 0.0051725 | 0.0051725 | 0.0051725 | 0.0051725 | 0.0051725 | 0.0051725 | 0.0051725
F1_Commercial_Grocery_New_Food Preparation_Natural Gas_Commercial Food Prep Other_E2 | F1 | Commercial | Grocery | New | Food Preparation | Natural Gas | Commercial Food Prep Other | E2 | RVT - Cost of Equipment | 0.0062834 | 0.0062834 | 0.0062834 | 0.0062834 | 0.0062834 | 0.0062834 | 0.0062834 | 0.0062834 | 0.0062834 | 0.0062834 | 0.0062834 | 0.0062834 | 0.0062834 | 0.0062834 | 0.0062834 | 0.0062834 | 0.0062834 | 0.0062834 | 0.0062834 | 0.0062834 | 0.0062834 | 0.0062834 | 0.0062834 | 0.0062834 | 0.0062834 | 0.0062834 | 0.0062834
F1_Commercial_Grocery_New_Food Preparation_Natural Gas_Commercial Food Prep Other_E3 | F1 | Commercial | Grocery | New | Food Preparation | Natural Gas | Commercial Food Prep Other | E3 | RVT - Cost of Equipment | 0 | 0 | 0 | 0 | 0 | 0 | 0 | 0 | 0 | 0 | 0 | 0 | 0 | 0 | 0 | 0 | 0 | 0 | 0 | 0 | 0 | 0 | 0 | 0 | 0 | 0 | 0
F1_Commercial_Grocery_New_Food Preparation_Natural Gas_Commercial Food Prep Other_E4 | F1 | Commercial | Grocery | New | Food Preparation | Natural Gas | Commercial Food Prep Other | E4 | RVT - Cost of Equipment | 0 | 0 | 0 | 0 | 0 | 0 | 0 | 0 | 0 | 0 | 0 | 0 | 0 | 0 | 0 | 0 | 0 | 0 | 0 | 0 | 0 | 0 | 0 | 0 | 0 | 0 | 0
F1_Commercial_Grocery_New_Food Preparation_Natural Gas_Commercial Food Prep Other_E5 | F1 | Commercial | Grocery | New | Food Preparation | Natural Gas | Commercial Food Prep Other | E5 | RVT - Cost of Equipment | 0 | 0 | 0 | 0 | 0 | 0 | 0 | 0 | 0 | 0 | 0 | 0 | 0 | 0 | 0 | 0 | 0 | 0 | 0 | 0 | 0 | 0 | 0 | 0 | 0 | 0 | 0
F1_Commercial_Grocery_New_Food Preparation_Natural Gas_Commercial Food Prep Other_E6 | F1 | Commercial | Grocery | New | Food Preparation | Natural Gas | Commercial Food Prep Other | E6 | RVT - Cost of Equipment | 0 | 0 | 0 | 0 | 0 | 0 | 0 | 0 | 0 | 0 | 0 | 0 | 0 | 0 | 0 | 0 | 0 | 0 | 0 | 0 | 0 | 0 | 0 | 0 | 0 | 0 | 0
F1_Commercial_Grocery_New_Food Preparation_Natural Gas_Commercial Food Prep Other_E7 | F1 | Commercial | Grocery | New | Food Preparation | Natural Gas | Commercial Food Prep Other | E7 | RVT - Cost of Equipment | 0 | 0 | 0 | 0 | 0 | 0 | 0 | 0 | 0 | 0 | 0 | 0 | 0 | 0 | 0 | 0 | 0 | 0 | 0 | 0 | 0 | 0 | 0 | 0 | 0 | 0 | 0
F1_Commercial_Grocery_New_Food Preparation_Natural Gas_Commercial Food Prep Other_E8 | F1 | Commercial | Grocery | New | Food Preparation | Natural Gas | Commercial Food Prep Other | E8 | RVT - Cost of Equipment | 0 | 0 | 0 | 0 | 0 | 0 | 0 | 0 | 0 | 0 | 0 | 0 | 0 | 0 | 0 | 0 | 0 | 0 | 0 | 0 | 0 | 0 | 0 | 0 | 0 | 0 | 0
F1_Commercial_Grocery_New_Food Preparation_Natural Gas_Commercial Food Prep Other_E9 | F1 | Commercial | Grocery | New | Food Preparation | Natural Gas | Commercial Food Prep Other | E9 | RVT - Cost of Equipment | 0 | 0 | 0 | 0 | 0 | 0 | 0 | 0 | 0 | 0 | 0 | 0 | 0 | 0 | 0 | 0 | 0 | 0 | 0 | 0 | 0 | 0 | 0 | 0 | 0 | 0 | 0
F1_Commercial_Grocery_New_Food Preparation_Natural Gas_Commercial Food Prep Other_E10 | F1 | Commercial | Grocery | New | Food Preparation | Natural Gas | Commercial Food Prep Other | E10 | RVT - Cost of Equipment | 0 | 0 | 0 | 0 | 0 | 0 | 0 | 0 | 0 | 0 | 0 | 0 | 0 | 0 | 0 | 0 | 0 | 0 | 0 | 0 | 0 | 0 | 0 | 0 | 0 | 0 | 0
F2_Commercial_Grocery_New_Food Preparation_Natural Gas_Commercial Food Prep Other_E1 | F2 | Commercial | Grocery | New | Food Preparation | Natural Gas | Commercial Food Prep Other | E1 | RVT - Cost of Operation | 0 | 0 | 0 | 0 | 0 | 0 | 0 | 0 | 0 | 0 | 0 | 0 | 0 | 0 | 0 | 0 | 0 | 0 | 0 | 0 | 0 | 0 | 0 | 0 | 0 | 0 | 0
F2_Commercial_Grocery_New_Food Preparation_Natural Gas_Commercial Food Prep Other_E2 | F2 | Commercial | Grocery | New | Food Preparation | Natural Gas | Commercial Food Prep Other | E2 | RVT - Cost of Operation | 0 | 0 | 0 | 0 | 0 | 0 | 0 | 0 | 0 | 0 | 0 | 0 | 0 | 0 | 0 | 0 | 0 | 0 | 0 | 0 | 0 | 0 | 0 | 0 | 0 | 0 | 0
F2_Commercial_Grocery_New_Food Preparation_Natural Gas_Commercial Food Prep Other_E3 | F2 | Commercial | Grocery | New | Food Preparation | Natural Gas | Commercial Food Prep Other | E3 | RVT - Cost of Operation | 0 | 0 | 0 | 0 | 0 | 0 | 0 | 0 | 0 | 0 | 0 | 0 | 0 | 0 | 0 | 0 | 0 | 0 | 0 | 0 | 0 | 0 | 0 | 0 | 0 | 0 | 0
F2_Commercial_Grocery_New_Food Preparation_Natural Gas_Commercial Food Prep Other_E4 | F2 | Commercial | Grocery | New | Food Preparation | Natural Gas | Commercial Food Prep Other | E4 | RVT - Cost of Operation | 0 | 0 | 0 | 0 | 0 | 0 | 0 | 0 | 0 | 0 | 0 | 0 | 0 | 0 | 0 | 0 | 0 | 0 | 0 | 0 | 0 | 0 | 0 | 0 | 0 | 0 | 0
F2_Commercial_Grocery_New_Food Preparation_Natural Gas_Commercial Food Prep Other_E5 | F2 | Commercial | Grocery | New | Food Preparation | Natural Gas | Commercial Food Prep Other | E5 | RVT - Cost of Operation | 0 | 0 | 0 | 0 | 0 | 0 | 0 | 0 | 0 | 0 | 0 | 0 | 0 | 0 | 0 | 0 | 0 | 0 | 0 | 0 | 0 | 0 | 0 | 0 | 0 | 0 | 0
F2_Commercial_Grocery_New_Food Preparation_Natural Gas_Commercial Food Prep Other_E6 | F2 | Commercial | Grocery | New | Food Preparation | Natural Gas | Commercial Food Prep Other | E6 | RVT - Cost of Operation | 0 | 0 | 0 | 0 | 0 | 0 | 0 | 0 | 0 | 0 | 0 | 0 | 0 | 0 | 0 | 0 | 0 | 0 | 0 | 0 | 0 | 0 | 0 | 0 | 0 | 0 | 0
F2_Commercial_Grocery_New_Food Preparation_Natural Gas_Commercial Food Prep Other_E7 | F2 | Commercial | Grocery | New | Food Preparation | Natural Gas | Commercial Food Prep Other | E7 | RVT - Cost of Operation | 0 | 0 | 0 | 0 | 0 | 0 | 0 | 0 | 0 | 0 | 0 | 0 | 0 | 0 | 0 | 0 | 0 | 0 | 0 | 0 | 0 | 0 | 0 | 0 | 0 | 0 | 0
F2_Commercial_Grocery_New_Food Preparation_Natural Gas_Commercial Food Prep Other_E8 | F2 | Commercial | Grocery | New | Food Preparation | Natural Gas | Commercial Food Prep Other | E8 | RVT - Cost of Operation | 0 | 0 | 0 | 0 | 0 | 0 | 0 | 0 | 0 | 0 | 0 | 0 | 0 | 0 | 0 | 0 | 0 | 0 | 0 | 0 | 0 | 0 | 0 | 0 | 0 | 0 | 0
F2_Commercial_Grocery_New_Food Preparation_Natural Gas_Commercial Food Prep Other_E9 | F2 | Commercial | Grocery | New | Food Preparation | Natural Gas | Commercial Food Prep Other | E9 | RVT - Cost of Operation | 0 | 0 | 0 | 0 | 0 | 0 | 0 | 0 | 0 | 0 | 0 | 0 | 0 | 0 | 0 | 0 | 0 | 0 | 0 | 0 | 0 | 0 | 0 | 0 | 0 | 0 | 0
F2_Commercial_Grocery_New_Food Preparation_Natural Gas_Commercial Food Prep Other_E10 | F2 | Commercial | Grocery | New | Food Preparation | Natural Gas | Commercial Food Prep Other | E10 | RVT - Cost of Operation | 0 | 0 | 0 | 0 | 0 | 0 | 0 | 0 | 0 | 0 | 0 | 0 | 0 | 0 | 0 | 0 | 0 | 0 | 0 | 0 | 0 | 0 | 0 | 0 | 0 | 0 | 0
F3_Commercial_Grocery_New_Food Preparation_Natural Gas_Commercial Food Prep Other_E1 | F3 | Commercial | Grocery | New | Food Preparation | Natural Gas | Commercial Food Prep Other | E1 | System - kBTUs of Consumption | 4.3788 | 4.3788 | 4.3788 | 4.3788 | 4.3788 | 4.3788 | 4.3788 | 4.3788 | 4.3788 | 4.3788 | 4.3788 | 4.3788 | 4.3788 | 4.3788 | 4.3788 | 4.3788 | 4.3788 | 4.3788 | 4.3788 | 4.3788 | 4.3788 | 4.3788 | 4.3788 | 4.3788 | 4.3788 | 4.3788 | 4.3788
F3_Commercial_Grocery_New_Food Preparation_Natural Gas_Commercial Food Prep Other_E2 | F3 | Commercial | Grocery | New | Food Preparation | Natural Gas | Commercial Food Prep Other | E2 | System - kBTUs of Consumption | 3.2522 | 3.2522 | 3.2522 | 3.2522 | 3.2522 | 3.2522 | 3.2522 | 3.2522 | 3.2522 | 3.2522 | 3.2522 | 3.2522 | 3.2522 | 3.2522 | 3.2522 | 3.2522 | 3.2522 | 3.2522 | 3.2522 | 3.2522 | 3.2522 | 3.2522 | 3.2522 | 3.2522 | 3.2522 | 3.2522 | 3.2522
F3_Commercial_Grocery_New_Food Preparation_Natural Gas_Commercial Food Prep Other_E3 | F3 | Commercial | Grocery | New | Food Preparation | Natural Gas | Commercial Food Prep Other | E3 | System - kBTUs of Consumption | 0 | 0 | 0 | 0 | 0 | 0 | 0 | 0 | 0 | 0 | 0 | 0 | 0 | 0 | 0 | 0 | 0 | 0 | 0 | 0 | 0 | 0 | 0 | 0 | 0 | 0 | 0
F3_Commercial_Grocery_New_Food Preparation_Natural Gas_Commercial Food Prep Other_E4 | F3 | Commercial | Grocery | New | Food Preparation | Natural Gas | Commercial Food Prep Other | E4 | System - kBTUs of Consumption | 0 | 0 | 0 | 0 | 0 | 0 | 0 | 0 | 0 | 0 | 0 | 0 | 0 | 0 | 0 | 0 | 0 | 0 | 0 | 0 | 0 | 0 | 0 | 0 | 0 | 0 | 0
F3_Commercial_Grocery_New_Food Preparation_Natural Gas_Commercial Food Prep Other_E5 | F3 | Commercial | Grocery | New | Food Preparation | Natural Gas | Commercial Food Prep Other | E5 | System - kBTUs of Consumption | 0 | 0 | 0 | 0 | 0 | 0 | 0 | 0 | 0 | 0 | 0 | 0 | 0 | 0 | 0 | 0 | 0 | 0 | 0 | 0 | 0 | 0 | 0 | 0 | 0 | 0 | 0
F3_Commercial_Grocery_New_Food Preparation_Natural Gas_Commercial Food Prep Other_E6 | F3 | Commercial | Grocery | New | Food Preparation | Natural Gas | Commercial Food Prep Other | E6 | System - kBTUs of Consumption | 0 | 0 | 0 | 0 | 0 | 0 | 0 | 0 | 0 | 0 | 0 | 0 | 0 | 0 | 0 | 0 | 0 | 0 | 0 | 0 | 0 | 0 | 0 | 0 | 0 | 0 | 0
F3_Commercial_Grocery_New_Food Preparation_Natural Gas_Commercial Food Prep Other_E7 | F3 | Commercial | Grocery | New | Food Preparation | Natural Gas | Commercial Food Prep Other | E7 | System - kBTUs of Consumption | 0 | 0 | 0 | 0 | 0 | 0 | 0 | 0 | 0 | 0 | 0 | 0 | 0 | 0 | 0 | 0 | 0 | 0 | 0 | 0 | 0 | 0 | 0 | 0 | 0 | 0 | 0
F3_Commercial_Grocery_New_Food Preparation_Natural Gas_Commercial Food Prep Other_E8 | F3 | Commercial | Grocery | New | Food Preparation | Natural Gas | Commercial Food Prep Other | E8 | System - kBTUs of Consumption | 0 | 0 | 0 | 0 | 0 | 0 | 0 | 0 | 0 | 0 | 0 | 0 | 0 | 0 | 0 | 0 | 0 | 0 | 0 | 0 | 0 | 0 | 0 | 0 | 0 | 0 | 0
F3_Commercial_Grocery_New_Food Preparation_Natural Gas_Commercial Food Prep Other_E9 | F3 | Commercial | Grocery | New | Food Preparation | Natural Gas | Commercial Food Prep Other | E9 | System - kBTUs of Consumption | 0 | 0 | 0 | 0 | 0 | 0 | 0 | 0 | 0 | 0 | 0 | 0 | 0 | 0 | 0 | 0 | 0 | 0 | 0 | 0 | 0 | 0 | 0 | 0 | 0 | 0 | 0
F3_Commercial_Grocery_New_Food Preparation_Natural Gas_Commercial Food Prep Other_E10 | F3 | Commercial | Grocery | New | Food Preparation | Natural Gas | Commercial Food Prep Other | E10 | System - kBTUs of Consumption | 0 | 0 | 0 | 0 | 0 | 0 | 0 | 0 | 0 | 0 | 0 | 0 | 0 | 0 | 0 | 0 | 0 | 0 | 0 | 0 | 0 | 0 | 0 | 0 | 0 | 0 | 0
F4_Commercial_Grocery_New_Food Preparation_Natural Gas_Commercial Food Prep Other_E1 | F4 | Commercial | Grocery | New | Food Preparation | Natural Gas | Commercial Food Prep Other | E1 | Utility - Cost of Equipment | 0.0051725 | 0.0051725 | 0.0051725 | 0.0051725 | 0.0051725 | 0.0051725 | 0.0051725 | 0.0051725 | 0.0051725 | 0.0051725 | 0.0051725 | 0.0051725 | 0.0051725 | 0.0051725 | 0.0051725 | 0.0051725 | 0.0051725 | 0.0051725 | 0.0051725 | 0.0051725 | 0.0051725 | 0.0051725 | 0.0051725 | 0.0051725 | 0.0051725 | 0.0051725 | 0.0051725
F4_Commercial_Grocery_New_Food Preparation_Natural Gas_Commercial Food Prep Other_E2 | F4 | Commercial | Grocery | New | Food Preparation | Natural Gas | Commercial Food Prep Other | E2 | Utility - Cost of Equipment | 0.0062834 | 0.0062834 | 0.0062834 | 0.0062834 | 0.0062834 | 0.0062834 | 0.0062834 | 0.0062834 | 0.0062834 | 0.0062834 | 0.0062834 | 0.0062834 | 0.0062834 | 0.0062834 | 0.0062834 | 0.0062834 | 0.0062834 | 0.0062834 | 0.0062834 | 0.0062834 | 0.0062834 | 0.0062834 | 0.0062834 | 0.0062834 | 0.0062834 | 0.0062834 | 0.0062834
F4_Commercial_Grocery_New_Food Preparation_Natural Gas_Commercial Food Prep Other_E3 | F4 | Commercial | Grocery | New | Food Preparation | Natural Gas | Commercial Food Prep Other | E3 | Utility - Cost of Equipment | 0 | 0 | 0 | 0 | 0 | 0 | 0 | 0 | 0 | 0 | 0 | 0 | 0 | 0 | 0 | 0 | 0 | 0 | 0 | 0 | 0 | 0 | 0 | 0 | 0 | 0 | 0
F4_Commercial_Grocery_New_Food Preparation_Natural Gas_Commercial Food Prep Other_E4 | F4 | Commercial | Grocery | New | Food Preparation | Natural Gas | Commercial Food Prep Other | E4 | Utility - Cost of Equipment | 0 | 0 | 0 | 0 | 0 | 0 | 0 | 0 | 0 | 0 | 0 | 0 | 0 | 0 | 0 | 0 | 0 | 0 | 0 | 0 | 0 | 0 | 0 | 0 | 0 | 0 | 0
F4_Commercial_Grocery_New_Food Preparation_Natural Gas_Commercial Food Prep Other_E5 | F4 | Commercial | Grocery | New | Food Preparation | Natural Gas | Commercial Food Prep Other | E5 | Utility - Cost of Equipment | 0 | 0 | 0 | 0 | 0 | 0 | 0 | 0 | 0 | 0 | 0 | 0 | 0 | 0 | 0 | 0 | 0 | 0 | 0 | 0 | 0 | 0 | 0 | 0 | 0 | 0 | 0
F4_Commercial_Grocery_New_Food Preparation_Natural Gas_Commercial Food Prep Other_E6 | F4 | Commercial | Grocery | New | Food Preparation | Natural Gas | Commercial Food Prep Other | E6 | Utility - Cost of Equipment | 0 | 0 | 0 | 0 | 0 | 0 | 0 | 0 | 0 | 0 | 0 | 0 | 0 | 0 | 0 | 0 | 0 | 0 | 0 | 0 | 0 | 0 | 0 | 0 | 0 | 0 | 0
F4_Commercial_Grocery_New_Food Preparation_Natural Gas_Commercial Food Prep Other_E7 | F4 | Commercial | Grocery | New | Food Preparation | Natural Gas | Commercial Food Prep Other | E7 | Utility - Cost of Equipment | 0 | 0 | 0 | 0 | 0 | 0 | 0 | 0 | 0 | 0 | 0 | 0 | 0 | 0 | 0 | 0 | 0 | 0 | 0 | 0 | 0 | 0 | 0 | 0 | 0 | 0 | 0
F4_Commercial_Grocery_New_Food Preparation_Natural Gas_Commercial Food Prep Other_E8 | F4 | Commercial | Grocery | New | Food Preparation | Natural Gas | Commercial Food Prep Other | E8 | Utility - Cost of Equipment | 0 | 0 | 0 | 0 | 0 | 0 | 0 | 0 | 0 | 0 | 0 | 0 | 0 | 0 | 0 | 0 | 0 | 0 | 0 | 0 | 0 | 0 | 0 | 0 | 0 | 0 | 0
F4_Commercial_Grocery_New_Food Preparation_Natural Gas_Commercial Food Prep Other_E9 | F4 | Commercial | Grocery | New | Food Preparation | Natural Gas | Commercial Food Prep Other | E9 | Utility - Cost of Equipment | 0 | 0 | 0 | 0 | 0 | 0 | 0 | 0 | 0 | 0 | 0 | 0 | 0 | 0 | 0 | 0 | 0 | 0 | 0 | 0 | 0 | 0 | 0 | 0 | 0 | 0 | 0
F4_Commercial_Grocery_New_Food Preparation_Natural Gas_Commercial Food Prep Other_E10 | F4 | Commercial | Grocery | New | Food Preparation | Natural Gas | Commercial Food Prep Other | E10 | Utility - Cost of Equipment | 0 | 0 | 0 | 0 | 0 | 0 | 0 | 0 | 0 | 0 | 0 | 0 | 0 | 0 | 0 | 0 | 0 | 0 | 0 | 0 | 0 | 0 | 0 | 0 | 0 | 0 | 0
F5_Commercial_Grocery_New_Food Preparation_Natural Gas_Commercial Food Prep Other_E1 | F5 | Commercial | Grocery | New | Food Preparation | Natural Gas | Commercial Food Prep Other | E1 | Utility - Cost of Operation | 0.060173 | 0.059304 | 0.058458 | 0.057637 | 0.057644 | 0.058191 | 0.059077 | 0.060151 | 0.06131 | 0.062495 | 0.063668 | 0.064705 | 0.065498 | 0.065834 | 0.065679 | 0.065035 | 0.063952 | 0.062534 | 0.060846 | 0.058846 | 0.056505 | 0.053812 | 0.05142 | 0.049872 | 0.049204 | 0.049445 | 0.049687
F5_Commercial_Grocery_New_Food Preparation_Natural Gas_Commercial Food Prep Other_E2 | F5 | Commercial | Grocery | New | Food Preparation | Natural Gas | Commercial Food Prep Other | E2 | Utility - Cost of Operation | 0.044691 | 0.044046 | 0.043417 | 0.042808 | 0.042813 | 0.043219 | 0.043878 | 0.044675 | 0.045536 | 0.046416 | 0.047287 | 0.048058 | 0.048646 | 0.048896 | 0.04878 | 0.048302 | 0.047498 | 0.046445 | 0.045192 | 0.043706 | 0.041967 | 0.039967 | 0.038191 | 0.037041 | 0.036544 | 0.036724 | 0.036904
F5_Commercial_Grocery_New_Food Preparation_Natural Gas_Commercial Food Prep Other_E3 | F5 | Commercial | Grocery | New | Food Preparation | Natural Gas | Commercial Food Prep Other | E3 | Utility - Cost of Operation | 0 | 0 | 0 | 0 | 0 | 0 | 0 | 0 | 0 | 0 | 0 | 0 | 0 | 0 | 0 | 0 | 0 | 0 | 0 | 0 | 0 | 0 | 0 | 0 | 0 | 0 | 0
F5_Commercial_Grocery_New_Food Preparation_Natural Gas_Commercial Food Prep Other_E4 | F5 | Commercial | Grocery | New | Food Preparation | Natural Gas | Commercial Food Prep Other | E4 | Utility - Cost of Operation | 0 | 0 | 0 | 0 | 0 | 0 | 0 | 0 | 0 | 0 | 0 | 0 | 0 | 0 | 0 | 0 | 0 | 0 | 0 | 0 | 0 | 0 | 0 | 0 | 0 | 0 | 0
F5_Commercial_Grocery_New_Food Preparation_Natural Gas_Commercial Food Prep Other_E5 | F5 | Commercial | Grocery | New | Food Preparation | Natural Gas | Commercial Food Prep Other | E5 | Utility - Cost of Operation | 0 | 0 | 0 | 0 | 0 | 0 | 0 | 0 | 0 | 0 | 0 | 0 | 0 | 0 | 0 | 0 | 0 | 0 | 0 | 0 | 0 | 0 | 0 | 0 | 0 | 0 | 0
F5_Commercial_Grocery_New_Food Preparation_Natural Gas_Commercial Food Prep Other_E6 | F5 | Commercial | Grocery | New | Food Preparation | Natural Gas | Commercial Food Prep Other | E6 | Utility - Cost of Operation | 0 | 0 | 0 | 0 | 0 | 0 | 0 | 0 | 0 | 0 | 0 | 0 | 0 | 0 | 0 | 0 | 0 | 0 | 0 | 0 | 0 | 0 | 0 | 0 | 0 | 0 | 0
F5_Commercial_Grocery_New_Food Preparation_Natural Gas_Commercial Food Prep Other_E7 | F5 | Commercial | Grocery | New | Food Preparation | Natural Gas | Commercial Food Prep Other | E7 | Utility - Cost of Operation | 0 | 0 | 0 | 0 | 0 | 0 | 0 | 0 | 0 | 0 | 0 | 0 | 0 | 0 | 0 | 0 | 0 | 0 | 0 | 0 | 0 | 0 | 0 | 0 | 0 | 0 | 0
F5_Commercial_Grocery_New_Food Preparation_Natural Gas_Commercial Food Prep Other_E8 | F5 | Commercial | Grocery | New | Food Preparation | Natural Gas | Commercial Food Prep Other | E8 | Utility - Cost of Operation | 0 | 0 | 0 | 0 | 0 | 0 | 0 | 0 | 0 | 0 | 0 | 0 | 0 | 0 | 0 | 0 | 0 | 0 | 0 | 0 | 0 | 0 | 0 | 0 | 0 | 0 | 0
F5_Commercial_Grocery_New_Food Preparation_Natural Gas_Commercial Food Prep Other_E9 | F5 | Commercial | Grocery | New | Food Preparation | Natural Gas | Commercial Food Prep Other | E9 | Utility - Cost of Operation | 0 | 0 | 0 | 0 | 0 | 0 | 0 | 0 | 0 | 0 | 0 | 0 | 0 | 0 | 0 | 0 | 0 | 0 | 0 | 0 | 0 | 0 | 0 | 0 | 0 | 0 | 0
F5_Commercial_Grocery_New_Food Preparation_Natural Gas_Commercial Food Prep Other_E10 | F5 | Commercial | Grocery | New | Food Preparation | Natural Gas | Commercial Food Prep Other | E10 | Utility - Cost of Operation | 0 | 0 | 0 | 0 | 0 | 0 | 0 | 0 | 0 | 0 | 0 | 0 | 0 | 0 | 0 | 0 | 0 | 0 | 0 | 0 | 0 | 0 | 0 | 0 | 0 | 0 | 0
F6_Commercial_Grocery_New_Food Preparation_Natural Gas_Commercial Food Prep Other_E1 | F6 | Commercial | Grocery | New | Food Preparation | Natural Gas | Commercial Food Prep Other | E1 | Utility - Value of Sales | 0 | 0 | 0 | 0 | 0 | 0 | 0 | 0 | 0 | 0 | 0 | 0 | 0 | 0 | 0 | 0 | 0 | 0 | 0 | 0 | 0 | 0 | 0 | 0 | 0 | 0 | 0
F6_Commercial_Grocery_New_Food Preparation_Natural Gas_Commercial Food Prep Other_E2 | F6 | Commercial | Grocery | New | Food Preparation | Natural Gas | Commercial Food Prep Other | E2 | Utility - Value of Sales | 0 | 0 | 0 | 0 | 0 | 0 | 0 | 0 | 0 | 0 | 0 | 0 | 0 | 0 | 0 | 0 | 0 | 0 | 0 | 0 | 0 | 0 | 0 | 0 | 0 | 0 | 0
F6_Commercial_Grocery_New_Food Preparation_Natural Gas_Commercial Food Prep Other_E3 | F6 | Commercial | Grocery | New | Food Preparation | Natural Gas | Commercial Food Prep Other | E3 | Utility - Value of Sales | 0 | 0 | 0 | 0 | 0 | 0 | 0 | 0 | 0 | 0 | 0 | 0 | 0 | 0 | 0 | 0 | 0 | 0 | 0 | 0 | 0 | 0 | 0 | 0 | 0 | 0 | 0
F6_Commercial_Grocery_New_Food Preparation_Natural Gas_Commercial Food Prep Other_E4 | F6 | Commercial | Grocery | New | Food Preparation | Natural Gas | Commercial Food Prep Other | E4 | Utility - Value of Sales | 0 | 0 | 0 | 0 | 0 | 0 | 0 | 0 | 0 | 0 | 0 | 0 | 0 | 0 | 0 | 0 | 0 | 0 | 0 | 0 | 0 | 0 | 0 | 0 | 0 | 0 | 0
F6_Commercial_Grocery_New_Food Preparation_Natural Gas_Commercial Food Prep Other_E5 | F6 | Commercial | Grocery | New | Food Preparation | Natural Gas | Commercial Food Prep Other | E5 | Utility - Value of Sales | 0 | 0 | 0 | 0 | 0 | 0 | 0 | 0 | 0 | 0 | 0 | 0 | 0 | 0 | 0 | 0 | 0 | 0 | 0 | 0 | 0 | 0 | 0 | 0 | 0 | 0 | 0
F6_Commercial_Grocery_New_Food Preparation_Natural Gas_Commercial Food Prep Other_E6 | F6 | Commercial | Grocery | New | Food Preparation | Natural Gas | Commercial Food Prep Other | E6 | Utility - Value of Sales | 0 | 0 | 0 | 0 | 0 | 0 | 0 | 0 | 0 | 0 | 0 | 0 | 0 | 0 | 0 | 0 | 0 | 0 | 0 | 0 | 0 | 0 | 0 | 0 | 0 | 0 | 0
F6_Commercial_Grocery_New_Food Preparation_Natural Gas_Commercial Food Prep Other_E7 | F6 | Commercial | Grocery | New | Food Preparation | Natural Gas | Commercial Food Prep Other | E7 | Utility - Value of Sales | 0 | 0 | 0 | 0 | 0 | 0 | 0 | 0 | 0 | 0 | 0 | 0 | 0 | 0 | 0 | 0 | 0 | 0 | 0 | 0 | 0 | 0 | 0 | 0 | 0 | 0 | 0
F6_Commercial_Grocery_New_Food Preparation_Natural Gas_Commercial Food Prep Other_E8 | F6 | Commercial | Grocery | New | Food Preparation | Natural Gas | Commercial Food Prep Other | E8 | Utility - Value of Sales | 0 | 0 | 0 | 0 | 0 | 0 | 0 | 0 | 0 | 0 | 0 | 0 | 0 | 0 | 0 | 0 | 0 | 0 | 0 | 0 | 0 | 0 | 0 | 0 | 0 | 0 | 0
F6_Commercial_Grocery_New_Food Preparation_Natural Gas_Commercial Food Prep Other_E9 | F6 | Commercial | Grocery | New | Food Preparation | Natural Gas | Commercial Food Prep Other | E9 | Utility - Value of Sales | 0 | 0 | 0 | 0 | 0 | 0 | 0 | 0 | 0 | 0 | 0 | 0 | 0 | 0 | 0 | 0 | 0 | 0 | 0 | 0 | 0 | 0 | 0 | 0 | 0 | 0 | 0
F6_Commercial_Grocery_New_Food Preparation_Natural Gas_Commercial Food Prep Other_E10 | F6 | Commercial | Grocery | New | Food Preparation | Natural Gas | Commercial Food Prep Other | E10 | Utility - Value of Sales | 0 | 0 | 0 | 0 | 0 | 0 | 0 | 0 | 0 | 0 | 0 | 0 | 0 | 0 | 0 | 0 | 0 | 0 | 0 | 0 | 0 | 0 | 0 | 0 | 0 | 0 | 0
F1_Commercial_Grocery_New_Miscellaneous_Natural Gas_Pool Heater_E1 | F1 | Commercial | Grocery | New | Miscellaneous | Natural Gas | Pool Heater | E1 | RVT - Cost of Equipment | 0.002803 | 0.002803 | 0.002803 | 0.002803 | 0.002803 | 0.002803 | 0.002803 | 0.002803 | 0.002803 | 0.002803 | 0.002803 | 0.002803 | 0.002803 | 0.002803 | 0.002803 | 0.002803 | 0.002803 | 0.002803 | 0.002803 | 0.002803 | 0.002803 | 0.002803 | 0.002803 | 0.002803 | 0.002803 | 0.002803 | 0.002803
F1_Commercial_Grocery_New_Miscellaneous_Natural Gas_Pool Heater_E2 | F1 | Commercial | Grocery | New | Miscellaneous | Natural Gas | Pool Heater | E2 | RVT - Cost of Equipment | 0.0045896 | 0.0045896 | 0.0045896 | 0.0045896 | 0.0045896 | 0.0045896 | 0.0045896 | 0.0045896 | 0.0045896 | 0.0045896 | 0.0045896 | 0.0045896 | 0.0045896 | 0.0045896 | 0.0045896 | 0.0045896 | 0.0045896 | 0.0045896 | 0.0045896 | 0.0045896 | 0.0045896 | 0.0045896 | 0.0045896 | 0.0045896 | 0.0045896 | 0.0045896 | 0.0045896
F1_Commercial_Grocery_New_Miscellaneous_Natural Gas_Pool Heater_E3 | F1 | Commercial | Grocery | New | Miscellaneous | Natural Gas | Pool Heater | E3 | RVT - Cost of Equipment | 0 | 0 | 0 | 0 | 0 | 0 | 0 | 0 | 0 | 0 | 0 | 0 | 0 | 0 | 0 | 0 | 0 | 0 | 0 | 0 | 0 | 0 | 0 | 0 | 0 | 0 | 0
F1_Commercial_Grocery_New_Miscellaneous_Natural Gas_Pool Heater_E4 | F1 | Commercial | Grocery | New | Miscellaneous | Natural Gas | Pool Heater | E4 | RVT - Cost of Equipment | 0 | 0 | 0 | 0 | 0 | 0 | 0 | 0 | 0 | 0 | 0 | 0 | 0 | 0 | 0 | 0 | 0 | 0 | 0 | 0 | 0 | 0 | 0 | 0 | 0 | 0 | 0
F1_Commercial_Grocery_New_Miscellaneous_Natural Gas_Pool Heater_E5 | F1 | Commercial | Grocery | New | Miscellaneous | Natural Gas | Pool Heater | E5 | RVT - Cost of Equipment | 0 | 0 | 0 | 0 | 0 | 0 | 0 | 0 | 0 | 0 | 0 | 0 | 0 | 0 | 0 | 0 | 0 | 0 | 0 | 0 | 0 | 0 | 0 | 0 | 0 | 0 | 0
F1_Commercial_Grocery_New_Miscellaneous_Natural Gas_Pool Heater_E6 | F1 | Commercial | Grocery | New | Miscellaneous | Natural Gas | Pool Heater | E6 | RVT - Cost of Equipment | 0 | 0 | 0 | 0 | 0 | 0 | 0 | 0 | 0 | 0 | 0 | 0 | 0 | 0 | 0 | 0 | 0 | 0 | 0 | 0 | 0 | 0 | 0 | 0 | 0 | 0 | 0
F1_Commercial_Grocery_New_Miscellaneous_Natural Gas_Pool Heater_E7 | F1 | Commercial | Grocery | New | Miscellaneous | Natural Gas | Pool Heater | E7 | RVT - Cost of Equipment | 0 | 0 | 0 | 0 | 0 | 0 | 0 | 0 | 0 | 0 | 0 | 0 | 0 | 0 | 0 | 0 | 0 | 0 | 0 | 0 | 0 | 0 | 0 | 0 | 0 | 0 | 0
F1_Commercial_Grocery_New_Miscellaneous_Natural Gas_Pool Heater_E8 | F1 | Commercial | Grocery | New | Miscellaneous | Natural Gas | Pool Heater | E8 | RVT - Cost of Equipment | 0 | 0 | 0 | 0 | 0 | 0 | 0 | 0 | 0 | 0 | 0 | 0 | 0 | 0 | 0 | 0 | 0 | 0 | 0 | 0 | 0 | 0 | 0 | 0 | 0 | 0 | 0
F1_Commercial_Grocery_New_Miscellaneous_Natural Gas_Pool Heater_E9 | F1 | Commercial | Grocery | New | Miscellaneous | Natural Gas | Pool Heater | E9 | RVT - Cost of Equipment | 0 | 0 | 0 | 0 | 0 | 0 | 0 | 0 | 0 | 0 | 0 | 0 | 0 | 0 | 0 | 0 | 0 | 0 | 0 | 0 | 0 | 0 | 0 | 0 | 0 | 0 | 0
F1_Commercial_Grocery_New_Miscellaneous_Natural Gas_Pool Heater_E10 | F1 | Commercial | Grocery | New | Miscellaneous | Natural Gas | Pool Heater | E10 | RVT - Cost of Equipment | 0 | 0 | 0 | 0 | 0 | 0 | 0 | 0 | 0 | 0 | 0 | 0 | 0 | 0 | 0 | 0 | 0 | 0 | 0 | 0 | 0 | 0 | 0 | 0 | 0 | 0 | 0
F2_Commercial_Grocery_New_Miscellaneous_Natural Gas_Pool Heater_E1 | F2 | Commercial | Grocery | New | Miscellaneous | Natural Gas | Pool Heater | E1 | RVT - Cost of Operation | 0 | 0 | 0 | 0 | 0 | 0 | 0 | 0 | 0 | 0 | 0 | 0 | 0 | 0 | 0 | 0 | 0 | 0 | 0 | 0 | 0 | 0 | 0 | 0 | 0 | 0 | 0
F2_Commercial_Grocery_New_Miscellaneous_Natural Gas_Pool Heater_E2 | F2 | Commercial | Grocery | New | Miscellaneous | Natural Gas | Pool Heater | E2 | RVT - Cost of Operation | 0 | 0 | 0 | 0 | 0 | 0 | 0 | 0 | 0 | 0 | 0 | 0 | 0 | 0 | 0 | 0 | 0 | 0 | 0 | 0 | 0 | 0 | 0 | 0 | 0 | 0 | 0
F2_Commercial_Grocery_New_Miscellaneous_Natural Gas_Pool Heater_E3 | F2 | Commercial | Grocery | New | Miscellaneous | Natural Gas | Pool Heater | E3 | RVT - Cost of Operation | 0 | 0 | 0 | 0 | 0 | 0 | 0 | 0 | 0 | 0 | 0 | 0 | 0 | 0 | 0 | 0 | 0 | 0 | 0 | 0 | 0 | 0 | 0 | 0 | 0 | 0 | 0
F2_Commercial_Grocery_New_Miscellaneous_Natural Gas_Pool Heater_E4 | F2 | Commercial | Grocery | New | Miscellaneous | Natural Gas | Pool Heater | E4 | RVT - Cost of Operation | 0 | 0 | 0 | 0 | 0 | 0 | 0 | 0 | 0 | 0 | 0 | 0 | 0 | 0 | 0 | 0 | 0 | 0 | 0 | 0 | 0 | 0 | 0 | 0 | 0 | 0 | 0
F2_Commercial_Grocery_New_Miscellaneous_Natural Gas_Pool Heater_E5 | F2 | Commercial | Grocery | New | Miscellaneous | Natural Gas | Pool Heater | E5 | RVT - Cost of Operation | 0 | 0 | 0 | 0 | 0 | 0 | 0 | 0 | 0 | 0 | 0 | 0 | 0 | 0 | 0 | 0 | 0 | 0 | 0 | 0 | 0 | 0 | 0 | 0 | 0 | 0 | 0
F2_Commercial_Grocery_New_Miscellaneous_Natural Gas_Pool Heater_E6 | F2 | Commercial | Grocery | New | Miscellaneous | Natural Gas | Pool Heater | E6 | RVT - Cost of Operation | 0 | 0 | 0 | 0 | 0 | 0 | 0 | 0 | 0 | 0 | 0 | 0 | 0 | 0 | 0 | 0 | 0 | 0 | 0 | 0 | 0 | 0 | 0 | 0 | 0 | 0 | 0
F2_Commercial_Grocery_New_Miscellaneous_Natural Gas_Pool Heater_E7 | F2 | Commercial | Grocery | New | Miscellaneous | Natural Gas | Pool Heater | E7 | RVT - Cost of Operation | 0 | 0 | 0 | 0 | 0 | 0 | 0 | 0 | 0 | 0 | 0 | 0 | 0 | 0 | 0 | 0 | 0 | 0 | 0 | 0 | 0 | 0 | 0 | 0 | 0 | 0 | 0
F2_Commercial_Grocery_New_Miscellaneous_Natural Gas_Pool Heater_E8 | F2 | Commercial | Grocery | New | Miscellaneous | Natural Gas | Pool Heater | E8 | RVT - Cost of Operation | 0 | 0 | 0 | 0 | 0 | 0 | 0 | 0 | 0 | 0 | 0 | 0 | 0 | 0 | 0 | 0 | 0 | 0 | 0 | 0 | 0 | 0 | 0 | 0 | 0 | 0 | 0
F2_Commercial_Grocery_New_Miscellaneous_Natural Gas_Pool Heater_E9 | F2 | Commercial | Grocery | New | Miscellaneous | Natural Gas | Pool Heater | E9 | RVT - Cost of Operation | 0 | 0 | 0 | 0 | 0 | 0 | 0 | 0 | 0 | 0 | 0 | 0 | 0 | 0 | 0 | 0 | 0 | 0 | 0 | 0 | 0 | 0 | 0 | 0 | 0 | 0 | 0
F2_Commercial_Grocery_New_Miscellaneous_Natural Gas_Pool Heater_E10 | F2 | Commercial | Grocery | New | Miscellaneous | Natural Gas | Pool Heater | E10 | RVT - Cost of Operation | 0 | 0 | 0 | 0 | 0 | 0 | 0 | 0 | 0 | 0 | 0 | 0 | 0 | 0 | 0 | 0 | 0 | 0 | 0 | 0 | 0 | 0 | 0 | 0 | 0 | 0 | 0
F3_Commercial_Grocery_New_Miscellaneous_Natural Gas_Pool Heater_E1 | F3 | Commercial | Grocery | New | Miscellaneous | Natural Gas | Pool Heater | E1 | System - kBTUs of Consumption | bar: 2021 to 2047
F3_Commercial_Grocery_New_Miscellaneous_Natural Gas_Pool Heater_E2 | F3 | Commercial | Grocery | New | Miscellaneous | Natural Gas | Pool Heater | E2 | System - kBTUs of Consumption | 0.85 | 0.85 | 0.85 | 0.85 | 0.85 | 0.85 | 0.85 | 0.85 | 0.85 | 0.85 | 0.85 | 0.85 | 0.85 | 0.85 | 0.85 | 0.85 | 0.85 | 0.85 | 0.85 | 0.85 | 0.85 | 0.85 | 0.85 | 0.85 | 0.85 | 0.85 | 0.85
F3_Commercial_Grocery_New_Miscellaneous_Natural Gas_Pool Heater_E3 | F3 | Commercial | Grocery | New | Miscellaneous | Natural Gas | Pool Heater | E3 | System - kBTUs of Consumption | 0 | 0 | 0 | 0 | 0 | 0 | 0 | 0 | 0 | 0 | 0 | 0 | 0 | 0 | 0 | 0 | 0 | 0 | 0 | 0 | 0 | 0 | 0 | 0 | 0 | 0 | 0
F3_Commercial_Grocery_New_Miscellaneous_Natural Gas_Pool Heater_E4 | F3 | Commercial | Grocery | New | Miscellaneous | Natural Gas | Pool Heater | E4 | System - kBTUs of Consumption | 0 | 0 | 0 | 0 | 0 | 0 | 0 | 0 | 0 | 0 | 0 | 0 | 0 | 0 | 0 | 0 | 0 | 0 | 0 | 0 | 0 | 0 | 0 | 0 | 0 | 0 | 0
F3_Commercial_Grocery_New_Miscellaneous_Natural Gas_Pool Heater_E5 | F3 | Commercial | Grocery | New | Miscellaneous | Natural Gas | Pool Heater | E5 | System - kBTUs of Consumption | 0 | 0 | 0 | 0 | 0 | 0 | 0 | 0 | 0 | 0 | 0 | 0 | 0 | 0 | 0 | 0 | 0 | 0 | 0 | 0 | 0 | 0 | 0 | 0 | 0 | 0 | 0
F3_Commercial_Grocery_New_Miscellaneous_Natural Gas_Pool Heater_E6 | F3 | Commercial | Grocery | New | Miscellaneous | Natural Gas | Pool Heater | E6 | System - kBTUs of Consumption | 0 | 0 | 0 | 0 | 0 | 0 | 0 | 0 | 0 | 0 | 0 | 0 | 0 | 0 | 0 | 0 | 0 | 0 | 0 | 0 | 0 | 0 | 0 | 0 | 0 | 0 | 0
F3_Commercial_Grocery_New_Miscellaneous_Natural Gas_Pool Heater_E7 | F3 | Commercial | Grocery | New | Miscellaneous | Natural Gas | Pool Heater | E7 | System - kBTUs of Consumption | 0 | 0 | 0 | 0 | 0 | 0 | 0 | 0 | 0 | 0 | 0 | 0 | 0 | 0 | 0 | 0 | 0 | 0 | 0 | 0 | 0 | 0 | 0 | 0 | 0 | 0 | 0
F3_Commercial_Grocery_New_Miscellaneous_Natural Gas_Pool Heater_E8 | F3 | Commercial | Grocery | New | Miscellaneous | Natural Gas | Pool Heater | E8 | System - kBTUs of Consumption | 0 | 0 | 0 | 0 | 0 | 0 | 0 | 0 | 0 | 0 | 0 | 0 | 0 | 0 | 0 | 0 | 0 | 0 | 0 | 0 | 0 | 0 | 0 | 0 | 0 | 0 | 0
F3_Commercial_Grocery_New_Miscellaneous_Natural Gas_Pool Heater_E9 | F3 | Commercial | Grocery | New | Miscellaneous | Natural Gas | Pool Heater | E9 | System - kBTUs of Consumption | 0 | 0 | 0 | 0 | 0 | 0 | 0 | 0 | 0 | 0 | 0 | 0 | 0 | 0 | 0 | 0 | 0 | 0 | 0 | 0 | 0 | 0 | 0 | 0 | 0 | 0 | 0
F3_Commercial_Grocery_New_Miscellaneous_Natural Gas_Pool Heater_E10 | F3 | Commercial | Grocery | New | Miscellaneous | Natural Gas | Pool Heater | E10 | System - kBTUs of Consumption | 0 | 0 | 0 | 0 | 0 | 0 | 0 | 0 | 0 | 0 | 0 | 0 | 0 | 0 | 0 | 0 | 0 | 0 | 0 | 0 | 0 | 0 | 0 | 0 | 0 | 0 | 0
F4_Commercial_Grocery_New_Miscellaneous_Natural Gas_Pool Heater_E1 | F4 | Commercial | Grocery | New | Miscellaneous | Natural Gas | Pool Heater | E1 | Utility - Cost of Equipment | 0.002803 | 0.002803 | 0.002803 | 0.002803 | 0.002803 | 0.002803 | 0.002803 | 0.002803 | 0.002803 | 0.002803 | 0.002803 | 0.002803 | 0.002803 | 0.002803 | 0.002803 | 0.002803 | 0.002803 | 0.002803 | 0.002803 | 0.002803 | 0.002803 | 0.002803 | 0.002803 | 0.002803 | 0.002803 | 0.002803 | 0.002803
F4_Commercial_Grocery_New_Miscellaneous_Natural Gas_Pool Heater_E2 | F4 | Commercial | Grocery | New | Miscellaneous | Natural Gas | Pool Heater | E2 | Utility - Cost of Equipment | 0.0045896 | 0.0045896 | 0.0045896 | 0.0045896 | 0.0045896 | 0.0045896 | 0.0045896 | 0.0045896 | 0.0045896 | 0.0045896 | 0.0045896 | 0.0045896 | 0.0045896 | 0.0045896 | 0.0045896 | 0.0045896 | 0.0045896 | 0.0045896 | 0.0045896 | 0.0045896 | 0.0045896 | 0.0045896 | 0.0045896 | 0.0045896 | 0.0045896 | 0.0045896 | 0.0045896
F4_Commercial_Grocery_New_Miscellaneous_Natural Gas_Pool Heater_E3 | F4 | Commercial | Grocery | New | Miscellaneous | Natural Gas | Pool Heater | E3 | Utility - Cost of Equipment | 0 | 0 | 0 | 0 | 0 | 0 | 0 | 0 | 0 | 0 | 0 | 0 | 0 | 0 | 0 | 0 | 0 | 0 | 0 | 0 | 0 | 0 | 0 | 0 | 0 | 0 | 0
F4_Commercial_Grocery_New_Miscellaneous_Natural Gas_Pool Heater_E4 | F4 | Commercial | Grocery | New | Miscellaneous | Natural Gas | Pool Heater | E4 | Utility - Cost of Equipment | 0 | 0 | 0 | 0 | 0 | 0 | 0 | 0 | 0 | 0 | 0 | 0 | 0 | 0 | 0 | 0 | 0 | 0 | 0 | 0 | 0 | 0 | 0 | 0 | 0 | 0 | 0
F4_Commercial_Grocery_New_Miscellaneous_Natural Gas_Pool Heater_E5 | F4 | Commercial | Grocery | New | Miscellaneous | Natural Gas | Pool Heater | E5 | Utility - Cost of Equipment | 0 | 0 | 0 | 0 | 0 | 0 | 0 | 0 | 0 | 0 | 0 | 0 | 0 | 0 | 0 | 0 | 0 | 0 | 0 | 0 | 0 | 0 | 0 | 0 | 0 | 0 | 0
F4_Commercial_Grocery_New_Miscellaneous_Natural Gas_Pool Heater_E6 | F4 | Commercial | Grocery | New | Miscellaneous | Natural Gas | Pool Heater | E6 | Utility - Cost of Equipment | 0 | 0 | 0 | 0 | 0 | 0 | 0 | 0 | 0 | 0 | 0 | 0 | 0 | 0 | 0 | 0 | 0 | 0 | 0 | 0 | 0 | 0 | 0 | 0 | 0 | 0 | 0
F4_Commercial_Grocery_New_Miscellaneous_Natural Gas_Pool Heater_E7 | F4 | Commercial | Grocery | New | Miscellaneous | Natural Gas | Pool Heater | E7 | Utility - Cost of Equipment | 0 | 0 | 0 | 0 | 0 | 0 | 0 | 0 | 0 | 0 | 0 | 0 | 0 | 0 | 0 | 0 | 0 | 0 | 0 | 0 | 0 | 0 | 0 | 0 | 0 | 0 | 0
F4_Commercial_Grocery_New_Miscellaneous_Natural Gas_Pool Heater_E8 | F4 | Commercial | Grocery | New | Miscellaneous | Natural Gas | Pool Heater | E8 | Utility - Cost of Equipment | 0 | 0 | 0 | 0 | 0 | 0 | 0 | 0 | 0 | 0 | 0 | 0 | 0 | 0 | 0 | 0 | 0 | 0 | 0 | 0 | 0 | 0 | 0 | 0 | 0 | 0 | 0
F4_Commercial_Grocery_New_Miscellaneous_Natural Gas_Pool Heater_E9 | F4 | Commercial | Grocery | New | Miscellaneous | Natural Gas | Pool Heater | E9 | Utility - Cost of Equipment | 0 | 0 | 0 | 0 | 0 | 0 | 0 | 0 | 0 | 0 | 0 | 0 | 0 | 0 | 0 | 0 | 0 | 0 | 0 | 0 | 0 | 0 | 0 | 0 | 0 | 0 | 0
F4_Commercial_Grocery_New_Miscellaneous_Natural Gas_Pool Heater_E10 | F4 | Commercial | Grocery | New | Miscellaneous | Natural Gas | Pool Heater | E10 | Utility - Cost of Equipment | 0 | 0 | 0 | 0 | 0 | 0 | 0 | 0 | 0 | 0 | 0 | 0 | 0 | 0 | 0 | 0 | 0 | 0 | 0 | 0 | 0 | 0 | 0 | 0 | 0 | 0 | 0
F5_Commercial_Grocery_New_Miscellaneous_Natural Gas_Pool Heater_E1 | F5 | Commercial | Grocery | New | Miscellaneous | Natural Gas | Pool Heater | E1 | Utility - Cost of Operation | 0.014079 | 0.013712 | 0.013323 | 0.012929 | 0.012807 | 0.012863 | 0.01303 | 0.013256 | 0.013507 | 0.013763 | 0.014029 | 0.014303 | 0.014594 | 0.014882 | 0.015153 | 0.01536 | 0.015438 | 0.015331 | 0.014999 | 0.014435 | 0.013667 | 0.012733 | 0.011901 | 0.011353 | 0.011101 | 0.011155 | 0.01121
F5_Commercial_Grocery_New_Miscellaneous_Natural Gas_Pool Heater_E2 | F5 | Commercial | Grocery | New | Miscellaneous | Natural Gas | Pool Heater | E2 | Utility - Cost of Operation | 0.011967 | 0.011655 | 0.011325 | 0.01099 | 0.010886 | 0.010933 | 0.011075 | 0.011267 | 0.011481 | 0.011698 | 0.011924 | 0.012158 | 0.012405 | 0.012649 | 0.01288 | 0.013056 | 0.013122 | 0.013032 | 0.012749 | 0.01227 | 0.011617 | 0.010823 | 0.010116 | 0.0096497 | 0.0094355 | 0.0094817 | 0.0095282
F5_Commercial_Grocery_New_Miscellaneous_Natural Gas_Pool Heater_E3 | F5 | Commercial | Grocery | New | Miscellaneous | Natural Gas | Pool Heater | E3 | Utility - Cost of Operation | 0 | 0 | 0 | 0 | 0 | 0 | 0 | 0 | 0 | 0 | 0 | 0 | 0 | 0 | 0 | 0 | 0 | 0 | 0 | 0 | 0 | 0 | 0 | 0 | 0 | 0 | 0
F5_Commercial_Grocery_New_Miscellaneous_Natural Gas_Pool Heater_E4 | F5 | Commercial | Grocery | New | Miscellaneous | Natural Gas | Pool Heater | E4 | Utility - Cost of Operation | 0 | 0 | 0 | 0 | 0 | 0 | 0 | 0 | 0 | 0 | 0 | 0 | 0 | 0 | 0 | 0 | 0 | 0 | 0 | 0 | 0 | 0 | 0 | 0 | 0 | 0 | 0
F5_Commercial_Grocery_New_Miscellaneous_Natural Gas_Pool Heater_E5 | F5 | Commercial | Grocery | New | Miscellaneous | Natural Gas | Pool Heater | E5 | Utility - Cost of Operation | 0 | 0 | 0 | 0 | 0 | 0 | 0 | 0 | 0 | 0 | 0 | 0 | 0 | 0 | 0 | 0 | 0 | 0 | 0 | 0 | 0 | 0 | 0 | 0 | 0 | 0 | 0
F5_Commercial_Grocery_New_Miscellaneous_Natural Gas_Pool Heater_E6 | F5 | Commercial | Grocery | New | Miscellaneous | Natural Gas | Pool Heater | E6 | Utility - Cost of Operation | 0 | 0 | 0 | 0 | 0 | 0 | 0 | 0 | 0 | 0 | 0 | 0 | 0 | 0 | 0 | 0 | 0 | 0 | 0 | 0 | 0 | 0 | 0 | 0 | 0 | 0 | 0
F5_Commercial_Grocery_New_Miscellaneous_Natural Gas_Pool Heater_E7 | F5 | Commercial | Grocery | New | Miscellaneous | Natural Gas | Pool Heater | E7 | Utility - Cost of Operation | 0 | 0 | 0 | 0 | 0 | 0 | 0 | 0 | 0 | 0 | 0 | 0 | 0 | 0 | 0 | 0 | 0 | 0 | 0 | 0 | 0 | 0 | 0 | 0 | 0 | 0 | 0
F5_Commercial_Grocery_New_Miscellaneous_Natural Gas_Pool Heater_E8 | F5 | Commercial | Grocery | New | Miscellaneous | Natural Gas | Pool Heater | E8 | Utility - Cost of Operation | 0 | 0 | 0 | 0 | 0 | 0 | 0 | 0 | 0 | 0 | 0 | 0 | 0 | 0 | 0 | 0 | 0 | 0 | 0 | 0 | 0 | 0 | 0 | 0 | 0 | 0 | 0
F5_Commercial_Grocery_New_Miscellaneous_Natural Gas_Pool Heater_E9 | F5 | Commercial | Grocery | New | Miscellaneous | Natural Gas | Pool Heater | E9 | Utility - Cost of Operation | 0 | 0 | 0 | 0 | 0 | 0 | 0 | 0 | 0 | 0 | 0 | 0 | 0 | 0 | 0 | 0 | 0 | 0 | 0 | 0 | 0 | 0 | 0 | 0 | 0 | 0 | 0
F5_Commercial_Grocery_New_Miscellaneous_Natural Gas_Pool Heater_E10 | F5 | Commercial | Grocery | New | Miscellaneous | Natural Gas | Pool Heater | E10 | Utility - Cost of Operation | 0 | 0 | 0 | 0 | 0 | 0 | 0 | 0 | 0 | 0 | 0 | 0 | 0 | 0 | 0 | 0 | 0 | 0 | 0 | 0 | 0 | 0 | 0 | 0 | 0 | 0 | 0
F6_Commercial_Grocery_New_Miscellaneous_Natural Gas_Pool Heater_E1 | F6 | Commercial | Grocery | New | Miscellaneous | Natural Gas | Pool Heater | E1 | Utility - Value of Sales | 0 | 0 | 0 | 0 | 0 | 0 | 0 | 0 | 0 | 0 | 0 | 0 | 0 | 0 | 0 | 0 | 0 | 0 | 0 | 0 | 0 | 0 | 0 | 0 | 0 | 0 | 0
F6_Commercial_Grocery_New_Miscellaneous_Natural Gas_Pool Heater_E2 | F6 | Commercial | Grocery | New | Miscellaneous | Natural Gas | Pool Heater | E2 | Utility - Value of Sales | 0 | 0 | 0 | 0 | 0 | 0 | 0 | 0 | 0 | 0 | 0 | 0 | 0 | 0 | 0 | 0 | 0 | 0 | 0 | 0 | 0 | 0 | 0 | 0 | 0 | 0 | 0
F6_Commercial_Grocery_New_Miscellaneous_Natural Gas_Pool Heater_E3 | F6 | Commercial | Grocery | New | Miscellaneous | Natural Gas | Pool Heater | E3 | Utility - Value of Sales | 0 | 0 | 0 | 0 | 0 | 0 | 0 | 0 | 0 | 0 | 0 | 0 | 0 | 0 | 0 | 0 | 0 | 0 | 0 | 0 | 0 | 0 | 0 | 0 | 0 | 0 | 0
F6_Commercial_Grocery_New_Miscellaneous_Natural Gas_Pool Heater_E4 | F6 | Commercial | Grocery | New | Miscellaneous | Natural Gas | Pool Heater | E4 | Utility - Value of Sales | 0 | 0 | 0 | 0 | 0 | 0 | 0 | 0 | 0 | 0 | 0 | 0 | 0 | 0 | 0 | 0 | 0 | 0 | 0 | 0 | 0 | 0 | 0 | 0 | 0 | 0 | 0
F6_Commercial_Grocery_New_Miscellaneous_Natural Gas_Pool Heater_E5 | F6 | Commercial | Grocery | New | Miscellaneous | Natural Gas | Pool Heater | E5 | Utility - Value of Sales | 0 | 0 | 0 | 0 | 0 | 0 | 0 | 0 | 0 | 0 | 0 | 0 | 0 | 0 | 0 | 0 | 0 | 0 | 0 | 0 | 0 | 0 | 0 | 0 | 0 | 0 | 0
F6_Commercial_Grocery_New_Miscellaneous_Natural Gas_Pool Heater_E6 | F6 | Commercial | Grocery | New | Miscellaneous | Natural Gas | Pool Heater | E6 | Utility - Value of Sales | 0 | 0 | 0 | 0 | 0 | 0 | 0 | 0 | 0 | 0 | 0 | 0 | 0 | 0 | 0 | 0 | 0 | 0 | 0 | 0 | 0 | 0 | 0 | 0 | 0 | 0 | 0
F6_Commercial_Grocery_New_Miscellaneous_Natural Gas_Pool Heater_E7 | F6 | Commercial | Grocery | New | Miscellaneous | Natural Gas | Pool Heater | E7 | Utility - Value of Sales | 0 | 0 | 0 | 0 | 0 | 0 | 0 | 0 | 0 | 0 | 0 | 0 | 0 | 0 | 0 | 0 | 0 | 0 | 0 | 0 | 0 | 0 | 0 | 0 | 0 | 0 | 0
F6_Commercial_Grocery_New_Miscellaneous_Natural Gas_Pool Heater_E8 | F6 | Commercial | Grocery | New | Miscellaneous | Natural Gas | Pool Heater | E8 | Utility - Value of Sales | 0 | 0 | 0 | 0 | 0 | 0 | 0 | 0 | 0 | 0 | 0 | 0 | 0 | 0 | 0 | 0 | 0 | 0 | 0 | 0 | 0 | 0 | 0 | 0 | 0 | 0 | 0
F6_Commercial_Grocery_New_Miscellaneous_Natural Gas_Pool Heater_E9 | F6 | Commercial | Grocery | New | Miscellaneous | Natural Gas | Pool Heater | E9 | Utility - Value of Sales | 0 | 0 | 0 | 0 | 0 | 0 | 0 | 0 | 0 | 0 | 0 | 0 | 0 | 0 | 0 | 0 | 0 | 0 | 0 | 0 | 0 | 0 | 0 | 0 | 0 | 0 | 0
F6_Commercial_Grocery_New_Miscellaneous_Natural Gas_Pool Heater_E10 | F6 | Commercial | Grocery | New | Miscellaneous | Natural Gas | Pool Heater | E10 | Utility - Value of Sales | 0 | 0 | 0 | 0 | 0 | 0 | 0 | 0 | 0 | 0 | 0 | 0 | 0 | 0 | 0 | 0 | 0 | 0 | 0 | 0 | 0 | 0 | 0 | 0 | 0 | 0 | 0
F1_Commercial_Grocery_New_Miscellaneous_Natural Gas_Miscellaneous_E1 | F1 | Commercial | Grocery | New | Miscellaneous | Natural Gas | Miscellaneous | E1 | RVT - Cost of Equipment | 0.0015609 | 0.0015609 | 0.0015609 | 0.0015609 | 0.0015609 | 0.0015609 | 0.0015609 | 0.0015609 | 0.0015609 | 0.0015609 | 0.0015609 | 0.0015609 | 0.0015609 | 0.0015609 | 0.0015609 | 0.0015609 | 0.0015609 | 0.0015609 | 0.0015609 | 0.0015609 | 0.0015609 | 0.0015609 | 0.0015609 | 0.0015609 | 0.0015609 | 0.0015609 | 0.0015609
F1_Commercial_Grocery_New_Miscellaneous_Natural Gas_Miscellaneous_E2 | F1 | Commercial | Grocery | New | Miscellaneous | Natural Gas | Miscellaneous | E2 | RVT - Cost of Equipment | 0 | 0 | 0 | 0 | 0 | 0 | 0 | 0 | 0 | 0 | 0 | 0 | 0 | 0 | 0 | 0 | 0 | 0 | 0 | 0 | 0 | 0 | 0 | 0 | 0 | 0 | 0
F1_Commercial_Grocery_New_Miscellaneous_Natural Gas_Miscellaneous_E3 | F1 | Commercial | Grocery | New | Miscellaneous | Natural Gas | Miscellaneous | E3 | RVT - Cost of Equipment | 0 | 0 | 0 | 0 | 0 | 0 | 0 | 0 | 0 | 0 | 0 | 0 | 0 | 0 | 0 | 0 | 0 | 0 | 0 | 0 | 0 | 0 | 0 | 0 | 0 | 0 | 0
F1_Commercial_Grocery_New_Miscellaneous_Natural Gas_Miscellaneous_E4 | F1 | Commercial | Grocery | New | Miscellaneous | Natural Gas | Miscellaneous | E4 | RVT - Cost of Equipment | 0 | 0 | 0 | 0 | 0 | 0 | 0 | 0 | 0 | 0 | 0 | 0 | 0 | 0 | 0 | 0 | 0 | 0 | 0 | 0 | 0 | 0 | 0 | 0 | 0 | 0 | 0
F1_Commercial_Grocery_New_Miscellaneous_Natural Gas_Miscellaneous_E5 | F1 | Commercial | Grocery | New | Miscellaneous | Natural Gas | Miscellaneous | E5 | RVT - Cost of Equipment | 0 | 0 | 0 | 0 | 0 | 0 | 0 | 0 | 0 | 0 | 0 | 0 | 0 | 0 | 0 | 0 | 0 | 0 | 0 | 0 | 0 | 0 | 0 | 0 | 0 | 0 | 0
F1_Commercial_Grocery_New_Miscellaneous_Natural Gas_Miscellaneous_E6 | F1 | Commercial | Grocery | New | Miscellaneous | Natural Gas | Miscellaneous | E6 | RVT - Cost of Equipment | 0 | 0 | 0 | 0 | 0 | 0 | 0 | 0 | 0 | 0 | 0 | 0 | 0 | 0 | 0 | 0 | 0 | 0 | 0 | 0 | 0 | 0 | 0 | 0 | 0 | 0 | 0
F1_Commercial_Grocery_New_Miscellaneous_Natural Gas_Miscellaneous_E7 | F1 | Commercial | Grocery | New | Miscellaneous | Natural Gas | Miscellaneous | E7 | RVT - Cost of Equipment | 0 | 0 | 0 | 0 | 0 | 0 | 0 | 0 | 0 | 0 | 0 | 0 | 0 | 0 | 0 | 0 | 0 | 0 | 0 | 0 | 0 | 0 | 0 | 0 | 0 | 0 | 0
F1_Commercial_Grocery_New_Miscellaneous_Natural Gas_Miscellaneous_E8 | F1 | Commercial | Grocery | New | Miscellaneous | Natural Gas | Miscellaneous | E8 | RVT - Cost of Equipment | 0 | 0 | 0 | 0 | 0 | 0 | 0 | 0 | 0 | 0 | 0 | 0 | 0 | 0 | 0 | 0 | 0 | 0 | 0 | 0 | 0 | 0 | 0 | 0 | 0 | 0 | 0
F1_Commercial_Grocery_New_Miscellaneous_Natural Gas_Miscellaneous_E9 | F1 | Commercial | Grocery | New | Miscellaneous | Natural Gas | Miscellaneous | E9 | RVT - Cost of Equipment | 0 | 0 | 0 | 0 | 0 | 0 | 0 | 0 | 0 | 0 | 0 | 0 | 0 | 0 | 0 | 0 | 0 | 0 | 0 | 0 | 0 | 0 | 0 | 0 | 0 | 0 | 0
F1_Commercial_Grocery_New_Miscellaneous_Natural Gas_Miscellaneous_E10 | F1 | Commercial | Grocery | New | Miscellaneous | Natural Gas | Miscellaneous | E10 | RVT - Cost of Equipment | 0 | 0 | 0 | 0 | 0 | 0 | 0 | 0 | 0 | 0 | 0 | 0 | 0 | 0 | 0 | 0 | 0 | 0 | 0 | 0 | 0 | 0 | 0 | 0 | 0 | 0 | 0
F2_Commercial_Grocery_New_Miscellaneous_Natural Gas_Miscellaneous_E1 | F2 | Commercial | Grocery | New | Miscellaneous | Natural Gas | Miscellaneous | E1 | RVT - Cost of Operation | 0 | 0 | 0 | 0 | 0 | 0 | 0 | 0 | 0 | 0 | 0 | 0 | 0 | 0 | 0 | 0 | 0 | 0 | 0 | 0 | 0 | 0 | 0 | 0 | 0 | 0 | 0
F2_Commercial_Grocery_New_Miscellaneous_Natural Gas_Miscellaneous_E2 | F2 | Commercial | Grocery | New | Miscellaneous | Natural Gas | Miscellaneous | E2 | RVT - Cost of Operation | 0 | 0 | 0 | 0 | 0 | 0 | 0 | 0 | 0 | 0 | 0 | 0 | 0 | 0 | 0 | 0 | 0 | 0 | 0 | 0 | 0 | 0 | 0 | 0 | 0 | 0 | 0
F2_Commercial_Grocery_New_Miscellaneous_Natural Gas_Miscellaneous_E3 | F2 | Commercial | Grocery | New | Miscellaneous | Natural Gas | Miscellaneous | E3 | RVT - Cost of Operation | 0 | 0 | 0 | 0 | 0 | 0 | 0 | 0 | 0 | 0 | 0 | 0 | 0 | 0 | 0 | 0 | 0 | 0 | 0 | 0 | 0 | 0 | 0 | 0 | 0 | 0 | 0
F2_Commercial_Grocery_New_Miscellaneous_Natural Gas_Miscellaneous_E4 | F2 | Commercial | Grocery | New | Miscellaneous | Natural Gas | Miscellaneous | E4 | RVT - Cost of Operation | 0 | 0 | 0 | 0 | 0 | 0 | 0 | 0 | 0 | 0 | 0 | 0 | 0 | 0 | 0 | 0 | 0 | 0 | 0 | 0 | 0 | 0 | 0 | 0 | 0 | 0 | 0
F2_Commercial_Grocery_New_Miscellaneous_Natural Gas_Miscellaneous_E5 | F2 | Commercial | Grocery | New | Miscellaneous | Natural Gas | Miscellaneous | E5 | RVT - Cost of Operation | 0 | 0 | 0 | 0 | 0 | 0 | 0 | 0 | 0 | 0 | 0 | 0 | 0 | 0 | 0 | 0 | 0 | 0 | 0 | 0 | 0 | 0 | 0 | 0 | 0 | 0 | 0
F2_Commercial_Grocery_New_Miscellaneous_Natural Gas_Miscellaneous_E6 | F2 | Commercial | Grocery | New | Miscellaneous | Natural Gas | Miscellaneous | E6 | RVT - Cost of Operation | 0 | 0 | 0 | 0 | 0 | 0 | 0 | 0 | 0 | 0 | 0 | 0 | 0 | 0 | 0 | 0 | 0 | 0 | 0 | 0 | 0 | 0 | 0 | 0 | 0 | 0 | 0
F2_Commercial_Grocery_New_Miscellaneous_Natural Gas_Miscellaneous_E7 | F2 | Commercial | Grocery | New | Miscellaneous | Natural Gas | Miscellaneous | E7 | RVT - Cost of Operation | 0 | 0 | 0 | 0 | 0 | 0 | 0 | 0 | 0 | 0 | 0 | 0 | 0 | 0 | 0 | 0 | 0 | 0 | 0 | 0 | 0 | 0 | 0 | 0 | 0 | 0 | 0
F2_Commercial_Grocery_New_Miscellaneous_Natural Gas_Miscellaneous_E8 | F2 | Commercial | Grocery | New | Miscellaneous | Natural Gas | Miscellaneous | E8 | RVT - Cost of Operation | 0 | 0 | 0 | 0 | 0 | 0 | 0 | 0 | 0 | 0 | 0 | 0 | 0 | 0 | 0 | 0 | 0 | 0 | 0 | 0 | 0 | 0 | 0 | 0 | 0 | 0 | 0
F2_Commercial_Grocery_New_Miscellaneous_Natural Gas_Miscellaneous_E9 | F2 | Commercial | Grocery | New | Miscellaneous | Natural Gas | Miscellaneous | E9 | RVT - Cost of Operation | 0 | 0 | 0 | 0 | 0 | 0 | 0 | 0 | 0 | 0 | 0 | 0 | 0 | 0 | 0 | 0 | 0 | 0 | 0 | 0 | 0 | 0 | 0 | 0 | 0 | 0 | 0
F2_Commercial_Grocery_New_Miscellaneous_Natural Gas_Miscellaneous_E10 | F2 | Commercial | Grocery | New | Miscellaneous | Natural Gas | Miscellaneous | E10 | RVT - Cost of Operation | 0 | 0 | 0 | 0 | 0 | 0 | 0 | 0 | 0 | 0 | 0 | 0 | 0 | 0 | 0 | 0 | 0 | 0 | 0 | 0 | 0 | 0 | 0 | 0 | 0 | 0 | 0
F3_Commercial_Grocery_New_Miscellaneous_Natural Gas_Miscellaneous_E1 | F3 | Commercial | Grocery | New | Miscellaneous | Natural Gas | Miscellaneous | E1 | System - kBTUs of Consumption | 0.59718 | 0.59718 | 0.59718 | 0.59718 | 0.59718 | 0.59718 | 0.59718 | 0.59718 | 0.59718 | 0.59718 | 0.59718 | 0.59718 | 0.59718 | 0.59718 | 0.59718 | 0.59718 | 0.59718 | 0.59718 | 0.59718 | 0.59718 | 0.59718 | 0.59718 | 0.59718 | 0.59718 | 0.59718 | 0.59718 | 0.59718
F3_Commercial_Grocery_New_Miscellaneous_Natural Gas_Miscellaneous_E2 | F3 | Commercial | Grocery | New | Miscellaneous | Natural Gas | Miscellaneous | E2 | System - kBTUs of Consumption | 0 | 0 | 0 | 0 | 0 | 0 | 0 | 0 | 0 | 0 | 0 | 0 | 0 | 0 | 0 | 0 | 0 | 0 | 0 | 0 | 0 | 0 | 0 | 0 | 0 | 0 | 0
F3_Commercial_Grocery_New_Miscellaneous_Natural Gas_Miscellaneous_E3 | F3 | Commercial | Grocery | New | Miscellaneous | Natural Gas | Miscellaneous | E3 | System - kBTUs of Consumption | 0 | 0 | 0 | 0 | 0 | 0 | 0 | 0 | 0 | 0 | 0 | 0 | 0 | 0 | 0 | 0 | 0 | 0 | 0 | 0 | 0 | 0 | 0 | 0 | 0 | 0 | 0
F3_Commercial_Grocery_New_Miscellaneous_Natural Gas_Miscellaneous_E4 | F3 | Commercial | Grocery | New | Miscellaneous | Natural Gas | Miscellaneous | E4 | System - kBTUs of Consumption | 0 | 0 | 0 | 0 | 0 | 0 | 0 | 0 | 0 | 0 | 0 | 0 | 0 | 0 | 0 | 0 | 0 | 0 | 0 | 0 | 0 | 0 | 0 | 0 | 0 | 0 | 0
F3_Commercial_Grocery_New_Miscellaneous_Natural Gas_Miscellaneous_E5 | F3 | Commercial | Grocery | New | Miscellaneous | Natural Gas | Miscellaneous | E5 | System - kBTUs of Consumption | 0 | 0 | 0 | 0 | 0 | 0 | 0 | 0 | 0 | 0 | 0 | 0 | 0 | 0 | 0 | 0 | 0 | 0 | 0 | 0 | 0 | 0 | 0 | 0 | 0 | 0 | 0
F3_Commercial_Grocery_New_Miscellaneous_Natural Gas_Miscellaneous_E6 | F3 | Commercial | Grocery | New | Miscellaneous | Natural Gas | Miscellaneous | E6 | System - kBTUs of Consumption | 0 | 0 | 0 | 0 | 0 | 0 | 0 | 0 | 0 | 0 | 0 | 0 | 0 | 0 | 0 | 0 | 0 | 0 | 0 | 0 | 0 | 0 | 0 | 0 | 0 | 0 | 0
F3_Commercial_Grocery_New_Miscellaneous_Natural Gas_Miscellaneous_E7 | F3 | Commercial | Grocery | New | Miscellaneous | Natural Gas | Miscellaneous | E7 | System - kBTUs of Consumption | 0 | 0 | 0 | 0 | 0 | 0 | 0 | 0 | 0 | 0 | 0 | 0 | 0 | 0 | 0 | 0 | 0 | 0 | 0 | 0 | 0 | 0 | 0 | 0 | 0 | 0 | 0
F3_Commercial_Grocery_New_Miscellaneous_Natural Gas_Miscellaneous_E8 | F3 | Commercial | Grocery | New | Miscellaneous | Natural Gas | Miscellaneous | E8 | System - kBTUs of Consumption | 0 | 0 | 0 | 0 | 0 | 0 | 0 | 0 | 0 | 0 | 0 | 0 | 0 | 0 | 0 | 0 | 0 | 0 | 0 | 0 | 0 | 0 | 0 | 0 | 0 | 0 | 0
F3_Commercial_Grocery_New_Miscellaneous_Natural Gas_Miscellaneous_E9 | F3 | Commercial | Grocery | New | Miscellaneous | Natural Gas | Miscellaneous | E9 | System - kBTUs of Consumption | 0 | 0 | 0 | 0 | 0 | 0 | 0 | 0 | 0 | 0 | 0 | 0 | 0 | 0 | 0 | 0 | 0 | 0 | 0 | 0 | 0 | 0 | 0 | 0 | 0 | 0 | 0
F3_Commercial_Grocery_New_Miscellaneous_Natural Gas_Miscellaneous_E10 | F3 | Commercial | Grocery | New | Miscellaneous | Natural Gas | Miscellaneous | E10 | System - kBTUs of Consumption | 0 | 0 | 0 | 0 | 0 | 0 | 0 | 0 | 0 | 0 | 0 | 0 | 0 | 0 | 0 | 0 | 0 | 0 | 0 | 0 | 0 | 0 | 0 | 0 | 0 | 0 | 0
F4_Commercial_Grocery_New_Miscellaneous_Natural Gas_Miscellaneous_E1 | F4 | Commercial | Grocery | New | Miscellaneous | Natural Gas | Miscellaneous | E1 | Utility - Cost of Equipment | 0.0015609 | 0.0015609 | 0.0015609 | 0.0015609 | 0.0015609 | 0.0015609 | 0.0015609 | 0.0015609 | 0.0015609 | 0.0015609 | 0.0015609 | 0.0015609 | 0.0015609 | 0.0015609 | 0.0015609 | 0.0015609 | 0.0015609 | 0.0015609 | 0.0015609 | 0.0015609 | 0.0015609 | 0.0015609 | 0.0015609 | 0.0015609 | 0.0015609 | 0.0015609 | 0.0015609
F4_Commercial_Grocery_New_Miscellaneous_Natural Gas_Miscellaneous_E2 | F4 | Commercial | Grocery | New | Miscellaneous | Natural Gas | Miscellaneous | E2 | Utility - Cost of Equipment | 0 | 0 | 0 | 0 | 0 | 0 | 0 | 0 | 0 | 0 | 0 | 0 | 0 | 0 | 0 | 0 | 0 | 0 | 0 | 0 | 0 | 0 | 0 | 0 | 0 | 0 | 0
F4_Commercial_Grocery_New_Miscellaneous_Natural Gas_Miscellaneous_E3 | F4 | Commercial | Grocery | New | Miscellaneous | Natural Gas | Miscellaneous | E3 | Utility - Cost of Equipment | 0 | 0 | 0 | 0 | 0 | 0 | 0 | 0 | 0 | 0 | 0 | 0 | 0 | 0 | 0 | 0 | 0 | 0 | 0 | 0 | 0 | 0 | 0 | 0 | 0 | 0 | 0
F4_Commercial_Grocery_New_Miscellaneous_Natural Gas_Miscellaneous_E4 | F4 | Commercial | Grocery | New | Miscellaneous | Natural Gas | Miscellaneous | E4 | Utility - Cost of Equipment | 0 | 0 | 0 | 0 | 0 | 0 | 0 | 0 | 0 | 0 | 0 | 0 | 0 | 0 | 0 | 0 | 0 | 0 | 0 | 0 | 0 | 0 | 0 | 0 | 0 | 0 | 0
F4_Commercial_Grocery_New_Miscellaneous_Natural Gas_Miscellaneous_E5 | F4 | Commercial | Grocery | New | Miscellaneous | Natural Gas | Miscellaneous | E5 | Utility - Cost of Equipment | 0 | 0 | 0 | 0 | 0 | 0 | 0 | 0 | 0 | 0 | 0 | 0 | 0 | 0 | 0 | 0 | 0 | 0 | 0 | 0 | 0 | 0 | 0 | 0 | 0 | 0 | 0
F4_Commercial_Grocery_New_Miscellaneous_Natural Gas_Miscellaneous_E6 | F4 | Commercial | Grocery | New | Miscellaneous | Natural Gas | Miscellaneous | E6 | Utility - Cost of Equipment | 0 | 0 | 0 | 0 | 0 | 0 | 0 | 0 | 0 | 0 | 0 | 0 | 0 | 0 | 0 | 0 | 0 | 0 | 0 | 0 | 0 | 0 | 0 | 0 | 0 | 0 | 0
F4_Commercial_Grocery_New_Miscellaneous_Natural Gas_Miscellaneous_E7 | F4 | Commercial | Grocery | New | Miscellaneous | Natural Gas | Miscellaneous | E7 | Utility - Cost of Equipment | 0 | 0 | 0 | 0 | 0 | 0 | 0 | 0 | 0 | 0 | 0 | 0 | 0 | 0 | 0 | 0 | 0 | 0 | 0 | 0 | 0 | 0 | 0 | 0 | 0 | 0 | 0
F4_Commercial_Grocery_New_Miscellaneous_Natural Gas_Miscellaneous_E8 | F4 | Commercial | Grocery | New | Miscellaneous | Natural Gas | Miscellaneous | E8 | Utility - Cost of Equipment | 0 | 0 | 0 | 0 | 0 | 0 | 0 | 0 | 0 | 0 | 0 | 0 | 0 | 0 | 0 | 0 | 0 | 0 | 0 | 0 | 0 | 0 | 0 | 0 | 0 | 0 | 0
F4_Commercial_Grocery_New_Miscellaneous_Natural Gas_Miscellaneous_E9 | F4 | Commercial | Grocery | New | Miscellaneous | Natural Gas | Miscellaneous | E9 | Utility - Cost of Equipment | 0 | 0 | 0 | 0 | 0 | 0 | 0 | 0 | 0 | 0 | 0 | 0 | 0 | 0 | 0 | 0 | 0 | 0 | 0 | 0 | 0 | 0 | 0 | 0 | 0 | 0 | 0
F4_Commercial_Grocery_New_Miscellaneous_Natural Gas_Miscellaneous_E10 | F4 | Commercial | Grocery | New | Miscellaneous | Natural Gas | Miscellaneous | E10 | Utility - Cost of Equipment | 0 | 0 | 0 | 0 | 0 | 0 | 0 | 0 | 0 | 0 | 0 | 0 | 0 | 0 | 0 | 0 | 0 | 0 | 0 | 0 | 0 | 0 | 0 | 0 | 0 | 0 | 0
F5_Commercial_Grocery_New_Miscellaneous_Natural Gas_Miscellaneous_E1 | F5 | Commercial | Grocery | New | Miscellaneous | Natural Gas | Miscellaneous | E1 | Utility - Cost of Operation | 0.0083694 | 0.0081657 | 0.007914 | 0.0076369 | 0.0075351 | 0.0075499 | 0.00764 | 0.0077707 | 0.0079172 | 0.0080658 | 0.0082207 | 0.0083818 | 0.0085533 | 0.008721 | 0.0088816 | 0.0090107 | 0.0090764 | 0.0090539 | 0.0089212 | 0.0086544 | 0.0082319 | 0.0076547 | 0.0070975 | 0.0067111 | 0.0065303 | 0.0065623 | 0.0065945
F5_Commercial_Grocery_New_Miscellaneous_Natural Gas_Miscellaneous_E2 | F5 | Commercial | Grocery | New | Miscellaneous | Natural Gas | Miscellaneous | E2 | Utility - Cost of Operation | 0 | 0 | 0 | 0 | 0 | 0 | 0 | 0 | 0 | 0 | 0 | 0 | 0 | 0 | 0 | 0 | 0 | 0 | 0 | 0 | 0 | 0 | 0 | 0 | 0 | 0 | 0
F5_Commercial_Grocery_New_Miscellaneous_Natural Gas_Miscellaneous_E3 | F5 | Commercial | Grocery | New | Miscellaneous | Natural Gas | Miscellaneous | E3 | Utility - Cost of Operation | 0 | 0 | 0 | 0 | 0 | 0 | 0 | 0 | 0 | 0 | 0 | 0 | 0 | 0 | 0 | 0 | 0 | 0 | 0 | 0 | 0 | 0 | 0 | 0 | 0 | 0 | 0
F5_Commercial_Grocery_New_Miscellaneous_Natural Gas_Miscellaneous_E4 | F5 | Commercial | Grocery | New | Miscellaneous | Natural Gas | Miscellaneous | E4 | Utility - Cost of Operation | 0 | 0 | 0 | 0 | 0 | 0 | 0 | 0 | 0 | 0 | 0 | 0 | 0 | 0 | 0 | 0 | 0 | 0 | 0 | 0 | 0 | 0 | 0 | 0 | 0 | 0 | 0
F5_Commercial_Grocery_New_Miscellaneous_Natural Gas_Miscellaneous_E5 | F5 | Commercial | Grocery | New | Miscellaneous | Natural Gas | Miscellaneous | E5 | Utility - Cost of Operation | 0 | 0 | 0 | 0 | 0 | 0 | 0 | 0 | 0 | 0 | 0 | 0 | 0 | 0 | 0 | 0 | 0 | 0 | 0 | 0 | 0 | 0 | 0 | 0 | 0 | 0 | 0
F5_Commercial_Grocery_New_Miscellaneous_Natural Gas_Miscellaneous_E6 | F5 | Commercial | Grocery | New | Miscellaneous | Natural Gas | Miscellaneous | E6 | Utility - Cost of Operation | 0 | 0 | 0 | 0 | 0 | 0 | 0 | 0 | 0 | 0 | 0 | 0 | 0 | 0 | 0 | 0 | 0 | 0 | 0 | 0 | 0 | 0 | 0 | 0 | 0 | 0 | 0
F5_Commercial_Grocery_New_Miscellaneous_Natural Gas_Miscellaneous_E7 | F5 | Commercial | Grocery | New | Miscellaneous | Natural Gas | Miscellaneous | E7 | Utility - Cost of Operation | 0 | 0 | 0 | 0 | 0 | 0 | 0 | 0 | 0 | 0 | 0 | 0 | 0 | 0 | 0 | 0 | 0 | 0 | 0 | 0 | 0 | 0 | 0 | 0 | 0 | 0 | 0
F5_Commercial_Grocery_New_Miscellaneous_Natural Gas_Miscellaneous_E8 | F5 | Commercial | Grocery | New | Miscellaneous | Natural Gas | Miscellaneous | E8 | Utility - Cost of Operation | 0 | 0 | 0 | 0 | 0 | 0 | 0 | 0 | 0 | 0 | 0 | 0 | 0 | 0 | 0 | 0 | 0 | 0 | 0 | 0 | 0 | 0 | 0 | 0 | 0 | 0 | 0
F5_Commercial_Grocery_New_Miscellaneous_Natural Gas_Miscellaneous_E9 | F5 | Commercial | Grocery | New | Miscellaneous | Natural Gas | Miscellaneous | E9 | Utility - Cost of Operation | 0 | 0 | 0 | 0 | 0 | 0 | 0 | 0 | 0 | 0 | 0 | 0 | 0 | 0 | 0 | 0 | 0 | 0 | 0 | 0 | 0 | 0 | 0 | 0 | 0 | 0 | 0
F5_Commercial_Grocery_New_Miscellaneous_Natural Gas_Miscellaneous_E10 | F5 | Commercial | Grocery | New | Miscellaneous | Natural Gas | Miscellaneous | E10 | Utility - Cost of Operation | 0 | 0 | 0 | 0 | 0 | 0 | 0 | 0 | 0 | 0 | 0 | 0 | 0 | 0 | 0 | 0 | 0 | 0 | 0 | 0 | 0 | 0 | 0 | 0 | 0 | 0 | 0
F6_Commercial_Grocery_New_Miscellaneous_Natural Gas_Miscellaneous_E1 | F6 | Commercial | Grocery | New | Miscellaneous | Natural Gas | Miscellaneous | E1 | Utility - Value of Sales | 0 | 0 | 0 | 0 | 0 | 0 | 0 | 0 | 0 | 0 | 0 | 0 | 0 | 0 | 0 | 0 | 0 | 0 | 0 | 0 | 0 | 0 | 0 | 0 | 0 | 0 | 0
F6_Commercial_Grocery_New_Miscellaneous_Natural Gas_Miscellaneous_E2 | F6 | Commercial | Grocery | New | Miscellaneous | Natural Gas | Miscellaneous | E2 | Utility - Value of Sales | 0 | 0 | 0 | 0 | 0 | 0 | 0 | 0 | 0 | 0 | 0 | 0 | 0 | 0 | 0 | 0 | 0 | 0 | 0 | 0 | 0 | 0 | 0 | 0 | 0 | 0 | 0
F6_Commercial_Grocery_New_Miscellaneous_Natural Gas_Miscellaneous_E3 | F6 | Commercial | Grocery | New | Miscellaneous | Natural Gas | Miscellaneous | E3 | Utility - Value of Sales | 0 | 0 | 0 | 0 | 0 | 0 | 0 | 0 | 0 | 0 | 0 | 0 | 0 | 0 | 0 | 0 | 0 | 0 | 0 | 0 | 0 | 0 | 0 | 0 | 0 | 0 | 0
F6_Commercial_Grocery_New_Miscellaneous_Natural Gas_Miscellaneous_E4 | F6 | Commercial | Grocery | New | Miscellaneous | Natural Gas | Miscellaneous | E4 | Utility - Value of Sales | 0 | 0 | 0 | 0 | 0 | 0 | 0 | 0 | 0 | 0 | 0 | 0 | 0 | 0 | 0 | 0 | 0 | 0 | 0 | 0 | 0 | 0 | 0 | 0 | 0 | 0 | 0
F6_Commercial_Grocery_New_Miscellaneous_Natural Gas_Miscellaneous_E5 | F6 | Commercial | Grocery | New | Miscellaneous | Natural Gas | Miscellaneous | E5 | Utility - Value of Sales | 0 | 0 | 0 | 0 | 0 | 0 | 0 | 0 | 0 | 0 | 0 | 0 | 0 | 0 | 0 | 0 | 0 | 0 | 0 | 0 | 0 | 0 | 0 | 0 | 0 | 0 | 0
F6_Commercial_Grocery_New_Miscellaneous_Natural Gas_Miscellaneous_E6 | F6 | Commercial | Grocery | New | Miscellaneous | Natural Gas | Miscellaneous | E6 | Utility - Value of Sales | 0 | 0 | 0 | 0 | 0 | 0 | 0 | 0 | 0 | 0 | 0 | 0 | 0 | 0 | 0 | 0 | 0 | 0 | 0 | 0 | 0 | 0 | 0 | 0 | 0 | 0 | 0
F6_Commercial_Grocery_New_Miscellaneous_Natural Gas_Miscellaneous_E7 | F6 | Commercial | Grocery | New | Miscellaneous | Natural Gas | Miscellaneous | E7 | Utility - Value of Sales | 0 | 0 | 0 | 0 | 0 | 0 | 0 | 0 | 0 | 0 | 0 | 0 | 0 | 0 | 0 | 0 | 0 | 0 | 0 | 0 | 0 | 0 | 0 | 0 | 0 | 0 | 0
F6_Commercial_Grocery_New_Miscellaneous_Natural Gas_Miscellaneous_E8 | F6 | Commercial | Grocery | New | Miscellaneous | Natural Gas | Miscellaneous | E8 | Utility - Value of Sales | 0 | 0 | 0 | 0 | 0 | 0 | 0 | 0 | 0 | 0 | 0 | 0 | 0 | 0 | 0 | 0 | 0 | 0 | 0 | 0 | 0 | 0 | 0 | 0 | 0 | 0 | 0
F6_Commercial_Grocery_New_Miscellaneous_Natural Gas_Miscellaneous_E9 | F6 | Commercial | Grocery | New | Miscellaneous | Natural Gas | Miscellaneous | E9 | Utility - Value of Sales | 0 | 0 | 0 | 0 | 0 | 0 | 0 | 0 | 0 | 0 | 0 | 0 | 0 | 0 | 0 | 0 | 0 | 0 | 0 | 0 | 0 | 0 | 0 | 0 | 0 | 0 | 0
F6_Commercial_Grocery_New_Miscellaneous_Natural Gas_Miscellaneous_E10 | F6 | Commercial | Grocery | New | Miscellaneous | Natural Gas | Miscellaneous | E10 | Utility - Value of Sales | 0 | 0 | 0 | 0 | 0 | 0 | 0 | 0 | 0 | 0 | 0 | 0 | 0 | 0 | 0 | 0 | 0 | 0 | 0 | 0 | 0 | 0 | 0 | 0 | 0 | 0 | 0
F1_Commercial_School_Existing_Space Heating_Natural Gas_Furnace_E1 | F1 | Commercial | School | Existing | Space Heating | Natural Gas | Furnace | E1 | RVT - Cost of Equipment | 0.057843 | 0.057843 | 0.057843 | 0 | 0 | 0 | 0 | 0 | 0 | 0 | 0 | 0 | 0 | 0 | 0 | 0 | 0 | 0 | 0 | 0 | 0 | 0 | 0 | 0 | 0 | 0 | 0
F1_Commercial_School_Existing_Space Heating_Natural Gas_Furnace_E2 | F1 | Commercial | School | Existing | Space Heating | Natural Gas | Furnace | E2 | RVT - Cost of Equipment | 0.071077 | 0.071077 | 0.071077 | 0.071077 | 0.071077 | 0.071077 | 0.071077 | 0.071077 | 0.071077 | 0.071077 | 0.071077 | 0.071077 | 0.071077 | 0.071077 | 0.071077 | 0.071077 | 0.071077 | 0.071077 | 0.071077 | 0.071077 | 0.071077 | 0.071077 | 0.071077 | 0.071077 | 0.071077 | 0.071077 | 0.071077
F1_Commercial_School_Existing_Space Heating_Natural Gas_Furnace_E3 | F1 | Commercial | School | Existing | Space Heating | Natural Gas | Furnace | E3 | RVT - Cost of Equipment | 0.084312 | 0.084312 | 0.084312 | 0.084312 | 0.084312 | 0.084312 | 0.084312 | 0.084312 | 0.084312 | 0.084312 | 0.084312 | 0.084312 | 0.084312 | 0.084312 | 0.084312 | 0.084312 | 0.084312 | 0.084312 | 0.084312 | 0.084312 | 0.084312 | 0.084312 | 0.084312 | 0.084312 | 0.084312 | 0.084312 | 0.084312
F1_Commercial_School_Existing_Space Heating_Natural Gas_Furnace_E4 | F1 | Commercial | School | Existing | Space Heating | Natural Gas | Furnace | E4 | RVT - Cost of Equipment | 0 | 0 | 0 | 0 | 0 | 0 | 0 | 0 | 0 | 0 | 0 | 0 | 0 | 0 | 0 | 0 | 0 | 0 | 0 | 0 | 0 | 0 | 0 | 0 | 0 | 0 | 0
F1_Commercial_School_Existing_Space Heating_Natural Gas_Furnace_E5 | F1 | Commercial | School | Existing | Space Heating | Natural Gas | Furnace | E5 | RVT - Cost of Equipment | 0 | 0 | 0 | 0 | 0 | 0 | 0 | 0 | 0 | 0 | 0 | 0 | 0 | 0 | 0 | 0 | 0 | 0 | 0 | 0 | 0 | 0 | 0 | 0 | 0 | 0 | 0
F1_Commercial_School_Existing_Space Heating_Natural Gas_Furnace_E6 | F1 | Commercial | School | Existing | Space Heating | Natural Gas | Furnace | E6 | RVT - Cost of Equipment | 0 | 0 | 0 | 0 | 0 | 0 | 0 | 0 | 0 | 0 | 0 | 0 | 0 | 0 | 0 | 0 | 0 | 0 | 0 | 0 | 0 | 0 | 0 | 0 | 0 | 0 | 0
F1_Commercial_School_Existing_Space Heating_Natural Gas_Furnace_E7 | F1 | Commercial | School | Existing | Space Heating | Natural Gas | Furnace | E7 | RVT - Cost of Equipment | 0 | 0 | 0 | 0 | 0 | 0 | 0 | 0 | 0 | 0 | 0 | 0 | 0 | 0 | 0 | 0 | 0 | 0 | 0 | 0 | 0 | 0 | 0 | 0 | 0 | 0 | 0
F1_Commercial_School_Existing_Space Heating_Natural Gas_Furnace_E8 | F1 | Commercial | School | Existing | Space Heating | Natural Gas | Furnace | E8 | RVT - Cost of Equipment | 0 | 0 | 0 | 0 | 0 | 0 | 0 | 0 | 0 | 0 | 0 | 0 | 0 | 0 | 0 | 0 | 0 | 0 | 0 | 0 | 0 | 0 | 0 | 0 | 0 | 0 | 0
F1_Commercial_School_Existing_Space Heating_Natural Gas_Furnace_E9 | F1 | Commercial | School | Existing | Space Heating | Natural Gas | Furnace | E9 | RVT - Cost of Equipment | 0 | 0 | 0 | 0 | 0 | 0 | 0 | 0 | 0 | 0 | 0 | 0 | 0 | 0 | 0 | 0 | 0 | 0 | 0 | 0 | 0 | 0 | 0 | 0 | 0 | 0 | 0
F1_Commercial_School_Existing_Space Heating_Natural Gas_Furnace_E10 | F1 | Commercial | School | Existing | Space Heating | Natural Gas | Furnace | E10 | RVT - Cost of Equipment | 0 | 0 | 0 | 0 | 0 | 0 | 0 | 0 | 0 | 0 | 0 | 0 | 0 | 0 | 0 | 0 | 0 | 0 | 0 | 0 | 0 | 0 | 0 | 0 | 0 | 0 | 0
F2_Commercial_School_Existing_Space Heating_Natural Gas_Furnace_E1 | F2 | Commercial | School | Existing | Space Heating | Natural Gas | Furnace | E1 | RVT - Cost of Operation | 0 | 0 | 0 | 0 | 0 | 0 | 0 | 0 | 0 | 0 | 0 | 0 | 0 | 0 | 0 | 0 | 0 | 0 | 0 | 0 | 0 | 0 | 0 | 0 | 0 | 0 | 0
F2_Commercial_School_Existing_Space Heating_Natural Gas_Furnace_E2 | F2 | Commercial | School | Existing | Space Heating | Natural Gas | Furnace | E2 | RVT - Cost of Operation | 0 | 0 | 0 | 0 | 0 | 0 | 0 | 0 | 0 | 0 | 0 | 0 | 0 | 0 | 0 | 0 | 0 | 0 | 0 | 0 | 0 | 0 | 0 | 0 | 0 | 0 | 0
F2_Commercial_School_Existing_Space Heating_Natural Gas_Furnace_E3 | F2 | Commercial | School | Existing | Space Heating | Natural Gas | Furnace | E3 | RVT - Cost of Operation | 0 | 0 | 0 | 0 | 0 | 0 | 0 | 0 | 0 | 0 | 0 | 0 | 0 | 0 | 0 | 0 | 0 | 0 | 0 | 0 | 0 | 0 | 0 | 0 | 0 | 0 | 0
F2_Commercial_School_Existing_Space Heating_Natural Gas_Furnace_E4 | F2 | Commercial | School | Existing | Space Heating | Natural Gas | Furnace | E4 | RVT - Cost of Operation | 0 | 0 | 0 | 0 | 0 | 0 | 0 | 0 | 0 | 0 | 0 | 0 | 0 | 0 | 0 | 0 | 0 | 0 | 0 | 0 | 0 | 0 | 0 | 0 | 0 | 0 | 0
F2_Commercial_School_Existing_Space Heating_Natural Gas_Furnace_E5 | F2 | Commercial | School | Existing | Space Heating | Natural Gas | Furnace | E5 | RVT - Cost of Operation | 0 | 0 | 0 | 0 | 0 | 0 | 0 | 0 | 0 | 0 | 0 | 0 | 0 | 0 | 0 | 0 | 0 | 0 | 0 | 0 | 0 | 0 | 0 | 0 | 0 | 0 | 0
F2_Commercial_School_Existing_Space Heating_Natural Gas_Furnace_E6 | F2 | Commercial | School | Existing | Space Heating | Natural Gas | Furnace | E6 | RVT - Cost of Operation | 0 | 0 | 0 | 0 | 0 | 0 | 0 | 0 | 0 | 0 | 0 | 0 | 0 | 0 | 0 | 0 | 0 | 0 | 0 | 0 | 0 | 0 | 0 | 0 | 0 | 0 | 0
F2_Commercial_School_Existing_Space Heating_Natural Gas_Furnace_E7 | F2 | Commercial | School | Existing | Space Heating | Natural Gas | Furnace | E7 | RVT - Cost of Operation | 0 | 0 | 0 | 0 | 0 | 0 | 0 | 0 | 0 | 0 | 0 | 0 | 0 | 0 | 0 | 0 | 0 | 0 | 0 | 0 | 0 | 0 | 0 | 0 | 0 | 0 | 0
F2_Commercial_School_Existing_Space Heating_Natural Gas_Furnace_E8 | F2 | Commercial | School | Existing | Space Heating | Natural Gas | Furnace | E8 | RVT - Cost of Operation | 0 | 0 | 0 | 0 | 0 | 0 | 0 | 0 | 0 | 0 | 0 | 0 | 0 | 0 | 0 | 0 | 0 | 0 | 0 | 0 | 0 | 0 | 0 | 0 | 0 | 0 | 0
F2_Commercial_School_Existing_Space Heating_Natural Gas_Furnace_E9 | F2 | Commercial | School | Existing | Space Heating | Natural Gas | Furnace | E9 | RVT - Cost of Operation | 0 | 0 | 0 | 0 | 0 | 0 | 0 | 0 | 0 | 0 | 0 | 0 | 0 | 0 | 0 | 0 | 0 | 0 | 0 | 0 | 0 | 0 | 0 | 0 | 0 | 0 | 0
F2_Commercial_School_Existing_Space Heating_Natural Gas_Furnace_E10 | F2 | Commercial | School | Existing | Space Heating | Natural Gas | Furnace | E10 | RVT - Cost of Operation | 0 | 0 | 0 | 0 | 0 | 0 | 0 | 0 | 0 | 0 | 0 | 0 | 0 | 0 | 0 | 0 | 0 | 0 | 0 | 0 | 0 | 0 | 0 | 0 | 0 | 0 | 0
F3_Commercial_School_Existing_Space Heating_Natural Gas_Furnace_E1 | F3 | Commercial | School | Existing | Space Heating | Natural Gas | Furnace | E1 | System - kBTUs of Consumption | 9.2645 | 9.2915 | 9.2899 | 0 | 0 | 0 | 0 | 0 | 0 | 0 | 0 | 0 | 0 | 0 | 0 | 0 | 0 | 0 | 0 | 0 | 0 | 0 | 0 | 0 | 0 | 0 | 0
F3_Commercial_School_Existing_Space Heating_Natural Gas_Furnace_E2 | F3 | Commercial | School | Existing | Space Heating | Natural Gas | Furnace | E2 | System - kBTUs of Consumption | 8.2351 | 8.2591 | 8.2577 | 8.2577 | 8.2577 | 8.2577 | 8.2577 | 8.2577 | 8.2577 | 8.2577 | 8.2577 | 8.2577 | 8.2577 | 8.2577 | 8.2577 | 8.2577 | 8.2577 | 8.2577 | 8.2577 | 8.2577 | 8.2577 | 8.2577 | 8.2577 | 8.2577 | 8.2577 | 8.2577 | 8.2577
F3_Commercial_School_Existing_Space Heating_Natural Gas_Furnace_E3 | F3 | Commercial | School | Existing | Space Heating | Natural Gas | Furnace | E3 | System - kBTUs of Consumption | 7.7204 | 7.7429 | 7.7416 | 7.7416 | 7.7416 | 7.7416 | 7.7416 | 7.7416 | 7.7416 | 7.7416 | 7.7416 | 7.7416 | 7.7416 | 7.7416 | 7.7416 | 7.7416 | 7.7416 | 7.7416 | 7.7416 | 7.7416 | 7.7416 | 7.7416 | 7.7416 | 7.7416 | 7.7416 | 7.7416 | 7.7416
F3_Commercial_School_Existing_Space Heating_Natural Gas_Furnace_E4 | F3 | Commercial | School | Existing | Space Heating | Natural Gas | Furnace | E4 | System - kBTUs of Consumption | 0 | 0 | 0 | 0 | 0 | 0 | 0 | 0 | 0 | 0 | 0 | 0 | 0 | 0 | 0 | 0 | 0 | 0 | 0 | 0 | 0 | 0 | 0 | 0 | 0 | 0 | 0
F3_Commercial_School_Existing_Space Heating_Natural Gas_Furnace_E5 | F3 | Commercial | School | Existing | Space Heating | Natural Gas | Furnace | E5 | System - kBTUs of Consumption | 0 | 0 | 0 | 0 | 0 | 0 | 0 | 0 | 0 | 0 | 0 | 0 | 0 | 0 | 0 | 0 | 0 | 0 | 0 | 0 | 0 | 0 | 0 | 0 | 0 | 0 | 0
F3_Commercial_School_Existing_Space Heating_Natural Gas_Furnace_E6 | F3 | Commercial | School | Existing | Space Heating | Natural Gas | Furnace | E6 | System - kBTUs of Consumption | 0 | 0 | 0 | 0 | 0 | 0 | 0 | 0 | 0 | 0 | 0 | 0 | 0 | 0 | 0 | 0 | 0 | 0 | 0 | 0 | 0 | 0 | 0 | 0 | 0 | 0 | 0
F3_Commercial_School_Existing_Space Heating_Natural Gas_Furnace_E7 | F3 | Commercial | School | Existing | Space Heating | Natural Gas | Furnace | E7 | System - kBTUs of Consumption | 0 | 0 | 0 | 0 | 0 | 0 | 0 | 0 | 0 | 0 | 0 | 0 | 0 | 0 | 0 | 0 | 0 | 0 | 0 | 0 | 0 | 0 | 0 | 0 | 0 | 0 | 0
F3_Commercial_School_Existing_Space Heating_Natural Gas_Furnace_E8 | F3 | Commercial | School | Existing | Space Heating | Natural Gas | Furnace | E8 | System - kBTUs of Consumption | 0 | 0 | 0 | 0 | 0 | 0 | 0 | 0 | 0 | 0 | 0 | 0 | 0 | 0 | 0 | 0 | 0 | 0 | 0 | 0 | 0 | 0 | 0 | 0 | 0 | 0 | 0
F3_Commercial_School_Existing_Space Heating_Natural Gas_Furnace_E9 | F3 | Commercial | School | Existing | Space Heating | Natural Gas | Furnace | E9 | System - kBTUs of Consumption | 0 | 0 | 0 | 0 | 0 | 0 | 0 | 0 | 0 | 0 | 0 | 0 | 0 | 0 | 0 | 0 | 0 | 0 | 0 | 0 | 0 | 0 | 0 | 0 | 0 | 0 | 0
F3_Commercial_School_Existing_Space Heating_Natural Gas_Furnace_E10 | F3 | Commercial | School | Existing | Space Heating | Natural Gas | Furnace | E10 | System - kBTUs of Consumption | 0 | 0 | 0 | 0 | 0 | 0 | 0 | 0 | 0 | 0 | 0 | 0 | 0 | 0 | 0 | 0 | 0 | 0 | 0 | 0 | 0 | 0 | 0 | 0 | 0 | 0 | 0
F4_Commercial_School_Existing_Space Heating_Natural Gas_Furnace_E1 | F4 | Commercial | School | Existing | Space Heating | Natural Gas | Furnace | E1 | Utility - Cost of Equipment | 0.057843 | 0.057843 | 0.057843 | 0 | 0 | 0 | 0 | 0 | 0 | 0 | 0 | 0 | 0 | 0 | 0 | 0 | 0 | 0 | 0 | 0 | 0 | 0 | 0 | 0 | 0 | 0 | 0
F4_Commercial_School_Existing_Space Heating_Natural Gas_Furnace_E2 | F4 | Commercial | School | Existing | Space Heating | Natural Gas | Furnace | E2 | Utility - Cost of Equipment | 0.071077 | 0.071077 | 0.071077 | 0.071077 | 0.071077 | 0.071077 | 0.071077 | 0.071077 | 0.071077 | 0.071077 | 0.071077 | 0.071077 | 0.071077 | 0.071077 | 0.071077 | 0.071077 | 0.071077 | 0.071077 | 0.071077 | 0.071077 | 0.071077 | 0.071077 | 0.071077 | 0.071077 | 0.071077 | 0.071077 | 0.071077
F4_Commercial_School_Existing_Space Heating_Natural Gas_Furnace_E3 | F4 | Commercial | School | Existing | Space Heating | Natural Gas | Furnace | E3 | Utility - Cost of Equipment | 0.084312 | 0.084312 | 0.084312 | 0.084312 | 0.084312 | 0.084312 | 0.084312 | 0.084312 | 0.084312 | 0.084312 | 0.084312 | 0.084312 | 0.084312 | 0.084312 | 0.084312 | 0.084312 | 0.084312 | 0.084312 | 0.084312 | 0.084312 | 0.084312 | 0.084312 | 0.084312 | 0.084312 | 0.084312 | 0.084312 | 0.084312
F4_Commercial_School_Existing_Space Heating_Natural Gas_Furnace_E4 | F4 | Commercial | School | Existing | Space Heating | Natural Gas | Furnace | E4 | Utility - Cost of Equipment | 0 | 0 | 0 | 0 | 0 | 0 | 0 | 0 | 0 | 0 | 0 | 0 | 0 | 0 | 0 | 0 | 0 | 0 | 0 | 0 | 0 | 0 | 0 | 0 | 0 | 0 | 0
F4_Commercial_School_Existing_Space Heating_Natural Gas_Furnace_E5 | F4 | Commercial | School | Existing | Space Heating | Natural Gas | Furnace | E5 | Utility - Cost of Equipment | 0 | 0 | 0 | 0 | 0 | 0 | 0 | 0 | 0 | 0 | 0 | 0 | 0 | 0 | 0 | 0 | 0 | 0 | 0 | 0 | 0 | 0 | 0 | 0 | 0 | 0 | 0
F4_Commercial_School_Existing_Space Heating_Natural Gas_Furnace_E6 | F4 | Commercial | School | Existing | Space Heating | Natural Gas | Furnace | E6 | Utility - Cost of Equipment | 0 | 0 | 0 | 0 | 0 | 0 | 0 | 0 | 0 | 0 | 0 | 0 | 0 | 0 | 0 | 0 | 0 | 0 | 0 | 0 | 0 | 0 | 0 | 0 | 0 | 0 | 0
F4_Commercial_School_Existing_Space Heating_Natural Gas_Furnace_E7 | F4 | Commercial | School | Existing | Space Heating | Natural Gas | Furnace | E7 | Utility - Cost of Equipment | 0 | 0 | 0 | 0 | 0 | 0 | 0 | 0 | 0 | 0 | 0 | 0 | 0 | 0 | 0 | 0 | 0 | 0 | 0 | 0 | 0 | 0 | 0 | 0 | 0 | 0 | 0
F4_Commercial_School_Existing_Space Heating_Natural Gas_Furnace_E8 | F4 | Commercial | School | Existing | Space Heating | Natural Gas | Furnace | E8 | Utility - Cost of Equipment | 0 | 0 | 0 | 0 | 0 | 0 | 0 | 0 | 0 | 0 | 0 | 0 | 0 | 0 | 0 | 0 | 0 | 0 | 0 | 0 | 0 | 0 | 0 | 0 | 0 | 0 | 0
F4_Commercial_School_Existing_Space Heating_Natural Gas_Furnace_E9 | F4 | Commercial | School | Existing | Space Heating | Natural Gas | Furnace | E9 | Utility - Cost of Equipment | 0 | 0 | 0 | 0 | 0 | 0 | 0 | 0 | 0 | 0 | 0 | 0 | 0 | 0 | 0 | 0 | 0 | 0 | 0 | 0 | 0 | 0 | 0 | 0 | 0 | 0 | 0
F4_Commercial_School_Existing_Space Heating_Natural Gas_Furnace_E10 | F4 | Commercial | School | Existing | Space Heating | Natural Gas | Furnace | E10 | Utility - Cost of Equipment | 0 | 0 | 0 | 0 | 0 | 0 | 0 | 0 | 0 | 0 | 0 | 0 | 0 | 0 | 0 | 0 | 0 | 0 | 0 | 0 | 0 | 0 | 0 | 0 | 0 | 0 | 0
F5_Commercial_School_Existing_Space Heating_Natural Gas_Furnace_E1 | F5 | Commercial | School | Existing | Space Heating | Natural Gas | Furnace | E1 | Utility - Cost of Operation | 0.13463 | 0.13384 | 0.13198 | 0 | 0 | 0 | 0 | 0 | 0 | 0 | 0 | 0 | 0 | 0 | 0 | 0 | 0 | 0 | 0 | 0 | 0 | 0 | 0 | 0 | 0 | 0 | 0
F5_Commercial_School_Existing_Space Heating_Natural Gas_Furnace_E2 | F5 | Commercial | School | Existing | Space Heating | Natural Gas | Furnace | E2 | Utility - Cost of Operation | 0.11967 | 0.11897 | 0.11731 | 0.11552 | 0.11502 | 0.11495 | 0.11518 | 0.11549 | 0.11573 | 0.11584 | 0.11583 | 0.11568 | 0.11534 | 0.11474 | 0.11386 | 0.11277 | 0.11136 | 0.10969 | 0.1077 | 0.10533 | 0.10251 | 0.099305 | 0.096657 | 0.094995 | 0.094368 | 0.094831 | 0.095296
F5_Commercial_School_Existing_Space Heating_Natural Gas_Furnace_E3 | F5 | Commercial | School | Existing | Space Heating | Natural Gas | Furnace | E3 | Utility - Cost of Operation | 0.1122 | 0.11154 | 0.10998 | 0.1083 | 0.10783 | 0.10777 | 0.10798 | 0.10827 | 0.10849 | 0.1086 | 0.10859 | 0.10845 | 0.10814 | 0.10757 | 0.10675 | 0.10572 | 0.1044 | 0.10283 | 0.10097 | 0.098749 | 0.096104 | 0.093098 | 0.090616 | 0.089058 | 0.08847 | 0.088904 | 0.08934
F5_Commercial_School_Existing_Space Heating_Natural Gas_Furnace_E4 | F5 | Commercial | School | Existing | Space Heating | Natural Gas | Furnace | E4 | Utility - Cost of Operation | 0 | 0 | 0 | 0 | 0 | 0 | 0 | 0 | 0 | 0 | 0 | 0 | 0 | 0 | 0 | 0 | 0 | 0 | 0 | 0 | 0 | 0 | 0 | 0 | 0 | 0 | 0
F5_Commercial_School_Existing_Space Heating_Natural Gas_Furnace_E5 | F5 | Commercial | School | Existing | Space Heating | Natural Gas | Furnace | E5 | Utility - Cost of Operation | 0 | 0 | 0 | 0 | 0 | 0 | 0 | 0 | 0 | 0 | 0 | 0 | 0 | 0 | 0 | 0 | 0 | 0 | 0 | 0 | 0 | 0 | 0 | 0 | 0 | 0 | 0
F5_Commercial_School_Existing_Space Heating_Natural Gas_Furnace_E6 | F5 | Commercial | School | Existing | Space Heating | Natural Gas | Furnace | E6 | Utility - Cost of Operation | 0 | 0 | 0 | 0 | 0 | 0 | 0 | 0 | 0 | 0 | 0 | 0 | 0 | 0 | 0 | 0 | 0 | 0 | 0 | 0 | 0 | 0 | 0 | 0 | 0 | 0 | 0
F5_Commercial_School_Existing_Space Heating_Natural Gas_Furnace_E7 | F5 | Commercial | School | Existing | Space Heating | Natural Gas | Furnace | E7 | Utility - Cost of Operation | 0 | 0 | 0 | 0 | 0 | 0 | 0 | 0 | 0 | 0 | 0 | 0 | 0 | 0 | 0 | 0 | 0 | 0 | 0 | 0 | 0 | 0 | 0 | 0 | 0 | 0 | 0
F5_Commercial_School_Existing_Space Heating_Natural Gas_Furnace_E8 | F5 | Commercial | School | Existing | Space Heating | Natural Gas | Furnace | E8 | Utility - Cost of Operation | 0 | 0 | 0 | 0 | 0 | 0 | 0 | 0 | 0 | 0 | 0 | 0 | 0 | 0 | 0 | 0 | 0 | 0 | 0 | 0 | 0 | 0 | 0 | 0 | 0 | 0 | 0
F5_Commercial_School_Existing_Space Heating_Natural Gas_Furnace_E9 | F5 | Commercial | School | Existing | Space Heating | Natural Gas | Furnace | E9 | Utility - Cost of Operation | 0 | 0 | 0 | 0 | 0 | 0 | 0 | 0 | 0 | 0 | 0 | 0 | 0 | 0 | 0 | 0 | 0 | 0 | 0 | 0 | 0 | 0 | 0 | 0 | 0 | 0 | 0
F5_Commercial_School_Existing_Space Heating_Natural Gas_Furnace_E10 | F5 | Commercial | School | Existing | Space Heating | Natural Gas | Furnace | E10 | Utility - Cost of Operation | 0 | 0 | 0 | 0 | 0 | 0 | 0 | 0 | 0 | 0 | 0 | 0 | 0 | 0 | 0 | 0 | 0 | 0 | 0 | 0 | 0 | 0 | 0 | 0 | 0 | 0 | 0
F6_Commercial_School_Existing_Space Heating_Natural Gas_Furnace_E1 | F6 | Commercial | School | Existing | Space Heating | Natural Gas | Furnace | E1 | Utility - Value of Sales | 0 | 0 | 0 | 0 | 0 | 0 | 0 | 0 | 0 | 0 | 0 | 0 | 0 | 0 | 0 | 0 | 0 | 0 | 0 | 0 | 0 | 0 | 0 | 0 | 0 | 0 | 0
F6_Commercial_School_Existing_Space Heating_Natural Gas_Furnace_E2 | F6 | Commercial | School | Existing | Space Heating | Natural Gas | Furnace | E2 | Utility - Value of Sales | 0 | 0 | 0 | 0 | 0 | 0 | 0 | 0 | 0 | 0 | 0 | 0 | 0 | 0 | 0 | 0 | 0 | 0 | 0 | 0 | 0 | 0 | 0 | 0 | 0 | 0 | 0
F6_Commercial_School_Existing_Space Heating_Natural Gas_Furnace_E3 | F6 | Commercial | School | Existing | Space Heating | Natural Gas | Furnace | E3 | Utility - Value of Sales | 0 | 0 | 0 | 0 | 0 | 0 | 0 | 0 | 0 | 0 | 0 | 0 | 0 | 0 | 0 | 0 | 0 | 0 | 0 | 0 | 0 | 0 | 0 | 0 | 0 | 0 | 0
F6_Commercial_School_Existing_Space Heating_Natural Gas_Furnace_E4 | F6 | Commercial | School | Existing | Space Heating | Natural Gas | Furnace | E4 | Utility - Value of Sales | 0 | 0 | 0 | 0 | 0 | 0 | 0 | 0 | 0 | 0 | 0 | 0 | 0 | 0 | 0 | 0 | 0 | 0 | 0 | 0 | 0 | 0 | 0 | 0 | 0 | 0 | 0
F6_Commercial_School_Existing_Space Heating_Natural Gas_Furnace_E5 | F6 | Commercial | School | Existing | Space Heating | Natural Gas | Furnace | E5 | Utility - Value of Sales | 0 | 0 | 0 | 0 | 0 | 0 | 0 | 0 | 0 | 0 | 0 | 0 | 0 | 0 | 0 | 0 | 0 | 0 | 0 | 0 | 0 | 0 | 0 | 0 | 0 | 0 | 0
F6_Commercial_School_Existing_Space Heating_Natural Gas_Furnace_E6 | F6 | Commercial | School | Existing | Space Heating | Natural Gas | Furnace | E6 | Utility - Value of Sales | 0 | 0 | 0 | 0 | 0 | 0 | 0 | 0 | 0 | 0 | 0 | 0 | 0 | 0 | 0 | 0 | 0 | 0 | 0 | 0 | 0 | 0 | 0 | 0 | 0 | 0 | 0
F6_Commercial_School_Existing_Space Heating_Natural Gas_Furnace_E7 | F6 | Commercial | School | Existing | Space Heating | Natural Gas | Furnace | E7 | Utility - Value of Sales | 0 | 0 | 0 | 0 | 0 | 0 | 0 | 0 | 0 | 0 | 0 | 0 | 0 | 0 | 0 | 0 | 0 | 0 | 0 | 0 | 0 | 0 | 0 | 0 | 0 | 0 | 0
F6_Commercial_School_Existing_Space Heating_Natural Gas_Furnace_E8 | F6 | Commercial | School | Existing | Space Heating | Natural Gas | Furnace | E8 | Utility - Value of Sales | 0 | 0 | 0 | 0 | 0 | 0 | 0 | 0 | 0 | 0 | 0 | 0 | 0 | 0 | 0 | 0 | 0 | 0 | 0 | 0 | 0 | 0 | 0 | 0 | 0 | 0 | 0
F6_Commercial_School_Existing_Space Heating_Natural Gas_Furnace_E9 | F6 | Commercial | School | Existing | Space Heating | Natural Gas | Furnace | E9 | Utility - Value of Sales | 0 | 0 | 0 | 0 | 0 | 0 | 0 | 0 | 0 | 0 | 0 | 0 | 0 | 0 | 0 | 0 | 0 | 0 | 0 | 0 | 0 | 0 | 0 | 0 | 0 | 0 | 0
F6_Commercial_School_Existing_Space Heating_Natural Gas_Furnace_E10 | F6 | Commercial | School | Existing | Space Heating | Natural Gas | Furnace | E10 | Utility - Value of Sales | 0 | 0 | 0 | 0 | 0 | 0 | 0 | 0 | 0 | 0 | 0 | 0 | 0 | 0 | 0 | 0 | 0 | 0 | 0 | 0 | 0 | 0 | 0 | 0 | 0 | 0 | 0
F1_Commercial_School_Existing_Space Heating_Natural Gas_Boiler_E1 | F1 | Commercial | School | Existing | Space Heating | Natural Gas | Boiler | E1 | RVT - Cost of Equipment | 0.31782 | 0.31782 | 0.31782 | 0.31782 | 0.31782 | 0.31782 | 0.31782 | 0.31782 | 0.31782 | 0.31782 | 0.31782 | 0.31782 | 0.31782 | 0.31782 | 0.31782 | 0.31782 | 0.31782 | 0.31782 | 0.31782 | 0.31782 | 0.31782 | 0.31782 | 0.31782 | 0.31782 | 0.31782 | 0.31782 | 0.31782
F1_Commercial_School_Existing_Space Heating_Natural Gas_Boiler_E2 | F1 | Commercial | School | Existing | Space Heating | Natural Gas | Boiler | E2 | RVT - Cost of Equipment | 0.36158 | 0.36158 | 0.36158 | 0.36158 | 0.36158 | 0.36158 | 0.36158 | 0.36158 | 0.36158 | 0.36158 | 0.36158 | 0.36158 | 0.36158 | 0.36158 | 0.36158 | 0.36158 | 0.36158 | 0.36158 | 0.36158 | 0.36158 | 0.36158 | 0.36158 | 0.36158 | 0.36158 | 0.36158 | 0.36158 | 0.36158
F1_Commercial_School_Existing_Space Heating_Natural Gas_Boiler_E3 | F1 | Commercial | School | Existing | Space Heating | Natural Gas | Boiler | E3 | RVT - Cost of Equipment | 0.44948 | 0.44948 | 0.44948 | 0.44948 | 0.44948 | 0.44948 | 0.44948 | 0.44948 | 0.44948 | 0.44948 | 0.44948 | 0.44948 | 0.44948 | 0.44948 | 0.44948 | 0.44948 | 0.44948 | 0.44948 | 0.44948 | 0.44948 | 0.44948 | 0.44948 | 0.44948 | 0.44948 | 0.44948 | 0.44948 | 0.44948
F1_Commercial_School_Existing_Space Heating_Natural Gas_Boiler_E4 | F1 | Commercial | School | Existing | Space Heating | Natural Gas | Boiler | E4 | RVT - Cost of Equipment | 1.6764 | 1.6764 | 1.6764 | 1.6764 | 1.6764 | 1.6764 | 1.6764 | 1.6764 | 1.6764 | 1.6764 | 1.6764 | 1.6764 | 1.6764 | 1.6764 | 1.6764 | 1.6764 | 1.6764 | 1.6764 | 1.6764 | 1.6764 | 1.6764 | 1.6764 | 1.6764 | 1.6764 | 1.6764 | 1.6764 | 1.6764
F1_Commercial_School_Existing_Space Heating_Natural Gas_Boiler_E5 | F1 | Commercial | School | Existing | Space Heating | Natural Gas | Boiler | E5 | RVT - Cost of Equipment | 0 | 0 | 0 | 0 | 0 | 0 | 0 | 0 | 0 | 0 | 0 | 0 | 0 | 0 | 0 | 0 | 0 | 0 | 0 | 0 | 0 | 0 | 0 | 0 | 0 | 0 | 0
F1_Commercial_School_Existing_Space Heating_Natural Gas_Boiler_E6 | F1 | Commercial | School | Existing | Space Heating | Natural Gas | Boiler | E6 | RVT - Cost of Equipment | 0 | 0 | 0 | 0 | 0 | 0 | 0 | 0 | 0 | 0 | 0 | 0 | 0 | 0 | 0 | 0 | 0 | 0 | 0 | 0 | 0 | 0 | 0 | 0 | 0 | 0 | 0
F1_Commercial_School_Existing_Space Heating_Natural Gas_Boiler_E7 | F1 | Commercial | School | Existing | Space Heating | Natural Gas | Boiler | E7 | RVT - Cost of Equipment | 0 | 0 | 0 | 0 | 0 | 0 | 0 | 0 | 0 | 0 | 0 | 0 | 0 | 0 | 0 | 0 | 0 | 0 | 0 | 0 | 0 | 0 | 0 | 0 | 0 | 0 | 0
F1_Commercial_School_Existing_Space Heating_Natural Gas_Boiler_E8 | F1 | Commercial | School | Existing | Space Heating | Natural Gas | Boiler | E8 | RVT - Cost of Equipment | 0 | 0 | 0 | 0 | 0 | 0 | 0 | 0 | 0 | 0 | 0 | 0 | 0 | 0 | 0 | 0 | 0 | 0 | 0 | 0 | 0 | 0 | 0 | 0 | 0 | 0 | 0
F1_Commercial_School_Existing_Space Heating_Natural Gas_Boiler_E9 | F1 | Commercial | School | Existing | Space Heating | Natural Gas | Boiler | E9 | RVT - Cost of Equipment | 0 | 0 | 0 | 0 | 0 | 0 | 0 | 0 | 0 | 0 | 0 | 0 | 0 | 0 | 0 | 0 | 0 | 0 | 0 | 0 | 0 | 0 | 0 | 0 | 0 | 0 | 0
F1_Commercial_School_Existing_Space Heating_Natural Gas_Boiler_E10 | F1 | Commercial | School | Existing | Space Heating | Natural Gas | Boiler | E10 | RVT - Cost of Equipment | 0 | 0 | 0 | 0 | 0 | 0 | 0 | 0 | 0 | 0 | 0 | 0 | 0 | 0 | 0 | 0 | 0 | 0 | 0 | 0 | 0 | 0 | 0 | 0 | 0 | 0 | 0
F2_Commercial_School_Existing_Space Heating_Natural Gas_Boiler_E1 | F2 | Commercial | School | Existing | Space Heating | Natural Gas | Boiler | E1 | RVT - Cost of Operation | 0 | 0 | 0 | 0 | 0 | 0 | 0 | 0 | 0 | 0 | 0 | 0 | 0 | 0 | 0 | 0 | 0 | 0 | 0 | 0 | 0 | 0 | 0 | 0 | 0 | 0 | 0
F2_Commercial_School_Existing_Space Heating_Natural Gas_Boiler_E2 | F2 | Commercial | School | Existing | Space Heating | Natural Gas | Boiler | E2 | RVT - Cost of Operation | 0 | 0 | 0 | 0 | 0 | 0 | 0 | 0 | 0 | 0 | 0 | 0 | 0 | 0 | 0 | 0 | 0 | 0 | 0 | 0 | 0 | 0 | 0 | 0 | 0 | 0 | 0
F2_Commercial_School_Existing_Space Heating_Natural Gas_Boiler_E3 | F2 | Commercial | School | Existing | Space Heating | Natural Gas | Boiler | E3 | RVT - Cost of Operation | 0 | 0 | 0 | 0 | 0 | 0 | 0 | 0 | 0 | 0 | 0 | 0 | 0 | 0 | 0 | 0 | 0 | 0 | 0 | 0 | 0 | 0 | 0 | 0 | 0 | 0 | 0
F2_Commercial_School_Existing_Space Heating_Natural Gas_Boiler_E4 | F2 | Commercial | School | Existing | Space Heating | Natural Gas | Boiler | E4 | RVT - Cost of Operation | 0 | 0 | 0 | 0 | 0 | 0 | 0 | 0 | 0 | 0 | 0 | 0 | 0 | 0 | 0 | 0 | 0 | 0 | 0 | 0 | 0 | 0 | 0 | 0 | 0 | 0 | 0
F2_Commercial_School_Existing_Space Heating_Natural Gas_Boiler_E5 | F2 | Commercial | School | Existing | Space Heating | Natural Gas | Boiler | E5 | RVT - Cost of Operation | 0 | 0 | 0 | 0 | 0 | 0 | 0 | 0 | 0 | 0 | 0 | 0 | 0 | 0 | 0 | 0 | 0 | 0 | 0 | 0 | 0 | 0 | 0 | 0 | 0 | 0 | 0
F2_Commercial_School_Existing_Space Heating_Natural Gas_Boiler_E6 | F2 | Commercial | School | Existing | Space Heating | Natural Gas | Boiler | E6 | RVT - Cost of Operation | 0 | 0 | 0 | 0 | 0 | 0 | 0 | 0 | 0 | 0 | 0 | 0 | 0 | 0 | 0 | 0 | 0 | 0 | 0 | 0 | 0 | 0 | 0 | 0 | 0 | 0 | 0
F2_Commercial_School_Existing_Space Heating_Natural Gas_Boiler_E7 | F2 | Commercial | School | Existing | Space Heating | Natural Gas | Boiler | E7 | RVT - Cost of Operation | 0 | 0 | 0 | 0 | 0 | 0 | 0 | 0 | 0 | 0 | 0 | 0 | 0 | 0 | 0 | 0 | 0 | 0 | 0 | 0 | 0 | 0 | 0 | 0 | 0 | 0 | 0
F2_Commercial_School_Existing_Space Heating_Natural Gas_Boiler_E8 | F2 | Commercial | School | Existing | Space Heating | Natural Gas | Boiler | E8 | RVT - Cost of Operation | 0 | 0 | 0 | 0 | 0 | 0 | 0 | 0 | 0 | 0 | 0 | 0 | 0 | 0 | 0 | 0 | 0 | 0 | 0 | 0 | 0 | 0 | 0 | 0 | 0 | 0 | 0
F2_Commercial_School_Existing_Space Heating_Natural Gas_Boiler_E9 | F2 | Commercial | School | Existing | Space Heating | Natural Gas | Boiler | E9 | RVT - Cost of Operation | 0 | 0 | 0 | 0 | 0 | 0 | 0 | 0 | 0 | 0 | 0 | 0 | 0 | 0 | 0 | 0 | 0 | 0 | 0 | 0 | 0 | 0 | 0 | 0 | 0 | 0 | 0
F2_Commercial_School_Existing_Space Heating_Natural Gas_Boiler_E10 | F2 | Commercial | School | Existing | Space Heating | Natural Gas | Boiler | E10 | RVT - Cost of Operation | 0 | 0 | 0 | 0 | 0 | 0 | 0 | 0 | 0 | 0 | 0 | 0 | 0 | 0 | 0 | 0 | 0 | 0 | 0 | 0 | 0 | 0 | 0 | 0 | 0 | 0 | 0
F3_Commercial_School_Existing_Space Heating_Natural Gas_Boiler_E1 | F3 | Commercial | School | Existing | Space Heating | Natural Gas | Boiler | E1 | System - kBTUs of Consumption | 20.0182 | 20.0718 | 20.0687 | 20.0687 | 20.0687 | 20.0687 | 20.0687 | 20.0687 | 20.0687 | 20.0687 | 20.0687 | 20.0687 | 20.0687 | 20.0687 | 20.0687 | 20.0687 | 20.0687 | 20.0687 | 20.0687 | 20.0687 | 20.0687 | 20.0687 | 20.0687 | 20.0687 | 20.0687 | 20.0687 | 20.0687
F3_Commercial_School_Existing_Space Heating_Natural Gas_Boiler_E2 | F3 | Commercial | School | Existing | Space Heating | Natural Gas | Boiler | E2 | System - kBTUs of Consumption | 18.8406 | 18.8911 | 18.8882 | 18.8882 | 18.8882 | 18.8882 | 18.8882 | 18.8882 | 18.8882 | 18.8882 | 18.8882 | 18.8882 | 18.8882 | 18.8882 | 18.8882 | 18.8882 | 18.8882 | 18.8882 | 18.8882 | 18.8882 | 18.8882 | 18.8882 | 18.8882 | 18.8882 | 18.8882 | 18.8882 | 18.8882
F3_Commercial_School_Existing_Space Heating_Natural Gas_Boiler_E3 | F3 | Commercial | School | Existing | Space Heating | Natural Gas | Boiler | E3 | System - kBTUs of Consumption | 16.5098 | 16.5541 | 16.5515 | 16.5515 | 16.5515 | 16.5515 | 16.5515 | 16.5515 | 16.5515 | 16.5515 | 16.5515 | 16.5515 | 16.5515 | 16.5515 | 16.5515 | 16.5515 | 16.5515 | 16.5515 | 16.5515 | 16.5515 | 16.5515 | 16.5515 | 16.5515 | 16.5515 | 16.5515 | 16.5515 | 16.5515
F3_Commercial_School_Existing_Space Heating_Natural Gas_Boiler_E4 | F3 | Commercial | School | Existing | Space Heating | Natural Gas | Boiler | E4 | System - kBTUs of Consumption | 11.4197 | 11.4708 | 11.4678 | 11.4678 | 11.4678 | 11.4678 | 11.4678 | 11.4678 | 11.4678 | 11.4678 | 11.4678 | 11.4678 | 11.4678 | 11.4678 | 11.4678 | 11.4678 | 11.4678 | 11.4678 | 11.4678 | 11.4678 | 11.4678 | 11.4678 | 11.4678 | 11.4678 | 11.4678 | 11.4678 | 11.4678
F3_Commercial_School_Existing_Space Heating_Natural Gas_Boiler_E5 | F3 | Commercial | School | Existing | Space Heating | Natural Gas | Boiler | E5 | System - kBTUs of Consumption | 0 | 0 | 0 | 0 | 0 | 0 | 0 | 0 | 0 | 0 | 0 | 0 | 0 | 0 | 0 | 0 | 0 | 0 | 0 | 0 | 0 | 0 | 0 | 0 | 0 | 0 | 0
F3_Commercial_School_Existing_Space Heating_Natural Gas_Boiler_E6 | F3 | Commercial | School | Existing | Space Heating | Natural Gas | Boiler | E6 | System - kBTUs of Consumption | 0 | 0 | 0 | 0 | 0 | 0 | 0 | 0 | 0 | 0 | 0 | 0 | 0 | 0 | 0 | 0 | 0 | 0 | 0 | 0 | 0 | 0 | 0 | 0 | 0 | 0 | 0
F3_Commercial_School_Existing_Space Heating_Natural Gas_Boiler_E7 | F3 | Commercial | School | Existing | Space Heating | Natural Gas | Boiler | E7 | System - kBTUs of Consumption | 0 | 0 | 0 | 0 | 0 | 0 | 0 | 0 | 0 | 0 | 0 | 0 | 0 | 0 | 0 | 0 | 0 | 0 | 0 | 0 | 0 | 0 | 0 | 0 | 0 | 0 | 0
F3_Commercial_School_Existing_Space Heating_Natural Gas_Boiler_E8 | F3 | Commercial | School | Existing | Space Heating | Natural Gas | Boiler | E8 | System - kBTUs of Consumption | 0 | 0 | 0 | 0 | 0 | 0 | 0 | 0 | 0 | 0 | 0 | 0 | 0 | 0 | 0 | 0 | 0 | 0 | 0 | 0 | 0 | 0 | 0 | 0 | 0 | 0 | 0
F3_Commercial_School_Existing_Space Heating_Natural Gas_Boiler_E9 | F3 | Commercial | School | Existing | Space Heating | Natural Gas | Boiler | E9 | System - kBTUs of Consumption | 0 | 0 | 0 | 0 | 0 | 0 | 0 | 0 | 0 | 0 | 0 | 0 | 0 | 0 | 0 | 0 | 0 | 0 | 0 | 0 | 0 | 0 | 0 | 0 | 0 | 0 | 0
F3_Commercial_School_Existing_Space Heating_Natural Gas_Boiler_E10 | F3 | Commercial | School | Existing | Space Heating | Natural Gas | Boiler | E10 | System - kBTUs of Consumption | 0 | 0 | 0 | 0 | 0 | 0 | 0 | 0 | 0 | 0 | 0 | 0 | 0 | 0 | 0 | 0 | 0 | 0 | 0 | 0 | 0 | 0 | 0 | 0 | 0 | 0 | 0
F4_Commercial_School_Existing_Space Heating_Natural Gas_Boiler_E1 | F4 | Commercial | School | Existing | Space Heating | Natural Gas | Boiler | E1 | Utility - Cost of Equipment | 0.31782 | 0.31782 | 0.31782 | 0.31782 | 0.31782 | 0.31782 | 0.31782 | 0.31782 | 0.31782 | 0.31782 | 0.31782 | 0.31782 | 0.31782 | 0.31782 | 0.31782 | 0.31782 | 0.31782 | 0.31782 | 0.31782 | 0.31782 | 0.31782 | 0.31782 | 0.31782 | 0.31782 | 0.31782 | 0.31782 | 0.31782
F4_Commercial_School_Existing_Space Heating_Natural Gas_Boiler_E2 | F4 | Commercial | School | Existing | Space Heating | Natural Gas | Boiler | E2 | Utility - Cost of Equipment | 0.36158 | 0.36158 | 0.36158 | 0.36158 | 0.36158 | 0.36158 | 0.36158 | 0.36158 | 0.36158 | 0.36158 | 0.36158 | 0.36158 | 0.36158 | 0.36158 | 0.36158 | 0.36158 | 0.36158 | 0.36158 | 0.36158 | 0.36158 | 0.36158 | 0.36158 | 0.36158 | 0.36158 | 0.36158 | 0.36158 | 0.36158
F4_Commercial_School_Existing_Space Heating_Natural Gas_Boiler_E3 | F4 | Commercial | School | Existing | Space Heating | Natural Gas | Boiler | E3 | Utility - Cost of Equipment | 0.44948 | 0.44948 | 0.44948 | 0.44948 | 0.44948 | 0.44948 | 0.44948 | 0.44948 | 0.44948 | 0.44948 | 0.44948 | 0.44948 | 0.44948 | 0.44948 | 0.44948 | 0.44948 | 0.44948 | 0.44948 | 0.44948 | 0.44948 | 0.44948 | 0.44948 | 0.44948 | 0.44948 | 0.44948 | 0.44948 | 0.44948
F4_Commercial_School_Existing_Space Heating_Natural Gas_Boiler_E4 | F4 | Commercial | School | Existing | Space Heating | Natural Gas | Boiler | E4 | Utility - Cost of Equipment | 1.6764 | 1.6764 | 1.6764 | 1.6764 | 1.6764 | 1.6764 | 1.6764 | 1.6764 | 1.6764 | 1.6764 | 1.6764 | 1.6764 | 1.6764 | 1.6764 | 1.6764 | 1.6764 | 1.6764 | 1.6764 | 1.6764 | 1.6764 | 1.6764 | 1.6764 | 1.6764 | 1.6764 | 1.6764 | 1.6764 | 1.6764
F4_Commercial_School_Existing_Space Heating_Natural Gas_Boiler_E5 | F4 | Commercial | School | Existing | Space Heating | Natural Gas | Boiler | E5 | Utility - Cost of Equipment | 0 | 0 | 0 | 0 | 0 | 0 | 0 | 0 | 0 | 0 | 0 | 0 | 0 | 0 | 0 | 0 | 0 | 0 | 0 | 0 | 0 | 0 | 0 | 0 | 0 | 0 | 0
F4_Commercial_School_Existing_Space Heating_Natural Gas_Boiler_E6 | F4 | Commercial | School | Existing | Space Heating | Natural Gas | Boiler | E6 | Utility - Cost of Equipment | 0 | 0 | 0 | 0 | 0 | 0 | 0 | 0 | 0 | 0 | 0 | 0 | 0 | 0 | 0 | 0 | 0 | 0 | 0 | 0 | 0 | 0 | 0 | 0 | 0 | 0 | 0
F4_Commercial_School_Existing_Space Heating_Natural Gas_Boiler_E7 | F4 | Commercial | School | Existing | Space Heating | Natural Gas | Boiler | E7 | Utility - Cost of Equipment | 0 | 0 | 0 | 0 | 0 | 0 | 0 | 0 | 0 | 0 | 0 | 0 | 0 | 0 | 0 | 0 | 0 | 0 | 0 | 0 | 0 | 0 | 0 | 0 | 0 | 0 | 0
F4_Commercial_School_Existing_Space Heating_Natural Gas_Boiler_E8 | F4 | Commercial | School | Existing | Space Heating | Natural Gas | Boiler | E8 | Utility - Cost of Equipment | 0 | 0 | 0 | 0 | 0 | 0 | 0 | 0 | 0 | 0 | 0 | 0 | 0 | 0 | 0 | 0 | 0 | 0 | 0 | 0 | 0 | 0 | 0 | 0 | 0 | 0 | 0
F4_Commercial_School_Existing_Space Heating_Natural Gas_Boiler_E9 | F4 | Commercial | School | Existing | Space Heating | Natural Gas | Boiler | E9 | Utility - Cost of Equipment | 0 | 0 | 0 | 0 | 0 | 0 | 0 | 0 | 0 | 0 | 0 | 0 | 0 | 0 | 0 | 0 | 0 | 0 | 0 | 0 | 0 | 0 | 0 | 0 | 0 | 0 | 0
F4_Commercial_School_Existing_Space Heating_Natural Gas_Boiler_E10 | F4 | Commercial | School | Existing | Space Heating | Natural Gas | Boiler | E10 | Utility - Cost of Equipment | 0 | 0 | 0 | 0 | 0 | 0 | 0 | 0 | 0 | 0 | 0 | 0 | 0 | 0 | 0 | 0 | 0 | 0 | 0 | 0 | 0 | 0 | 0 | 0 | 0 | 0 | 0
F5_Commercial_School_Existing_Space Heating_Natural Gas_Boiler_E1 | F5 | Commercial | School | Existing | Space Heating | Natural Gas | Boiler | E1 | Utility - Cost of Operation | 0.29163 | 0.28964 | 0.2853 | 0.28061 | 0.27901 | 0.27853 | 0.27892 | 0.27962 | 0.28022 | 0.28054 | 0.28055 | 0.28024 | 0.27949 | 0.27811 | 0.27609 | 0.27356 | 0.27029 | 0.26641 | 0.26179 | 0.25626 | 0.24967 | 0.24218 | 0.236 | 0.23214 | 0.23071 | 0.23184 | 0.23298
F5_Commercial_School_Existing_Space Heating_Natural Gas_Boiler_E2 | F5 | Commercial | School | Existing | Space Heating | Natural Gas | Boiler | E2 | Utility - Cost of Operation | 0.27448 | 0.2726 | 0.26852 | 0.26411 | 0.2626 | 0.26214 | 0.26251 | 0.26317 | 0.26374 | 0.26404 | 0.26405 | 0.26375 | 0.26305 | 0.26175 | 0.25985 | 0.25747 | 0.25439 | 0.25074 | 0.24639 | 0.24118 | 0.23499 | 0.22794 | 0.22212 | 0.21849 | 0.21714 | 0.21821 | 0.21928
F5_Commercial_School_Existing_Space Heating_Natural Gas_Boiler_E3 | F5 | Commercial | School | Existing | Space Heating | Natural Gas | Boiler | E3 | Utility - Cost of Operation | 0.24052 | 0.23888 | 0.2353 | 0.23143 | 0.23011 | 0.22971 | 0.23004 | 0.23061 | 0.23111 | 0.23137 | 0.23139 | 0.23112 | 0.23051 | 0.22937 | 0.22771 | 0.22562 | 0.22292 | 0.21972 | 0.21591 | 0.21135 | 0.20591 | 0.19974 | 0.19464 | 0.19146 | 0.19028 | 0.19121 | 0.19215
F5_Commercial_School_Existing_Space Heating_Natural Gas_Boiler_E4 | F5 | Commercial | School | Existing | Space Heating | Natural Gas | Boiler | E4 | Utility - Cost of Operation | 0.16454 | 0.16365 | 0.16133 | 0.15898 | 0.15903 | 0.15993 | 0.16144 | 0.16311 | 0.16462 | 0.16579 | 0.16658 | 0.16691 | 0.16667 | 0.16572 | 0.16414 | 0.1621 | 0.15951 | 0.15648 | 0.1529 | 0.14866 | 0.14364 | 0.13796 | 0.13324 | 0.13021 | 0.12897 | 0.1296 | 0.13024
F5_Commercial_School_Existing_Space Heating_Natural Gas_Boiler_E5 | F5 | Commercial | School | Existing | Space Heating | Natural Gas | Boiler | E5 | Utility - Cost of Operation | 0 | 0 | 0 | 0 | 0 | 0 | 0 | 0 | 0 | 0 | 0 | 0 | 0 | 0 | 0 | 0 | 0 | 0 | 0 | 0 | 0 | 0 | 0 | 0 | 0 | 0 | 0
F5_Commercial_School_Existing_Space Heating_Natural Gas_Boiler_E6 | F5 | Commercial | School | Existing | Space Heating | Natural Gas | Boiler | E6 | Utility - Cost of Operation | 0 | 0 | 0 | 0 | 0 | 0 | 0 | 0 | 0 | 0 | 0 | 0 | 0 | 0 | 0 | 0 | 0 | 0 | 0 | 0 | 0 | 0 | 0 | 0 | 0 | 0 | 0
F5_Commercial_School_Existing_Space Heating_Natural Gas_Boiler_E7 | F5 | Commercial | School | Existing | Space Heating | Natural Gas | Boiler | E7 | Utility - Cost of Operation | 0 | 0 | 0 | 0 | 0 | 0 | 0 | 0 | 0 | 0 | 0 | 0 | 0 | 0 | 0 | 0 | 0 | 0 | 0 | 0 | 0 | 0 | 0 | 0 | 0 | 0 | 0
F5_Commercial_School_Existing_Space Heating_Natural Gas_Boiler_E8 | F5 | Commercial | School | Existing | Space Heating | Natural Gas | Boiler | E8 | Utility - Cost of Operation | 0 | 0 | 0 | 0 | 0 | 0 | 0 | 0 | 0 | 0 | 0 | 0 | 0 | 0 | 0 | 0 | 0 | 0 | 0 | 0 | 0 | 0 | 0 | 0 | 0 | 0 | 0
F5_Commercial_School_Existing_Space Heating_Natural Gas_Boiler_E9 | F5 | Commercial | School | Existing | Space Heating | Natural Gas | Boiler | E9 | Utility - Cost of Operation | 0 | 0 | 0 | 0 | 0 | 0 | 0 | 0 | 0 | 0 | 0 | 0 | 0 | 0 | 0 | 0 | 0 | 0 | 0 | 0 | 0 | 0 | 0 | 0 | 0 | 0 | 0
F5_Commercial_School_Existing_Space Heating_Natural Gas_Boiler_E10 | F5 | Commercial | School | Existing | Space Heating | Natural Gas | Boiler | E10 | Utility - Cost of Operation | 0 | 0 | 0 | 0 | 0 | 0 | 0 | 0 | 0 | 0 | 0 | 0 | 0 | 0 | 0 | 0 | 0 | 0 | 0 | 0 | 0 | 0 | 0 | 0 | 0 | 0 | 0
F6_Commercial_School_Existing_Space Heating_Natural Gas_Boiler_E1 | F6 | Commercial | School | Existing | Space Heating | Natural Gas | Boiler | E1 | Utility - Value of Sales | 0 | 0 | 0 | 0 | 0 | 0 | 0 | 0 | 0 | 0 | 0 | 0 | 0 | 0 | 0 | 0 | 0 | 0 | 0 | 0 | 0 | 0 | 0 | 0 | 0 | 0 | 0
F6_Commercial_School_Existing_Space Heating_Natural Gas_Boiler_E2 | F6 | Commercial | School | Existing | Space Heating | Natural Gas | Boiler | E2 | Utility - Value of Sales | 0 | 0 | 0 | 0 | 0 | 0 | 0 | 0 | 0 | 0 | 0 | 0 | 0 | 0 | 0 | 0 | 0 | 0 | 0 | 0 | 0 | 0 | 0 | 0 | 0 | 0 | 0
F6_Commercial_School_Existing_Space Heating_Natural Gas_Boiler_E3 | F6 | Commercial | School | Existing | Space Heating | Natural Gas | Boiler | E3 | Utility - Value of Sales | 0 | 0 | 0 | 0 | 0 | 0 | 0 | 0 | 0 | 0 | 0 | 0 | 0 | 0 | 0 | 0 | 0 | 0 | 0 | 0 | 0 | 0 | 0 | 0 | 0 | 0 | 0
F6_Commercial_School_Existing_Space Heating_Natural Gas_Boiler_E4 | F6 | Commercial | School | Existing | Space Heating | Natural Gas | Boiler | E4 | Utility - Value of Sales | 0 | 0 | 0 | 0 | 0 | 0 | 0 | 0 | 0 | 0 | 0 | 0 | 0 | 0 | 0 | 0 | 0 | 0 | 0 | 0 | 0 | 0 | 0 | 0 | 0 | 0 | 0
F6_Commercial_School_Existing_Space Heating_Natural Gas_Boiler_E5 | F6 | Commercial | School | Existing | Space Heating | Natural Gas | Boiler | E5 | Utility - Value of Sales | 0 | 0 | 0 | 0 | 0 | 0 | 0 | 0 | 0 | 0 | 0 | 0 | 0 | 0 | 0 | 0 | 0 | 0 | 0 | 0 | 0 | 0 | 0 | 0 | 0 | 0 | 0
F6_Commercial_School_Existing_Space Heating_Natural Gas_Boiler_E6 | F6 | Commercial | School | Existing | Space Heating | Natural Gas | Boiler | E6 | Utility - Value of Sales | 0 | 0 | 0 | 0 | 0 | 0 | 0 | 0 | 0 | 0 | 0 | 0 | 0 | 0 | 0 | 0 | 0 | 0 | 0 | 0 | 0 | 0 | 0 | 0 | 0 | 0 | 0
F6_Commercial_School_Existing_Space Heating_Natural Gas_Boiler_E7 | F6 | Commercial | School | Existing | Space Heating | Natural Gas | Boiler | E7 | Utility - Value of Sales | 0 | 0 | 0 | 0 | 0 | 0 | 0 | 0 | 0 | 0 | 0 | 0 | 0 | 0 | 0 | 0 | 0 | 0 | 0 | 0 | 0 | 0 | 0 | 0 | 0 | 0 | 0
F6_Commercial_School_Existing_Space Heating_Natural Gas_Boiler_E8 | F6 | Commercial | School | Existing | Space Heating | Natural Gas | Boiler | E8 | Utility - Value of Sales | 0 | 0 | 0 | 0 | 0 | 0 | 0 | 0 | 0 | 0 | 0 | 0 | 0 | 0 | 0 | 0 | 0 | 0 | 0 | 0 | 0 | 0 | 0 | 0 | 0 | 0 | 0
F6_Commercial_School_Existing_Space Heating_Natural Gas_Boiler_E9 | F6 | Commercial | School | Existing | Space Heating | Natural Gas | Boiler | E9 | Utility - Value of Sales | 0 | 0 | 0 | 0 | 0 | 0 | 0 | 0 | 0 | 0 | 0 | 0 | 0 | 0 | 0 | 0 | 0 | 0 | 0 | 0 | 0 | 0 | 0 | 0 | 0 | 0 | 0
F6_Commercial_School_Existing_Space Heating_Natural Gas_Boiler_E10 | F6 | Commercial | School | Existing | Space Heating | Natural Gas | Boiler | E10 | Utility - Value of Sales | 0 | 0 | 0 | 0 | 0 | 0 | 0 | 0 | 0 | 0 | 0 | 0 | 0 | 0 | 0 | 0 | 0 | 0 | 0 | 0 | 0 | 0 | 0 | 0 | 0 | 0 | 0
F1_Commercial_School_Existing_Space Heating_Natural Gas_Unit Heater_E1 | F1 | Commercial | School | Existing | Space Heating | Natural Gas | Unit Heater | E1 | RVT - Cost of Equipment | 0.002201 | 0.002201 | 0.002201 | 0.002201 | 0.002201 | 0.002201 | 0.002201 | 0.002201 | 0.002201 | 0.002201 | 0.002201 | 0.002201 | 0.002201 | 0.002201 | 0.002201 | 0.002201 | 0.002201 | 0.002201 | 0.002201 | 0.002201 | 0.002201 | 0.002201 | 0.002201 | 0.002201 | 0.002201 | 0.002201 | 0.002201
F1_Commercial_School_Existing_Space Heating_Natural Gas_Unit Heater_E2 | F1 | Commercial | School | Existing | Space Heating | Natural Gas | Unit Heater | E2 | RVT - Cost of Equipment | 0.0026245 | 0.0026245 | 0.0026245 | 0.0026245 | 0.0026245 | 0.0026245 | 0.0026245 | 0.0026245 | 0.0026245 | 0.0026245 | 0.0026245 | 0.0026245 | 0.0026245 | 0.0026245 | 0.0026245 | 0.0026245 | 0.0026245 | 0.0026245 | 0.0026245 | 0.0026245 | 0.0026245 | 0.0026245 | 0.0026245 | 0.0026245 | 0.0026245 | 0.0026245 | 0.0026245
F1_Commercial_School_Existing_Space Heating_Natural Gas_Unit Heater_E3 | F1 | Commercial | School | Existing | Space Heating | Natural Gas | Unit Heater | E3 | RVT - Cost of Equipment | 0.0028771 | 0.0028771 | 0.0028771 | 0.0028771 | 0.0028771 | 0.0028771 | 0.0028771 | 0.0028771 | 0.0028771 | 0.0028771 | 0.0028771 | 0.0028771 | 0.0028771 | 0.0028771 | 0.0028771 | 0.0028771 | 0.0028771 | 0.0028771 | 0.0028771 | 0.0028771 | 0.0028771 | 0.0028771 | 0.0028771 | 0.0028771 | 0.0028771 | 0.0028771 | 0.0028771
F1_Commercial_School_Existing_Space Heating_Natural Gas_Unit Heater_E4 | F1 | Commercial | School | Existing | Space Heating | Natural Gas | Unit Heater | E4 | RVT - Cost of Equipment | 0 | 0 | 0 | 0 | 0 | 0 | 0 | 0 | 0 | 0 | 0 | 0 | 0 | 0 | 0 | 0 | 0 | 0 | 0 | 0 | 0 | 0 | 0 | 0 | 0 | 0 | 0
F1_Commercial_School_Existing_Space Heating_Natural Gas_Unit Heater_E5 | F1 | Commercial | School | Existing | Space Heating | Natural Gas | Unit Heater | E5 | RVT - Cost of Equipment | 0 | 0 | 0 | 0 | 0 | 0 | 0 | 0 | 0 | 0 | 0 | 0 | 0 | 0 | 0 | 0 | 0 | 0 | 0 | 0 | 0 | 0 | 0 | 0 | 0 | 0 | 0
F1_Commercial_School_Existing_Space Heating_Natural Gas_Unit Heater_E6 | F1 | Commercial | School | Existing | Space Heating | Natural Gas | Unit Heater | E6 | RVT - Cost of Equipment | 0 | 0 | 0 | 0 | 0 | 0 | 0 | 0 | 0 | 0 | 0 | 0 | 0 | 0 | 0 | 0 | 0 | 0 | 0 | 0 | 0 | 0 | 0 | 0 | 0 | 0 | 0
F1_Commercial_School_Existing_Space Heating_Natural Gas_Unit Heater_E7 | F1 | Commercial | School | Existing | Space Heating | Natural Gas | Unit Heater | E7 | RVT - Cost of Equipment | 0 | 0 | 0 | 0 | 0 | 0 | 0 | 0 | 0 | 0 | 0 | 0 | 0 | 0 | 0 | 0 | 0 | 0 | 0 | 0 | 0 | 0 | 0 | 0 | 0 | 0 | 0
F1_Commercial_School_Existing_Space Heating_Natural Gas_Unit Heater_E8 | F1 | Commercial | School | Existing | Space Heating | Natural Gas | Unit Heater | E8 | RVT - Cost of Equipment | 0 | 0 | 0 | 0 | 0 | 0 | 0 | 0 | 0 | 0 | 0 | 0 | 0 | 0 | 0 | 0 | 0 | 0 | 0 | 0 | 0 | 0 | 0 | 0 | 0 | 0 | 0
F1_Commercial_School_Existing_Space Heating_Natural Gas_Unit Heater_E9 | F1 | Commercial | School | Existing | Space Heating | Natural Gas | Unit Heater | E9 | RVT - Cost of Equipment | 0 | 0 | 0 | 0 | 0 | 0 | 0 | 0 | 0 | 0 | 0 | 0 | 0 | 0 | 0 | 0 | 0 | 0 | 0 | 0 | 0 | 0 | 0 | 0 | 0 | 0 | 0
F1_Commercial_School_Existing_Space Heating_Natural Gas_Unit Heater_E10 | F1 | Commercial | School | Existing | Space Heating | Natural Gas | Unit Heater | E10 | RVT - Cost of Equipment | 0 | 0 | 0 | 0 | 0 | 0 | 0 | 0 | 0 | 0 | 0 | 0 | 0 | 0 | 0 | 0 | 0 | 0 | 0 | 0 | 0 | 0 | 0 | 0 | 0 | 0 | 0
F2_Commercial_School_Existing_Space Heating_Natural Gas_Unit Heater_E1 | F2 | Commercial | School | Existing | Space Heating | Natural Gas | Unit Heater | E1 | RVT - Cost of Operation | 0 | 0 | 0 | 0 | 0 | 0 | 0 | 0 | 0 | 0 | 0 | 0 | 0 | 0 | 0 | 0 | 0 | 0 | 0 | 0 | 0 | 0 | 0 | 0 | 0 | 0 | 0
F2_Commercial_School_Existing_Space Heating_Natural Gas_Unit Heater_E2 | F2 | Commercial | School | Existing | Space Heating | Natural Gas | Unit Heater | E2 | RVT - Cost of Operation | 0 | 0 | 0 | 0 | 0 | 0 | 0 | 0 | 0 | 0 | 0 | 0 | 0 | 0 | 0 | 0 | 0 | 0 | 0 | 0 | 0 | 0 | 0 | 0 | 0 | 0 | 0
F2_Commercial_School_Existing_Space Heating_Natural Gas_Unit Heater_E3 | F2 | Commercial | School | Existing | Space Heating | Natural Gas | Unit Heater | E3 | RVT - Cost of Operation | 0 | 0 | 0 | 0 | 0 | 0 | 0 | 0 | 0 | 0 | 0 | 0 | 0 | 0 | 0 | 0 | 0 | 0 | 0 | 0 | 0 | 0 | 0 | 0 | 0 | 0 | 0
F2_Commercial_School_Existing_Space Heating_Natural Gas_Unit Heater_E4 | F2 | Commercial | School | Existing | Space Heating | Natural Gas | Unit Heater | E4 | RVT - Cost of Operation | 0 | 0 | 0 | 0 | 0 | 0 | 0 | 0 | 0 | 0 | 0 | 0 | 0 | 0 | 0 | 0 | 0 | 0 | 0 | 0 | 0 | 0 | 0 | 0 | 0 | 0 | 0
F2_Commercial_School_Existing_Space Heating_Natural Gas_Unit Heater_E5 | F2 | Commercial | School | Existing | Space Heating | Natural Gas | Unit Heater | E5 | RVT - Cost of Operation | 0 | 0 | 0 | 0 | 0 | 0 | 0 | 0 | 0 | 0 | 0 | 0 | 0 | 0 | 0 | 0 | 0 | 0 | 0 | 0 | 0 | 0 | 0 | 0 | 0 | 0 | 0
F2_Commercial_School_Existing_Space Heating_Natural Gas_Unit Heater_E6 | F2 | Commercial | School | Existing | Space Heating | Natural Gas | Unit Heater | E6 | RVT - Cost of Operation | 0 | 0 | 0 | 0 | 0 | 0 | 0 | 0 | 0 | 0 | 0 | 0 | 0 | 0 | 0 | 0 | 0 | 0 | 0 | 0 | 0 | 0 | 0 | 0 | 0 | 0 | 0
F2_Commercial_School_Existing_Space Heating_Natural Gas_Unit Heater_E7 | F2 | Commercial | School | Existing | Space Heating | Natural Gas | Unit Heater | E7 | RVT - Cost of Operation | 0 | 0 | 0 | 0 | 0 | 0 | 0 | 0 | 0 | 0 | 0 | 0 | 0 | 0 | 0 | 0 | 0 | 0 | 0 | 0 | 0 | 0 | 0 | 0 | 0 | 0 | 0
F2_Commercial_School_Existing_Space Heating_Natural Gas_Unit Heater_E8 | F2 | Commercial | School | Existing | Space Heating | Natural Gas | Unit Heater | E8 | RVT - Cost of Operation | 0 | 0 | 0 | 0 | 0 | 0 | 0 | 0 | 0 | 0 | 0 | 0 | 0 | 0 | 0 | 0 | 0 | 0 | 0 | 0 | 0 | 0 | 0 | 0 | 0 | 0 | 0
F2_Commercial_School_Existing_Space Heating_Natural Gas_Unit Heater_E9 | F2 | Commercial | School | Existing | Space Heating | Natural Gas | Unit Heater | E9 | RVT - Cost of Operation | 0 | 0 | 0 | 0 | 0 | 0 | 0 | 0 | 0 | 0 | 0 | 0 | 0 | 0 | 0 | 0 | 0 | 0 | 0 | 0 | 0 | 0 | 0 | 0 | 0 | 0 | 0
F2_Commercial_School_Existing_Space Heating_Natural Gas_Unit Heater_E10 | F2 | Commercial | School | Existing | Space Heating | Natural Gas | Unit Heater | E10 | RVT - Cost of Operation | 0 | 0 | 0 | 0 | 0 | 0 | 0 | 0 | 0 | 0 | 0 | 0 | 0 | 0 | 0 | 0 | 0 | 0 | 0 | 0 | 0 | 0 | 0 | 0 | 0 | 0 | 0
F3_Commercial_School_Existing_Space Heating_Natural Gas_Unit Heater_E1 | F3 | Commercial | School | Existing | Space Heating | Natural Gas | Unit Heater | E1 | System - kBTUs of Consumption | 4.749 | 4.765 | 4.764 | 4.764 | 4.764 | 4.764 | 4.764 | 4.764 | 4.764 | 4.764 | 4.764 | 4.764 | 4.764 | 4.764 | 4.764 | 4.764 | 4.764 | 4.764 | 4.764 | 4.764 | 4.764 | 4.764 | 4.764 | 4.764 | 4.764 | 4.764 | 4.764
F3_Commercial_School_Existing_Space Heating_Natural Gas_Unit Heater_E2 | F3 | Commercial | School | Existing | Space Heating | Natural Gas | Unit Heater | E2 | System - kBTUs of Consumption | 4.2239 | 4.2381 | 4.2373 | 4.2373 | 4.2373 | 4.2373 | 4.2373 | 4.2373 | 4.2373 | 4.2373 | 4.2373 | 4.2373 | 4.2373 | 4.2373 | 4.2373 | 4.2373 | 4.2373 | 4.2373 | 4.2373 | 4.2373 | 4.2373 | 4.2373 | 4.2373 | 4.2373 | 4.2373 | 4.2373 | 4.2373
F3_Commercial_School_Existing_Space Heating_Natural Gas_Unit Heater_E3 | F3 | Commercial | School | Existing | Space Heating | Natural Gas | Unit Heater | E3 | System - kBTUs of Consumption | 4.1967 | 4.2154 | 4.2143 | 4.2143 | 4.2143 | 4.2143 | 4.2143 | 4.2143 | 4.2143 | 4.2143 | 4.2143 | 4.2143 | 4.2143 | 4.2143 | 4.2143 | 4.2143 | 4.2143 | 4.2143 | 4.2143 | 4.2143 | 4.2143 | 4.2143 | 4.2143 | 4.2143 | 4.2143 | 4.2143 | 4.2143
F3_Commercial_School_Existing_Space Heating_Natural Gas_Unit Heater_E4 | F3 | Commercial | School | Existing | Space Heating | Natural Gas | Unit Heater | E4 | System - kBTUs of Consumption | 0 | 0 | 0 | 0 | 0 | 0 | 0 | 0 | 0 | 0 | 0 | 0 | 0 | 0 | 0 | 0 | 0 | 0 | 0 | 0 | 0 | 0 | 0 | 0 | 0 | 0 | 0
F3_Commercial_School_Existing_Space Heating_Natural Gas_Unit Heater_E5 | F3 | Commercial | School | Existing | Space Heating | Natural Gas | Unit Heater | E5 | System - kBTUs of Consumption | 0 | 0 | 0 | 0 | 0 | 0 | 0 | 0 | 0 | 0 | 0 | 0 | 0 | 0 | 0 | 0 | 0 | 0 | 0 | 0 | 0 | 0 | 0 | 0 | 0 | 0 | 0
F3_Commercial_School_Existing_Space Heating_Natural Gas_Unit Heater_E6 | F3 | Commercial | School | Existing | Space Heating | Natural Gas | Unit Heater | E6 | System - kBTUs of Consumption | 0 | 0 | 0 | 0 | 0 | 0 | 0 | 0 | 0 | 0 | 0 | 0 | 0 | 0 | 0 | 0 | 0 | 0 | 0 | 0 | 0 | 0 | 0 | 0 | 0 | 0 | 0
F3_Commercial_School_Existing_Space Heating_Natural Gas_Unit Heater_E7 | F3 | Commercial | School | Existing | Space Heating | Natural Gas | Unit Heater | E7 | System - kBTUs of Consumption | 0 | 0 | 0 | 0 | 0 | 0 | 0 | 0 | 0 | 0 | 0 | 0 | 0 | 0 | 0 | 0 | 0 | 0 | 0 | 0 | 0 | 0 | 0 | 0 | 0 | 0 | 0
F3_Commercial_School_Existing_Space Heating_Natural Gas_Unit Heater_E8 | F3 | Commercial | School | Existing | Space Heating | Natural Gas | Unit Heater | E8 | System - kBTUs of Consumption | 0 | 0 | 0 | 0 | 0 | 0 | 0 | 0 | 0 | 0 | 0 | 0 | 0 | 0 | 0 | 0 | 0 | 0 | 0 | 0 | 0 | 0 | 0 | 0 | 0 | 0 | 0
F3_Commercial_School_Existing_Space Heating_Natural Gas_Unit Heater_E9 | F3 | Commercial | School | Existing | Space Heating | Natural Gas | Unit Heater | E9 | System - kBTUs of Consumption | 0 | 0 | 0 | 0 | 0 | 0 | 0 | 0 | 0 | 0 | 0 | 0 | 0 | 0 | 0 | 0 | 0 | 0 | 0 | 0 | 0 | 0 | 0 | 0 | 0 | 0 | 0
F3_Commercial_School_Existing_Space Heating_Natural Gas_Unit Heater_E10 | F3 | Commercial | School | Existing | Space Heating | Natural Gas | Unit Heater | E10 | System - kBTUs of Consumption | 0 | 0 | 0 | 0 | 0 | 0 | 0 | 0 | 0 | 0 | 0 | 0 | 0 | 0 | 0 | 0 | 0 | 0 | 0 | 0 | 0 | 0 | 0 | 0 | 0 | 0 | 0
F4_Commercial_School_Existing_Space Heating_Natural Gas_Unit Heater_E1 | F4 | Commercial | School | Existing | Space Heating | Natural Gas | Unit Heater | E1 | Utility - Cost of Equipment | 0.002201 | 0.002201 | 0.002201 | 0.002201 | 0.002201 | 0.002201 | 0.002201 | 0.002201 | 0.002201 | 0.002201 | 0.002201 | 0.002201 | 0.002201 | 0.002201 | 0.002201 | 0.002201 | 0.002201 | 0.002201 | 0.002201 | 0.002201 | 0.002201 | 0.002201 | 0.002201 | 0.002201 | 0.002201 | 0.002201 | 0.002201
F4_Commercial_School_Existing_Space Heating_Natural Gas_Unit Heater_E2 | F4 | Commercial | School | Existing | Space Heating | Natural Gas | Unit Heater | E2 | Utility - Cost of Equipment | 0.0026245 | 0.0026245 | 0.0026245 | 0.0026245 | 0.0026245 | 0.0026245 | 0.0026245 | 0.0026245 | 0.0026245 | 0.0026245 | 0.0026245 | 0.0026245 | 0.0026245 | 0.0026245 | 0.0026245 | 0.0026245 | 0.0026245 | 0.0026245 | 0.0026245 | 0.0026245 | 0.0026245 | 0.0026245 | 0.0026245 | 0.0026245 | 0.0026245 | 0.0026245 | 0.0026245
F4_Commercial_School_Existing_Space Heating_Natural Gas_Unit Heater_E3 | F4 | Commercial | School | Existing | Space Heating | Natural Gas | Unit Heater | E3 | Utility - Cost of Equipment | 0.0028771 | 0.0028771 | 0.0028771 | 0.0028771 | 0.0028771 | 0.0028771 | 0.0028771 | 0.0028771 | 0.0028771 | 0.0028771 | 0.0028771 | 0.0028771 | 0.0028771 | 0.0028771 | 0.0028771 | 0.0028771 | 0.0028771 | 0.0028771 | 0.0028771 | 0.0028771 | 0.0028771 | 0.0028771 | 0.0028771 | 0.0028771 | 0.0028771 | 0.0028771 | 0.0028771
F4_Commercial_School_Existing_Space Heating_Natural Gas_Unit Heater_E4 | F4 | Commercial | School | Existing | Space Heating | Natural Gas | Unit Heater | E4 | Utility - Cost of Equipment | 0 | 0 | 0 | 0 | 0 | 0 | 0 | 0 | 0 | 0 | 0 | 0 | 0 | 0 | 0 | 0 | 0 | 0 | 0 | 0 | 0 | 0 | 0 | 0 | 0 | 0 | 0
F4_Commercial_School_Existing_Space Heating_Natural Gas_Unit Heater_E5 | F4 | Commercial | School | Existing | Space Heating | Natural Gas | Unit Heater | E5 | Utility - Cost of Equipment | 0 | 0 | 0 | 0 | 0 | 0 | 0 | 0 | 0 | 0 | 0 | 0 | 0 | 0 | 0 | 0 | 0 | 0 | 0 | 0 | 0 | 0 | 0 | 0 | 0 | 0 | 0
F4_Commercial_School_Existing_Space Heating_Natural Gas_Unit Heater_E6 | F4 | Commercial | School | Existing | Space Heating | Natural Gas | Unit Heater | E6 | Utility - Cost of Equipment | 0 | 0 | 0 | 0 | 0 | 0 | 0 | 0 | 0 | 0 | 0 | 0 | 0 | 0 | 0 | 0 | 0 | 0 | 0 | 0 | 0 | 0 | 0 | 0 | 0 | 0 | 0
F4_Commercial_School_Existing_Space Heating_Natural Gas_Unit Heater_E7 | F4 | Commercial | School | Existing | Space Heating | Natural Gas | Unit Heater | E7 | Utility - Cost of Equipment | 0 | 0 | 0 | 0 | 0 | 0 | 0 | 0 | 0 | 0 | 0 | 0 | 0 | 0 | 0 | 0 | 0 | 0 | 0 | 0 | 0 | 0 | 0 | 0 | 0 | 0 | 0
F4_Commercial_School_Existing_Space Heating_Natural Gas_Unit Heater_E8 | F4 | Commercial | School | Existing | Space Heating | Natural Gas | Unit Heater | E8 | Utility - Cost of Equipment | 0 | 0 | 0 | 0 | 0 | 0 | 0 | 0 | 0 | 0 | 0 | 0 | 0 | 0 | 0 | 0 | 0 | 0 | 0 | 0 | 0 | 0 | 0 | 0 | 0 | 0 | 0
F4_Commercial_School_Existing_Space Heating_Natural Gas_Unit Heater_E9 | F4 | Commercial | School | Existing | Space Heating | Natural Gas | Unit Heater | E9 | Utility - Cost of Equipment | 0 | 0 | 0 | 0 | 0 | 0 | 0 | 0 | 0 | 0 | 0 | 0 | 0 | 0 | 0 | 0 | 0 | 0 | 0 | 0 | 0 | 0 | 0 | 0 | 0 | 0 | 0
F4_Commercial_School_Existing_Space Heating_Natural Gas_Unit Heater_E10 | F4 | Commercial | School | Existing | Space Heating | Natural Gas | Unit Heater | E10 | Utility - Cost of Equipment | 0 | 0 | 0 | 0 | 0 | 0 | 0 | 0 | 0 | 0 | 0 | 0 | 0 | 0 | 0 | 0 | 0 | 0 | 0 | 0 | 0 | 0 | 0 | 0 | 0 | 0 | 0
F5_Commercial_School_Existing_Space Heating_Natural Gas_Unit Heater_E1 | F5 | Commercial | School | Existing | Space Heating | Natural Gas | Unit Heater | E1 | Utility - Cost of Operation | 0.069188 | 0.068862 | 0.067955 | 0.066974 | 0.0668 | 0.066892 | 0.067158 | 0.067438 | 0.067633 | 0.06771 | 0.067687 | 0.067576 | 0.067353 | 0.066963 | 0.066409 | 0.065719 | 0.064834 | 0.063792 | 0.062554 | 0.061081 | 0.05933 | 0.057343 | 0.055698 | 0.054659 | 0.054256 | 0.054522 | 0.054789
F5_Commercial_School_Existing_Space Heating_Natural Gas_Unit Heater_E2 | F5 | Commercial | School | Existing | Space Heating | Natural Gas | Unit Heater | E2 | Utility - Cost of Operation | 0.061538 | 0.061247 | 0.060441 | 0.059568 | 0.059413 | 0.059496 | 0.059732 | 0.059981 | 0.060154 | 0.060223 | 0.060202 | 0.060104 | 0.059906 | 0.059559 | 0.059066 | 0.058452 | 0.057665 | 0.056738 | 0.055637 | 0.054327 | 0.052769 | 0.051002 | 0.049539 | 0.048615 | 0.048257 | 0.048493 | 0.048731
F5_Commercial_School_Existing_Space Heating_Natural Gas_Unit Heater_E3 | F5 | Commercial | School | Existing | Space Heating | Natural Gas | Unit Heater | E3 | Utility - Cost of Operation | 0.060469 | 0.060141 | 0.059289 | 0.058425 | 0.058443 | 0.058774 | 0.059328 | 0.059942 | 0.060496 | 0.060928 | 0.061219 | 0.06134 | 0.061249 | 0.060901 | 0.060322 | 0.059571 | 0.05862 | 0.057506 | 0.056191 | 0.054632 | 0.052787 | 0.050699 | 0.048964 | 0.047852 | 0.047395 | 0.047628 | 0.047861
F5_Commercial_School_Existing_Space Heating_Natural Gas_Unit Heater_E4 | F5 | Commercial | School | Existing | Space Heating | Natural Gas | Unit Heater | E4 | Utility - Cost of Operation | 0 | 0 | 0 | 0 | 0 | 0 | 0 | 0 | 0 | 0 | 0 | 0 | 0 | 0 | 0 | 0 | 0 | 0 | 0 | 0 | 0 | 0 | 0 | 0 | 0 | 0 | 0
F5_Commercial_School_Existing_Space Heating_Natural Gas_Unit Heater_E5 | F5 | Commercial | School | Existing | Space Heating | Natural Gas | Unit Heater | E5 | Utility - Cost of Operation | 0 | 0 | 0 | 0 | 0 | 0 | 0 | 0 | 0 | 0 | 0 | 0 | 0 | 0 | 0 | 0 | 0 | 0 | 0 | 0 | 0 | 0 | 0 | 0 | 0 | 0 | 0
F5_Commercial_School_Existing_Space Heating_Natural Gas_Unit Heater_E6 | F5 | Commercial | School | Existing | Space Heating | Natural Gas | Unit Heater | E6 | Utility - Cost of Operation | 0 | 0 | 0 | 0 | 0 | 0 | 0 | 0 | 0 | 0 | 0 | 0 | 0 | 0 | 0 | 0 | 0 | 0 | 0 | 0 | 0 | 0 | 0 | 0 | 0 | 0 | 0
F5_Commercial_School_Existing_Space Heating_Natural Gas_Unit Heater_E7 | F5 | Commercial | School | Existing | Space Heating | Natural Gas | Unit Heater | E7 | Utility - Cost of Operation | 0 | 0 | 0 | 0 | 0 | 0 | 0 | 0 | 0 | 0 | 0 | 0 | 0 | 0 | 0 | 0 | 0 | 0 | 0 | 0 | 0 | 0 | 0 | 0 | 0 | 0 | 0
F5_Commercial_School_Existing_Space Heating_Natural Gas_Unit Heater_E8 | F5 | Commercial | School | Existing | Space Heating | Natural Gas | Unit Heater | E8 | Utility - Cost of Operation | 0 | 0 | 0 | 0 | 0 | 0 | 0 | 0 | 0 | 0 | 0 | 0 | 0 | 0 | 0 | 0 | 0 | 0 | 0 | 0 | 0 | 0 | 0 | 0 | 0 | 0 | 0
F5_Commercial_School_Existing_Space Heating_Natural Gas_Unit Heater_E9 | F5 | Commercial | School | Existing | Space Heating | Natural Gas | Unit Heater | E9 | Utility - Cost of Operation | 0 | 0 | 0 | 0 | 0 | 0 | 0 | 0 | 0 | 0 | 0 | 0 | 0 | 0 | 0 | 0 | 0 | 0 | 0 | 0 | 0 | 0 | 0 | 0 | 0 | 0 | 0
F5_Commercial_School_Existing_Space Heating_Natural Gas_Unit Heater_E10 | F5 | Commercial | School | Existing | Space Heating | Natural Gas | Unit Heater | E10 | Utility - Cost of Operation | 0 | 0 | 0 | 0 | 0 | 0 | 0 | 0 | 0 | 0 | 0 | 0 | 0 | 0 | 0 | 0 | 0 | 0 | 0 | 0 | 0 | 0 | 0 | 0 | 0 | 0 | 0
F6_Commercial_School_Existing_Space Heating_Natural Gas_Unit Heater_E1 | F6 | Commercial | School | Existing | Space Heating | Natural Gas | Unit Heater | E1 | Utility - Value of Sales | 0 | 0 | 0 | 0 | 0 | 0 | 0 | 0 | 0 | 0 | 0 | 0 | 0 | 0 | 0 | 0 | 0 | 0 | 0 | 0 | 0 | 0 | 0 | 0 | 0 | 0 | 0
F6_Commercial_School_Existing_Space Heating_Natural Gas_Unit Heater_E2 | F6 | Commercial | School | Existing | Space Heating | Natural Gas | Unit Heater | E2 | Utility - Value of Sales | 0 | 0 | 0 | 0 | 0 | 0 | 0 | 0 | 0 | 0 | 0 | 0 | 0 | 0 | 0 | 0 | 0 | 0 | 0 | 0 | 0 | 0 | 0 | 0 | 0 | 0 | 0
F6_Commercial_School_Existing_Space Heating_Natural Gas_Unit Heater_E3 | F6 | Commercial | School | Existing | Space Heating | Natural Gas | Unit Heater | E3 | Utility - Value of Sales | 0 | 0 | 0 | 0 | 0 | 0 | 0 | 0 | 0 | 0 | 0 | 0 | 0 | 0 | 0 | 0 | 0 | 0 | 0 | 0 | 0 | 0 | 0 | 0 | 0 | 0 | 0
F6_Commercial_School_Existing_Space Heating_Natural Gas_Unit Heater_E4 | F6 | Commercial | School | Existing | Space Heating | Natural Gas | Unit Heater | E4 | Utility - Value of Sales | 0 | 0 | 0 | 0 | 0 | 0 | 0 | 0 | 0 | 0 | 0 | 0 | 0 | 0 | 0 | 0 | 0 | 0 | 0 | 0 | 0 | 0 | 0 | 0 | 0 | 0 | 0
F6_Commercial_School_Existing_Space Heating_Natural Gas_Unit Heater_E5 | F6 | Commercial | School | Existing | Space Heating | Natural Gas | Unit Heater | E5 | Utility - Value of Sales | 0 | 0 | 0 | 0 | 0 | 0 | 0 | 0 | 0 | 0 | 0 | 0 | 0 | 0 | 0 | 0 | 0 | 0 | 0 | 0 | 0 | 0 | 0 | 0 | 0 | 0 | 0
F6_Commercial_School_Existing_Space Heating_Natural Gas_Unit Heater_E6 | F6 | Commercial | School | Existing | Space Heating | Natural Gas | Unit Heater | E6 | Utility - Value of Sales | 0 | 0 | 0 | 0 | 0 | 0 | 0 | 0 | 0 | 0 | 0 | 0 | 0 | 0 | 0 | 0 | 0 | 0 | 0 | 0 | 0 | 0 | 0 | 0 | 0 | 0 | 0
F6_Commercial_School_Existing_Space Heating_Natural Gas_Unit Heater_E7 | F6 | Commercial | School | Existing | Space Heating | Natural Gas | Unit Heater | E7 | Utility - Value of Sales | 0 | 0 | 0 | 0 | 0 | 0 | 0 | 0 | 0 | 0 | 0 | 0 | 0 | 0 | 0 | 0 | 0 | 0 | 0 | 0 | 0 | 0 | 0 | 0 | 0 | 0 | 0
F6_Commercial_School_Existing_Space Heating_Natural Gas_Unit Heater_E8 | F6 | Commercial | School | Existing | Space Heating | Natural Gas | Unit Heater | E8 | Utility - Value of Sales | 0 | 0 | 0 | 0 | 0 | 0 | 0 | 0 | 0 | 0 | 0 | 0 | 0 | 0 | 0 | 0 | 0 | 0 | 0 | 0 | 0 | 0 | 0 | 0 | 0 | 0 | 0
F6_Commercial_School_Existing_Space Heating_Natural Gas_Unit Heater_E9 | F6 | Commercial | School | Existing | Space Heating | Natural Gas | Unit Heater | E9 | Utility - Value of Sales | 0 | 0 | 0 | 0 | 0 | 0 | 0 | 0 | 0 | 0 | 0 | 0 | 0 | 0 | 0 | 0 | 0 | 0 | 0 | 0 | 0 | 0 | 0 | 0 | 0 | 0 | 0
F6_Commercial_School_Existing_Space Heating_Natural Gas_Unit Heater_E10 | F6 | Commercial | School | Existing | Space Heating | Natural Gas | Unit Heater | E10 | Utility - Value of Sales | 0 | 0 | 0 | 0 | 0 | 0 | 0 | 0 | 0 | 0 | 0 | 0 | 0 | 0 | 0 | 0 | 0 | 0 | 0 | 0 | 0 | 0 | 0 | 0 | 0 | 0 | 0
F1_Commercial_School_Existing_Water Heating_Natural Gas_Water Heater_E1 | F1 | Commercial | School | Existing | Water Heating | Natural Gas | Water Heater | E1 | RVT - Cost of Equipment | 0.017356 | 0.017356 | 0.017356 | 0.017356 | 0.017356 | 0.017356 | 0.017356 | 0.017356 | 0.017356 | 0.017356 | 0.017356 | 0.017356 | 0.017356 | 0.017356 | 0.017356 | 0.017356 | 0.017356 | 0.017356 | 0.017356 | 0.017356 | 0.017356 | 0.017356 | 0.017356 | 0.017356 | 0.017356 | 0.017356 | 0.017356
F1_Commercial_School_Existing_Water Heating_Natural Gas_Water Heater_E2 | F1 | Commercial | School | Existing | Water Heating | Natural Gas | Water Heater | E2 | RVT - Cost of Equipment | 0.019444 | 0.019444 | 0.019444 | 0.019444 | 0.019444 | 0.019444 | 0.019444 | 0.019444 | 0.019444 | 0.019444 | 0.019444 | 0.019444 | 0.019444 | 0.019444 | 0.019444 | 0.019444 | 0.019444 | 0.019444 | 0.019444 | 0.019444 | 0.019444 | 0.019444 | 0.019444 | 0.019444 | 0.019444 | 0.019444 | 0.019444
F1_Commercial_School_Existing_Water Heating_Natural Gas_Water Heater_E3 | F1 | Commercial | School | Existing | Water Heating | Natural Gas | Water Heater | E3 | RVT - Cost of Equipment | 0.015338 | 0.015338 | 0.015338 | 0.015338 | 0.015338 | 0.015338 | 0.015338 | 0.015338 | 0.015338 | 0.015338 | 0.015338 | 0.015338 | 0.015338 | 0.015338 | 0.015338 | 0.015338 | 0.015338 | 0.015338 | 0.015338 | 0.015338 | 0.015338 | 0.015338 | 0.015338 | 0.015338 | 0.015338 | 0.015338 | 0.015338
F1_Commercial_School_Existing_Water Heating_Natural Gas_Water Heater_E4 | F1 | Commercial | School | Existing | Water Heating | Natural Gas | Water Heater | E4 | RVT - Cost of Equipment | 0 | 0 | 0.061994 | 0.061994 | 0.061994 | 0.061994 | 0.061994 | 0.061994 | 0.061994 | 0.061994 | 0.061994 | 0.061994 | 0.061994 | 0.061994 | 0.061994 | 0.061994 | 0.061994 | 0.061994 | 0.061994 | 0.061994 | 0.061994 | 0.061994 | 0.061994 | 0.061994 | 0.061994 | 0.061994 | 0.061994
F1_Commercial_School_Existing_Water Heating_Natural Gas_Water Heater_E5 | F1 | Commercial | School | Existing | Water Heating | Natural Gas | Water Heater | E5 | RVT - Cost of Equipment | 0 | 0 | 0 | 0 | 0 | 0 | 0 | 0 | 0 | 0 | 0 | 0 | 0 | 0 | 0 | 0 | 0 | 0 | 0 | 0 | 0 | 0 | 0 | 0 | 0 | 0 | 0
F1_Commercial_School_Existing_Water Heating_Natural Gas_Water Heater_E6 | F1 | Commercial | School | Existing | Water Heating | Natural Gas | Water Heater | E6 | RVT - Cost of Equipment | 0 | 0 | 0 | 0 | 0 | 0 | 0 | 0 | 0 | 0 | 0 | 0 | 0 | 0 | 0 | 0 | 0 | 0 | 0 | 0 | 0 | 0 | 0 | 0 | 0 | 0 | 0
F1_Commercial_School_Existing_Water Heating_Natural Gas_Water Heater_E7 | F1 | Commercial | School | Existing | Water Heating | Natural Gas | Water Heater | E7 | RVT - Cost of Equipment | 0 | 0 | 0 | 0 | 0 | 0 | 0 | 0 | 0 | 0 | 0 | 0 | 0 | 0 | 0 | 0 | 0 | 0 | 0 | 0 | 0 | 0 | 0 | 0 | 0 | 0 | 0
F1_Commercial_School_Existing_Water Heating_Natural Gas_Water Heater_E8 | F1 | Commercial | School | Existing | Water Heating | Natural Gas | Water Heater | E8 | RVT - Cost of Equipment | 0 | 0 | 0 | 0 | 0 | 0 | 0 | 0 | 0 | 0 | 0 | 0 | 0 | 0 | 0 | 0 | 0 | 0 | 0 | 0 | 0 | 0 | 0 | 0 | 0 | 0 | 0
F1_Commercial_School_Existing_Water Heating_Natural Gas_Water Heater_E9 | F1 | Commercial | School | Existing | Water Heating | Natural Gas | Water Heater | E9 | RVT - Cost of Equipment | 0 | 0 | 0 | 0 | 0 | 0 | 0 | 0 | 0 | 0 | 0 | 0 | 0 | 0 | 0 | 0 | 0 | 0 | 0 | 0 | 0 | 0 | 0 | 0 | 0 | 0 | 0
F1_Commercial_School_Existing_Water Heating_Natural Gas_Water Heater_E10 | F1 | Commercial | School | Existing | Water Heating | Natural Gas | Water Heater | E10 | RVT - Cost of Equipment | 0 | 0 | 0 | 0 | 0 | 0 | 0 | 0 | 0 | 0 | 0 | 0 | 0 | 0 | 0 | 0 | 0 | 0 | 0 | 0 | 0 | 0 | 0 | 0 | 0 | 0 | 0
F2_Commercial_School_Existing_Water Heating_Natural Gas_Water Heater_E1 | F2 | Commercial | School | Existing | Water Heating | Natural Gas | Water Heater | E1 | RVT - Cost of Operation | 0 | 0 | 0 | 0 | 0 | 0 | 0 | 0 | 0 | 0 | 0 | 0 | 0 | 0 | 0 | 0 | 0 | 0 | 0 | 0 | 0 | 0 | 0 | 0 | 0 | 0 | 0
F2_Commercial_School_Existing_Water Heating_Natural Gas_Water Heater_E2 | F2 | Commercial | School | Existing | Water Heating | Natural Gas | Water Heater | E2 | RVT - Cost of Operation | 0 | 0 | 0 | 0 | 0 | 0 | 0 | 0 | 0 | 0 | 0 | 0 | 0 | 0 | 0 | 0 | 0 | 0 | 0 | 0 | 0 | 0 | 0 | 0 | 0 | 0 | 0
F2_Commercial_School_Existing_Water Heating_Natural Gas_Water Heater_E3 | F2 | Commercial | School | Existing | Water Heating | Natural Gas | Water Heater | E3 | RVT - Cost of Operation | 0 | 0 | 0 | 0 | 0 | 0 | 0 | 0 | 0 | 0 | 0 | 0 | 0 | 0 | 0 | 0 | 0 | 0 | 0 | 0 | 0 | 0 | 0 | 0 | 0 | 0 | 0
F2_Commercial_School_Existing_Water Heating_Natural Gas_Water Heater_E4 | F2 | Commercial | School | Existing | Water Heating | Natural Gas | Water Heater | E4 | RVT - Cost of Operation | 0 | 0 | 0 | 0 | 0 | 0 | 0 | 0 | 0 | 0 | 0 | 0 | 0 | 0 | 0 | 0 | 0 | 0 | 0 | 0 | 0 | 0 | 0 | 0 | 0 | 0 | 0
F2_Commercial_School_Existing_Water Heating_Natural Gas_Water Heater_E5 | F2 | Commercial | School | Existing | Water Heating | Natural Gas | Water Heater | E5 | RVT - Cost of Operation | 0 | 0 | 0 | 0 | 0 | 0 | 0 | 0 | 0 | 0 | 0 | 0 | 0 | 0 | 0 | 0 | 0 | 0 | 0 | 0 | 0 | 0 | 0 | 0 | 0 | 0 | 0
F2_Commercial_School_Existing_Water Heating_Natural Gas_Water Heater_E6 | F2 | Commercial | School | Existing | Water Heating | Natural Gas | Water Heater | E6 | RVT - Cost of Operation | 0 | 0 | 0 | 0 | 0 | 0 | 0 | 0 | 0 | 0 | 0 | 0 | 0 | 0 | 0 | 0 | 0 | 0 | 0 | 0 | 0 | 0 | 0 | 0 | 0 | 0 | 0
F2_Commercial_School_Existing_Water Heating_Natural Gas_Water Heater_E7 | F2 | Commercial | School | Existing | Water Heating | Natural Gas | Water Heater | E7 | RVT - Cost of Operation | 0 | 0 | 0 | 0 | 0 | 0 | 0 | 0 | 0 | 0 | 0 | 0 | 0 | 0 | 0 | 0 | 0 | 0 | 0 | 0 | 0 | 0 | 0 | 0 | 0 | 0 | 0
F2_Commercial_School_Existing_Water Heating_Natural Gas_Water Heater_E8 | F2 | Commercial | School | Existing | Water Heating | Natural Gas | Water Heater | E8 | RVT - Cost of Operation | 0 | 0 | 0 | 0 | 0 | 0 | 0 | 0 | 0 | 0 | 0 | 0 | 0 | 0 | 0 | 0 | 0 | 0 | 0 | 0 | 0 | 0 | 0 | 0 | 0 | 0 | 0
F2_Commercial_School_Existing_Water Heating_Natural Gas_Water Heater_E9 | F2 | Commercial | School | Existing | Water Heating | Natural Gas | Water Heater | E9 | RVT - Cost of Operation | 0 | 0 | 0 | 0 | 0 | 0 | 0 | 0 | 0 | 0 | 0 | 0 | 0 | 0 | 0 | 0 | 0 | 0 | 0 | 0 | 0 | 0 | 0 | 0 | 0 | 0 | 0
F2_Commercial_School_Existing_Water Heating_Natural Gas_Water Heater_E10 | F2 | Commercial | School | Existing | Water Heating | Natural Gas | Water Heater | E10 | RVT - Cost of Operation | 0 | 0 | 0 | 0 | 0 | 0 | 0 | 0 | 0 | 0 | 0 | 0 | 0 | 0 | 0 | 0 | 0 | 0 | 0 | 0 | 0 | 0 | 0 | 0 | 0 | 0 | 0
F3_Commercial_School_Existing_Water Heating_Natural Gas_Water Heater_E1 | F3 | Commercial | School | Existing | Water Heating | Natural Gas | Water Heater | E1 | System - kBTUs of Consumption | 13.9556 | 13.9556 | 13.9556 | 13.9556 | 13.9556 | 13.9556 | 13.9556 | 13.9556 | 13.9556 | 13.9556 | 13.9556 | 13.9556 | 13.9556 | 13.9556 | 13.9556 | 13.9556 | 13.9556 | 13.9556 | 13.9556 | 13.9556 | 13.9556 | 13.9556 | 13.9556 | 13.9556 | 13.9556 | 13.9556 | 13.9556
F3_Commercial_School_Existing_Water Heating_Natural Gas_Water Heater_E2 | F3 | Commercial | School | Existing | Water Heating | Natural Gas | Water Heater | E2 | System - kBTUs of Consumption | 12.7927 | 12.7927 | 12.7927 | 12.7927 | 12.7927 | 12.7927 | 12.7927 | 12.7927 | 12.7927 | 12.7927 | 12.7927 | 12.7927 | 12.7927 | 12.7927 | 12.7927 | 12.7927 | 12.7927 | 12.7927 | 12.7927 | 12.7927 | 12.7927 | 12.7927 | 12.7927 | 12.7927 | 12.7927 | 12.7927 | 12.7927
F3_Commercial_School_Existing_Water Heating_Natural Gas_Water Heater_E3 | F3 | Commercial | School | Existing | Water Heating | Natural Gas | Water Heater | E3 | System - kBTUs of Consumption | 12.5316 | 12.5316 | 12.5316 | 12.5316 | 12.5316 | 12.5316 | 12.5316 | 12.5316 | 12.5316 | 12.5316 | 12.5316 | 12.5316 | 12.5316 | 12.5316 | 12.5316 | 12.5316 | 12.5316 | 12.5316 | 12.5316 | 12.5316 | 12.5316 | 12.5316 | 12.5316 | 12.5316 | 12.5316 | 12.5316 | 12.5316
F3_Commercial_School_Existing_Water Heating_Natural Gas_Water Heater_E4 | F3 | Commercial | School | Existing | Water Heating | Natural Gas | Water Heater | E4 | System - kBTUs of Consumption | 0 | 0 | 11.5858 | 11.5858 | 11.5858 | 11.5858 | 11.5858 | 11.5858 | 11.5858 | 11.5858 | 11.5858 | 11.5858 | 11.5858 | 11.5858 | 11.5858 | 11.5858 | 11.5858 | 11.5858 | 11.5858 | 11.5858 | 11.5858 | 11.5858 | 11.5858 | 11.5858 | 11.5858 | 11.5858 | 11.5858
F3_Commercial_School_Existing_Water Heating_Natural Gas_Water Heater_E5 | F3 | Commercial | School | Existing | Water Heating | Natural Gas | Water Heater | E5 | System - kBTUs of Consumption | 0 | 0 | 0 | 0 | 0 | 0 | 0 | 0 | 0 | 0 | 0 | 0 | 0 | 0 | 0 | 0 | 0 | 0 | 0 | 0 | 0 | 0 | 0 | 0 | 0 | 0 | 0
F3_Commercial_School_Existing_Water Heating_Natural Gas_Water Heater_E6 | F3 | Commercial | School | Existing | Water Heating | Natural Gas | Water Heater | E6 | System - kBTUs of Consumption | 0 | 0 | 0 | 0 | 0 | 0 | 0 | 0 | 0 | 0 | 0 | 0 | 0 | 0 | 0 | 0 | 0 | 0 | 0 | 0 | 0 | 0 | 0 | 0 | 0 | 0 | 0
F3_Commercial_School_Existing_Water Heating_Natural Gas_Water Heater_E7 | F3 | Commercial | School | Existing | Water Heating | Natural Gas | Water Heater | E7 | System - kBTUs of Consumption | 0 | 0 | 0 | 0 | 0 | 0 | 0 | 0 | 0 | 0 | 0 | 0 | 0 | 0 | 0 | 0 | 0 | 0 | 0 | 0 | 0 | 0 | 0 | 0 | 0 | 0 | 0
F3_Commercial_School_Existing_Water Heating_Natural Gas_Water Heater_E8 | F3 | Commercial | School | Existing | Water Heating | Natural Gas | Water Heater | E8 | System - kBTUs of Consumption | 0 | 0 | 0 | 0 | 0 | 0 | 0 | 0 | 0 | 0 | 0 | 0 | 0 | 0 | 0 | 0 | 0 | 0 | 0 | 0 | 0 | 0 | 0 | 0 | 0 | 0 | 0
F3_Commercial_School_Existing_Water Heating_Natural Gas_Water Heater_E9 | F3 | Commercial | School | Existing | Water Heating | Natural Gas | Water Heater | E9 | System - kBTUs of Consumption | 0 | 0 | 0 | 0 | 0 | 0 | 0 | 0 | 0 | 0 | 0 | 0 | 0 | 0 | 0 | 0 | 0 | 0 | 0 | 0 | 0 | 0 | 0 | 0 | 0 | 0 | 0
F3_Commercial_School_Existing_Water Heating_Natural Gas_Water Heater_E10 | F3 | Commercial | School | Existing | Water Heating | Natural Gas | Water Heater | E10 | System - kBTUs of Consumption | 0 | 0 | 0 | 0 | 0 | 0 | 0 | 0 | 0 | 0 | 0 | 0 | 0 | 0 | 0 | 0 | 0 | 0 | 0 | 0 | 0 | 0 | 0 | 0 | 0 | 0 | 0
F4_Commercial_School_Existing_Water Heating_Natural Gas_Water Heater_E1 | F4 | Commercial | School | Existing | Water Heating | Natural Gas | Water Heater | E1 | Utility - Cost of Equipment | 0.017356 | 0.017356 | 0.017356 | 0.017356 | 0.017356 | 0.017356 | 0.017356 | 0.017356 | 0.017356 | 0.017356 | 0.017356 | 0.017356 | 0.017356 | 0.017356 | 0.017356 | 0.017356 | 0.017356 | 0.017356 | 0.017356 | 0.017356 | 0.017356 | 0.017356 | 0.017356 | 0.017356 | 0.017356 | 0.017356 | 0.017356
F4_Commercial_School_Existing_Water Heating_Natural Gas_Water Heater_E2 | F4 | Commercial | School | Existing | Water Heating | Natural Gas | Water Heater | E2 | Utility - Cost of Equipment | 0.019444 | 0.019444 | 0.019444 | 0.019444 | 0.019444 | 0.019444 | 0.019444 | 0.019444 | 0.019444 | 0.019444 | 0.019444 | 0.019444 | 0.019444 | 0.019444 | 0.019444 | 0.019444 | 0.019444 | 0.019444 | 0.019444 | 0.019444 | 0.019444 | 0.019444 | 0.019444 | 0.019444 | 0.019444 | 0.019444 | 0.019444
F4_Commercial_School_Existing_Water Heating_Natural Gas_Water Heater_E3 | F4 | Commercial | School | Existing | Water Heating | Natural Gas | Water Heater | E3 | Utility - Cost of Equipment | 0.015338 | 0.015338 | 0.015338 | 0.015338 | 0.015338 | 0.015338 | 0.015338 | 0.015338 | 0.015338 | 0.015338 | 0.015338 | 0.015338 | 0.015338 | 0.015338 | 0.015338 | 0.015338 | 0.015338 | 0.015338 | 0.015338 | 0.015338 | 0.015338 | 0.015338 | 0.015338 | 0.015338 | 0.015338 | 0.015338 | 0.015338
F4_Commercial_School_Existing_Water Heating_Natural Gas_Water Heater_E4 | F4 | Commercial | School | Existing | Water Heating | Natural Gas | Water Heater | E4 | Utility - Cost of Equipment | 0 | 0 | 0.061994 | 0.061994 | 0.061994 | 0.061994 | 0.061994 | 0.061994 | 0.061994 | 0.061994 | 0.061994 | 0.061994 | 0.061994 | 0.061994 | 0.061994 | 0.061994 | 0.061994 | 0.061994 | 0.061994 | 0.061994 | 0.061994 | 0.061994 | 0.061994 | 0.061994 | 0.061994 | 0.061994 | 0.061994
F4_Commercial_School_Existing_Water Heating_Natural Gas_Water Heater_E5 | F4 | Commercial | School | Existing | Water Heating | Natural Gas | Water Heater | E5 | Utility - Cost of Equipment | 0 | 0 | 0 | 0 | 0 | 0 | 0 | 0 | 0 | 0 | 0 | 0 | 0 | 0 | 0 | 0 | 0 | 0 | 0 | 0 | 0 | 0 | 0 | 0 | 0 | 0 | 0
F4_Commercial_School_Existing_Water Heating_Natural Gas_Water Heater_E6 | F4 | Commercial | School | Existing | Water Heating | Natural Gas | Water Heater | E6 | Utility - Cost of Equipment | 0 | 0 | 0 | 0 | 0 | 0 | 0 | 0 | 0 | 0 | 0 | 0 | 0 | 0 | 0 | 0 | 0 | 0 | 0 | 0 | 0 | 0 | 0 | 0 | 0 | 0 | 0
F4_Commercial_School_Existing_Water Heating_Natural Gas_Water Heater_E7 | F4 | Commercial | School | Existing | Water Heating | Natural Gas | Water Heater | E7 | Utility - Cost of Equipment | 0 | 0 | 0 | 0 | 0 | 0 | 0 | 0 | 0 | 0 | 0 | 0 | 0 | 0 | 0 | 0 | 0 | 0 | 0 | 0 | 0 | 0 | 0 | 0 | 0 | 0 | 0
F4_Commercial_School_Existing_Water Heating_Natural Gas_Water Heater_E8 | F4 | Commercial | School | Existing | Water Heating | Natural Gas | Water Heater | E8 | Utility - Cost of Equipment | 0 | 0 | 0 | 0 | 0 | 0 | 0 | 0 | 0 | 0 | 0 | 0 | 0 | 0 | 0 | 0 | 0 | 0 | 0 | 0 | 0 | 0 | 0 | 0 | 0 | 0 | 0
F4_Commercial_School_Existing_Water Heating_Natural Gas_Water Heater_E9 | F4 | Commercial | School | Existing | Water Heating | Natural Gas | Water Heater | E9 | Utility - Cost of Equipment | 0 | 0 | 0 | 0 | 0 | 0 | 0 | 0 | 0 | 0 | 0 | 0 | 0 | 0 | 0 | 0 | 0 | 0 | 0 | 0 | 0 | 0 | 0 | 0 | 0 | 0 | 0
F4_Commercial_School_Existing_Water Heating_Natural Gas_Water Heater_E10 | F4 | Commercial | School | Existing | Water Heating | Natural Gas | Water Heater | E10 | Utility - Cost of Equipment | 0 | 0 | 0 | 0 | 0 | 0 | 0 | 0 | 0 | 0 | 0 | 0 | 0 | 0 | 0 | 0 | 0 | 0 | 0 | 0 | 0 | 0 | 0 | 0 | 0 | 0 | 0
F5_Commercial_School_Existing_Water Heating_Natural Gas_Water Heater_E1 | F5 | Commercial | School | Existing | Water Heating | Natural Gas | Water Heater | E1 | Utility - Cost of Operation | 0.19178 | 0.18901 | 0.18631 | 0.18369 | 0.18372 | 0.18546 | 0.18828 | 0.19171 | 0.1954 | 0.19918 | 0.20291 | 0.20622 | 0.20875 | 0.20982 | 0.20932 | 0.20727 | 0.20382 | 0.1993 | 0.19392 | 0.18755 | 0.18009 | 0.1715 | 0.16388 | 0.15895 | 0.15682 | 0.15759 | 0.15836
F5_Commercial_School_Existing_Water Heating_Natural Gas_Water Heater_E2 | F5 | Commercial | School | Existing | Water Heating | Natural Gas | Water Heater | E2 | Utility - Cost of Operation | 0.17579 | 0.17326 | 0.17078 | 0.16839 | 0.16841 | 0.17 | 0.17259 | 0.17573 | 0.17912 | 0.18258 | 0.186 | 0.18904 | 0.19135 | 0.19233 | 0.19188 | 0.19 | 0.18683 | 0.18269 | 0.17776 | 0.17192 | 0.16508 | 0.15721 | 0.15022 | 0.1457 | 0.14375 | 0.14445 | 0.14516
F5_Commercial_School_Existing_Water Heating_Natural Gas_Water Heater_E3 | F5 | Commercial | School | Existing | Water Heating | Natural Gas | Water Heater | E3 | Utility - Cost of Operation | 0.17221 | 0.16972 | 0.1673 | 0.16495 | 0.16497 | 0.16654 | 0.16907 | 0.17214 | 0.17546 | 0.17885 | 0.18221 | 0.18518 | 0.18745 | 0.18841 | 0.18796 | 0.18612 | 0.18302 | 0.17896 | 0.17413 | 0.16841 | 0.16171 | 0.154 | 0.14716 | 0.14273 | 0.14081 | 0.1415 | 0.1422
F5_Commercial_School_Existing_Water Heating_Natural Gas_Water Heater_E4 | F5 | Commercial | School | Existing | Water Heating | Natural Gas | Water Heater | E4 | Utility - Cost of Operation | 0 | 0 | 0.1561 | 0.1548 | 0.15535 | 0.15711 | 0.15958 | 0.16226 | 0.16478 | 0.16682 | 0.16833 | 0.1692 | 0.16934 | 0.16861 | 0.16718 | 0.16517 | 0.16263 | 0.15958 | 0.15593 | 0.15159 | 0.14649 | 0.14061 | 0.1354 | 0.13207 | 0.13068 | 0.13132 | 0.13197
F5_Commercial_School_Existing_Water Heating_Natural Gas_Water Heater_E5 | F5 | Commercial | School | Existing | Water Heating | Natural Gas | Water Heater | E5 | Utility - Cost of Operation | 0 | 0 | 0 | 0 | 0 | 0 | 0 | 0 | 0 | 0 | 0 | 0 | 0 | 0 | 0 | 0 | 0 | 0 | 0 | 0 | 0 | 0 | 0 | 0 | 0 | 0 | 0
F5_Commercial_School_Existing_Water Heating_Natural Gas_Water Heater_E6 | F5 | Commercial | School | Existing | Water Heating | Natural Gas | Water Heater | E6 | Utility - Cost of Operation | 0 | 0 | 0 | 0 | 0 | 0 | 0 | 0 | 0 | 0 | 0 | 0 | 0 | 0 | 0 | 0 | 0 | 0 | 0 | 0 | 0 | 0 | 0 | 0 | 0 | 0 | 0
F5_Commercial_School_Existing_Water Heating_Natural Gas_Water Heater_E7 | F5 | Commercial | School | Existing | Water Heating | Natural Gas | Water Heater | E7 | Utility - Cost of Operation | 0 | 0 | 0 | 0 | 0 | 0 | 0 | 0 | 0 | 0 | 0 | 0 | 0 | 0 | 0 | 0 | 0 | 0 | 0 | 0 | 0 | 0 | 0 | 0 | 0 | 0 | 0
F5_Commercial_School_Existing_Water Heating_Natural Gas_Water Heater_E8 | F5 | Commercial | School | Existing | Water Heating | Natural Gas | Water Heater | E8 | Utility - Cost of Operation | 0 | 0 | 0 | 0 | 0 | 0 | 0 | 0 | 0 | 0 | 0 | 0 | 0 | 0 | 0 | 0 | 0 | 0 | 0 | 0 | 0 | 0 | 0 | 0 | 0 | 0 | 0
F5_Commercial_School_Existing_Water Heating_Natural Gas_Water Heater_E9 | F5 | Commercial | School | Existing | Water Heating | Natural Gas | Water Heater | E9 | Utility - Cost of Operation | 0 | 0 | 0 | 0 | 0 | 0 | 0 | 0 | 0 | 0 | 0 | 0 | 0 | 0 | 0 | 0 | 0 | 0 | 0 | 0 | 0 | 0 | 0 | 0 | 0 | 0 | 0
F5_Commercial_School_Existing_Water Heating_Natural Gas_Water Heater_E10 | F5 | Commercial | School | Existing | Water Heating | Natural Gas | Water Heater | E10 | Utility - Cost of Operation | 0 | 0 | 0 | 0 | 0 | 0 | 0 | 0 | 0 | 0 | 0 | 0 | 0 | 0 | 0 | 0 | 0 | 0 | 0 | 0 | 0 | 0 | 0 | 0 | 0 | 0 | 0
F6_Commercial_School_Existing_Water Heating_Natural Gas_Water Heater_E1 | F6 | Commercial | School | Existing | Water Heating | Natural Gas | Water Heater | E1 | Utility - Value of Sales | 0 | 0 | 0 | 0 | 0 | 0 | 0 | 0 | 0 | 0 | 0 | 0 | 0 | 0 | 0 | 0 | 0 | 0 | 0 | 0 | 0 | 0 | 0 | 0 | 0 | 0 | 0
F6_Commercial_School_Existing_Water Heating_Natural Gas_Water Heater_E2 | F6 | Commercial | School | Existing | Water Heating | Natural Gas | Water Heater | E2 | Utility - Value of Sales | 0 | 0 | 0 | 0 | 0 | 0 | 0 | 0 | 0 | 0 | 0 | 0 | 0 | 0 | 0 | 0 | 0 | 0 | 0 | 0 | 0 | 0 | 0 | 0 | 0 | 0 | 0
F6_Commercial_School_Existing_Water Heating_Natural Gas_Water Heater_E3 | F6 | Commercial | School | Existing | Water Heating | Natural Gas | Water Heater | E3 | Utility - Value of Sales | 0 | 0 | 0 | 0 | 0 | 0 | 0 | 0 | 0 | 0 | 0 | 0 | 0 | 0 | 0 | 0 | 0 | 0 | 0 | 0 | 0 | 0 | 0 | 0 | 0 | 0 | 0
F6_Commercial_School_Existing_Water Heating_Natural Gas_Water Heater_E4 | F6 | Commercial | School | Existing | Water Heating | Natural Gas | Water Heater | E4 | Utility - Value of Sales | 0 | 0 | 0 | 0 | 0 | 0 | 0 | 0 | 0 | 0 | 0 | 0 | 0 | 0 | 0 | 0 | 0 | 0 | 0 | 0 | 0 | 0 | 0 | 0 | 0 | 0 | 0
F6_Commercial_School_Existing_Water Heating_Natural Gas_Water Heater_E5 | F6 | Commercial | School | Existing | Water Heating | Natural Gas | Water Heater | E5 | Utility - Value of Sales | 0 | 0 | 0 | 0 | 0 | 0 | 0 | 0 | 0 | 0 | 0 | 0 | 0 | 0 | 0 | 0 | 0 | 0 | 0 | 0 | 0 | 0 | 0 | 0 | 0 | 0 | 0
F6_Commercial_School_Existing_Water Heating_Natural Gas_Water Heater_E6 | F6 | Commercial | School | Existing | Water Heating | Natural Gas | Water Heater | E6 | Utility - Value of Sales | 0 | 0 | 0 | 0 | 0 | 0 | 0 | 0 | 0 | 0 | 0 | 0 | 0 | 0 | 0 | 0 | 0 | 0 | 0 | 0 | 0 | 0 | 0 | 0 | 0 | 0 | 0
F6_Commercial_School_Existing_Water Heating_Natural Gas_Water Heater_E7 | F6 | Commercial | School | Existing | Water Heating | Natural Gas | Water Heater | E7 | Utility - Value of Sales | 0 | 0 | 0 | 0 | 0 | 0 | 0 | 0 | 0 | 0 | 0 | 0 | 0 | 0 | 0 | 0 | 0 | 0 | 0 | 0 | 0 | 0 | 0 | 0 | 0 | 0 | 0
F6_Commercial_School_Existing_Water Heating_Natural Gas_Water Heater_E8 | F6 | Commercial | School | Existing | Water Heating | Natural Gas | Water Heater | E8 | Utility - Value of Sales | 0 | 0 | 0 | 0 | 0 | 0 | 0 | 0 | 0 | 0 | 0 | 0 | 0 | 0 | 0 | 0 | 0 | 0 | 0 | 0 | 0 | 0 | 0 | 0 | 0 | 0 | 0
F6_Commercial_School_Existing_Water Heating_Natural Gas_Water Heater_E9 | F6 | Commercial | School | Existing | Water Heating | Natural Gas | Water Heater | E9 | Utility - Value of Sales | 0 | 0 | 0 | 0 | 0 | 0 | 0 | 0 | 0 | 0 | 0 | 0 | 0 | 0 | 0 | 0 | 0 | 0 | 0 | 0 | 0 | 0 | 0 | 0 | 0 | 0 | 0
F6_Commercial_School_Existing_Water Heating_Natural Gas_Water Heater_E10 | F6 | Commercial | School | Existing | Water Heating | Natural Gas | Water Heater | E10 | Utility - Value of Sales | 0 | 0 | 0 | 0 | 0 | 0 | 0 | 0 | 0 | 0 | 0 | 0 | 0 | 0 | 0 | 0 | 0 | 0 | 0 | 0 | 0 | 0 | 0 | 0 | 0 | 0 | 0
F1_Commercial_School_Existing_Food Preparation_Natural Gas_Oven_E1 | F1 | Commercial | School | Existing | Food Preparation | Natural Gas | Oven | E1 | RVT - Cost of Equipment | 0.022679 | 0.022679 | 0.022679 | 0.022679 | 0.022679 | 0.022679 | 0.022679 | 0.022679 | 0.022679 | 0.022679 | 0.022679 | 0.022679 | 0.022679 | 0.022679 | 0.022679 | 0.022679 | 0.022679 | 0.022679 | 0.022679 | 0.022679 | 0.022679 | 0.022679 | 0.022679 | 0.022679 | 0.022679 | 0.022679 | 0.022679
F1_Commercial_School_Existing_Food Preparation_Natural Gas_Oven_E2 | F1 | Commercial | School | Existing | Food Preparation | Natural Gas | Oven | E2 | RVT - Cost of Equipment | 0.023891 | 0.023891 | 0.023891 | 0.023891 | 0.023891 | 0.023891 | 0.023891 | 0.023891 | 0.023891 | 0.023891 | 0.023891 | 0.023891 | 0.023891 | 0.023891 | 0.023891 | 0.023891 | 0.023891 | 0.023891 | 0.023891 | 0.023891 | 0.023891 | 0.023891 | 0.023891 | 0.023891 | 0.023891 | 0.023891 | 0.023891
F1_Commercial_School_Existing_Food Preparation_Natural Gas_Oven_E3 | F1 | Commercial | School | Existing | Food Preparation | Natural Gas | Oven | E3 | RVT - Cost of Equipment | 0 | 0 | 0 | 0 | 0 | 0 | 0 | 0 | 0 | 0 | 0 | 0 | 0 | 0 | 0 | 0 | 0 | 0 | 0 | 0 | 0 | 0 | 0 | 0 | 0 | 0 | 0
F1_Commercial_School_Existing_Food Preparation_Natural Gas_Oven_E4 | F1 | Commercial | School | Existing | Food Preparation | Natural Gas | Oven | E4 | RVT - Cost of Equipment | 0 | 0 | 0 | 0 | 0 | 0 | 0 | 0 | 0 | 0 | 0 | 0 | 0 | 0 | 0 | 0 | 0 | 0 | 0 | 0 | 0 | 0 | 0 | 0 | 0 | 0 | 0
F1_Commercial_School_Existing_Food Preparation_Natural Gas_Oven_E5 | F1 | Commercial | School | Existing | Food Preparation | Natural Gas | Oven | E5 | RVT - Cost of Equipment | 0 | 0 | 0 | 0 | 0 | 0 | 0 | 0 | 0 | 0 | 0 | 0 | 0 | 0 | 0 | 0 | 0 | 0 | 0 | 0 | 0 | 0 | 0 | 0 | 0 | 0 | 0
F1_Commercial_School_Existing_Food Preparation_Natural Gas_Oven_E6 | F1 | Commercial | School | Existing | Food Preparation | Natural Gas | Oven | E6 | RVT - Cost of Equipment | 0 | 0 | 0 | 0 | 0 | 0 | 0 | 0 | 0 | 0 | 0 | 0 | 0 | 0 | 0 | 0 | 0 | 0 | 0 | 0 | 0 | 0 | 0 | 0 | 0 | 0 | 0
F1_Commercial_School_Existing_Food Preparation_Natural Gas_Oven_E7 | F1 | Commercial | School | Existing | Food Preparation | Natural Gas | Oven | E7 | RVT - Cost of Equipment | 0 | 0 | 0 | 0 | 0 | 0 | 0 | 0 | 0 | 0 | 0 | 0 | 0 | 0 | 0 | 0 | 0 | 0 | 0 | 0 | 0 | 0 | 0 | 0 | 0 | 0 | 0
F1_Commercial_School_Existing_Food Preparation_Natural Gas_Oven_E8 | F1 | Commercial | School | Existing | Food Preparation | Natural Gas | Oven | E8 | RVT - Cost of Equipment | 0 | 0 | 0 | 0 | 0 | 0 | 0 | 0 | 0 | 0 | 0 | 0 | 0 | 0 | 0 | 0 | 0 | 0 | 0 | 0 | 0 | 0 | 0 | 0 | 0 | 0 | 0
F1_Commercial_School_Existing_Food Preparation_Natural Gas_Oven_E9 | F1 | Commercial | School | Existing | Food Preparation | Natural Gas | Oven | E9 | RVT - Cost of Equipment | 0 | 0 | 0 | 0 | 0 | 0 | 0 | 0 | 0 | 0 | 0 | 0 | 0 | 0 | 0 | 0 | 0 | 0 | 0 | 0 | 0 | 0 | 0 | 0 | 0 | 0 | 0
F1_Commercial_School_Existing_Food Preparation_Natural Gas_Oven_E10 | F1 | Commercial | School | Existing | Food Preparation | Natural Gas | Oven | E10 | RVT - Cost of Equipment | 0 | 0 | 0 | 0 | 0 | 0 | 0 | 0 | 0 | 0 | 0 | 0 | 0 | 0 | 0 | 0 | 0 | 0 | 0 | 0 | 0 | 0 | 0 | 0 | 0 | 0 | 0
F2_Commercial_School_Existing_Food Preparation_Natural Gas_Oven_E1 | F2 | Commercial | School | Existing | Food Preparation | Natural Gas | Oven | E1 | RVT - Cost of Operation | 0 | 0 | 0 | 0 | 0 | 0 | 0 | 0 | 0 | 0 | 0 | 0 | 0 | 0 | 0 | 0 | 0 | 0 | 0 | 0 | 0 | 0 | 0 | 0 | 0 | 0 | 0
F2_Commercial_School_Existing_Food Preparation_Natural Gas_Oven_E2 | F2 | Commercial | School | Existing | Food Preparation | Natural Gas | Oven | E2 | RVT - Cost of Operation | 0 | 0 | 0 | 0 | 0 | 0 | 0 | 0 | 0 | 0 | 0 | 0 | 0 | 0 | 0 | 0 | 0 | 0 | 0 | 0 | 0 | 0 | 0 | 0 | 0 | 0 | 0
F2_Commercial_School_Existing_Food Preparation_Natural Gas_Oven_E3 | F2 | Commercial | School | Existing | Food Preparation | Natural Gas | Oven | E3 | RVT - Cost of Operation | 0 | 0 | 0 | 0 | 0 | 0 | 0 | 0 | 0 | 0 | 0 | 0 | 0 | 0 | 0 | 0 | 0 | 0 | 0 | 0 | 0 | 0 | 0 | 0 | 0 | 0 | 0
F2_Commercial_School_Existing_Food Preparation_Natural Gas_Oven_E4 | F2 | Commercial | School | Existing | Food Preparation | Natural Gas | Oven | E4 | RVT - Cost of Operation | 0 | 0 | 0 | 0 | 0 | 0 | 0 | 0 | 0 | 0 | 0 | 0 | 0 | 0 | 0 | 0 | 0 | 0 | 0 | 0 | 0 | 0 | 0 | 0 | 0 | 0 | 0
F2_Commercial_School_Existing_Food Preparation_Natural Gas_Oven_E5 | F2 | Commercial | School | Existing | Food Preparation | Natural Gas | Oven | E5 | RVT - Cost of Operation | 0 | 0 | 0 | 0 | 0 | 0 | 0 | 0 | 0 | 0 | 0 | 0 | 0 | 0 | 0 | 0 | 0 | 0 | 0 | 0 | 0 | 0 | 0 | 0 | 0 | 0 | 0
F2_Commercial_School_Existing_Food Preparation_Natural Gas_Oven_E6 | F2 | Commercial | School | Existing | Food Preparation | Natural Gas | Oven | E6 | RVT - Cost of Operation | 0 | 0 | 0 | 0 | 0 | 0 | 0 | 0 | 0 | 0 | 0 | 0 | 0 | 0 | 0 | 0 | 0 | 0 | 0 | 0 | 0 | 0 | 0 | 0 | 0 | 0 | 0
F2_Commercial_School_Existing_Food Preparation_Natural Gas_Oven_E7 | F2 | Commercial | School | Existing | Food Preparation | Natural Gas | Oven | E7 | RVT - Cost of Operation | 0 | 0 | 0 | 0 | 0 | 0 | 0 | 0 | 0 | 0 | 0 | 0 | 0 | 0 | 0 | 0 | 0 | 0 | 0 | 0 | 0 | 0 | 0 | 0 | 0 | 0 | 0
F2_Commercial_School_Existing_Food Preparation_Natural Gas_Oven_E8 | F2 | Commercial | School | Existing | Food Preparation | Natural Gas | Oven | E8 | RVT - Cost of Operation | 0 | 0 | 0 | 0 | 0 | 0 | 0 | 0 | 0 | 0 | 0 | 0 | 0 | 0 | 0 | 0 | 0 | 0 | 0 | 0 | 0 | 0 | 0 | 0 | 0 | 0 | 0
F2_Commercial_School_Existing_Food Preparation_Natural Gas_Oven_E9 | F2 | Commercial | School | Existing | Food Preparation | Natural Gas | Oven | E9 | RVT - Cost of Operation | 0 | 0 | 0 | 0 | 0 | 0 | 0 | 0 | 0 | 0 | 0 | 0 | 0 | 0 | 0 | 0 | 0 | 0 | 0 | 0 | 0 | 0 | 0 | 0 | 0 | 0 | 0
F2_Commercial_School_Existing_Food Preparation_Natural Gas_Oven_E10 | F2 | Commercial | School | Existing | Food Preparation | Natural Gas | Oven | E10 | RVT - Cost of Operation | 0 | 0 | 0 | 0 | 0 | 0 | 0 | 0 | 0 | 0 | 0 | 0 | 0 | 0 | 0 | 0 | 0 | 0 | 0 | 0 | 0 | 0 | 0 | 0 | 0 | 0 | 0
F3_Commercial_School_Existing_Food Preparation_Natural Gas_Oven_E1 | F3 | Commercial | School | Existing | Food Preparation | Natural Gas | Oven | E1 | System - kBTUs of Consumption | 1.8027 | 1.8027 | 1.8027 | 1.8027 | 1.8027 | 1.8027 | 1.8027 | 1.8027 | 1.8027 | 1.8027 | 1.8027 | 1.8027 | 1.8027 | 1.8027 | 1.8027 | 1.8027 | 1.8027 | 1.8027 | 1.8027 | 1.8027 | 1.8027 | 1.8027 | 1.8027 | 1.8027 | 1.8027 | 1.8027 | 1.8027
F3_Commercial_School_Existing_Food Preparation_Natural Gas_Oven_E2 | F3 | Commercial | School | Existing | Food Preparation | Natural Gas | Oven | E2 | System - kBTUs of Consumption | 1.5663 | 1.5663 | 1.5663 | 1.5663 | 1.5663 | 1.5663 | 1.5663 | 1.5663 | 1.5663 | 1.5663 | 1.5663 | 1.5663 | 1.5663 | 1.5663 | 1.5663 | 1.5663 | 1.5663 | 1.5663 | 1.5663 | 1.5663 | 1.5663 | 1.5663 | 1.5663 | 1.5663 | 1.5663 | 1.5663 | 1.5663
F3_Commercial_School_Existing_Food Preparation_Natural Gas_Oven_E3 | F3 | Commercial | School | Existing | Food Preparation | Natural Gas | Oven | E3 | System - kBTUs of Consumption | 0 | 0 | 0 | 0 | 0 | 0 | 0 | 0 | 0 | 0 | 0 | 0 | 0 | 0 | 0 | 0 | 0 | 0 | 0 | 0 | 0 | 0 | 0 | 0 | 0 | 0 | 0
F3_Commercial_School_Existing_Food Preparation_Natural Gas_Oven_E4 | F3 | Commercial | School | Existing | Food Preparation | Natural Gas | Oven | E4 | System - kBTUs of Consumption | 0 | 0 | 0 | 0 | 0 | 0 | 0 | 0 | 0 | 0 | 0 | 0 | 0 | 0 | 0 | 0 | 0 | 0 | 0 | 0 | 0 | 0 | 0 | 0 | 0 | 0 | 0
F3_Commercial_School_Existing_Food Preparation_Natural Gas_Oven_E5 | F3 | Commercial | School | Existing | Food Preparation | Natural Gas | Oven | E5 | System - kBTUs of Consumption | 0 | 0 | 0 | 0 | 0 | 0 | 0 | 0 | 0 | 0 | 0 | 0 | 0 | 0 | 0 | 0 | 0 | 0 | 0 | 0 | 0 | 0 | 0 | 0 | 0 | 0 | 0
F3_Commercial_School_Existing_Food Preparation_Natural Gas_Oven_E6 | F3 | Commercial | School | Existing | Food Preparation | Natural Gas | Oven | E6 | System - kBTUs of Consumption | 0 | 0 | 0 | 0 | 0 | 0 | 0 | 0 | 0 | 0 | 0 | 0 | 0 | 0 | 0 | 0 | 0 | 0 | 0 | 0 | 0 | 0 | 0 | 0 | 0 | 0 | 0
F3_Commercial_School_Existing_Food Preparation_Natural Gas_Oven_E7 | F3 | Commercial | School | Existing | Food Preparation | Natural Gas | Oven | E7 | System - kBTUs of Consumption | 0 | 0 | 0 | 0 | 0 | 0 | 0 | 0 | 0 | 0 | 0 | 0 | 0 | 0 | 0 | 0 | 0 | 0 | 0 | 0 | 0 | 0 | 0 | 0 | 0 | 0 | 0
F3_Commercial_School_Existing_Food Preparation_Natural Gas_Oven_E8 | F3 | Commercial | School | Existing | Food Preparation | Natural Gas | Oven | E8 | System - kBTUs of Consumption | 0 | 0 | 0 | 0 | 0 | 0 | 0 | 0 | 0 | 0 | 0 | 0 | 0 | 0 | 0 | 0 | 0 | 0 | 0 | 0 | 0 | 0 | 0 | 0 | 0 | 0 | 0
F3_Commercial_School_Existing_Food Preparation_Natural Gas_Oven_E9 | F3 | Commercial | School | Existing | Food Preparation | Natural Gas | Oven | E9 | System - kBTUs of Consumption | 0 | 0 | 0 | 0 | 0 | 0 | 0 | 0 | 0 | 0 | 0 | 0 | 0 | 0 | 0 | 0 | 0 | 0 | 0 | 0 | 0 | 0 | 0 | 0 | 0 | 0 | 0
F3_Commercial_School_Existing_Food Preparation_Natural Gas_Oven_E10 | F3 | Commercial | School | Existing | Food Preparation | Natural Gas | Oven | E10 | System - kBTUs of Consumption | 0 | 0 | 0 | 0 | 0 | 0 | 0 | 0 | 0 | 0 | 0 | 0 | 0 | 0 | 0 | 0 | 0 | 0 | 0 | 0 | 0 | 0 | 0 | 0 | 0 | 0 | 0
F4_Commercial_School_Existing_Food Preparation_Natural Gas_Oven_E1 | F4 | Commercial | School | Existing | Food Preparation | Natural Gas | Oven | E1 | Utility - Cost of Equipment | 0.022679 | 0.022679 | 0.022679 | 0.022679 | 0.022679 | 0.022679 | 0.022679 | 0.022679 | 0.022679 | 0.022679 | 0.022679 | 0.022679 | 0.022679 | 0.022679 | 0.022679 | 0.022679 | 0.022679 | 0.022679 | 0.022679 | 0.022679 | 0.022679 | 0.022679 | 0.022679 | 0.022679 | 0.022679 | 0.022679 | 0.022679
F4_Commercial_School_Existing_Food Preparation_Natural Gas_Oven_E2 | F4 | Commercial | School | Existing | Food Preparation | Natural Gas | Oven | E2 | Utility - Cost of Equipment | 0.023891 | 0.023891 | 0.023891 | 0.023891 | 0.023891 | 0.023891 | 0.023891 | 0.023891 | 0.023891 | 0.023891 | 0.023891 | 0.023891 | 0.023891 | 0.023891 | 0.023891 | 0.023891 | 0.023891 | 0.023891 | 0.023891 | 0.023891 | 0.023891 | 0.023891 | 0.023891 | 0.023891 | 0.023891 | 0.023891 | 0.023891
F4_Commercial_School_Existing_Food Preparation_Natural Gas_Oven_E3 | F4 | Commercial | School | Existing | Food Preparation | Natural Gas | Oven | E3 | Utility - Cost of Equipment | 0 | 0 | 0 | 0 | 0 | 0 | 0 | 0 | 0 | 0 | 0 | 0 | 0 | 0 | 0 | 0 | 0 | 0 | 0 | 0 | 0 | 0 | 0 | 0 | 0 | 0 | 0
F4_Commercial_School_Existing_Food Preparation_Natural Gas_Oven_E4 | F4 | Commercial | School | Existing | Food Preparation | Natural Gas | Oven | E4 | Utility - Cost of Equipment | 0 | 0 | 0 | 0 | 0 | 0 | 0 | 0 | 0 | 0 | 0 | 0 | 0 | 0 | 0 | 0 | 0 | 0 | 0 | 0 | 0 | 0 | 0 | 0 | 0 | 0 | 0
F4_Commercial_School_Existing_Food Preparation_Natural Gas_Oven_E5 | F4 | Commercial | School | Existing | Food Preparation | Natural Gas | Oven | E5 | Utility - Cost of Equipment | 0 | 0 | 0 | 0 | 0 | 0 | 0 | 0 | 0 | 0 | 0 | 0 | 0 | 0 | 0 | 0 | 0 | 0 | 0 | 0 | 0 | 0 | 0 | 0 | 0 | 0 | 0
F4_Commercial_School_Existing_Food Preparation_Natural Gas_Oven_E6 | F4 | Commercial | School | Existing | Food Preparation | Natural Gas | Oven | E6 | Utility - Cost of Equipment | 0 | 0 | 0 | 0 | 0 | 0 | 0 | 0 | 0 | 0 | 0 | 0 | 0 | 0 | 0 | 0 | 0 | 0 | 0 | 0 | 0 | 0 | 0 | 0 | 0 | 0 | 0
F4_Commercial_School_Existing_Food Preparation_Natural Gas_Oven_E7 | F4 | Commercial | School | Existing | Food Preparation | Natural Gas | Oven | E7 | Utility - Cost of Equipment | 0 | 0 | 0 | 0 | 0 | 0 | 0 | 0 | 0 | 0 | 0 | 0 | 0 | 0 | 0 | 0 | 0 | 0 | 0 | 0 | 0 | 0 | 0 | 0 | 0 | 0 | 0
F4_Commercial_School_Existing_Food Preparation_Natural Gas_Oven_E8 | F4 | Commercial | School | Existing | Food Preparation | Natural Gas | Oven | E8 | Utility - Cost of Equipment | 0 | 0 | 0 | 0 | 0 | 0 | 0 | 0 | 0 | 0 | 0 | 0 | 0 | 0 | 0 | 0 | 0 | 0 | 0 | 0 | 0 | 0 | 0 | 0 | 0 | 0 | 0
F4_Commercial_School_Existing_Food Preparation_Natural Gas_Oven_E9 | F4 | Commercial | School | Existing | Food Preparation | Natural Gas | Oven | E9 | Utility - Cost of Equipment | 0 | 0 | 0 | 0 | 0 | 0 | 0 | 0 | 0 | 0 | 0 | 0 | 0 | 0 | 0 | 0 | 0 | 0 | 0 | 0 | 0 | 0 | 0 | 0 | 0 | 0 | 0
F4_Commercial_School_Existing_Food Preparation_Natural Gas_Oven_E10 | F4 | Commercial | School | Existing | Food Preparation | Natural Gas | Oven | E10 | Utility - Cost of Equipment | 0 | 0 | 0 | 0 | 0 | 0 | 0 | 0 | 0 | 0 | 0 | 0 | 0 | 0 | 0 | 0 | 0 | 0 | 0 | 0 | 0 | 0 | 0 | 0 | 0 | 0 | 0
F5_Commercial_School_Existing_Food Preparation_Natural Gas_Oven_E1 | F5 | Commercial | School | Existing | Food Preparation | Natural Gas | Oven | E1 | Utility - Cost of Operation | 0.024756 | 0.024495 | 0.024244 | 0.024004 | 0.024067 | 0.024326 | 0.024712 | 0.025169 | 0.02564 | 0.026067 | 0.026414 | 0.026632 | 0.026705 | 0.026609 | 0.026381 | 0.026046 | 0.025624 | 0.02512 | 0.024518 | 0.023801 | 0.022962 | 0.021994 | 0.021135 | 0.020584 | 0.020353 | 0.020453 | 0.020553
F5_Commercial_School_Existing_Food Preparation_Natural Gas_Oven_E2 | F5 | Commercial | School | Existing | Food Preparation | Natural Gas | Oven | E2 | Utility - Cost of Operation | 0.02151 | 0.021283 | 0.021064 | 0.020856 | 0.020911 | 0.021136 | 0.021471 | 0.021868 | 0.022277 | 0.022648 | 0.02295 | 0.02314 | 0.023203 | 0.02312 | 0.022921 | 0.02263 | 0.022264 | 0.021826 | 0.021302 | 0.02068 | 0.01995 | 0.019109 | 0.018364 | 0.017885 | 0.017684 | 0.01777 | 0.017857
F5_Commercial_School_Existing_Food Preparation_Natural Gas_Oven_E3 | F5 | Commercial | School | Existing | Food Preparation | Natural Gas | Oven | E3 | Utility - Cost of Operation | 0 | 0 | 0 | 0 | 0 | 0 | 0 | 0 | 0 | 0 | 0 | 0 | 0 | 0 | 0 | 0 | 0 | 0 | 0 | 0 | 0 | 0 | 0 | 0 | 0 | 0 | 0
F5_Commercial_School_Existing_Food Preparation_Natural Gas_Oven_E4 | F5 | Commercial | School | Existing | Food Preparation | Natural Gas | Oven | E4 | Utility - Cost of Operation | 0 | 0 | 0 | 0 | 0 | 0 | 0 | 0 | 0 | 0 | 0 | 0 | 0 | 0 | 0 | 0 | 0 | 0 | 0 | 0 | 0 | 0 | 0 | 0 | 0 | 0 | 0
F5_Commercial_School_Existing_Food Preparation_Natural Gas_Oven_E5 | F5 | Commercial | School | Existing | Food Preparation | Natural Gas | Oven | E5 | Utility - Cost of Operation | 0 | 0 | 0 | 0 | 0 | 0 | 0 | 0 | 0 | 0 | 0 | 0 | 0 | 0 | 0 | 0 | 0 | 0 | 0 | 0 | 0 | 0 | 0 | 0 | 0 | 0 | 0
F5_Commercial_School_Existing_Food Preparation_Natural Gas_Oven_E6 | F5 | Commercial | School | Existing | Food Preparation | Natural Gas | Oven | E6 | Utility - Cost of Operation | 0 | 0 | 0 | 0 | 0 | 0 | 0 | 0 | 0 | 0 | 0 | 0 | 0 | 0 | 0 | 0 | 0 | 0 | 0 | 0 | 0 | 0 | 0 | 0 | 0 | 0 | 0
F5_Commercial_School_Existing_Food Preparation_Natural Gas_Oven_E7 | F5 | Commercial | School | Existing | Food Preparation | Natural Gas | Oven | E7 | Utility - Cost of Operation | 0 | 0 | 0 | 0 | 0 | 0 | 0 | 0 | 0 | 0 | 0 | 0 | 0 | 0 | 0 | 0 | 0 | 0 | 0 | 0 | 0 | 0 | 0 | 0 | 0 | 0 | 0
F5_Commercial_School_Existing_Food Preparation_Natural Gas_Oven_E8 | F5 | Commercial | School | Existing | Food Preparation | Natural Gas | Oven | E8 | Utility - Cost of Operation | 0 | 0 | 0 | 0 | 0 | 0 | 0 | 0 | 0 | 0 | 0 | 0 | 0 | 0 | 0 | 0 | 0 | 0 | 0 | 0 | 0 | 0 | 0 | 0 | 0 | 0 | 0
F5_Commercial_School_Existing_Food Preparation_Natural Gas_Oven_E9 | F5 | Commercial | School | Existing | Food Preparation | Natural Gas | Oven | E9 | Utility - Cost of Operation | 0 | 0 | 0 | 0 | 0 | 0 | 0 | 0 | 0 | 0 | 0 | 0 | 0 | 0 | 0 | 0 | 0 | 0 | 0 | 0 | 0 | 0 | 0 | 0 | 0 | 0 | 0
F5_Commercial_School_Existing_Food Preparation_Natural Gas_Oven_E10 | F5 | Commercial | School | Existing | Food Preparation | Natural Gas | Oven | E10 | Utility - Cost of Operation | 0 | 0 | 0 | 0 | 0 | 0 | 0 | 0 | 0 | 0 | 0 | 0 | 0 | 0 | 0 | 0 | 0 | 0 | 0 | 0 | 0 | 0 | 0 | 0 | 0 | 0 | 0
F6_Commercial_School_Existing_Food Preparation_Natural Gas_Oven_E1 | F6 | Commercial | School | Existing | Food Preparation | Natural Gas | Oven | E1 | Utility - Value of Sales | 0 | 0 | 0 | 0 | 0 | 0 | 0 | 0 | 0 | 0 | 0 | 0 | 0 | 0 | 0 | 0 | 0 | 0 | 0 | 0 | 0 | 0 | 0 | 0 | 0 | 0 | 0
F6_Commercial_School_Existing_Food Preparation_Natural Gas_Oven_E2 | F6 | Commercial | School | Existing | Food Preparation | Natural Gas | Oven | E2 | Utility - Value of Sales | 0 | 0 | 0 | 0 | 0 | 0 | 0 | 0 | 0 | 0 | 0 | 0 | 0 | 0 | 0 | 0 | 0 | 0 | 0 | 0 | 0 | 0 | 0 | 0 | 0 | 0 | 0
F6_Commercial_School_Existing_Food Preparation_Natural Gas_Oven_E3 | F6 | Commercial | School | Existing | Food Preparation | Natural Gas | Oven | E3 | Utility - Value of Sales | 0 | 0 | 0 | 0 | 0 | 0 | 0 | 0 | 0 | 0 | 0 | 0 | 0 | 0 | 0 | 0 | 0 | 0 | 0 | 0 | 0 | 0 | 0 | 0 | 0 | 0 | 0
F6_Commercial_School_Existing_Food Preparation_Natural Gas_Oven_E4 | F6 | Commercial | School | Existing | Food Preparation | Natural Gas | Oven | E4 | Utility - Value of Sales | 0 | 0 | 0 | 0 | 0 | 0 | 0 | 0 | 0 | 0 | 0 | 0 | 0 | 0 | 0 | 0 | 0 | 0 | 0 | 0 | 0 | 0 | 0 | 0 | 0 | 0 | 0
F6_Commercial_School_Existing_Food Preparation_Natural Gas_Oven_E5 | F6 | Commercial | School | Existing | Food Preparation | Natural Gas | Oven | E5 | Utility - Value of Sales | 0 | 0 | 0 | 0 | 0 | 0 | 0 | 0 | 0 | 0 | 0 | 0 | 0 | 0 | 0 | 0 | 0 | 0 | 0 | 0 | 0 | 0 | 0 | 0 | 0 | 0 | 0
F6_Commercial_School_Existing_Food Preparation_Natural Gas_Oven_E6 | F6 | Commercial | School | Existing | Food Preparation | Natural Gas | Oven | E6 | Utility - Value of Sales | 0 | 0 | 0 | 0 | 0 | 0 | 0 | 0 | 0 | 0 | 0 | 0 | 0 | 0 | 0 | 0 | 0 | 0 | 0 | 0 | 0 | 0 | 0 | 0 | 0 | 0 | 0
F6_Commercial_School_Existing_Food Preparation_Natural Gas_Oven_E7 | F6 | Commercial | School | Existing | Food Preparation | Natural Gas | Oven | E7 | Utility - Value of Sales | 0 | 0 | 0 | 0 | 0 | 0 | 0 | 0 | 0 | 0 | 0 | 0 | 0 | 0 | 0 | 0 | 0 | 0 | 0 | 0 | 0 | 0 | 0 | 0 | 0 | 0 | 0
F6_Commercial_School_Existing_Food Preparation_Natural Gas_Oven_E8 | F6 | Commercial | School | Existing | Food Preparation | Natural Gas | Oven | E8 | Utility - Value of Sales | 0 | 0 | 0 | 0 | 0 | 0 | 0 | 0 | 0 | 0 | 0 | 0 | 0 | 0 | 0 | 0 | 0 | 0 | 0 | 0 | 0 | 0 | 0 | 0 | 0 | 0 | 0
F6_Commercial_School_Existing_Food Preparation_Natural Gas_Oven_E9 | F6 | Commercial | School | Existing | Food Preparation | Natural Gas | Oven | E9 | Utility - Value of Sales | 0 | 0 | 0 | 0 | 0 | 0 | 0 | 0 | 0 | 0 | 0 | 0 | 0 | 0 | 0 | 0 | 0 | 0 | 0 | 0 | 0 | 0 | 0 | 0 | 0 | 0 | 0
F6_Commercial_School_Existing_Food Preparation_Natural Gas_Oven_E10 | F6 | Commercial | School | Existing | Food Preparation | Natural Gas | Oven | E10 | Utility - Value of Sales | 0 | 0 | 0 | 0 | 0 | 0 | 0 | 0 | 0 | 0 | 0 | 0 | 0 | 0 | 0 | 0 | 0 | 0 | 0 | 0 | 0 | 0 | 0 | 0 | 0 | 0 | 0
F1_Commercial_School_Existing_Food Preparation_Natural Gas_Conveyor Oven_E1 | F1 | Commercial | School | Existing | Food Preparation | Natural Gas | Conveyor Oven | E1 | RVT - Cost of Equipment | 0.012852 | 0.012852 | 0.012852 | 0.012852 | 0.012852 | 0.012852 | 0.012852 | 0.012852 | 0.012852 | 0.012852 | 0.012852 | 0.012852 | 0.012852 | 0.012852 | 0.012852 | 0.012852 | 0.012852 | 0.012852 | 0.012852 | 0.012852 | 0.012852 | 0.012852 | 0.012852 | 0.012852 | 0.012852 | 0.012852 | 0.012852
F1_Commercial_School_Existing_Food Preparation_Natural Gas_Conveyor Oven_E2 | F1 | Commercial | School | Existing | Food Preparation | Natural Gas | Conveyor Oven | E2 | RVT - Cost of Equipment | 0.015669 | 0.015669 | 0.015669 | 0.015669 | 0.015669 | 0.015669 | 0.015669 | 0.015669 | 0.015669 | 0.015669 | 0.015669 | 0.015669 | 0.015669 | 0.015669 | 0.015669 | 0.015669 | 0.015669 | 0.015669 | 0.015669 | 0.015669 | 0.015669 | 0.015669 | 0.015669 | 0.015669 | 0.015669 | 0.015669 | 0.015669
F1_Commercial_School_Existing_Food Preparation_Natural Gas_Conveyor Oven_E3 | F1 | Commercial | School | Existing | Food Preparation | Natural Gas | Conveyor Oven | E3 | RVT - Cost of Equipment | 0 | 0 | 0 | 0 | 0 | 0 | 0 | 0 | 0 | 0 | 0 | 0 | 0 | 0 | 0 | 0 | 0 | 0 | 0 | 0 | 0 | 0 | 0 | 0 | 0 | 0 | 0
F1_Commercial_School_Existing_Food Preparation_Natural Gas_Conveyor Oven_E4 | F1 | Commercial | School | Existing | Food Preparation | Natural Gas | Conveyor Oven | E4 | RVT - Cost of Equipment | 0 | 0 | 0 | 0 | 0 | 0 | 0 | 0 | 0 | 0 | 0 | 0 | 0 | 0 | 0 | 0 | 0 | 0 | 0 | 0 | 0 | 0 | 0 | 0 | 0 | 0 | 0
F1_Commercial_School_Existing_Food Preparation_Natural Gas_Conveyor Oven_E5 | F1 | Commercial | School | Existing | Food Preparation | Natural Gas | Conveyor Oven | E5 | RVT - Cost of Equipment | 0 | 0 | 0 | 0 | 0 | 0 | 0 | 0 | 0 | 0 | 0 | 0 | 0 | 0 | 0 | 0 | 0 | 0 | 0 | 0 | 0 | 0 | 0 | 0 | 0 | 0 | 0
F1_Commercial_School_Existing_Food Preparation_Natural Gas_Conveyor Oven_E6 | F1 | Commercial | School | Existing | Food Preparation | Natural Gas | Conveyor Oven | E6 | RVT - Cost of Equipment | 0 | 0 | 0 | 0 | 0 | 0 | 0 | 0 | 0 | 0 | 0 | 0 | 0 | 0 | 0 | 0 | 0 | 0 | 0 | 0 | 0 | 0 | 0 | 0 | 0 | 0 | 0
F1_Commercial_School_Existing_Food Preparation_Natural Gas_Conveyor Oven_E7 | F1 | Commercial | School | Existing | Food Preparation | Natural Gas | Conveyor Oven | E7 | RVT - Cost of Equipment | 0 | 0 | 0 | 0 | 0 | 0 | 0 | 0 | 0 | 0 | 0 | 0 | 0 | 0 | 0 | 0 | 0 | 0 | 0 | 0 | 0 | 0 | 0 | 0 | 0 | 0 | 0
F1_Commercial_School_Existing_Food Preparation_Natural Gas_Conveyor Oven_E8 | F1 | Commercial | School | Existing | Food Preparation | Natural Gas | Conveyor Oven | E8 | RVT - Cost of Equipment | 0 | 0 | 0 | 0 | 0 | 0 | 0 | 0 | 0 | 0 | 0 | 0 | 0 | 0 | 0 | 0 | 0 | 0 | 0 | 0 | 0 | 0 | 0 | 0 | 0 | 0 | 0
F1_Commercial_School_Existing_Food Preparation_Natural Gas_Conveyor Oven_E9 | F1 | Commercial | School | Existing | Food Preparation | Natural Gas | Conveyor Oven | E9 | RVT - Cost of Equipment | 0 | 0 | 0 | 0 | 0 | 0 | 0 | 0 | 0 | 0 | 0 | 0 | 0 | 0 | 0 | 0 | 0 | 0 | 0 | 0 | 0 | 0 | 0 | 0 | 0 | 0 | 0
F1_Commercial_School_Existing_Food Preparation_Natural Gas_Conveyor Oven_E10 | F1 | Commercial | School | Existing | Food Preparation | Natural Gas | Conveyor Oven | E10 | RVT - Cost of Equipment | 0 | 0 | 0 | 0 | 0 | 0 | 0 | 0 | 0 | 0 | 0 | 0 | 0 | 0 | 0 | 0 | 0 | 0 | 0 | 0 | 0 | 0 | 0 | 0 | 0 | 0 | 0
F2_Commercial_School_Existing_Food Preparation_Natural Gas_Conveyor Oven_E1 | F2 | Commercial | School | Existing | Food Preparation | Natural Gas | Conveyor Oven | E1 | RVT - Cost of Operation | 0 | 0 | 0 | 0 | 0 | 0 | 0 | 0 | 0 | 0 | 0 | 0 | 0 | 0 | 0 | 0 | 0 | 0 | 0 | 0 | 0 | 0 | 0 | 0 | 0 | 0 | 0
F2_Commercial_School_Existing_Food Preparation_Natural Gas_Conveyor Oven_E2 | F2 | Commercial | School | Existing | Food Preparation | Natural Gas | Conveyor Oven | E2 | RVT - Cost of Operation | 0 | 0 | 0 | 0 | 0 | 0 | 0 | 0 | 0 | 0 | 0 | 0 | 0 | 0 | 0 | 0 | 0 | 0 | 0 | 0 | 0 | 0 | 0 | 0 | 0 | 0 | 0
F2_Commercial_School_Existing_Food Preparation_Natural Gas_Conveyor Oven_E3 | F2 | Commercial | School | Existing | Food Preparation | Natural Gas | Conveyor Oven | E3 | RVT - Cost of Operation | 0 | 0 | 0 | 0 | 0 | 0 | 0 | 0 | 0 | 0 | 0 | 0 | 0 | 0 | 0 | 0 | 0 | 0 | 0 | 0 | 0 | 0 | 0 | 0 | 0 | 0 | 0
F2_Commercial_School_Existing_Food Preparation_Natural Gas_Conveyor Oven_E4 | F2 | Commercial | School | Existing | Food Preparation | Natural Gas | Conveyor Oven | E4 | RVT - Cost of Operation | 0 | 0 | 0 | 0 | 0 | 0 | 0 | 0 | 0 | 0 | 0 | 0 | 0 | 0 | 0 | 0 | 0 | 0 | 0 | 0 | 0 | 0 | 0 | 0 | 0 | 0 | 0
F2_Commercial_School_Existing_Food Preparation_Natural Gas_Conveyor Oven_E5 | F2 | Commercial | School | Existing | Food Preparation | Natural Gas | Conveyor Oven | E5 | RVT - Cost of Operation | 0 | 0 | 0 | 0 | 0 | 0 | 0 | 0 | 0 | 0 | 0 | 0 | 0 | 0 | 0 | 0 | 0 | 0 | 0 | 0 | 0 | 0 | 0 | 0 | 0 | 0 | 0
F2_Commercial_School_Existing_Food Preparation_Natural Gas_Conveyor Oven_E6 | F2 | Commercial | School | Existing | Food Preparation | Natural Gas | Conveyor Oven | E6 | RVT - Cost of Operation | 0 | 0 | 0 | 0 | 0 | 0 | 0 | 0 | 0 | 0 | 0 | 0 | 0 | 0 | 0 | 0 | 0 | 0 | 0 | 0 | 0 | 0 | 0 | 0 | 0 | 0 | 0
F2_Commercial_School_Existing_Food Preparation_Natural Gas_Conveyor Oven_E7 | F2 | Commercial | School | Existing | Food Preparation | Natural Gas | Conveyor Oven | E7 | RVT - Cost of Operation | 0 | 0 | 0 | 0 | 0 | 0 | 0 | 0 | 0 | 0 | 0 | 0 | 0 | 0 | 0 | 0 | 0 | 0 | 0 | 0 | 0 | 0 | 0 | 0 | 0 | 0 | 0
F2_Commercial_School_Existing_Food Preparation_Natural Gas_Conveyor Oven_E8 | F2 | Commercial | School | Existing | Food Preparation | Natural Gas | Conveyor Oven | E8 | RVT - Cost of Operation | 0 | 0 | 0 | 0 | 0 | 0 | 0 | 0 | 0 | 0 | 0 | 0 | 0 | 0 | 0 | 0 | 0 | 0 | 0 | 0 | 0 | 0 | 0 | 0 | 0 | 0 | 0
F2_Commercial_School_Existing_Food Preparation_Natural Gas_Conveyor Oven_E9 | F2 | Commercial | School | Existing | Food Preparation | Natural Gas | Conveyor Oven | E9 | RVT - Cost of Operation | 0 | 0 | 0 | 0 | 0 | 0 | 0 | 0 | 0 | 0 | 0 | 0 | 0 | 0 | 0 | 0 | 0 | 0 | 0 | 0 | 0 | 0 | 0 | 0 | 0 | 0 | 0
F2_Commercial_School_Existing_Food Preparation_Natural Gas_Conveyor Oven_E10 | F2 | Commercial | School | Existing | Food Preparation | Natural Gas | Conveyor Oven | E10 | RVT - Cost of Operation | 0 | 0 | 0 | 0 | 0 | 0 | 0 | 0 | 0 | 0 | 0 | 0 | 0 | 0 | 0 | 0 | 0 | 0 | 0 | 0 | 0 | 0 | 0 | 0 | 0 | 0 | 0
F3_Commercial_School_Existing_Food Preparation_Natural Gas_Conveyor Oven_E1 | F3 | Commercial | School | Existing | Food Preparation | Natural Gas | Conveyor Oven | E1 | System - kBTUs of Consumption | 3.2925 | 3.2925 | 3.2925 | 3.2925 | 3.2925 | 3.2925 | 3.2925 | 3.2925 | 3.2925 | 3.2925 | 3.2925 | 3.2925 | 3.2925 | 3.2925 | 3.2925 | 3.2925 | 3.2925 | 3.2925 | 3.2925 | 3.2925 | 3.2925 | 3.2925 | 3.2925 | 3.2925 | 3.2925 | 3.2925 | 3.2925
F3_Commercial_School_Existing_Food Preparation_Natural Gas_Conveyor Oven_E2 | F3 | Commercial | School | Existing | Food Preparation | Natural Gas | Conveyor Oven | E2 | System - kBTUs of Consumption | 2.5028 | 2.5028 | 2.5028 | 2.5028 | 2.5028 | 2.5028 | 2.5028 | 2.5028 | 2.5028 | 2.5028 | 2.5028 | 2.5028 | 2.5028 | 2.5028 | 2.5028 | 2.5028 | 2.5028 | 2.5028 | 2.5028 | 2.5028 | 2.5028 | 2.5028 | 2.5028 | 2.5028 | 2.5028 | 2.5028 | 2.5028
F3_Commercial_School_Existing_Food Preparation_Natural Gas_Conveyor Oven_E3 | F3 | Commercial | School | Existing | Food Preparation | Natural Gas | Conveyor Oven | E3 | System - kBTUs of Consumption | 0 | 0 | 0 | 0 | 0 | 0 | 0 | 0 | 0 | 0 | 0 | 0 | 0 | 0 | 0 | 0 | 0 | 0 | 0 | 0 | 0 | 0 | 0 | 0 | 0 | 0 | 0
F3_Commercial_School_Existing_Food Preparation_Natural Gas_Conveyor Oven_E4 | F3 | Commercial | School | Existing | Food Preparation | Natural Gas | Conveyor Oven | E4 | System - kBTUs of Consumption | 0 | 0 | 0 | 0 | 0 | 0 | 0 | 0 | 0 | 0 | 0 | 0 | 0 | 0 | 0 | 0 | 0 | 0 | 0 | 0 | 0 | 0 | 0 | 0 | 0 | 0 | 0
F3_Commercial_School_Existing_Food Preparation_Natural Gas_Conveyor Oven_E5 | F3 | Commercial | School | Existing | Food Preparation | Natural Gas | Conveyor Oven | E5 | System - kBTUs of Consumption | 0 | 0 | 0 | 0 | 0 | 0 | 0 | 0 | 0 | 0 | 0 | 0 | 0 | 0 | 0 | 0 | 0 | 0 | 0 | 0 | 0 | 0 | 0 | 0 | 0 | 0 | 0
F3_Commercial_School_Existing_Food Preparation_Natural Gas_Conveyor Oven_E6 | F3 | Commercial | School | Existing | Food Preparation | Natural Gas | Conveyor Oven | E6 | System - kBTUs of Consumption | 0 | 0 | 0 | 0 | 0 | 0 | 0 | 0 | 0 | 0 | 0 | 0 | 0 | 0 | 0 | 0 | 0 | 0 | 0 | 0 | 0 | 0 | 0 | 0 | 0 | 0 | 0
F3_Commercial_School_Existing_Food Preparation_Natural Gas_Conveyor Oven_E7 | F3 | Commercial | School | Existing | Food Preparation | Natural Gas | Conveyor Oven | E7 | System - kBTUs of Consumption | 0 | 0 | 0 | 0 | 0 | 0 | 0 | 0 | 0 | 0 | 0 | 0 | 0 | 0 | 0 | 0 | 0 | 0 | 0 | 0 | 0 | 0 | 0 | 0 | 0 | 0 | 0
F3_Commercial_School_Existing_Food Preparation_Natural Gas_Conveyor Oven_E8 | F3 | Commercial | School | Existing | Food Preparation | Natural Gas | Conveyor Oven | E8 | System - kBTUs of Consumption | 0 | 0 | 0 | 0 | 0 | 0 | 0 | 0 | 0 | 0 | 0 | 0 | 0 | 0 | 0 | 0 | 0 | 0 | 0 | 0 | 0 | 0 | 0 | 0 | 0 | 0 | 0
F3_Commercial_School_Existing_Food Preparation_Natural Gas_Conveyor Oven_E9 | F3 | Commercial | School | Existing | Food Preparation | Natural Gas | Conveyor Oven | E9 | System - kBTUs of Consumption | 0 | 0 | 0 | 0 | 0 | 0 | 0 | 0 | 0 | 0 | 0 | 0 | 0 | 0 | 0 | 0 | 0 | 0 | 0 | 0 | 0 | 0 | 0 | 0 | 0 | 0 | 0
F3_Commercial_School_Existing_Food Preparation_Natural Gas_Conveyor Oven_E10 | F3 | Commercial | School | Existing | Food Preparation | Natural Gas | Conveyor Oven | E10 | System - kBTUs of Consumption | 0 | 0 | 0 | 0 | 0 | 0 | 0 | 0 | 0 | 0 | 0 | 0 | 0 | 0 | 0 | 0 | 0 | 0 | 0 | 0 | 0 | 0 | 0 | 0 | 0 | 0 | 0
F4_Commercial_School_Existing_Food Preparation_Natural Gas_Conveyor Oven_E1 | F4 | Commercial | School | Existing | Food Preparation | Natural Gas | Conveyor Oven | E1 | Utility - Cost of Equipment | 0.012852 | 0.012852 | 0.012852 | 0.012852 | 0.012852 | 0.012852 | 0.012852 | 0.012852 | 0.012852 | 0.012852 | 0.012852 | 0.012852 | 0.012852 | 0.012852 | 0.012852 | 0.012852 | 0.012852 | 0.012852 | 0.012852 | 0.012852 | 0.012852 | 0.012852 | 0.012852 | 0.012852 | 0.012852 | 0.012852 | 0.012852
F4_Commercial_School_Existing_Food Preparation_Natural Gas_Conveyor Oven_E2 | F4 | Commercial | School | Existing | Food Preparation | Natural Gas | Conveyor Oven | E2 | Utility - Cost of Equipment | 0.015669 | 0.015669 | 0.015669 | 0.015669 | 0.015669 | 0.015669 | 0.015669 | 0.015669 | 0.015669 | 0.015669 | 0.015669 | 0.015669 | 0.015669 | 0.015669 | 0.015669 | 0.015669 | 0.015669 | 0.015669 | 0.015669 | 0.015669 | 0.015669 | 0.015669 | 0.015669 | 0.015669 | 0.015669 | 0.015669 | 0.015669
F4_Commercial_School_Existing_Food Preparation_Natural Gas_Conveyor Oven_E3 | F4 | Commercial | School | Existing | Food Preparation | Natural Gas | Conveyor Oven | E3 | Utility - Cost of Equipment | 0 | 0 | 0 | 0 | 0 | 0 | 0 | 0 | 0 | 0 | 0 | 0 | 0 | 0 | 0 | 0 | 0 | 0 | 0 | 0 | 0 | 0 | 0 | 0 | 0 | 0 | 0
F4_Commercial_School_Existing_Food Preparation_Natural Gas_Conveyor Oven_E4 | F4 | Commercial | School | Existing | Food Preparation | Natural Gas | Conveyor Oven | E4 | Utility - Cost of Equipment | 0 | 0 | 0 | 0 | 0 | 0 | 0 | 0 | 0 | 0 | 0 | 0 | 0 | 0 | 0 | 0 | 0 | 0 | 0 | 0 | 0 | 0 | 0 | 0 | 0 | 0 | 0
F4_Commercial_School_Existing_Food Preparation_Natural Gas_Conveyor Oven_E5 | F4 | Commercial | School | Existing | Food Preparation | Natural Gas | Conveyor Oven | E5 | Utility - Cost of Equipment | 0 | 0 | 0 | 0 | 0 | 0 | 0 | 0 | 0 | 0 | 0 | 0 | 0 | 0 | 0 | 0 | 0 | 0 | 0 | 0 | 0 | 0 | 0 | 0 | 0 | 0 | 0
F4_Commercial_School_Existing_Food Preparation_Natural Gas_Conveyor Oven_E6 | F4 | Commercial | School | Existing | Food Preparation | Natural Gas | Conveyor Oven | E6 | Utility - Cost of Equipment | 0 | 0 | 0 | 0 | 0 | 0 | 0 | 0 | 0 | 0 | 0 | 0 | 0 | 0 | 0 | 0 | 0 | 0 | 0 | 0 | 0 | 0 | 0 | 0 | 0 | 0 | 0
F4_Commercial_School_Existing_Food Preparation_Natural Gas_Conveyor Oven_E7 | F4 | Commercial | School | Existing | Food Preparation | Natural Gas | Conveyor Oven | E7 | Utility - Cost of Equipment | 0 | 0 | 0 | 0 | 0 | 0 | 0 | 0 | 0 | 0 | 0 | 0 | 0 | 0 | 0 | 0 | 0 | 0 | 0 | 0 | 0 | 0 | 0 | 0 | 0 | 0 | 0
F4_Commercial_School_Existing_Food Preparation_Natural Gas_Conveyor Oven_E8 | F4 | Commercial | School | Existing | Food Preparation | Natural Gas | Conveyor Oven | E8 | Utility - Cost of Equipment | 0 | 0 | 0 | 0 | 0 | 0 | 0 | 0 | 0 | 0 | 0 | 0 | 0 | 0 | 0 | 0 | 0 | 0 | 0 | 0 | 0 | 0 | 0 | 0 | 0 | 0 | 0
F4_Commercial_School_Existing_Food Preparation_Natural Gas_Conveyor Oven_E9 | F4 | Commercial | School | Existing | Food Preparation | Natural Gas | Conveyor Oven | E9 | Utility - Cost of Equipment | 0 | 0 | 0 | 0 | 0 | 0 | 0 | 0 | 0 | 0 | 0 | 0 | 0 | 0 | 0 | 0 | 0 | 0 | 0 | 0 | 0 | 0 | 0 | 0 | 0 | 0 | 0
F4_Commercial_School_Existing_Food Preparation_Natural Gas_Conveyor Oven_E10 | F4 | Commercial | School | Existing | Food Preparation | Natural Gas | Conveyor Oven | E10 | Utility - Cost of Equipment | 0 | 0 | 0 | 0 | 0 | 0 | 0 | 0 | 0 | 0 | 0 | 0 | 0 | 0 | 0 | 0 | 0 | 0 | 0 | 0 | 0 | 0 | 0 | 0 | 0 | 0 | 0
F5_Commercial_School_Existing_Food Preparation_Natural Gas_Conveyor Oven_E1 | F5 | Commercial | School | Existing | Food Preparation | Natural Gas | Conveyor Oven | E1 | Utility - Cost of Operation | 0.045748 | 0.045539 | 0.04535 | 0.045164 | 0.045374 | 0.045778 | 0.046222 | 0.046595 | 0.04684 | 0.046949 | 0.046957 | 0.046888 | 0.046748 | 0.046494 | 0.046139 | 0.045676 | 0.045085 | 0.044372 | 0.043513 | 0.042485 | 0.041274 | 0.039873 | 0.038635 | 0.037853 | 0.037545 | 0.03773 | 0.037914
F5_Commercial_School_Existing_Food Preparation_Natural Gas_Conveyor Oven_E2 | F5 | Commercial | School | Existing | Food Preparation | Natural Gas | Conveyor Oven | E2 | Utility - Cost of Operation | 0.034775 | 0.034617 | 0.034473 | 0.034332 | 0.034491 | 0.034799 | 0.035136 | 0.035419 | 0.035606 | 0.035688 | 0.035694 | 0.035642 | 0.035536 | 0.035343 | 0.035072 | 0.034721 | 0.034272 | 0.033729 | 0.033076 | 0.032295 | 0.031375 | 0.03031 | 0.029369 | 0.028774 | 0.02854 | 0.02868 | 0.028821
F5_Commercial_School_Existing_Food Preparation_Natural Gas_Conveyor Oven_E3 | F5 | Commercial | School | Existing | Food Preparation | Natural Gas | Conveyor Oven | E3 | Utility - Cost of Operation | 0 | 0 | 0 | 0 | 0 | 0 | 0 | 0 | 0 | 0 | 0 | 0 | 0 | 0 | 0 | 0 | 0 | 0 | 0 | 0 | 0 | 0 | 0 | 0 | 0 | 0 | 0
F5_Commercial_School_Existing_Food Preparation_Natural Gas_Conveyor Oven_E4 | F5 | Commercial | School | Existing | Food Preparation | Natural Gas | Conveyor Oven | E4 | Utility - Cost of Operation | 0 | 0 | 0 | 0 | 0 | 0 | 0 | 0 | 0 | 0 | 0 | 0 | 0 | 0 | 0 | 0 | 0 | 0 | 0 | 0 | 0 | 0 | 0 | 0 | 0 | 0 | 0
F5_Commercial_School_Existing_Food Preparation_Natural Gas_Conveyor Oven_E5 | F5 | Commercial | School | Existing | Food Preparation | Natural Gas | Conveyor Oven | E5 | Utility - Cost of Operation | 0 | 0 | 0 | 0 | 0 | 0 | 0 | 0 | 0 | 0 | 0 | 0 | 0 | 0 | 0 | 0 | 0 | 0 | 0 | 0 | 0 | 0 | 0 | 0 | 0 | 0 | 0
F5_Commercial_School_Existing_Food Preparation_Natural Gas_Conveyor Oven_E6 | F5 | Commercial | School | Existing | Food Preparation | Natural Gas | Conveyor Oven | E6 | Utility - Cost of Operation | 0 | 0 | 0 | 0 | 0 | 0 | 0 | 0 | 0 | 0 | 0 | 0 | 0 | 0 | 0 | 0 | 0 | 0 | 0 | 0 | 0 | 0 | 0 | 0 | 0 | 0 | 0
F5_Commercial_School_Existing_Food Preparation_Natural Gas_Conveyor Oven_E7 | F5 | Commercial | School | Existing | Food Preparation | Natural Gas | Conveyor Oven | E7 | Utility - Cost of Operation | 0 | 0 | 0 | 0 | 0 | 0 | 0 | 0 | 0 | 0 | 0 | 0 | 0 | 0 | 0 | 0 | 0 | 0 | 0 | 0 | 0 | 0 | 0 | 0 | 0 | 0 | 0
F5_Commercial_School_Existing_Food Preparation_Natural Gas_Conveyor Oven_E8 | F5 | Commercial | School | Existing | Food Preparation | Natural Gas | Conveyor Oven | E8 | Utility - Cost of Operation | 0 | 0 | 0 | 0 | 0 | 0 | 0 | 0 | 0 | 0 | 0 | 0 | 0 | 0 | 0 | 0 | 0 | 0 | 0 | 0 | 0 | 0 | 0 | 0 | 0 | 0 | 0
F5_Commercial_School_Existing_Food Preparation_Natural Gas_Conveyor Oven_E9 | F5 | Commercial | School | Existing | Food Preparation | Natural Gas | Conveyor Oven | E9 | Utility - Cost of Operation | 0 | 0 | 0 | 0 | 0 | 0 | 0 | 0 | 0 | 0 | 0 | 0 | 0 | 0 | 0 | 0 | 0 | 0 | 0 | 0 | 0 | 0 | 0 | 0 | 0 | 0 | 0
F5_Commercial_School_Existing_Food Preparation_Natural Gas_Conveyor Oven_E10 | F5 | Commercial | School | Existing | Food Preparation | Natural Gas | Conveyor Oven | E10 | Utility - Cost of Operation | 0 | 0 | 0 | 0 | 0 | 0 | 0 | 0 | 0 | 0 | 0 | 0 | 0 | 0 | 0 | 0 | 0 | 0 | 0 | 0 | 0 | 0 | 0 | 0 | 0 | 0 | 0
F6_Commercial_School_Existing_Food Preparation_Natural Gas_Conveyor Oven_E1 | F6 | Commercial | School | Existing | Food Preparation | Natural Gas | Conveyor Oven | E1 | Utility - Value of Sales | 0 | 0 | 0 | 0 | 0 | 0 | 0 | 0 | 0 | 0 | 0 | 0 | 0 | 0 | 0 | 0 | 0 | 0 | 0 | 0 | 0 | 0 | 0 | 0 | 0 | 0 | 0
F6_Commercial_School_Existing_Food Preparation_Natural Gas_Conveyor Oven_E2 | F6 | Commercial | School | Existing | Food Preparation | Natural Gas | Conveyor Oven | E2 | Utility - Value of Sales | 0 | 0 | 0 | 0 | 0 | 0 | 0 | 0 | 0 | 0 | 0 | 0 | 0 | 0 | 0 | 0 | 0 | 0 | 0 | 0 | 0 | 0 | 0 | 0 | 0 | 0 | 0
F6_Commercial_School_Existing_Food Preparation_Natural Gas_Conveyor Oven_E3 | F6 | Commercial | School | Existing | Food Preparation | Natural Gas | Conveyor Oven | E3 | Utility - Value of Sales | 0 | 0 | 0 | 0 | 0 | 0 | 0 | 0 | 0 | 0 | 0 | 0 | 0 | 0 | 0 | 0 | 0 | 0 | 0 | 0 | 0 | 0 | 0 | 0 | 0 | 0 | 0
F6_Commercial_School_Existing_Food Preparation_Natural Gas_Conveyor Oven_E4 | F6 | Commercial | School | Existing | Food Preparation | Natural Gas | Conveyor Oven | E4 | Utility - Value of Sales | 0 | 0 | 0 | 0 | 0 | 0 | 0 | 0 | 0 | 0 | 0 | 0 | 0 | 0 | 0 | 0 | 0 | 0 | 0 | 0 | 0 | 0 | 0 | 0 | 0 | 0 | 0
F6_Commercial_School_Existing_Food Preparation_Natural Gas_Conveyor Oven_E5 | F6 | Commercial | School | Existing | Food Preparation | Natural Gas | Conveyor Oven | E5 | Utility - Value of Sales | 0 | 0 | 0 | 0 | 0 | 0 | 0 | 0 | 0 | 0 | 0 | 0 | 0 | 0 | 0 | 0 | 0 | 0 | 0 | 0 | 0 | 0 | 0 | 0 | 0 | 0 | 0
F6_Commercial_School_Existing_Food Preparation_Natural Gas_Conveyor Oven_E6 | F6 | Commercial | School | Existing | Food Preparation | Natural Gas | Conveyor Oven | E6 | Utility - Value of Sales | 0 | 0 | 0 | 0 | 0 | 0 | 0 | 0 | 0 | 0 | 0 | 0 | 0 | 0 | 0 | 0 | 0 | 0 | 0 | 0 | 0 | 0 | 0 | 0 | 0 | 0 | 0
F6_Commercial_School_Existing_Food Preparation_Natural Gas_Conveyor Oven_E7 | F6 | Commercial | School | Existing | Food Preparation | Natural Gas | Conveyor Oven | E7 | Utility - Value of Sales | 0 | 0 | 0 | 0 | 0 | 0 | 0 | 0 | 0 | 0 | 0 | 0 | 0 | 0 | 0 | 0 | 0 | 0 | 0 | 0 | 0 | 0 | 0 | 0 | 0 | 0 | 0
F6_Commercial_School_Existing_Food Preparation_Natural Gas_Conveyor Oven_E8 | F6 | Commercial | School | Existing | Food Preparation | Natural Gas | Conveyor Oven | E8 | Utility - Value of Sales | 0 | 0 | 0 | 0 | 0 | 0 | 0 | 0 | 0 | 0 | 0 | 0 | 0 | 0 | 0 | 0 | 0 | 0 | 0 | 0 | 0 | 0 | 0 | 0 | 0 | 0 | 0
F6_Commercial_School_Existing_Food Preparation_Natural Gas_Conveyor Oven_E9 | F6 | Commercial | School | Existing | Food Preparation | Natural Gas | Conveyor Oven | E9 | Utility - Value of Sales | 0 | 0 | 0 | 0 | 0 | 0 | 0 | 0 | 0 | 0 | 0 | 0 | 0 | 0 | 0 | 0 | 0 | 0 | 0 | 0 | 0 | 0 | 0 | 0 | 0 | 0 | 0
F6_Commercial_School_Existing_Food Preparation_Natural Gas_Conveyor Oven_E10 | F6 | Commercial | School | Existing | Food Preparation | Natural Gas | Conveyor Oven | E10 | Utility - Value of Sales | 0 | 0 | 0 | 0 | 0 | 0 | 0 | 0 | 0 | 0 | 0 | 0 | 0 | 0 | 0 | 0 | 0 | 0 | 0 | 0 | 0 | 0 | 0 | 0 | 0 | 0 | 0
F1_Commercial_School_Existing_Food Preparation_Natural Gas_Double Rack Oven_E1 | F1 | Commercial | School | Existing | Food Preparation | Natural Gas | Double Rack Oven | E1 | RVT - Cost of Equipment | 0.025069 | 0.025069 | 0.025069 | 0.025069 | 0.025069 | 0.025069 | 0.025069 | 0.025069 | 0.025069 | 0.025069 | 0.025069 | 0.025069 | 0.025069 | 0.025069 | 0.025069 | 0.025069 | 0.025069 | 0.025069 | 0.025069 | 0.025069 | 0.025069 | 0.025069 | 0.025069 | 0.025069 | 0.025069 | 0.025069 | 0.025069
F1_Commercial_School_Existing_Food Preparation_Natural Gas_Double Rack Oven_E2 | F1 | Commercial | School | Existing | Food Preparation | Natural Gas | Double Rack Oven | E2 | RVT - Cost of Equipment | 0.034586 | 0.034586 | 0.034586 | 0.034586 | 0.034586 | 0.034586 | 0.034586 | 0.034586 | 0.034586 | 0.034586 | 0.034586 | 0.034586 | 0.034586 | 0.034586 | 0.034586 | 0.034586 | 0.034586 | 0.034586 | 0.034586 | 0.034586 | 0.034586 | 0.034586 | 0.034586 | 0.034586 | 0.034586 | 0.034586 | 0.034586
F1_Commercial_School_Existing_Food Preparation_Natural Gas_Double Rack Oven_E3 | F1 | Commercial | School | Existing | Food Preparation | Natural Gas | Double Rack Oven | E3 | RVT - Cost of Equipment | 0 | 0 | 0 | 0 | 0 | 0 | 0 | 0 | 0 | 0 | 0 | 0 | 0 | 0 | 0 | 0 | 0 | 0 | 0 | 0 | 0 | 0 | 0 | 0 | 0 | 0 | 0
F1_Commercial_School_Existing_Food Preparation_Natural Gas_Double Rack Oven_E4 | F1 | Commercial | School | Existing | Food Preparation | Natural Gas | Double Rack Oven | E4 | RVT - Cost of Equipment | 0 | 0 | 0 | 0 | 0 | 0 | 0 | 0 | 0 | 0 | 0 | 0 | 0 | 0 | 0 | 0 | 0 | 0 | 0 | 0 | 0 | 0 | 0 | 0 | 0 | 0 | 0
F1_Commercial_School_Existing_Food Preparation_Natural Gas_Double Rack Oven_E5 | F1 | Commercial | School | Existing | Food Preparation | Natural Gas | Double Rack Oven | E5 | RVT - Cost of Equipment | 0 | 0 | 0 | 0 | 0 | 0 | 0 | 0 | 0 | 0 | 0 | 0 | 0 | 0 | 0 | 0 | 0 | 0 | 0 | 0 | 0 | 0 | 0 | 0 | 0 | 0 | 0
F1_Commercial_School_Existing_Food Preparation_Natural Gas_Double Rack Oven_E6 | F1 | Commercial | School | Existing | Food Preparation | Natural Gas | Double Rack Oven | E6 | RVT - Cost of Equipment | 0 | 0 | 0 | 0 | 0 | 0 | 0 | 0 | 0 | 0 | 0 | 0 | 0 | 0 | 0 | 0 | 0 | 0 | 0 | 0 | 0 | 0 | 0 | 0 | 0 | 0 | 0
F1_Commercial_School_Existing_Food Preparation_Natural Gas_Double Rack Oven_E7 | F1 | Commercial | School | Existing | Food Preparation | Natural Gas | Double Rack Oven | E7 | RVT - Cost of Equipment | 0 | 0 | 0 | 0 | 0 | 0 | 0 | 0 | 0 | 0 | 0 | 0 | 0 | 0 | 0 | 0 | 0 | 0 | 0 | 0 | 0 | 0 | 0 | 0 | 0 | 0 | 0
F1_Commercial_School_Existing_Food Preparation_Natural Gas_Double Rack Oven_E8 | F1 | Commercial | School | Existing | Food Preparation | Natural Gas | Double Rack Oven | E8 | RVT - Cost of Equipment | 0 | 0 | 0 | 0 | 0 | 0 | 0 | 0 | 0 | 0 | 0 | 0 | 0 | 0 | 0 | 0 | 0 | 0 | 0 | 0 | 0 | 0 | 0 | 0 | 0 | 0 | 0
F1_Commercial_School_Existing_Food Preparation_Natural Gas_Double Rack Oven_E9 | F1 | Commercial | School | Existing | Food Preparation | Natural Gas | Double Rack Oven | E9 | RVT - Cost of Equipment | 0 | 0 | 0 | 0 | 0 | 0 | 0 | 0 | 0 | 0 | 0 | 0 | 0 | 0 | 0 | 0 | 0 | 0 | 0 | 0 | 0 | 0 | 0 | 0 | 0 | 0 | 0
F1_Commercial_School_Existing_Food Preparation_Natural Gas_Double Rack Oven_E10 | F1 | Commercial | School | Existing | Food Preparation | Natural Gas | Double Rack Oven | E10 | RVT - Cost of Equipment | 0 | 0 | 0 | 0 | 0 | 0 | 0 | 0 | 0 | 0 | 0 | 0 | 0 | 0 | 0 | 0 | 0 | 0 | 0 | 0 | 0 | 0 | 0 | 0 | 0 | 0 | 0
F2_Commercial_School_Existing_Food Preparation_Natural Gas_Double Rack Oven_E1 | F2 | Commercial | School | Existing | Food Preparation | Natural Gas | Double Rack Oven | E1 | RVT - Cost of Operation | 0 | 0 | 0 | 0 | 0 | 0 | 0 | 0 | 0 | 0 | 0 | 0 | 0 | 0 | 0 | 0 | 0 | 0 | 0 | 0 | 0 | 0 | 0 | 0 | 0 | 0 | 0
F2_Commercial_School_Existing_Food Preparation_Natural Gas_Double Rack Oven_E2 | F2 | Commercial | School | Existing | Food Preparation | Natural Gas | Double Rack Oven | E2 | RVT - Cost of Operation | 0 | 0 | 0 | 0 | 0 | 0 | 0 | 0 | 0 | 0 | 0 | 0 | 0 | 0 | 0 | 0 | 0 | 0 | 0 | 0 | 0 | 0 | 0 | 0 | 0 | 0 | 0
F2_Commercial_School_Existing_Food Preparation_Natural Gas_Double Rack Oven_E3 | F2 | Commercial | School | Existing | Food Preparation | Natural Gas | Double Rack Oven | E3 | RVT - Cost of Operation | 0 | 0 | 0 | 0 | 0 | 0 | 0 | 0 | 0 | 0 | 0 | 0 | 0 | 0 | 0 | 0 | 0 | 0 | 0 | 0 | 0 | 0 | 0 | 0 | 0 | 0 | 0
F2_Commercial_School_Existing_Food Preparation_Natural Gas_Double Rack Oven_E4 | F2 | Commercial | School | Existing | Food Preparation | Natural Gas | Double Rack Oven | E4 | RVT - Cost of Operation | 0 | 0 | 0 | 0 | 0 | 0 | 0 | 0 | 0 | 0 | 0 | 0 | 0 | 0 | 0 | 0 | 0 | 0 | 0 | 0 | 0 | 0 | 0 | 0 | 0 | 0 | 0
F2_Commercial_School_Existing_Food Preparation_Natural Gas_Double Rack Oven_E5 | F2 | Commercial | School | Existing | Food Preparation | Natural Gas | Double Rack Oven | E5 | RVT - Cost of Operation | 0 | 0 | 0 | 0 | 0 | 0 | 0 | 0 | 0 | 0 | 0 | 0 | 0 | 0 | 0 | 0 | 0 | 0 | 0 | 0 | 0 | 0 | 0 | 0 | 0 | 0 | 0
F2_Commercial_School_Existing_Food Preparation_Natural Gas_Double Rack Oven_E6 | F2 | Commercial | School | Existing | Food Preparation | Natural Gas | Double Rack Oven | E6 | RVT - Cost of Operation | 0 | 0 | 0 | 0 | 0 | 0 | 0 | 0 | 0 | 0 | 0 | 0 | 0 | 0 | 0 | 0 | 0 | 0 | 0 | 0 | 0 | 0 | 0 | 0 | 0 | 0 | 0
F2_Commercial_School_Existing_Food Preparation_Natural Gas_Double Rack Oven_E7 | F2 | Commercial | School | Existing | Food Preparation | Natural Gas | Double Rack Oven | E7 | RVT - Cost of Operation | 0 | 0 | 0 | 0 | 0 | 0 | 0 | 0 | 0 | 0 | 0 | 0 | 0 | 0 | 0 | 0 | 0 | 0 | 0 | 0 | 0 | 0 | 0 | 0 | 0 | 0 | 0
F2_Commercial_School_Existing_Food Preparation_Natural Gas_Double Rack Oven_E8 | F2 | Commercial | School | Existing | Food Preparation | Natural Gas | Double Rack Oven | E8 | RVT - Cost of Operation | 0 | 0 | 0 | 0 | 0 | 0 | 0 | 0 | 0 | 0 | 0 | 0 | 0 | 0 | 0 | 0 | 0 | 0 | 0 | 0 | 0 | 0 | 0 | 0 | 0 | 0 | 0
F2_Commercial_School_Existing_Food Preparation_Natural Gas_Double Rack Oven_E9 | F2 | Commercial | School | Existing | Food Preparation | Natural Gas | Double Rack Oven | E9 | RVT - Cost of Operation | 0 | 0 | 0 | 0 | 0 | 0 | 0 | 0 | 0 | 0 | 0 | 0 | 0 | 0 | 0 | 0 | 0 | 0 | 0 | 0 | 0 | 0 | 0 | 0 | 0 | 0 | 0
F2_Commercial_School_Existing_Food Preparation_Natural Gas_Double Rack Oven_E10 | F2 | Commercial | School | Existing | Food Preparation | Natural Gas | Double Rack Oven | E10 | RVT - Cost of Operation | 0 | 0 | 0 | 0 | 0 | 0 | 0 | 0 | 0 | 0 | 0 | 0 | 0 | 0 | 0 | 0 | 0 | 0 | 0 | 0 | 0 | 0 | 0 | 0 | 0 | 0 | 0
F3_Commercial_School_Existing_Food Preparation_Natural Gas_Double Rack Oven_E1 | F3 | Commercial | School | Existing | Food Preparation | Natural Gas | Double Rack Oven | E1 | System - kBTUs of Consumption | 5.599 | 5.599 | 5.599 | 5.599 | 5.599 | 5.599 | 5.599 | 5.599 | 5.599 | 5.599 | 5.599 | 5.599 | 5.599 | 5.599 | 5.599 | 5.599 | 5.599 | 5.599 | 5.599 | 5.599 | 5.599 | 5.599 | 5.599 | 5.599 | 5.599 | 5.599 | 5.599
F3_Commercial_School_Existing_Food Preparation_Natural Gas_Double Rack Oven_E2 | F3 | Commercial | School | Existing | Food Preparation | Natural Gas | Double Rack Oven | E2 | System - kBTUs of Consumption | 3.2936 | 3.2936 | 3.2936 | 3.2936 | 3.2936 | 3.2936 | 3.2936 | 3.2936 | 3.2936 | 3.2936 | 3.2936 | 3.2936 | 3.2936 | 3.2936 | 3.2936 | 3.2936 | 3.2936 | 3.2936 | 3.2936 | 3.2936 | 3.2936 | 3.2936 | 3.2936 | 3.2936 | 3.2936 | 3.2936 | 3.2936
F3_Commercial_School_Existing_Food Preparation_Natural Gas_Double Rack Oven_E3 | F3 | Commercial | School | Existing | Food Preparation | Natural Gas | Double Rack Oven | E3 | System - kBTUs of Consumption | 0 | 0 | 0 | 0 | 0 | 0 | 0 | 0 | 0 | 0 | 0 | 0 | 0 | 0 | 0 | 0 | 0 | 0 | 0 | 0 | 0 | 0 | 0 | 0 | 0 | 0 | 0
F3_Commercial_School_Existing_Food Preparation_Natural Gas_Double Rack Oven_E4 | F3 | Commercial | School | Existing | Food Preparation | Natural Gas | Double Rack Oven | E4 | System - kBTUs of Consumption | 0 | 0 | 0 | 0 | 0 | 0 | 0 | 0 | 0 | 0 | 0 | 0 | 0 | 0 | 0 | 0 | 0 | 0 | 0 | 0 | 0 | 0 | 0 | 0 | 0 | 0 | 0
F3_Commercial_School_Existing_Food Preparation_Natural Gas_Double Rack Oven_E5 | F3 | Commercial | School | Existing | Food Preparation | Natural Gas | Double Rack Oven | E5 | System - kBTUs of Consumption | 0 | 0 | 0 | 0 | 0 | 0 | 0 | 0 | 0 | 0 | 0 | 0 | 0 | 0 | 0 | 0 | 0 | 0 | 0 | 0 | 0 | 0 | 0 | 0 | 0 | 0 | 0
F3_Commercial_School_Existing_Food Preparation_Natural Gas_Double Rack Oven_E6 | F3 | Commercial | School | Existing | Food Preparation | Natural Gas | Double Rack Oven | E6 | System - kBTUs of Consumption | 0 | 0 | 0 | 0 | 0 | 0 | 0 | 0 | 0 | 0 | 0 | 0 | 0 | 0 | 0 | 0 | 0 | 0 | 0 | 0 | 0 | 0 | 0 | 0 | 0 | 0 | 0
F3_Commercial_School_Existing_Food Preparation_Natural Gas_Double Rack Oven_E7 | F3 | Commercial | School | Existing | Food Preparation | Natural Gas | Double Rack Oven | E7 | System - kBTUs of Consumption | 0 | 0 | 0 | 0 | 0 | 0 | 0 | 0 | 0 | 0 | 0 | 0 | 0 | 0 | 0 | 0 | 0 | 0 | 0 | 0 | 0 | 0 | 0 | 0 | 0 | 0 | 0
F3_Commercial_School_Existing_Food Preparation_Natural Gas_Double Rack Oven_E8 | F3 | Commercial | School | Existing | Food Preparation | Natural Gas | Double Rack Oven | E8 | System - kBTUs of Consumption | 0 | 0 | 0 | 0 | 0 | 0 | 0 | 0 | 0 | 0 | 0 | 0 | 0 | 0 | 0 | 0 | 0 | 0 | 0 | 0 | 0 | 0 | 0 | 0 | 0 | 0 | 0
F3_Commercial_School_Existing_Food Preparation_Natural Gas_Double Rack Oven_E9 | F3 | Commercial | School | Existing | Food Preparation | Natural Gas | Double Rack Oven | E9 | System - kBTUs of Consumption | 0 | 0 | 0 | 0 | 0 | 0 | 0 | 0 | 0 | 0 | 0 | 0 | 0 | 0 | 0 | 0 | 0 | 0 | 0 | 0 | 0 | 0 | 0 | 0 | 0 | 0 | 0
F3_Commercial_School_Existing_Food Preparation_Natural Gas_Double Rack Oven_E10 | F3 | Commercial | School | Existing | Food Preparation | Natural Gas | Double Rack Oven | E10 | System - kBTUs of Consumption | 0 | 0 | 0 | 0 | 0 | 0 | 0 | 0 | 0 | 0 | 0 | 0 | 0 | 0 | 0 | 0 | 0 | 0 | 0 | 0 | 0 | 0 | 0 | 0 | 0 | 0 | 0
F4_Commercial_School_Existing_Food Preparation_Natural Gas_Double Rack Oven_E1 | F4 | Commercial | School | Existing | Food Preparation | Natural Gas | Double Rack Oven | E1 | Utility - Cost of Equipment | 0.025069 | 0.025069 | 0.025069 | 0.025069 | 0.025069 | 0.025069 | 0.025069 | 0.025069 | 0.025069 | 0.025069 | 0.025069 | 0.025069 | 0.025069 | 0.025069 | 0.025069 | 0.025069 | 0.025069 | 0.025069 | 0.025069 | 0.025069 | 0.025069 | 0.025069 | 0.025069 | 0.025069 | 0.025069 | 0.025069 | 0.025069
F4_Commercial_School_Existing_Food Preparation_Natural Gas_Double Rack Oven_E2 | F4 | Commercial | School | Existing | Food Preparation | Natural Gas | Double Rack Oven | E2 | Utility - Cost of Equipment | 0.034586 | 0.034586 | 0.034586 | 0.034586 | 0.034586 | 0.034586 | 0.034586 | 0.034586 | 0.034586 | 0.034586 | 0.034586 | 0.034586 | 0.034586 | 0.034586 | 0.034586 | 0.034586 | 0.034586 | 0.034586 | 0.034586 | 0.034586 | 0.034586 | 0.034586 | 0.034586 | 0.034586 | 0.034586 | 0.034586 | 0.034586
F4_Commercial_School_Existing_Food Preparation_Natural Gas_Double Rack Oven_E3 | F4 | Commercial | School | Existing | Food Preparation | Natural Gas | Double Rack Oven | E3 | Utility - Cost of Equipment | 0 | 0 | 0 | 0 | 0 | 0 | 0 | 0 | 0 | 0 | 0 | 0 | 0 | 0 | 0 | 0 | 0 | 0 | 0 | 0 | 0 | 0 | 0 | 0 | 0 | 0 | 0
F4_Commercial_School_Existing_Food Preparation_Natural Gas_Double Rack Oven_E4 | F4 | Commercial | School | Existing | Food Preparation | Natural Gas | Double Rack Oven | E4 | Utility - Cost of Equipment | 0 | 0 | 0 | 0 | 0 | 0 | 0 | 0 | 0 | 0 | 0 | 0 | 0 | 0 | 0 | 0 | 0 | 0 | 0 | 0 | 0 | 0 | 0 | 0 | 0 | 0 | 0
F4_Commercial_School_Existing_Food Preparation_Natural Gas_Double Rack Oven_E5 | F4 | Commercial | School | Existing | Food Preparation | Natural Gas | Double Rack Oven | E5 | Utility - Cost of Equipment | 0 | 0 | 0 | 0 | 0 | 0 | 0 | 0 | 0 | 0 | 0 | 0 | 0 | 0 | 0 | 0 | 0 | 0 | 0 | 0 | 0 | 0 | 0 | 0 | 0 | 0 | 0
F4_Commercial_School_Existing_Food Preparation_Natural Gas_Double Rack Oven_E6 | F4 | Commercial | School | Existing | Food Preparation | Natural Gas | Double Rack Oven | E6 | Utility - Cost of Equipment | 0 | 0 | 0 | 0 | 0 | 0 | 0 | 0 | 0 | 0 | 0 | 0 | 0 | 0 | 0 | 0 | 0 | 0 | 0 | 0 | 0 | 0 | 0 | 0 | 0 | 0 | 0
F4_Commercial_School_Existing_Food Preparation_Natural Gas_Double Rack Oven_E7 | F4 | Commercial | School | Existing | Food Preparation | Natural Gas | Double Rack Oven | E7 | Utility - Cost of Equipment | 0 | 0 | 0 | 0 | 0 | 0 | 0 | 0 | 0 | 0 | 0 | 0 | 0 | 0 | 0 | 0 | 0 | 0 | 0 | 0 | 0 | 0 | 0 | 0 | 0 | 0 | 0
F4_Commercial_School_Existing_Food Preparation_Natural Gas_Double Rack Oven_E8 | F4 | Commercial | School | Existing | Food Preparation | Natural Gas | Double Rack Oven | E8 | Utility - Cost of Equipment | 0 | 0 | 0 | 0 | 0 | 0 | 0 | 0 | 0 | 0 | 0 | 0 | 0 | 0 | 0 | 0 | 0 | 0 | 0 | 0 | 0 | 0 | 0 | 0 | 0 | 0 | 0
F4_Commercial_School_Existing_Food Preparation_Natural Gas_Double Rack Oven_E9 | F4 | Commercial | School | Existing | Food Preparation | Natural Gas | Double Rack Oven | E9 | Utility - Cost of Equipment | 0 | 0 | 0 | 0 | 0 | 0 | 0 | 0 | 0 | 0 | 0 | 0 | 0 | 0 | 0 | 0 | 0 | 0 | 0 | 0 | 0 | 0 | 0 | 0 | 0 | 0 | 0
F4_Commercial_School_Existing_Food Preparation_Natural Gas_Double Rack Oven_E10 | F4 | Commercial | School | Existing | Food Preparation | Natural Gas | Double Rack Oven | E10 | Utility - Cost of Equipment | 0 | 0 | 0 | 0 | 0 | 0 | 0 | 0 | 0 | 0 | 0 | 0 | 0 | 0 | 0 | 0 | 0 | 0 | 0 | 0 | 0 | 0 | 0 | 0 | 0 | 0 | 0
F5_Commercial_School_Existing_Food Preparation_Natural Gas_Double Rack Oven_E1 | F5 | Commercial | School | Existing | Food Preparation | Natural Gas | Double Rack Oven | E1 | Utility - Cost of Operation | 0.076421 | 0.075603 | 0.074814 | 0.074059 | 0.074246 | 0.075047 | 0.076211 | 0.077508 | 0.078758 | 0.079824 | 0.080692 | 0.081314 | 0.081666 | 0.081627 | 0.081184 | 0.080334 | 0.07909 | 0.077522 | 0.075648 | 0.073422 | 0.070811 | 0.067801 | 0.065133 | 0.063419 | 0.062698 | 0.063005 | 0.063314
F5_Commercial_School_Existing_Food Preparation_Natural Gas_Double Rack Oven_E2 | F5 | Commercial | School | Existing | Food Preparation | Natural Gas | Double Rack Oven | E2 | Utility - Cost of Operation | 0.044953 | 0.044472 | 0.044008 | 0.043564 | 0.043674 | 0.044145 | 0.04483 | 0.045593 | 0.046328 | 0.046955 | 0.047466 | 0.047832 | 0.048039 | 0.048016 | 0.047755 | 0.047255 | 0.046524 | 0.045601 | 0.044499 | 0.043189 | 0.041653 | 0.039883 | 0.038314 | 0.037305 | 0.036881 | 0.037062 | 0.037243
F5_Commercial_School_Existing_Food Preparation_Natural Gas_Double Rack Oven_E3 | F5 | Commercial | School | Existing | Food Preparation | Natural Gas | Double Rack Oven | E3 | Utility - Cost of Operation | 0 | 0 | 0 | 0 | 0 | 0 | 0 | 0 | 0 | 0 | 0 | 0 | 0 | 0 | 0 | 0 | 0 | 0 | 0 | 0 | 0 | 0 | 0 | 0 | 0 | 0 | 0
F5_Commercial_School_Existing_Food Preparation_Natural Gas_Double Rack Oven_E4 | F5 | Commercial | School | Existing | Food Preparation | Natural Gas | Double Rack Oven | E4 | Utility - Cost of Operation | 0 | 0 | 0 | 0 | 0 | 0 | 0 | 0 | 0 | 0 | 0 | 0 | 0 | 0 | 0 | 0 | 0 | 0 | 0 | 0 | 0 | 0 | 0 | 0 | 0 | 0 | 0
F5_Commercial_School_Existing_Food Preparation_Natural Gas_Double Rack Oven_E5 | F5 | Commercial | School | Existing | Food Preparation | Natural Gas | Double Rack Oven | E5 | Utility - Cost of Operation | 0 | 0 | 0 | 0 | 0 | 0 | 0 | 0 | 0 | 0 | 0 | 0 | 0 | 0 | 0 | 0 | 0 | 0 | 0 | 0 | 0 | 0 | 0 | 0 | 0 | 0 | 0
F5_Commercial_School_Existing_Food Preparation_Natural Gas_Double Rack Oven_E6 | F5 | Commercial | School | Existing | Food Preparation | Natural Gas | Double Rack Oven | E6 | Utility - Cost of Operation | 0 | 0 | 0 | 0 | 0 | 0 | 0 | 0 | 0 | 0 | 0 | 0 | 0 | 0 | 0 | 0 | 0 | 0 | 0 | 0 | 0 | 0 | 0 | 0 | 0 | 0 | 0
F5_Commercial_School_Existing_Food Preparation_Natural Gas_Double Rack Oven_E7 | F5 | Commercial | School | Existing | Food Preparation | Natural Gas | Double Rack Oven | E7 | Utility - Cost of Operation | 0 | 0 | 0 | 0 | 0 | 0 | 0 | 0 | 0 | 0 | 0 | 0 | 0 | 0 | 0 | 0 | 0 | 0 | 0 | 0 | 0 | 0 | 0 | 0 | 0 | 0 | 0
F5_Commercial_School_Existing_Food Preparation_Natural Gas_Double Rack Oven_E8 | F5 | Commercial | School | Existing | Food Preparation | Natural Gas | Double Rack Oven | E8 | Utility - Cost of Operation | 0 | 0 | 0 | 0 | 0 | 0 | 0 | 0 | 0 | 0 | 0 | 0 | 0 | 0 | 0 | 0 | 0 | 0 | 0 | 0 | 0 | 0 | 0 | 0 | 0 | 0 | 0
F5_Commercial_School_Existing_Food Preparation_Natural Gas_Double Rack Oven_E9 | F5 | Commercial | School | Existing | Food Preparation | Natural Gas | Double Rack Oven | E9 | Utility - Cost of Operation | 0 | 0 | 0 | 0 | 0 | 0 | 0 | 0 | 0 | 0 | 0 | 0 | 0 | 0 | 0 | 0 | 0 | 0 | 0 | 0 | 0 | 0 | 0 | 0 | 0 | 0 | 0
F5_Commercial_School_Existing_Food Preparation_Natural Gas_Double Rack Oven_E10 | F5 | Commercial | School | Existing | Food Preparation | Natural Gas | Double Rack Oven | E10 | Utility - Cost of Operation | 0 | 0 | 0 | 0 | 0 | 0 | 0 | 0 | 0 | 0 | 0 | 0 | 0 | 0 | 0 | 0 | 0 | 0 | 0 | 0 | 0 | 0 | 0 | 0 | 0 | 0 | 0
F6_Commercial_School_Existing_Food Preparation_Natural Gas_Double Rack Oven_E1 | F6 | Commercial | School | Existing | Food Preparation | Natural Gas | Double Rack Oven | E1 | Utility - Value of Sales | 0 | 0 | 0 | 0 | 0 | 0 | 0 | 0 | 0 | 0 | 0 | 0 | 0 | 0 | 0 | 0 | 0 | 0 | 0 | 0 | 0 | 0 | 0 | 0 | 0 | 0 | 0
F6_Commercial_School_Existing_Food Preparation_Natural Gas_Double Rack Oven_E2 | F6 | Commercial | School | Existing | Food Preparation | Natural Gas | Double Rack Oven | E2 | Utility - Value of Sales | 0 | 0 | 0 | 0 | 0 | 0 | 0 | 0 | 0 | 0 | 0 | 0 | 0 | 0 | 0 | 0 | 0 | 0 | 0 | 0 | 0 | 0 | 0 | 0 | 0 | 0 | 0
F6_Commercial_School_Existing_Food Preparation_Natural Gas_Double Rack Oven_E3 | F6 | Commercial | School | Existing | Food Preparation | Natural Gas | Double Rack Oven | E3 | Utility - Value of Sales | 0 | 0 | 0 | 0 | 0 | 0 | 0 | 0 | 0 | 0 | 0 | 0 | 0 | 0 | 0 | 0 | 0 | 0 | 0 | 0 | 0 | 0 | 0 | 0 | 0 | 0 | 0
F6_Commercial_School_Existing_Food Preparation_Natural Gas_Double Rack Oven_E4 | F6 | Commercial | School | Existing | Food Preparation | Natural Gas | Double Rack Oven | E4 | Utility - Value of Sales | 0 | 0 | 0 | 0 | 0 | 0 | 0 | 0 | 0 | 0 | 0 | 0 | 0 | 0 | 0 | 0 | 0 | 0 | 0 | 0 | 0 | 0 | 0 | 0 | 0 | 0 | 0
F6_Commercial_School_Existing_Food Preparation_Natural Gas_Double Rack Oven_E5 | F6 | Commercial | School | Existing | Food Preparation | Natural Gas | Double Rack Oven | E5 | Utility - Value of Sales | 0 | 0 | 0 | 0 | 0 | 0 | 0 | 0 | 0 | 0 | 0 | 0 | 0 | 0 | 0 | 0 | 0 | 0 | 0 | 0 | 0 | 0 | 0 | 0 | 0 | 0 | 0
F6_Commercial_School_Existing_Food Preparation_Natural Gas_Double Rack Oven_E6 | F6 | Commercial | School | Existing | Food Preparation | Natural Gas | Double Rack Oven | E6 | Utility - Value of Sales | 0 | 0 | 0 | 0 | 0 | 0 | 0 | 0 | 0 | 0 | 0 | 0 | 0 | 0 | 0 | 0 | 0 | 0 | 0 | 0 | 0 | 0 | 0 | 0 | 0 | 0 | 0
F6_Commercial_School_Existing_Food Preparation_Natural Gas_Double Rack Oven_E7 | F6 | Commercial | School | Existing | Food Preparation | Natural Gas | Double Rack Oven | E7 | Utility - Value of Sales | 0 | 0 | 0 | 0 | 0 | 0 | 0 | 0 | 0 | 0 | 0 | 0 | 0 | 0 | 0 | 0 | 0 | 0 | 0 | 0 | 0 | 0 | 0 | 0 | 0 | 0 | 0
F6_Commercial_School_Existing_Food Preparation_Natural Gas_Double Rack Oven_E8 | F6 | Commercial | School | Existing | Food Preparation | Natural Gas | Double Rack Oven | E8 | Utility - Value of Sales | 0 | 0 | 0 | 0 | 0 | 0 | 0 | 0 | 0 | 0 | 0 | 0 | 0 | 0 | 0 | 0 | 0 | 0 | 0 | 0 | 0 | 0 | 0 | 0 | 0 | 0 | 0
F6_Commercial_School_Existing_Food Preparation_Natural Gas_Double Rack Oven_E9 | F6 | Commercial | School | Existing | Food Preparation | Natural Gas | Double Rack Oven | E9 | Utility - Value of Sales | 0 | 0 | 0 | 0 | 0 | 0 | 0 | 0 | 0 | 0 | 0 | 0 | 0 | 0 | 0 | 0 | 0 | 0 | 0 | 0 | 0 | 0 | 0 | 0 | 0 | 0 | 0
F6_Commercial_School_Existing_Food Preparation_Natural Gas_Double Rack Oven_E10 | F6 | Commercial | School | Existing | Food Preparation | Natural Gas | Double Rack Oven | E10 | Utility - Value of Sales | 0 | 0 | 0 | 0 | 0 | 0 | 0 | 0 | 0 | 0 | 0 | 0 | 0 | 0 | 0 | 0 | 0 | 0 | 0 | 0 | 0 | 0 | 0 | 0 | 0 | 0 | 0
F1_Commercial_School_Existing_Food Preparation_Natural Gas_Fryer_E1 | F1 | Commercial | School | Existing | Food Preparation | Natural Gas | Fryer | E1 | RVT - Cost of Equipment | 0.015389 | 0 | 0 | 0 | 0 | 0 | 0 | 0 | 0 | 0 | 0 | 0 | 0 | 0 | 0 | 0 | 0 | 0 | 0 | 0 | 0 | 0 | 0 | 0 | 0 | 0 | 0
F1_Commercial_School_Existing_Food Preparation_Natural Gas_Fryer_E2 | F1 | Commercial | School | Existing | Food Preparation | Natural Gas | Fryer | E2 | RVT - Cost of Equipment | 0.019344 | 0.019344 | 0.019344 | 0.019344 | 0.019344 | 0.019344 | 0.019344 | 0.019344 | 0.019344 | 0.019344 | 0.019344 | 0.019344 | 0.019344 | 0.019344 | 0.019344 | 0.019344 | 0.019344 | 0.019344 | 0.019344 | 0.019344 | 0.019344 | 0.019344 | 0.019344 | 0.019344 | 0.019344 | 0.019344 | 0.019344
F1_Commercial_School_Existing_Food Preparation_Natural Gas_Fryer_E3 | F1 | Commercial | School | Existing | Food Preparation | Natural Gas | Fryer | E3 | RVT - Cost of Equipment | 0 | 0 | 0 | 0 | 0 | 0 | 0 | 0 | 0 | 0 | 0 | 0 | 0 | 0 | 0 | 0 | 0 | 0 | 0 | 0 | 0 | 0 | 0 | 0 | 0 | 0 | 0
F1_Commercial_School_Existing_Food Preparation_Natural Gas_Fryer_E4 | F1 | Commercial | School | Existing | Food Preparation | Natural Gas | Fryer | E4 | RVT - Cost of Equipment | 0 | 0 | 0 | 0 | 0 | 0 | 0 | 0 | 0 | 0 | 0 | 0 | 0 | 0 | 0 | 0 | 0 | 0 | 0 | 0 | 0 | 0 | 0 | 0 | 0 | 0 | 0
F1_Commercial_School_Existing_Food Preparation_Natural Gas_Fryer_E5 | F1 | Commercial | School | Existing | Food Preparation | Natural Gas | Fryer | E5 | RVT - Cost of Equipment | 0 | 0 | 0 | 0 | 0 | 0 | 0 | 0 | 0 | 0 | 0 | 0 | 0 | 0 | 0 | 0 | 0 | 0 | 0 | 0 | 0 | 0 | 0 | 0 | 0 | 0 | 0
F1_Commercial_School_Existing_Food Preparation_Natural Gas_Fryer_E6 | F1 | Commercial | School | Existing | Food Preparation | Natural Gas | Fryer | E6 | RVT - Cost of Equipment | 0 | 0 | 0 | 0 | 0 | 0 | 0 | 0 | 0 | 0 | 0 | 0 | 0 | 0 | 0 | 0 | 0 | 0 | 0 | 0 | 0 | 0 | 0 | 0 | 0 | 0 | 0
F1_Commercial_School_Existing_Food Preparation_Natural Gas_Fryer_E7 | F1 | Commercial | School | Existing | Food Preparation | Natural Gas | Fryer | E7 | RVT - Cost of Equipment | 0 | 0 | 0 | 0 | 0 | 0 | 0 | 0 | 0 | 0 | 0 | 0 | 0 | 0 | 0 | 0 | 0 | 0 | 0 | 0 | 0 | 0 | 0 | 0 | 0 | 0 | 0
F1_Commercial_School_Existing_Food Preparation_Natural Gas_Fryer_E8 | F1 | Commercial | School | Existing | Food Preparation | Natural Gas | Fryer | E8 | RVT - Cost of Equipment | 0 | 0 | 0 | 0 | 0 | 0 | 0 | 0 | 0 | 0 | 0 | 0 | 0 | 0 | 0 | 0 | 0 | 0 | 0 | 0 | 0 | 0 | 0 | 0 | 0 | 0 | 0
F1_Commercial_School_Existing_Food Preparation_Natural Gas_Fryer_E9 | F1 | Commercial | School | Existing | Food Preparation | Natural Gas | Fryer | E9 | RVT - Cost of Equipment | 0 | 0 | 0 | 0 | 0 | 0 | 0 | 0 | 0 | 0 | 0 | 0 | 0 | 0 | 0 | 0 | 0 | 0 | 0 | 0 | 0 | 0 | 0 | 0 | 0 | 0 | 0
F1_Commercial_School_Existing_Food Preparation_Natural Gas_Fryer_E10 | F1 | Commercial | School | Existing | Food Preparation | Natural Gas | Fryer | E10 | RVT - Cost of Equipment | 0 | 0 | 0 | 0 | 0 | 0 | 0 | 0 | 0 | 0 | 0 | 0 | 0 | 0 | 0 | 0 | 0 | 0 | 0 | 0 | 0 | 0 | 0 | 0 | 0 | 0 | 0
F2_Commercial_School_Existing_Food Preparation_Natural Gas_Fryer_E1 | F2 | Commercial | School | Existing | Food Preparation | Natural Gas | Fryer | E1 | RVT - Cost of Operation | 0 | 0 | 0 | 0 | 0 | 0 | 0 | 0 | 0 | 0 | 0 | 0 | 0 | 0 | 0 | 0 | 0 | 0 | 0 | 0 | 0 | 0 | 0 | 0 | 0 | 0 | 0
F2_Commercial_School_Existing_Food Preparation_Natural Gas_Fryer_E2 | F2 | Commercial | School | Existing | Food Preparation | Natural Gas | Fryer | E2 | RVT - Cost of Operation | 0 | 0 | 0 | 0 | 0 | 0 | 0 | 0 | 0 | 0 | 0 | 0 | 0 | 0 | 0 | 0 | 0 | 0 | 0 | 0 | 0 | 0 | 0 | 0 | 0 | 0 | 0
F2_Commercial_School_Existing_Food Preparation_Natural Gas_Fryer_E3 | F2 | Commercial | School | Existing | Food Preparation | Natural Gas | Fryer | E3 | RVT - Cost of Operation | 0 | 0 | 0 | 0 | 0 | 0 | 0 | 0 | 0 | 0 | 0 | 0 | 0 | 0 | 0 | 0 | 0 | 0 | 0 | 0 | 0 | 0 | 0 | 0 | 0 | 0 | 0
F2_Commercial_School_Existing_Food Preparation_Natural Gas_Fryer_E4 | F2 | Commercial | School | Existing | Food Preparation | Natural Gas | Fryer | E4 | RVT - Cost of Operation | 0 | 0 | 0 | 0 | 0 | 0 | 0 | 0 | 0 | 0 | 0 | 0 | 0 | 0 | 0 | 0 | 0 | 0 | 0 | 0 | 0 | 0 | 0 | 0 | 0 | 0 | 0
F2_Commercial_School_Existing_Food Preparation_Natural Gas_Fryer_E5 | F2 | Commercial | School | Existing | Food Preparation | Natural Gas | Fryer | E5 | RVT - Cost of Operation | 0 | 0 | 0 | 0 | 0 | 0 | 0 | 0 | 0 | 0 | 0 | 0 | 0 | 0 | 0 | 0 | 0 | 0 | 0 | 0 | 0 | 0 | 0 | 0 | 0 | 0 | 0
F2_Commercial_School_Existing_Food Preparation_Natural Gas_Fryer_E6 | F2 | Commercial | School | Existing | Food Preparation | Natural Gas | Fryer | E6 | RVT - Cost of Operation | 0 | 0 | 0 | 0 | 0 | 0 | 0 | 0 | 0 | 0 | 0 | 0 | 0 | 0 | 0 | 0 | 0 | 0 | 0 | 0 | 0 | 0 | 0 | 0 | 0 | 0 | 0
F2_Commercial_School_Existing_Food Preparation_Natural Gas_Fryer_E7 | F2 | Commercial | School | Existing | Food Preparation | Natural Gas | Fryer | E7 | RVT - Cost of Operation | 0 | 0 | 0 | 0 | 0 | 0 | 0 | 0 | 0 | 0 | 0 | 0 | 0 | 0 | 0 | 0 | 0 | 0 | 0 | 0 | 0 | 0 | 0 | 0 | 0 | 0 | 0
F2_Commercial_School_Existing_Food Preparation_Natural Gas_Fryer_E8 | F2 | Commercial | School | Existing | Food Preparation | Natural Gas | Fryer | E8 | RVT - Cost of Operation | 0 | 0 | 0 | 0 | 0 | 0 | 0 | 0 | 0 | 0 | 0 | 0 | 0 | 0 | 0 | 0 | 0 | 0 | 0 | 0 | 0 | 0 | 0 | 0 | 0 | 0 | 0
F2_Commercial_School_Existing_Food Preparation_Natural Gas_Fryer_E9 | F2 | Commercial | School | Existing | Food Preparation | Natural Gas | Fryer | E9 | RVT - Cost of Operation | 0 | 0 | 0 | 0 | 0 | 0 | 0 | 0 | 0 | 0 | 0 | 0 | 0 | 0 | 0 | 0 | 0 | 0 | 0 | 0 | 0 | 0 | 0 | 0 | 0 | 0 | 0
F2_Commercial_School_Existing_Food Preparation_Natural Gas_Fryer_E10 | F2 | Commercial | School | Existing | Food Preparation | Natural Gas | Fryer | E10 | RVT - Cost of Operation | 0 | 0 | 0 | 0 | 0 | 0 | 0 | 0 | 0 | 0 | 0 | 0 | 0 | 0 | 0 | 0 | 0 | 0 | 0 | 0 | 0 | 0 | 0 | 0 | 0 | 0 | 0
F3_Commercial_School_Existing_Food Preparation_Natural Gas_Fryer_E1 | F3 | Commercial | School | Existing | Food Preparation | Natural Gas | Fryer | E1 | System - kBTUs of Consumption | 2.869 | 0 | 0 | 0 | 0 | 0 | 0 | 0 | 0 | 0 | 0 | 0 | 0 | 0 | 0 | 0 | 0 | 0 | 0 | 0 | 0 | 0 | 0 | 0 | 0 | 0 | 0
F3_Commercial_School_Existing_Food Preparation_Natural Gas_Fryer_E2 | F3 | Commercial | School | Existing | Food Preparation | Natural Gas | Fryer | E2 | System - kBTUs of Consumption | 1.7733 | 1.7733 | 1.7733 | 1.7733 | 1.7733 | 1.7733 | 1.7733 | 1.7733 | 1.7733 | 1.7733 | 1.7733 | 1.7733 | 1.7733 | 1.7733 | 1.7733 | 1.7733 | 1.7733 | 1.7733 | 1.7733 | 1.7733 | 1.7733 | 1.7733 | 1.7733 | 1.7733 | 1.7733 | 1.7733 | 1.7733
F3_Commercial_School_Existing_Food Preparation_Natural Gas_Fryer_E3 | F3 | Commercial | School | Existing | Food Preparation | Natural Gas | Fryer | E3 | System - kBTUs of Consumption | 0 | 0 | 0 | 0 | 0 | 0 | 0 | 0 | 0 | 0 | 0 | 0 | 0 | 0 | 0 | 0 | 0 | 0 | 0 | 0 | 0 | 0 | 0 | 0 | 0 | 0 | 0
F3_Commercial_School_Existing_Food Preparation_Natural Gas_Fryer_E4 | F3 | Commercial | School | Existing | Food Preparation | Natural Gas | Fryer | E4 | System - kBTUs of Consumption | 0 | 0 | 0 | 0 | 0 | 0 | 0 | 0 | 0 | 0 | 0 | 0 | 0 | 0 | 0 | 0 | 0 | 0 | 0 | 0 | 0 | 0 | 0 | 0 | 0 | 0 | 0
F3_Commercial_School_Existing_Food Preparation_Natural Gas_Fryer_E5 | F3 | Commercial | School | Existing | Food Preparation | Natural Gas | Fryer | E5 | System - kBTUs of Consumption | 0 | 0 | 0 | 0 | 0 | 0 | 0 | 0 | 0 | 0 | 0 | 0 | 0 | 0 | 0 | 0 | 0 | 0 | 0 | 0 | 0 | 0 | 0 | 0 | 0 | 0 | 0
F3_Commercial_School_Existing_Food Preparation_Natural Gas_Fryer_E6 | F3 | Commercial | School | Existing | Food Preparation | Natural Gas | Fryer | E6 | System - kBTUs of Consumption | 0 | 0 | 0 | 0 | 0 | 0 | 0 | 0 | 0 | 0 | 0 | 0 | 0 | 0 | 0 | 0 | 0 | 0 | 0 | 0 | 0 | 0 | 0 | 0 | 0 | 0 | 0
F3_Commercial_School_Existing_Food Preparation_Natural Gas_Fryer_E7 | F3 | Commercial | School | Existing | Food Preparation | Natural Gas | Fryer | E7 | System - kBTUs of Consumption | 0 | 0 | 0 | 0 | 0 | 0 | 0 | 0 | 0 | 0 | 0 | 0 | 0 | 0 | 0 | 0 | 0 | 0 | 0 | 0 | 0 | 0 | 0 | 0 | 0 | 0 | 0
F3_Commercial_School_Existing_Food Preparation_Natural Gas_Fryer_E8 | F3 | Commercial | School | Existing | Food Preparation | Natural Gas | Fryer | E8 | System - kBTUs of Consumption | 0 | 0 | 0 | 0 | 0 | 0 | 0 | 0 | 0 | 0 | 0 | 0 | 0 | 0 | 0 | 0 | 0 | 0 | 0 | 0 | 0 | 0 | 0 | 0 | 0 | 0 | 0
F3_Commercial_School_Existing_Food Preparation_Natural Gas_Fryer_E9 | F3 | Commercial | School | Existing | Food Preparation | Natural Gas | Fryer | E9 | System - kBTUs of Consumption | 0 | 0 | 0 | 0 | 0 | 0 | 0 | 0 | 0 | 0 | 0 | 0 | 0 | 0 | 0 | 0 | 0 | 0 | 0 | 0 | 0 | 0 | 0 | 0 | 0 | 0 | 0
F3_Commercial_School_Existing_Food Preparation_Natural Gas_Fryer_E10 | F3 | Commercial | School | Existing | Food Preparation | Natural Gas | Fryer | E10 | System - kBTUs of Consumption | 0 | 0 | 0 | 0 | 0 | 0 | 0 | 0 | 0 | 0 | 0 | 0 | 0 | 0 | 0 | 0 | 0 | 0 | 0 | 0 | 0 | 0 | 0 | 0 | 0 | 0 | 0
F4_Commercial_School_Existing_Food Preparation_Natural Gas_Fryer_E1 | F4 | Commercial | School | Existing | Food Preparation | Natural Gas | Fryer | E1 | Utility - Cost of Equipment | 0.015389 | 0 | 0 | 0 | 0 | 0 | 0 | 0 | 0 | 0 | 0 | 0 | 0 | 0 | 0 | 0 | 0 | 0 | 0 | 0 | 0 | 0 | 0 | 0 | 0 | 0 | 0
F4_Commercial_School_Existing_Food Preparation_Natural Gas_Fryer_E2 | F4 | Commercial | School | Existing | Food Preparation | Natural Gas | Fryer | E2 | Utility - Cost of Equipment | 0.019344 | 0.019344 | 0.019344 | 0.019344 | 0.019344 | 0.019344 | 0.019344 | 0.019344 | 0.019344 | 0.019344 | 0.019344 | 0.019344 | 0.019344 | 0.019344 | 0.019344 | 0.019344 | 0.019344 | 0.019344 | 0.019344 | 0.019344 | 0.019344 | 0.019344 | 0.019344 | 0.019344 | 0.019344 | 0.019344 | 0.019344
F4_Commercial_School_Existing_Food Preparation_Natural Gas_Fryer_E3 | F4 | Commercial | School | Existing | Food Preparation | Natural Gas | Fryer | E3 | Utility - Cost of Equipment | 0 | 0 | 0 | 0 | 0 | 0 | 0 | 0 | 0 | 0 | 0 | 0 | 0 | 0 | 0 | 0 | 0 | 0 | 0 | 0 | 0 | 0 | 0 | 0 | 0 | 0 | 0
F4_Commercial_School_Existing_Food Preparation_Natural Gas_Fryer_E4 | F4 | Commercial | School | Existing | Food Preparation | Natural Gas | Fryer | E4 | Utility - Cost of Equipment | 0 | 0 | 0 | 0 | 0 | 0 | 0 | 0 | 0 | 0 | 0 | 0 | 0 | 0 | 0 | 0 | 0 | 0 | 0 | 0 | 0 | 0 | 0 | 0 | 0 | 0 | 0
F4_Commercial_School_Existing_Food Preparation_Natural Gas_Fryer_E5 | F4 | Commercial | School | Existing | Food Preparation | Natural Gas | Fryer | E5 | Utility - Cost of Equipment | 0 | 0 | 0 | 0 | 0 | 0 | 0 | 0 | 0 | 0 | 0 | 0 | 0 | 0 | 0 | 0 | 0 | 0 | 0 | 0 | 0 | 0 | 0 | 0 | 0 | 0 | 0
F4_Commercial_School_Existing_Food Preparation_Natural Gas_Fryer_E6 | F4 | Commercial | School | Existing | Food Preparation | Natural Gas | Fryer | E6 | Utility - Cost of Equipment | 0 | 0 | 0 | 0 | 0 | 0 | 0 | 0 | 0 | 0 | 0 | 0 | 0 | 0 | 0 | 0 | 0 | 0 | 0 | 0 | 0 | 0 | 0 | 0 | 0 | 0 | 0
F4_Commercial_School_Existing_Food Preparation_Natural Gas_Fryer_E7 | F4 | Commercial | School | Existing | Food Preparation | Natural Gas | Fryer | E7 | Utility - Cost of Equipment | 0 | 0 | 0 | 0 | 0 | 0 | 0 | 0 | 0 | 0 | 0 | 0 | 0 | 0 | 0 | 0 | 0 | 0 | 0 | 0 | 0 | 0 | 0 | 0 | 0 | 0 | 0
F4_Commercial_School_Existing_Food Preparation_Natural Gas_Fryer_E8 | F4 | Commercial | School | Existing | Food Preparation | Natural Gas | Fryer | E8 | Utility - Cost of Equipment | 0 | 0 | 0 | 0 | 0 | 0 | 0 | 0 | 0 | 0 | 0 | 0 | 0 | 0 | 0 | 0 | 0 | 0 | 0 | 0 | 0 | 0 | 0 | 0 | 0 | 0 | 0
F4_Commercial_School_Existing_Food Preparation_Natural Gas_Fryer_E9 | F4 | Commercial | School | Existing | Food Preparation | Natural Gas | Fryer | E9 | Utility - Cost of Equipment | 0 | 0 | 0 | 0 | 0 | 0 | 0 | 0 | 0 | 0 | 0 | 0 | 0 | 0 | 0 | 0 | 0 | 0 | 0 | 0 | 0 | 0 | 0 | 0 | 0 | 0 | 0
F4_Commercial_School_Existing_Food Preparation_Natural Gas_Fryer_E10 | F4 | Commercial | School | Existing | Food Preparation | Natural Gas | Fryer | E10 | Utility - Cost of Equipment | 0 | 0 | 0 | 0 | 0 | 0 | 0 | 0 | 0 | 0 | 0 | 0 | 0 | 0 | 0 | 0 | 0 | 0 | 0 | 0 | 0 | 0 | 0 | 0 | 0 | 0 | 0
F5_Commercial_School_Existing_Food Preparation_Natural Gas_Fryer_E1 | F5 | Commercial | School | Existing | Food Preparation | Natural Gas | Fryer | E1 | Utility - Cost of Operation | 0.039527 | 0 | 0 | 0 | 0 | 0 | 0 | 0 | 0 | 0 | 0 | 0 | 0 | 0 | 0 | 0 | 0 | 0 | 0 | 0 | 0 | 0 | 0 | 0 | 0 | 0 | 0
F5_Commercial_School_Existing_Food Preparation_Natural Gas_Fryer_E2 | F5 | Commercial | School | Existing | Food Preparation | Natural Gas | Fryer | E2 | Utility - Cost of Operation | 0.024432 | 0.024017 | 0.023612 | 0.023216 | 0.023181 | 0.02338 | 0.023728 | 0.024156 | 0.024618 | 0.025092 | 0.025584 | 0.026064 | 0.02649 | 0.02677 | 0.026855 | 0.02671 | 0.026327 | 0.02575 | 0.025006 | 0.024124 | 0.023094 | 0.02191 | 0.020858 | 0.020174 | 0.019874 | 0.019972 | 0.02007
F5_Commercial_School_Existing_Food Preparation_Natural Gas_Fryer_E3 | F5 | Commercial | School | Existing | Food Preparation | Natural Gas | Fryer | E3 | Utility - Cost of Operation | 0 | 0 | 0 | 0 | 0 | 0 | 0 | 0 | 0 | 0 | 0 | 0 | 0 | 0 | 0 | 0 | 0 | 0 | 0 | 0 | 0 | 0 | 0 | 0 | 0 | 0 | 0
F5_Commercial_School_Existing_Food Preparation_Natural Gas_Fryer_E4 | F5 | Commercial | School | Existing | Food Preparation | Natural Gas | Fryer | E4 | Utility - Cost of Operation | 0 | 0 | 0 | 0 | 0 | 0 | 0 | 0 | 0 | 0 | 0 | 0 | 0 | 0 | 0 | 0 | 0 | 0 | 0 | 0 | 0 | 0 | 0 | 0 | 0 | 0 | 0
F5_Commercial_School_Existing_Food Preparation_Natural Gas_Fryer_E5 | F5 | Commercial | School | Existing | Food Preparation | Natural Gas | Fryer | E5 | Utility - Cost of Operation | 0 | 0 | 0 | 0 | 0 | 0 | 0 | 0 | 0 | 0 | 0 | 0 | 0 | 0 | 0 | 0 | 0 | 0 | 0 | 0 | 0 | 0 | 0 | 0 | 0 | 0 | 0
F5_Commercial_School_Existing_Food Preparation_Natural Gas_Fryer_E6 | F5 | Commercial | School | Existing | Food Preparation | Natural Gas | Fryer | E6 | Utility - Cost of Operation | 0 | 0 | 0 | 0 | 0 | 0 | 0 | 0 | 0 | 0 | 0 | 0 | 0 | 0 | 0 | 0 | 0 | 0 | 0 | 0 | 0 | 0 | 0 | 0 | 0 | 0 | 0
F5_Commercial_School_Existing_Food Preparation_Natural Gas_Fryer_E7 | F5 | Commercial | School | Existing | Food Preparation | Natural Gas | Fryer | E7 | Utility - Cost of Operation | 0 | 0 | 0 | 0 | 0 | 0 | 0 | 0 | 0 | 0 | 0 | 0 | 0 | 0 | 0 | 0 | 0 | 0 | 0 | 0 | 0 | 0 | 0 | 0 | 0 | 0 | 0
F5_Commercial_School_Existing_Food Preparation_Natural Gas_Fryer_E8 | F5 | Commercial | School | Existing | Food Preparation | Natural Gas | Fryer | E8 | Utility - Cost of Operation | 0 | 0 | 0 | 0 | 0 | 0 | 0 | 0 | 0 | 0 | 0 | 0 | 0 | 0 | 0 | 0 | 0 | 0 | 0 | 0 | 0 | 0 | 0 | 0 | 0 | 0 | 0
F5_Commercial_School_Existing_Food Preparation_Natural Gas_Fryer_E9 | F5 | Commercial | School | Existing | Food Preparation | Natural Gas | Fryer | E9 | Utility - Cost of Operation | 0 | 0 | 0 | 0 | 0 | 0 | 0 | 0 | 0 | 0 | 0 | 0 | 0 | 0 | 0 | 0 | 0 | 0 | 0 | 0 | 0 | 0 | 0 | 0 | 0 | 0 | 0
F5_Commercial_School_Existing_Food Preparation_Natural Gas_Fryer_E10 | F5 | Commercial | School | Existing | Food Preparation | Natural Gas | Fryer | E10 | Utility - Cost of Operation | 0 | 0 | 0 | 0 | 0 | 0 | 0 | 0 | 0 | 0 | 0 | 0 | 0 | 0 | 0 | 0 | 0 | 0 | 0 | 0 | 0 | 0 | 0 | 0 | 0 | 0 | 0
F6_Commercial_School_Existing_Food Preparation_Natural Gas_Fryer_E1 | F6 | Commercial | School | Existing | Food Preparation | Natural Gas | Fryer | E1 | Utility - Value of Sales | 0 | 0 | 0 | 0 | 0 | 0 | 0 | 0 | 0 | 0 | 0 | 0 | 0 | 0 | 0 | 0 | 0 | 0 | 0 | 0 | 0 | 0 | 0 | 0 | 0 | 0 | 0
F6_Commercial_School_Existing_Food Preparation_Natural Gas_Fryer_E2 | F6 | Commercial | School | Existing | Food Preparation | Natural Gas | Fryer | E2 | Utility - Value of Sales | 0 | 0 | 0 | 0 | 0 | 0 | 0 | 0 | 0 | 0 | 0 | 0 | 0 | 0 | 0 | 0 | 0 | 0 | 0 | 0 | 0 | 0 | 0 | 0 | 0 | 0 | 0
F6_Commercial_School_Existing_Food Preparation_Natural Gas_Fryer_E3 | F6 | Commercial | School | Existing | Food Preparation | Natural Gas | Fryer | E3 | Utility - Value of Sales | 0 | 0 | 0 | 0 | 0 | 0 | 0 | 0 | 0 | 0 | 0 | 0 | 0 | 0 | 0 | 0 | 0 | 0 | 0 | 0 | 0 | 0 | 0 | 0 | 0 | 0 | 0
F6_Commercial_School_Existing_Food Preparation_Natural Gas_Fryer_E4 | F6 | Commercial | School | Existing | Food Preparation | Natural Gas | Fryer | E4 | Utility - Value of Sales | 0 | 0 | 0 | 0 | 0 | 0 | 0 | 0 | 0 | 0 | 0 | 0 | 0 | 0 | 0 | 0 | 0 | 0 | 0 | 0 | 0 | 0 | 0 | 0 | 0 | 0 | 0
F6_Commercial_School_Existing_Food Preparation_Natural Gas_Fryer_E5 | F6 | Commercial | School | Existing | Food Preparation | Natural Gas | Fryer | E5 | Utility - Value of Sales | 0 | 0 | 0 | 0 | 0 | 0 | 0 | 0 | 0 | 0 | 0 | 0 | 0 | 0 | 0 | 0 | 0 | 0 | 0 | 0 | 0 | 0 | 0 | 0 | 0 | 0 | 0
F6_Commercial_School_Existing_Food Preparation_Natural Gas_Fryer_E6 | F6 | Commercial | School | Existing | Food Preparation | Natural Gas | Fryer | E6 | Utility - Value of Sales | 0 | 0 | 0 | 0 | 0 | 0 | 0 | 0 | 0 | 0 | 0 | 0 | 0 | 0 | 0 | 0 | 0 | 0 | 0 | 0 | 0 | 0 | 0 | 0 | 0 | 0 | 0
F6_Commercial_School_Existing_Food Preparation_Natural Gas_Fryer_E7 | F6 | Commercial | School | Existing | Food Preparation | Natural Gas | Fryer | E7 | Utility - Value of Sales | 0 | 0 | 0 | 0 | 0 | 0 | 0 | 0 | 0 | 0 | 0 | 0 | 0 | 0 | 0 | 0 | 0 | 0 | 0 | 0 | 0 | 0 | 0 | 0 | 0 | 0 | 0
F6_Commercial_School_Existing_Food Preparation_Natural Gas_Fryer_E8 | F6 | Commercial | School | Existing | Food Preparation | Natural Gas | Fryer | E8 | Utility - Value of Sales | 0 | 0 | 0 | 0 | 0 | 0 | 0 | 0 | 0 | 0 | 0 | 0 | 0 | 0 | 0 | 0 | 0 | 0 | 0 | 0 | 0 | 0 | 0 | 0 | 0 | 0 | 0
F6_Commercial_School_Existing_Food Preparation_Natural Gas_Fryer_E9 | F6 | Commercial | School | Existing | Food Preparation | Natural Gas | Fryer | E9 | Utility - Value of Sales | 0 | 0 | 0 | 0 | 0 | 0 | 0 | 0 | 0 | 0 | 0 | 0 | 0 | 0 | 0 | 0 | 0 | 0 | 0 | 0 | 0 | 0 | 0 | 0 | 0 | 0 | 0
F6_Commercial_School_Existing_Food Preparation_Natural Gas_Fryer_E10 | F6 | Commercial | School | Existing | Food Preparation | Natural Gas | Fryer | E10 | Utility - Value of Sales | 0 | 0 | 0 | 0 | 0 | 0 | 0 | 0 | 0 | 0 | 0 | 0 | 0 | 0 | 0 | 0 | 0 | 0 | 0 | 0 | 0 | 0 | 0 | 0 | 0 | 0 | 0
F1_Commercial_School_Existing_Food Preparation_Natural Gas_Broiler_E1 | F1 | Commercial | School | Existing | Food Preparation | Natural Gas | Broiler | E1 | RVT - Cost of Equipment | 0.015067 | 0.015067 | 0.015067 | 0.015067 | 0.015067 | 0.015067 | 0.015067 | 0.015067 | 0.015067 | 0.015067 | 0.015067 | 0.015067 | 0.015067 | 0.015067 | 0.015067 | 0.015067 | 0.015067 | 0.015067 | 0.015067 | 0.015067 | 0.015067 | 0.015067 | 0.015067 | 0.015067 | 0.015067 | 0.015067 | 0.015067
F1_Commercial_School_Existing_Food Preparation_Natural Gas_Broiler_E2 | F1 | Commercial | School | Existing | Food Preparation | Natural Gas | Broiler | E2 | RVT - Cost of Equipment | 0.021094 | 0.021094 | 0.021094 | 0.021094 | 0.021094 | 0.021094 | 0.021094 | 0.021094 | 0.021094 | 0.021094 | 0.021094 | 0.021094 | 0.021094 | 0.021094 | 0.021094 | 0.021094 | 0.021094 | 0.021094 | 0.021094 | 0.021094 | 0.021094 | 0.021094 | 0.021094 | 0.021094 | 0.021094 | 0.021094 | 0.021094
F1_Commercial_School_Existing_Food Preparation_Natural Gas_Broiler_E3 | F1 | Commercial | School | Existing | Food Preparation | Natural Gas | Broiler | E3 | RVT - Cost of Equipment | 0 | 0 | 0 | 0 | 0 | 0 | 0 | 0 | 0 | 0 | 0 | 0 | 0 | 0 | 0 | 0 | 0 | 0 | 0 | 0 | 0 | 0 | 0 | 0 | 0 | 0 | 0
F1_Commercial_School_Existing_Food Preparation_Natural Gas_Broiler_E4 | F1 | Commercial | School | Existing | Food Preparation | Natural Gas | Broiler | E4 | RVT - Cost of Equipment | 0 | 0 | 0 | 0 | 0 | 0 | 0 | 0 | 0 | 0 | 0 | 0 | 0 | 0 | 0 | 0 | 0 | 0 | 0 | 0 | 0 | 0 | 0 | 0 | 0 | 0 | 0
F1_Commercial_School_Existing_Food Preparation_Natural Gas_Broiler_E5 | F1 | Commercial | School | Existing | Food Preparation | Natural Gas | Broiler | E5 | RVT - Cost of Equipment | 0 | 0 | 0 | 0 | 0 | 0 | 0 | 0 | 0 | 0 | 0 | 0 | 0 | 0 | 0 | 0 | 0 | 0 | 0 | 0 | 0 | 0 | 0 | 0 | 0 | 0 | 0
F1_Commercial_School_Existing_Food Preparation_Natural Gas_Broiler_E6 | F1 | Commercial | School | Existing | Food Preparation | Natural Gas | Broiler | E6 | RVT - Cost of Equipment | 0 | 0 | 0 | 0 | 0 | 0 | 0 | 0 | 0 | 0 | 0 | 0 | 0 | 0 | 0 | 0 | 0 | 0 | 0 | 0 | 0 | 0 | 0 | 0 | 0 | 0 | 0
F1_Commercial_School_Existing_Food Preparation_Natural Gas_Broiler_E7 | F1 | Commercial | School | Existing | Food Preparation | Natural Gas | Broiler | E7 | RVT - Cost of Equipment | 0 | 0 | 0 | 0 | 0 | 0 | 0 | 0 | 0 | 0 | 0 | 0 | 0 | 0 | 0 | 0 | 0 | 0 | 0 | 0 | 0 | 0 | 0 | 0 | 0 | 0 | 0
F1_Commercial_School_Existing_Food Preparation_Natural Gas_Broiler_E8 | F1 | Commercial | School | Existing | Food Preparation | Natural Gas | Broiler | E8 | RVT - Cost of Equipment | 0 | 0 | 0 | 0 | 0 | 0 | 0 | 0 | 0 | 0 | 0 | 0 | 0 | 0 | 0 | 0 | 0 | 0 | 0 | 0 | 0 | 0 | 0 | 0 | 0 | 0 | 0
F1_Commercial_School_Existing_Food Preparation_Natural Gas_Broiler_E9 | F1 | Commercial | School | Existing | Food Preparation | Natural Gas | Broiler | E9 | RVT - Cost of Equipment | 0 | 0 | 0 | 0 | 0 | 0 | 0 | 0 | 0 | 0 | 0 | 0 | 0 | 0 | 0 | 0 | 0 | 0 | 0 | 0 | 0 | 0 | 0 | 0 | 0 | 0 | 0
F1_Commercial_School_Existing_Food Preparation_Natural Gas_Broiler_E10 | F1 | Commercial | School | Existing | Food Preparation | Natural Gas | Broiler | E10 | RVT - Cost of Equipment | 0 | 0 | 0 | 0 | 0 | 0 | 0 | 0 | 0 | 0 | 0 | 0 | 0 | 0 | 0 | 0 | 0 | 0 | 0 | 0 | 0 | 0 | 0 | 0 | 0 | 0 | 0
F2_Commercial_School_Existing_Food Preparation_Natural Gas_Broiler_E1 | F2 | Commercial | School | Existing | Food Preparation | Natural Gas | Broiler | E1 | RVT - Cost of Operation | 0 | 0 | 0 | 0 | 0 | 0 | 0 | 0 | 0 | 0 | 0 | 0 | 0 | 0 | 0 | 0 | 0 | 0 | 0 | 0 | 0 | 0 | 0 | 0 | 0 | 0 | 0
F2_Commercial_School_Existing_Food Preparation_Natural Gas_Broiler_E2 | F2 | Commercial | School | Existing | Food Preparation | Natural Gas | Broiler | E2 | RVT - Cost of Operation | 0 | 0 | 0 | 0 | 0 | 0 | 0 | 0 | 0 | 0 | 0 | 0 | 0 | 0 | 0 | 0 | 0 | 0 | 0 | 0 | 0 | 0 | 0 | 0 | 0 | 0 | 0
F2_Commercial_School_Existing_Food Preparation_Natural Gas_Broiler_E3 | F2 | Commercial | School | Existing | Food Preparation | Natural Gas | Broiler | E3 | RVT - Cost of Operation | 0 | 0 | 0 | 0 | 0 | 0 | 0 | 0 | 0 | 0 | 0 | 0 | 0 | 0 | 0 | 0 | 0 | 0 | 0 | 0 | 0 | 0 | 0 | 0 | 0 | 0 | 0
F2_Commercial_School_Existing_Food Preparation_Natural Gas_Broiler_E4 | F2 | Commercial | School | Existing | Food Preparation | Natural Gas | Broiler | E4 | RVT - Cost of Operation | 0 | 0 | 0 | 0 | 0 | 0 | 0 | 0 | 0 | 0 | 0 | 0 | 0 | 0 | 0 | 0 | 0 | 0 | 0 | 0 | 0 | 0 | 0 | 0 | 0 | 0 | 0
F2_Commercial_School_Existing_Food Preparation_Natural Gas_Broiler_E5 | F2 | Commercial | School | Existing | Food Preparation | Natural Gas | Broiler | E5 | RVT - Cost of Operation | 0 | 0 | 0 | 0 | 0 | 0 | 0 | 0 | 0 | 0 | 0 | 0 | 0 | 0 | 0 | 0 | 0 | 0 | 0 | 0 | 0 | 0 | 0 | 0 | 0 | 0 | 0
F2_Commercial_School_Existing_Food Preparation_Natural Gas_Broiler_E6 | F2 | Commercial | School | Existing | Food Preparation | Natural Gas | Broiler | E6 | RVT - Cost of Operation | 0 | 0 | 0 | 0 | 0 | 0 | 0 | 0 | 0 | 0 | 0 | 0 | 0 | 0 | 0 | 0 | 0 | 0 | 0 | 0 | 0 | 0 | 0 | 0 | 0 | 0 | 0
F2_Commercial_School_Existing_Food Preparation_Natural Gas_Broiler_E7 | F2 | Commercial | School | Existing | Food Preparation | Natural Gas | Broiler | E7 | RVT - Cost of Operation | 0 | 0 | 0 | 0 | 0 | 0 | 0 | 0 | 0 | 0 | 0 | 0 | 0 | 0 | 0 | 0 | 0 | 0 | 0 | 0 | 0 | 0 | 0 | 0 | 0 | 0 | 0
F2_Commercial_School_Existing_Food Preparation_Natural Gas_Broiler_E8 | F2 | Commercial | School | Existing | Food Preparation | Natural Gas | Broiler | E8 | RVT - Cost of Operation | 0 | 0 | 0 | 0 | 0 | 0 | 0 | 0 | 0 | 0 | 0 | 0 | 0 | 0 | 0 | 0 | 0 | 0 | 0 | 0 | 0 | 0 | 0 | 0 | 0 | 0 | 0
F2_Commercial_School_Existing_Food Preparation_Natural Gas_Broiler_E9 | F2 | Commercial | School | Existing | Food Preparation | Natural Gas | Broiler | E9 | RVT - Cost of Operation | 0 | 0 | 0 | 0 | 0 | 0 | 0 | 0 | 0 | 0 | 0 | 0 | 0 | 0 | 0 | 0 | 0 | 0 | 0 | 0 | 0 | 0 | 0 | 0 | 0 | 0 | 0
F2_Commercial_School_Existing_Food Preparation_Natural Gas_Broiler_E10 | F2 | Commercial | School | Existing | Food Preparation | Natural Gas | Broiler | E10 | RVT - Cost of Operation | 0 | 0 | 0 | 0 | 0 | 0 | 0 | 0 | 0 | 0 | 0 | 0 | 0 | 0 | 0 | 0 | 0 | 0 | 0 | 0 | 0 | 0 | 0 | 0 | 0 | 0 | 0
F3_Commercial_School_Existing_Food Preparation_Natural Gas_Broiler_E1 | F3 | Commercial | School | Existing | Food Preparation | Natural Gas | Broiler | E1 | System - kBTUs of Consumption | 2.7732 | 2.7732 | 2.7732 | 2.7732 | 2.7732 | 2.7732 | 2.7732 | 2.7732 | 2.7732 | 2.7732 | 2.7732 | 2.7732 | 2.7732 | 2.7732 | 2.7732 | 2.7732 | 2.7732 | 2.7732 | 2.7732 | 2.7732 | 2.7732 | 2.7732 | 2.7732 | 2.7732 | 2.7732 | 2.7732 | 2.7732
F3_Commercial_School_Existing_Food Preparation_Natural Gas_Broiler_E2 | F3 | Commercial | School | Existing | Food Preparation | Natural Gas | Broiler | E2 | System - kBTUs of Consumption | 1.7828 | 1.7828 | 1.7828 | 1.7828 | 1.7828 | 1.7828 | 1.7828 | 1.7828 | 1.7828 | 1.7828 | 1.7828 | 1.7828 | 1.7828 | 1.7828 | 1.7828 | 1.7828 | 1.7828 | 1.7828 | 1.7828 | 1.7828 | 1.7828 | 1.7828 | 1.7828 | 1.7828 | 1.7828 | 1.7828 | 1.7828
F3_Commercial_School_Existing_Food Preparation_Natural Gas_Broiler_E3 | F3 | Commercial | School | Existing | Food Preparation | Natural Gas | Broiler | E3 | System - kBTUs of Consumption | 0 | 0 | 0 | 0 | 0 | 0 | 0 | 0 | 0 | 0 | 0 | 0 | 0 | 0 | 0 | 0 | 0 | 0 | 0 | 0 | 0 | 0 | 0 | 0 | 0 | 0 | 0
F3_Commercial_School_Existing_Food Preparation_Natural Gas_Broiler_E4 | F3 | Commercial | School | Existing | Food Preparation | Natural Gas | Broiler | E4 | System - kBTUs of Consumption | 0 | 0 | 0 | 0 | 0 | 0 | 0 | 0 | 0 | 0 | 0 | 0 | 0 | 0 | 0 | 0 | 0 | 0 | 0 | 0 | 0 | 0 | 0 | 0 | 0 | 0 | 0
F3_Commercial_School_Existing_Food Preparation_Natural Gas_Broiler_E5 | F3 | Commercial | School | Existing | Food Preparation | Natural Gas | Broiler | E5 | System - kBTUs of Consumption | 0 | 0 | 0 | 0 | 0 | 0 | 0 | 0 | 0 | 0 | 0 | 0 | 0 | 0 | 0 | 0 | 0 | 0 | 0 | 0 | 0 | 0 | 0 | 0 | 0 | 0 | 0
F3_Commercial_School_Existing_Food Preparation_Natural Gas_Broiler_E6 | F3 | Commercial | School | Existing | Food Preparation | Natural Gas | Broiler | E6 | System - kBTUs of Consumption | 0 | 0 | 0 | 0 | 0 | 0 | 0 | 0 | 0 | 0 | 0 | 0 | 0 | 0 | 0 | 0 | 0 | 0 | 0 | 0 | 0 | 0 | 0 | 0 | 0 | 0 | 0
F3_Commercial_School_Existing_Food Preparation_Natural Gas_Broiler_E7 | F3 | Commercial | School | Existing | Food Preparation | Natural Gas | Broiler | E7 | System - kBTUs of Consumption | 0 | 0 | 0 | 0 | 0 | 0 | 0 | 0 | 0 | 0 | 0 | 0 | 0 | 0 | 0 | 0 | 0 | 0 | 0 | 0 | 0 | 0 | 0 | 0 | 0 | 0 | 0
F3_Commercial_School_Existing_Food Preparation_Natural Gas_Broiler_E8 | F3 | Commercial | School | Existing | Food Preparation | Natural Gas | Broiler | E8 | System - kBTUs of Consumption | 0 | 0 | 0 | 0 | 0 | 0 | 0 | 0 | 0 | 0 | 0 | 0 | 0 | 0 | 0 | 0 | 0 | 0 | 0 | 0 | 0 | 0 | 0 | 0 | 0 | 0 | 0
F3_Commercial_School_Existing_Food Preparation_Natural Gas_Broiler_E9 | F3 | Commercial | School | Existing | Food Preparation | Natural Gas | Broiler | E9 | System - kBTUs of Consumption | 0 | 0 | 0 | 0 | 0 | 0 | 0 | 0 | 0 | 0 | 0 | 0 | 0 | 0 | 0 | 0 | 0 | 0 | 0 | 0 | 0 | 0 | 0 | 0 | 0 | 0 | 0
F3_Commercial_School_Existing_Food Preparation_Natural Gas_Broiler_E10 | F3 | Commercial | School | Existing | Food Preparation | Natural Gas | Broiler | E10 | System - kBTUs of Consumption | 0 | 0 | 0 | 0 | 0 | 0 | 0 | 0 | 0 | 0 | 0 | 0 | 0 | 0 | 0 | 0 | 0 | 0 | 0 | 0 | 0 | 0 | 0 | 0 | 0 | 0 | 0
F4_Commercial_School_Existing_Food Preparation_Natural Gas_Broiler_E1 | F4 | Commercial | School | Existing | Food Preparation | Natural Gas | Broiler | E1 | Utility - Cost of Equipment | 0.015067 | 0.015067 | 0.015067 | 0.015067 | 0.015067 | 0.015067 | 0.015067 | 0.015067 | 0.015067 | 0.015067 | 0.015067 | 0.015067 | 0.015067 | 0.015067 | 0.015067 | 0.015067 | 0.015067 | 0.015067 | 0.015067 | 0.015067 | 0.015067 | 0.015067 | 0.015067 | 0.015067 | 0.015067 | 0.015067 | 0.015067
F4_Commercial_School_Existing_Food Preparation_Natural Gas_Broiler_E2 | F4 | Commercial | School | Existing | Food Preparation | Natural Gas | Broiler | E2 | Utility - Cost of Equipment | 0.021094 | 0.021094 | 0.021094 | 0.021094 | 0.021094 | 0.021094 | 0.021094 | 0.021094 | 0.021094 | 0.021094 | 0.021094 | 0.021094 | 0.021094 | 0.021094 | 0.021094 | 0.021094 | 0.021094 | 0.021094 | 0.021094 | 0.021094 | 0.021094 | 0.021094 | 0.021094 | 0.021094 | 0.021094 | 0.021094 | 0.021094
F4_Commercial_School_Existing_Food Preparation_Natural Gas_Broiler_E3 | F4 | Commercial | School | Existing | Food Preparation | Natural Gas | Broiler | E3 | Utility - Cost of Equipment | 0 | 0 | 0 | 0 | 0 | 0 | 0 | 0 | 0 | 0 | 0 | 0 | 0 | 0 | 0 | 0 | 0 | 0 | 0 | 0 | 0 | 0 | 0 | 0 | 0 | 0 | 0
F4_Commercial_School_Existing_Food Preparation_Natural Gas_Broiler_E4 | F4 | Commercial | School | Existing | Food Preparation | Natural Gas | Broiler | E4 | Utility - Cost of Equipment | 0 | 0 | 0 | 0 | 0 | 0 | 0 | 0 | 0 | 0 | 0 | 0 | 0 | 0 | 0 | 0 | 0 | 0 | 0 | 0 | 0 | 0 | 0 | 0 | 0 | 0 | 0
F4_Commercial_School_Existing_Food Preparation_Natural Gas_Broiler_E5 | F4 | Commercial | School | Existing | Food Preparation | Natural Gas | Broiler | E5 | Utility - Cost of Equipment | 0 | 0 | 0 | 0 | 0 | 0 | 0 | 0 | 0 | 0 | 0 | 0 | 0 | 0 | 0 | 0 | 0 | 0 | 0 | 0 | 0 | 0 | 0 | 0 | 0 | 0 | 0
F4_Commercial_School_Existing_Food Preparation_Natural Gas_Broiler_E6 | F4 | Commercial | School | Existing | Food Preparation | Natural Gas | Broiler | E6 | Utility - Cost of Equipment | 0 | 0 | 0 | 0 | 0 | 0 | 0 | 0 | 0 | 0 | 0 | 0 | 0 | 0 | 0 | 0 | 0 | 0 | 0 | 0 | 0 | 0 | 0 | 0 | 0 | 0 | 0
F4_Commercial_School_Existing_Food Preparation_Natural Gas_Broiler_E7 | F4 | Commercial | School | Existing | Food Preparation | Natural Gas | Broiler | E7 | Utility - Cost of Equipment | 0 | 0 | 0 | 0 | 0 | 0 | 0 | 0 | 0 | 0 | 0 | 0 | 0 | 0 | 0 | 0 | 0 | 0 | 0 | 0 | 0 | 0 | 0 | 0 | 0 | 0 | 0
F4_Commercial_School_Existing_Food Preparation_Natural Gas_Broiler_E8 | F4 | Commercial | School | Existing | Food Preparation | Natural Gas | Broiler | E8 | Utility - Cost of Equipment | 0 | 0 | 0 | 0 | 0 | 0 | 0 | 0 | 0 | 0 | 0 | 0 | 0 | 0 | 0 | 0 | 0 | 0 | 0 | 0 | 0 | 0 | 0 | 0 | 0 | 0 | 0
F4_Commercial_School_Existing_Food Preparation_Natural Gas_Broiler_E9 | F4 | Commercial | School | Existing | Food Preparation | Natural Gas | Broiler | E9 | Utility - Cost of Equipment | 0 | 0 | 0 | 0 | 0 | 0 | 0 | 0 | 0 | 0 | 0 | 0 | 0 | 0 | 0 | 0 | 0 | 0 | 0 | 0 | 0 | 0 | 0 | 0 | 0 | 0 | 0
F4_Commercial_School_Existing_Food Preparation_Natural Gas_Broiler_E10 | F4 | Commercial | School | Existing | Food Preparation | Natural Gas | Broiler | E10 | Utility - Cost of Equipment | 0 | 0 | 0 | 0 | 0 | 0 | 0 | 0 | 0 | 0 | 0 | 0 | 0 | 0 | 0 | 0 | 0 | 0 | 0 | 0 | 0 | 0 | 0 | 0 | 0 | 0 | 0
F5_Commercial_School_Existing_Food Preparation_Natural Gas_Broiler_E1 | F5 | Commercial | School | Existing | Food Preparation | Natural Gas | Broiler | E1 | Utility - Cost of Operation | 0.037852 | 0.037447 | 0.037056 | 0.036682 | 0.036774 | 0.037171 | 0.037748 | 0.03839 | 0.03901 | 0.039538 | 0.039967 | 0.040275 | 0.04045 | 0.04043 | 0.040211 | 0.03979 | 0.039174 | 0.038397 | 0.037469 | 0.036366 | 0.035073 | 0.033582 | 0.032261 | 0.031412 | 0.031055 | 0.031207 | 0.03136
F5_Commercial_School_Existing_Food Preparation_Natural Gas_Broiler_E2 | F5 | Commercial | School | Existing | Food Preparation | Natural Gas | Broiler | E2 | Utility - Cost of Operation | 0.024333 | 0.024073 | 0.023822 | 0.023581 | 0.023641 | 0.023896 | 0.024266 | 0.02468 | 0.025078 | 0.025417 | 0.025693 | 0.025891 | 0.026003 | 0.025991 | 0.02585 | 0.025579 | 0.025183 | 0.024684 | 0.024087 | 0.023378 | 0.022547 | 0.021589 | 0.020739 | 0.020193 | 0.019964 | 0.020061 | 0.02016
F5_Commercial_School_Existing_Food Preparation_Natural Gas_Broiler_E3 | F5 | Commercial | School | Existing | Food Preparation | Natural Gas | Broiler | E3 | Utility - Cost of Operation | 0 | 0 | 0 | 0 | 0 | 0 | 0 | 0 | 0 | 0 | 0 | 0 | 0 | 0 | 0 | 0 | 0 | 0 | 0 | 0 | 0 | 0 | 0 | 0 | 0 | 0 | 0
F5_Commercial_School_Existing_Food Preparation_Natural Gas_Broiler_E4 | F5 | Commercial | School | Existing | Food Preparation | Natural Gas | Broiler | E4 | Utility - Cost of Operation | 0 | 0 | 0 | 0 | 0 | 0 | 0 | 0 | 0 | 0 | 0 | 0 | 0 | 0 | 0 | 0 | 0 | 0 | 0 | 0 | 0 | 0 | 0 | 0 | 0 | 0 | 0
F5_Commercial_School_Existing_Food Preparation_Natural Gas_Broiler_E5 | F5 | Commercial | School | Existing | Food Preparation | Natural Gas | Broiler | E5 | Utility - Cost of Operation | 0 | 0 | 0 | 0 | 0 | 0 | 0 | 0 | 0 | 0 | 0 | 0 | 0 | 0 | 0 | 0 | 0 | 0 | 0 | 0 | 0 | 0 | 0 | 0 | 0 | 0 | 0
F5_Commercial_School_Existing_Food Preparation_Natural Gas_Broiler_E6 | F5 | Commercial | School | Existing | Food Preparation | Natural Gas | Broiler | E6 | Utility - Cost of Operation | 0 | 0 | 0 | 0 | 0 | 0 | 0 | 0 | 0 | 0 | 0 | 0 | 0 | 0 | 0 | 0 | 0 | 0 | 0 | 0 | 0 | 0 | 0 | 0 | 0 | 0 | 0
F5_Commercial_School_Existing_Food Preparation_Natural Gas_Broiler_E7 | F5 | Commercial | School | Existing | Food Preparation | Natural Gas | Broiler | E7 | Utility - Cost of Operation | 0 | 0 | 0 | 0 | 0 | 0 | 0 | 0 | 0 | 0 | 0 | 0 | 0 | 0 | 0 | 0 | 0 | 0 | 0 | 0 | 0 | 0 | 0 | 0 | 0 | 0 | 0
F5_Commercial_School_Existing_Food Preparation_Natural Gas_Broiler_E8 | F5 | Commercial | School | Existing | Food Preparation | Natural Gas | Broiler | E8 | Utility - Cost of Operation | 0 | 0 | 0 | 0 | 0 | 0 | 0 | 0 | 0 | 0 | 0 | 0 | 0 | 0 | 0 | 0 | 0 | 0 | 0 | 0 | 0 | 0 | 0 | 0 | 0 | 0 | 0
F5_Commercial_School_Existing_Food Preparation_Natural Gas_Broiler_E9 | F5 | Commercial | School | Existing | Food Preparation | Natural Gas | Broiler | E9 | Utility - Cost of Operation | 0 | 0 | 0 | 0 | 0 | 0 | 0 | 0 | 0 | 0 | 0 | 0 | 0 | 0 | 0 | 0 | 0 | 0 | 0 | 0 | 0 | 0 | 0 | 0 | 0 | 0 | 0
F5_Commercial_School_Existing_Food Preparation_Natural Gas_Broiler_E10 | F5 | Commercial | School | Existing | Food Preparation | Natural Gas | Broiler | E10 | Utility - Cost of Operation | 0 | 0 | 0 | 0 | 0 | 0 | 0 | 0 | 0 | 0 | 0 | 0 | 0 | 0 | 0 | 0 | 0 | 0 | 0 | 0 | 0 | 0 | 0 | 0 | 0 | 0 | 0
F6_Commercial_School_Existing_Food Preparation_Natural Gas_Broiler_E1 | F6 | Commercial | School | Existing | Food Preparation | Natural Gas | Broiler | E1 | Utility - Value of Sales | 0 | 0 | 0 | 0 | 0 | 0 | 0 | 0 | 0 | 0 | 0 | 0 | 0 | 0 | 0 | 0 | 0 | 0 | 0 | 0 | 0 | 0 | 0 | 0 | 0 | 0 | 0
F6_Commercial_School_Existing_Food Preparation_Natural Gas_Broiler_E2 | F6 | Commercial | School | Existing | Food Preparation | Natural Gas | Broiler | E2 | Utility - Value of Sales | 0 | 0 | 0 | 0 | 0 | 0 | 0 | 0 | 0 | 0 | 0 | 0 | 0 | 0 | 0 | 0 | 0 | 0 | 0 | 0 | 0 | 0 | 0 | 0 | 0 | 0 | 0
F6_Commercial_School_Existing_Food Preparation_Natural Gas_Broiler_E3 | F6 | Commercial | School | Existing | Food Preparation | Natural Gas | Broiler | E3 | Utility - Value of Sales | 0 | 0 | 0 | 0 | 0 | 0 | 0 | 0 | 0 | 0 | 0 | 0 | 0 | 0 | 0 | 0 | 0 | 0 | 0 | 0 | 0 | 0 | 0 | 0 | 0 | 0 | 0
F6_Commercial_School_Existing_Food Preparation_Natural Gas_Broiler_E4 | F6 | Commercial | School | Existing | Food Preparation | Natural Gas | Broiler | E4 | Utility - Value of Sales | 0 | 0 | 0 | 0 | 0 | 0 | 0 | 0 | 0 | 0 | 0 | 0 | 0 | 0 | 0 | 0 | 0 | 0 | 0 | 0 | 0 | 0 | 0 | 0 | 0 | 0 | 0
F6_Commercial_School_Existing_Food Preparation_Natural Gas_Broiler_E5 | F6 | Commercial | School | Existing | Food Preparation | Natural Gas | Broiler | E5 | Utility - Value of Sales | 0 | 0 | 0 | 0 | 0 | 0 | 0 | 0 | 0 | 0 | 0 | 0 | 0 | 0 | 0 | 0 | 0 | 0 | 0 | 0 | 0 | 0 | 0 | 0 | 0 | 0 | 0
F6_Commercial_School_Existing_Food Preparation_Natural Gas_Broiler_E6 | F6 | Commercial | School | Existing | Food Preparation | Natural Gas | Broiler | E6 | Utility - Value of Sales | 0 | 0 | 0 | 0 | 0 | 0 | 0 | 0 | 0 | 0 | 0 | 0 | 0 | 0 | 0 | 0 | 0 | 0 | 0 | 0 | 0 | 0 | 0 | 0 | 0 | 0 | 0
F6_Commercial_School_Existing_Food Preparation_Natural Gas_Broiler_E7 | F6 | Commercial | School | Existing | Food Preparation | Natural Gas | Broiler | E7 | Utility - Value of Sales | 0 | 0 | 0 | 0 | 0 | 0 | 0 | 0 | 0 | 0 | 0 | 0 | 0 | 0 | 0 | 0 | 0 | 0 | 0 | 0 | 0 | 0 | 0 | 0 | 0 | 0 | 0
F6_Commercial_School_Existing_Food Preparation_Natural Gas_Broiler_E8 | F6 | Commercial | School | Existing | Food Preparation | Natural Gas | Broiler | E8 | Utility - Value of Sales | 0 | 0 | 0 | 0 | 0 | 0 | 0 | 0 | 0 | 0 | 0 | 0 | 0 | 0 | 0 | 0 | 0 | 0 | 0 | 0 | 0 | 0 | 0 | 0 | 0 | 0 | 0
F6_Commercial_School_Existing_Food Preparation_Natural Gas_Broiler_E9 | F6 | Commercial | School | Existing | Food Preparation | Natural Gas | Broiler | E9 | Utility - Value of Sales | 0 | 0 | 0 | 0 | 0 | 0 | 0 | 0 | 0 | 0 | 0 | 0 | 0 | 0 | 0 | 0 | 0 | 0 | 0 | 0 | 0 | 0 | 0 | 0 | 0 | 0 | 0
F6_Commercial_School_Existing_Food Preparation_Natural Gas_Broiler_E10 | F6 | Commercial | School | Existing | Food Preparation | Natural Gas | Broiler | E10 | Utility - Value of Sales | 0 | 0 | 0 | 0 | 0 | 0 | 0 | 0 | 0 | 0 | 0 | 0 | 0 | 0 | 0 | 0 | 0 | 0 | 0 | 0 | 0 | 0 | 0 | 0 | 0 | 0 | 0
F1_Commercial_School_Existing_Food Preparation_Natural Gas_Griddle_E1 | F1 | Commercial | School | Existing | Food Preparation | Natural Gas | Griddle | E1 | RVT - Cost of Equipment | 0.011673 | 0.011673 | 0.011673 | 0.011673 | 0.011673 | 0.011673 | 0.011673 | 0.011673 | 0.011673 | 0.011673 | 0.011673 | 0.011673 | 0.011673 | 0.011673 | 0.011673 | 0.011673 | 0.011673 | 0.011673 | 0.011673 | 0.011673 | 0.011673 | 0.011673 | 0.011673 | 0.011673 | 0.011673 | 0.011673 | 0.011673
F1_Commercial_School_Existing_Food Preparation_Natural Gas_Griddle_E2 | F1 | Commercial | School | Existing | Food Preparation | Natural Gas | Griddle | E2 | RVT - Cost of Equipment | 0.014507 | 0.014507 | 0.014507 | 0.014507 | 0.014507 | 0.014507 | 0.014507 | 0.014507 | 0.014507 | 0.014507 | 0.014507 | 0.014507 | 0.014507 | 0.014507 | 0.014507 | 0.014507 | 0.014507 | 0.014507 | 0.014507 | 0.014507 | 0.014507 | 0.014507 | 0.014507 | 0.014507 | 0.014507 | 0.014507 | 0.014507
F1_Commercial_School_Existing_Food Preparation_Natural Gas_Griddle_E3 | F1 | Commercial | School | Existing | Food Preparation | Natural Gas | Griddle | E3 | RVT - Cost of Equipment | 0 | 0 | 0 | 0 | 0 | 0 | 0 | 0 | 0 | 0 | 0 | 0 | 0 | 0 | 0 | 0 | 0 | 0 | 0 | 0 | 0 | 0 | 0 | 0 | 0 | 0 | 0
F1_Commercial_School_Existing_Food Preparation_Natural Gas_Griddle_E4 | F1 | Commercial | School | Existing | Food Preparation | Natural Gas | Griddle | E4 | RVT - Cost of Equipment | 0 | 0 | 0 | 0 | 0 | 0 | 0 | 0 | 0 | 0 | 0 | 0 | 0 | 0 | 0 | 0 | 0 | 0 | 0 | 0 | 0 | 0 | 0 | 0 | 0 | 0 | 0
F1_Commercial_School_Existing_Food Preparation_Natural Gas_Griddle_E5 | F1 | Commercial | School | Existing | Food Preparation | Natural Gas | Griddle | E5 | RVT - Cost of Equipment | 0 | 0 | 0 | 0 | 0 | 0 | 0 | 0 | 0 | 0 | 0 | 0 | 0 | 0 | 0 | 0 | 0 | 0 | 0 | 0 | 0 | 0 | 0 | 0 | 0 | 0 | 0
F1_Commercial_School_Existing_Food Preparation_Natural Gas_Griddle_E6 | F1 | Commercial | School | Existing | Food Preparation | Natural Gas | Griddle | E6 | RVT - Cost of Equipment | 0 | 0 | 0 | 0 | 0 | 0 | 0 | 0 | 0 | 0 | 0 | 0 | 0 | 0 | 0 | 0 | 0 | 0 | 0 | 0 | 0 | 0 | 0 | 0 | 0 | 0 | 0
F1_Commercial_School_Existing_Food Preparation_Natural Gas_Griddle_E7 | F1 | Commercial | School | Existing | Food Preparation | Natural Gas | Griddle | E7 | RVT - Cost of Equipment | 0 | 0 | 0 | 0 | 0 | 0 | 0 | 0 | 0 | 0 | 0 | 0 | 0 | 0 | 0 | 0 | 0 | 0 | 0 | 0 | 0 | 0 | 0 | 0 | 0 | 0 | 0
F1_Commercial_School_Existing_Food Preparation_Natural Gas_Griddle_E8 | F1 | Commercial | School | Existing | Food Preparation | Natural Gas | Griddle | E8 | RVT - Cost of Equipment | 0 | 0 | 0 | 0 | 0 | 0 | 0 | 0 | 0 | 0 | 0 | 0 | 0 | 0 | 0 | 0 | 0 | 0 | 0 | 0 | 0 | 0 | 0 | 0 | 0 | 0 | 0
F1_Commercial_School_Existing_Food Preparation_Natural Gas_Griddle_E9 | F1 | Commercial | School | Existing | Food Preparation | Natural Gas | Griddle | E9 | RVT - Cost of Equipment | 0 | 0 | 0 | 0 | 0 | 0 | 0 | 0 | 0 | 0 | 0 | 0 | 0 | 0 | 0 | 0 | 0 | 0 | 0 | 0 | 0 | 0 | 0 | 0 | 0 | 0 | 0
F1_Commercial_School_Existing_Food Preparation_Natural Gas_Griddle_E10 | F1 | Commercial | School | Existing | Food Preparation | Natural Gas | Griddle | E10 | RVT - Cost of Equipment | 0 | 0 | 0 | 0 | 0 | 0 | 0 | 0 | 0 | 0 | 0 | 0 | 0 | 0 | 0 | 0 | 0 | 0 | 0 | 0 | 0 | 0 | 0 | 0 | 0 | 0 | 0
F2_Commercial_School_Existing_Food Preparation_Natural Gas_Griddle_E1 | F2 | Commercial | School | Existing | Food Preparation | Natural Gas | Griddle | E1 | RVT - Cost of Operation | 0 | 0 | 0 | 0 | 0 | 0 | 0 | 0 | 0 | 0 | 0 | 0 | 0 | 0 | 0 | 0 | 0 | 0 | 0 | 0 | 0 | 0 | 0 | 0 | 0 | 0 | 0
F2_Commercial_School_Existing_Food Preparation_Natural Gas_Griddle_E2 | F2 | Commercial | School | Existing | Food Preparation | Natural Gas | Griddle | E2 | RVT - Cost of Operation | 0 | 0 | 0 | 0 | 0 | 0 | 0 | 0 | 0 | 0 | 0 | 0 | 0 | 0 | 0 | 0 | 0 | 0 | 0 | 0 | 0 | 0 | 0 | 0 | 0 | 0 | 0
F2_Commercial_School_Existing_Food Preparation_Natural Gas_Griddle_E3 | F2 | Commercial | School | Existing | Food Preparation | Natural Gas | Griddle | E3 | RVT - Cost of Operation | 0 | 0 | 0 | 0 | 0 | 0 | 0 | 0 | 0 | 0 | 0 | 0 | 0 | 0 | 0 | 0 | 0 | 0 | 0 | 0 | 0 | 0 | 0 | 0 | 0 | 0 | 0
F2_Commercial_School_Existing_Food Preparation_Natural Gas_Griddle_E4 | F2 | Commercial | School | Existing | Food Preparation | Natural Gas | Griddle | E4 | RVT - Cost of Operation | 0 | 0 | 0 | 0 | 0 | 0 | 0 | 0 | 0 | 0 | 0 | 0 | 0 | 0 | 0 | 0 | 0 | 0 | 0 | 0 | 0 | 0 | 0 | 0 | 0 | 0 | 0
F2_Commercial_School_Existing_Food Preparation_Natural Gas_Griddle_E5 | F2 | Commercial | School | Existing | Food Preparation | Natural Gas | Griddle | E5 | RVT - Cost of Operation | 0 | 0 | 0 | 0 | 0 | 0 | 0 | 0 | 0 | 0 | 0 | 0 | 0 | 0 | 0 | 0 | 0 | 0 | 0 | 0 | 0 | 0 | 0 | 0 | 0 | 0 | 0
F2_Commercial_School_Existing_Food Preparation_Natural Gas_Griddle_E6 | F2 | Commercial | School | Existing | Food Preparation | Natural Gas | Griddle | E6 | RVT - Cost of Operation | 0 | 0 | 0 | 0 | 0 | 0 | 0 | 0 | 0 | 0 | 0 | 0 | 0 | 0 | 0 | 0 | 0 | 0 | 0 | 0 | 0 | 0 | 0 | 0 | 0 | 0 | 0
F2_Commercial_School_Existing_Food Preparation_Natural Gas_Griddle_E7 | F2 | Commercial | School | Existing | Food Preparation | Natural Gas | Griddle | E7 | RVT - Cost of Operation | 0 | 0 | 0 | 0 | 0 | 0 | 0 | 0 | 0 | 0 | 0 | 0 | 0 | 0 | 0 | 0 | 0 | 0 | 0 | 0 | 0 | 0 | 0 | 0 | 0 | 0 | 0
F2_Commercial_School_Existing_Food Preparation_Natural Gas_Griddle_E8 | F2 | Commercial | School | Existing | Food Preparation | Natural Gas | Griddle | E8 | RVT - Cost of Operation | 0 | 0 | 0 | 0 | 0 | 0 | 0 | 0 | 0 | 0 | 0 | 0 | 0 | 0 | 0 | 0 | 0 | 0 | 0 | 0 | 0 | 0 | 0 | 0 | 0 | 0 | 0
F2_Commercial_School_Existing_Food Preparation_Natural Gas_Griddle_E9 | F2 | Commercial | School | Existing | Food Preparation | Natural Gas | Griddle | E9 | RVT - Cost of Operation | 0 | 0 | 0 | 0 | 0 | 0 | 0 | 0 | 0 | 0 | 0 | 0 | 0 | 0 | 0 | 0 | 0 | 0 | 0 | 0 | 0 | 0 | 0 | 0 | 0 | 0 | 0
F2_Commercial_School_Existing_Food Preparation_Natural Gas_Griddle_E10 | F2 | Commercial | School | Existing | Food Preparation | Natural Gas | Griddle | E10 | RVT - Cost of Operation | 0 | 0 | 0 | 0 | 0 | 0 | 0 | 0 | 0 | 0 | 0 | 0 | 0 | 0 | 0 | 0 | 0 | 0 | 0 | 0 | 0 | 0 | 0 | 0 | 0 | 0 | 0
F3_Commercial_School_Existing_Food Preparation_Natural Gas_Griddle_E1 | F3 | Commercial | School | Existing | Food Preparation | Natural Gas | Griddle | E1 | System - kBTUs of Consumption | 1.9815 | 1.9815 | 1.9815 | 1.9815 | 1.9815 | 1.9815 | 1.9815 | 1.9815 | 1.9815 | 1.9815 | 1.9815 | 1.9815 | 1.9815 | 1.9815 | 1.9815 | 1.9815 | 1.9815 | 1.9815 | 1.9815 | 1.9815 | 1.9815 | 1.9815 | 1.9815 | 1.9815 | 1.9815 | 1.9815 | 1.9815
F3_Commercial_School_Existing_Food Preparation_Natural Gas_Griddle_E2 | F3 | Commercial | School | Existing | Food Preparation | Natural Gas | Griddle | E2 | System - kBTUs of Consumption | 1.7114 | 1.7114 | 1.7114 | 1.7114 | 1.7114 | 1.7114 | 1.7114 | 1.7114 | 1.7114 | 1.7114 | 1.7114 | 1.7114 | 1.7114 | 1.7114 | 1.7114 | 1.7114 | 1.7114 | 1.7114 | 1.7114 | 1.7114 | 1.7114 | 1.7114 | 1.7114 | 1.7114 | 1.7114 | 1.7114 | 1.7114
F3_Commercial_School_Existing_Food Preparation_Natural Gas_Griddle_E3 | F3 | Commercial | School | Existing | Food Preparation | Natural Gas | Griddle | E3 | System - kBTUs of Consumption | 0 | 0 | 0 | 0 | 0 | 0 | 0 | 0 | 0 | 0 | 0 | 0 | 0 | 0 | 0 | 0 | 0 | 0 | 0 | 0 | 0 | 0 | 0 | 0 | 0 | 0 | 0
F3_Commercial_School_Existing_Food Preparation_Natural Gas_Griddle_E4 | F3 | Commercial | School | Existing | Food Preparation | Natural Gas | Griddle | E4 | System - kBTUs of Consumption | 0 | 0 | 0 | 0 | 0 | 0 | 0 | 0 | 0 | 0 | 0 | 0 | 0 | 0 | 0 | 0 | 0 | 0 | 0 | 0 | 0 | 0 | 0 | 0 | 0 | 0 | 0
F3_Commercial_School_Existing_Food Preparation_Natural Gas_Griddle_E5 | F3 | Commercial | School | Existing | Food Preparation | Natural Gas | Griddle | E5 | System - kBTUs of Consumption | 0 | 0 | 0 | 0 | 0 | 0 | 0 | 0 | 0 | 0 | 0 | 0 | 0 | 0 | 0 | 0 | 0 | 0 | 0 | 0 | 0 | 0 | 0 | 0 | 0 | 0 | 0
F3_Commercial_School_Existing_Food Preparation_Natural Gas_Griddle_E6 | F3 | Commercial | School | Existing | Food Preparation | Natural Gas | Griddle | E6 | System - kBTUs of Consumption | 0 | 0 | 0 | 0 | 0 | 0 | 0 | 0 | 0 | 0 | 0 | 0 | 0 | 0 | 0 | 0 | 0 | 0 | 0 | 0 | 0 | 0 | 0 | 0 | 0 | 0 | 0
F3_Commercial_School_Existing_Food Preparation_Natural Gas_Griddle_E7 | F3 | Commercial | School | Existing | Food Preparation | Natural Gas | Griddle | E7 | System - kBTUs of Consumption | 0 | 0 | 0 | 0 | 0 | 0 | 0 | 0 | 0 | 0 | 0 | 0 | 0 | 0 | 0 | 0 | 0 | 0 | 0 | 0 | 0 | 0 | 0 | 0 | 0 | 0 | 0
F3_Commercial_School_Existing_Food Preparation_Natural Gas_Griddle_E8 | F3 | Commercial | School | Existing | Food Preparation | Natural Gas | Griddle | E8 | System - kBTUs of Consumption | 0 | 0 | 0 | 0 | 0 | 0 | 0 | 0 | 0 | 0 | 0 | 0 | 0 | 0 | 0 | 0 | 0 | 0 | 0 | 0 | 0 | 0 | 0 | 0 | 0 | 0 | 0
F3_Commercial_School_Existing_Food Preparation_Natural Gas_Griddle_E9 | F3 | Commercial | School | Existing | Food Preparation | Natural Gas | Griddle | E9 | System - kBTUs of Consumption | 0 | 0 | 0 | 0 | 0 | 0 | 0 | 0 | 0 | 0 | 0 | 0 | 0 | 0 | 0 | 0 | 0 | 0 | 0 | 0 | 0 | 0 | 0 | 0 | 0 | 0 | 0
F3_Commercial_School_Existing_Food Preparation_Natural Gas_Griddle_E10 | F3 | Commercial | School | Existing | Food Preparation | Natural Gas | Griddle | E10 | System - kBTUs of Consumption | 0 | 0 | 0 | 0 | 0 | 0 | 0 | 0 | 0 | 0 | 0 | 0 | 0 | 0 | 0 | 0 | 0 | 0 | 0 | 0 | 0 | 0 | 0 | 0 | 0 | 0 | 0
F4_Commercial_School_Existing_Food Preparation_Natural Gas_Griddle_E1 | F4 | Commercial | School | Existing | Food Preparation | Natural Gas | Griddle | E1 | Utility - Cost of Equipment | 0.011673 | 0.011673 | 0.011673 | 0.011673 | 0.011673 | 0.011673 | 0.011673 | 0.011673 | 0.011673 | 0.011673 | 0.011673 | 0.011673 | 0.011673 | 0.011673 | 0.011673 | 0.011673 | 0.011673 | 0.011673 | 0.011673 | 0.011673 | 0.011673 | 0.011673 | 0.011673 | 0.011673 | 0.011673 | 0.011673 | 0.011673
F4_Commercial_School_Existing_Food Preparation_Natural Gas_Griddle_E2 | F4 | Commercial | School | Existing | Food Preparation | Natural Gas | Griddle | E2 | Utility - Cost of Equipment | 0.014507 | 0.014507 | 0.014507 | 0.014507 | 0.014507 | 0.014507 | 0.014507 | 0.014507 | 0.014507 | 0.014507 | 0.014507 | 0.014507 | 0.014507 | 0.014507 | 0.014507 | 0.014507 | 0.014507 | 0.014507 | 0.014507 | 0.014507 | 0.014507 | 0.014507 | 0.014507 | 0.014507 | 0.014507 | 0.014507 | 0.014507
F4_Commercial_School_Existing_Food Preparation_Natural Gas_Griddle_E3 | F4 | Commercial | School | Existing | Food Preparation | Natural Gas | Griddle | E3 | Utility - Cost of Equipment | 0 | 0 | 0 | 0 | 0 | 0 | 0 | 0 | 0 | 0 | 0 | 0 | 0 | 0 | 0 | 0 | 0 | 0 | 0 | 0 | 0 | 0 | 0 | 0 | 0 | 0 | 0
F4_Commercial_School_Existing_Food Preparation_Natural Gas_Griddle_E4 | F4 | Commercial | School | Existing | Food Preparation | Natural Gas | Griddle | E4 | Utility - Cost of Equipment | 0 | 0 | 0 | 0 | 0 | 0 | 0 | 0 | 0 | 0 | 0 | 0 | 0 | 0 | 0 | 0 | 0 | 0 | 0 | 0 | 0 | 0 | 0 | 0 | 0 | 0 | 0
F4_Commercial_School_Existing_Food Preparation_Natural Gas_Griddle_E5 | F4 | Commercial | School | Existing | Food Preparation | Natural Gas | Griddle | E5 | Utility - Cost of Equipment | 0 | 0 | 0 | 0 | 0 | 0 | 0 | 0 | 0 | 0 | 0 | 0 | 0 | 0 | 0 | 0 | 0 | 0 | 0 | 0 | 0 | 0 | 0 | 0 | 0 | 0 | 0
F4_Commercial_School_Existing_Food Preparation_Natural Gas_Griddle_E6 | F4 | Commercial | School | Existing | Food Preparation | Natural Gas | Griddle | E6 | Utility - Cost of Equipment | 0 | 0 | 0 | 0 | 0 | 0 | 0 | 0 | 0 | 0 | 0 | 0 | 0 | 0 | 0 | 0 | 0 | 0 | 0 | 0 | 0 | 0 | 0 | 0 | 0 | 0 | 0
F4_Commercial_School_Existing_Food Preparation_Natural Gas_Griddle_E7 | F4 | Commercial | School | Existing | Food Preparation | Natural Gas | Griddle | E7 | Utility - Cost of Equipment | 0 | 0 | 0 | 0 | 0 | 0 | 0 | 0 | 0 | 0 | 0 | 0 | 0 | 0 | 0 | 0 | 0 | 0 | 0 | 0 | 0 | 0 | 0 | 0 | 0 | 0 | 0
F4_Commercial_School_Existing_Food Preparation_Natural Gas_Griddle_E8 | F4 | Commercial | School | Existing | Food Preparation | Natural Gas | Griddle | E8 | Utility - Cost of Equipment | 0 | 0 | 0 | 0 | 0 | 0 | 0 | 0 | 0 | 0 | 0 | 0 | 0 | 0 | 0 | 0 | 0 | 0 | 0 | 0 | 0 | 0 | 0 | 0 | 0 | 0 | 0
F4_Commercial_School_Existing_Food Preparation_Natural Gas_Griddle_E9 | F4 | Commercial | School | Existing | Food Preparation | Natural Gas | Griddle | E9 | Utility - Cost of Equipment | 0 | 0 | 0 | 0 | 0 | 0 | 0 | 0 | 0 | 0 | 0 | 0 | 0 | 0 | 0 | 0 | 0 | 0 | 0 | 0 | 0 | 0 | 0 | 0 | 0 | 0 | 0
F4_Commercial_School_Existing_Food Preparation_Natural Gas_Griddle_E10 | F4 | Commercial | School | Existing | Food Preparation | Natural Gas | Griddle | E10 | Utility - Cost of Equipment | 0 | 0 | 0 | 0 | 0 | 0 | 0 | 0 | 0 | 0 | 0 | 0 | 0 | 0 | 0 | 0 | 0 | 0 | 0 | 0 | 0 | 0 | 0 | 0 | 0 | 0 | 0
F5_Commercial_School_Existing_Food Preparation_Natural Gas_Griddle_E1 | F5 | Commercial | School | Existing | Food Preparation | Natural Gas | Griddle | E1 | Utility - Cost of Operation | 0.027045 | 0.026756 | 0.026477 | 0.026209 | 0.026275 | 0.026559 | 0.026971 | 0.02743 | 0.027873 | 0.02825 | 0.028557 | 0.028777 | 0.028902 | 0.028888 | 0.028731 | 0.02843 | 0.02799 | 0.027435 | 0.026772 | 0.025984 | 0.02506 | 0.023995 | 0.023051 | 0.022444 | 0.022189 | 0.022297 | 0.022407
F5_Commercial_School_Existing_Food Preparation_Natural Gas_Griddle_E2 | F5 | Commercial | School | Existing | Food Preparation | Natural Gas | Griddle | E2 | Utility - Cost of Operation | 0.023358 | 0.023108 | 0.022867 | 0.022636 | 0.022693 | 0.022938 | 0.023294 | 0.02369 | 0.024073 | 0.024398 | 0.024664 | 0.024854 | 0.024961 | 0.024949 | 0.024814 | 0.024554 | 0.024174 | 0.023695 | 0.023122 | 0.022441 | 0.021643 | 0.020724 | 0.019908 | 0.019384 | 0.019164 | 0.019258 | 0.019352
F5_Commercial_School_Existing_Food Preparation_Natural Gas_Griddle_E3 | F5 | Commercial | School | Existing | Food Preparation | Natural Gas | Griddle | E3 | Utility - Cost of Operation | 0 | 0 | 0 | 0 | 0 | 0 | 0 | 0 | 0 | 0 | 0 | 0 | 0 | 0 | 0 | 0 | 0 | 0 | 0 | 0 | 0 | 0 | 0 | 0 | 0 | 0 | 0
F5_Commercial_School_Existing_Food Preparation_Natural Gas_Griddle_E4 | F5 | Commercial | School | Existing | Food Preparation | Natural Gas | Griddle | E4 | Utility - Cost of Operation | 0 | 0 | 0 | 0 | 0 | 0 | 0 | 0 | 0 | 0 | 0 | 0 | 0 | 0 | 0 | 0 | 0 | 0 | 0 | 0 | 0 | 0 | 0 | 0 | 0 | 0 | 0
F5_Commercial_School_Existing_Food Preparation_Natural Gas_Griddle_E5 | F5 | Commercial | School | Existing | Food Preparation | Natural Gas | Griddle | E5 | Utility - Cost of Operation | 0 | 0 | 0 | 0 | 0 | 0 | 0 | 0 | 0 | 0 | 0 | 0 | 0 | 0 | 0 | 0 | 0 | 0 | 0 | 0 | 0 | 0 | 0 | 0 | 0 | 0 | 0
F5_Commercial_School_Existing_Food Preparation_Natural Gas_Griddle_E6 | F5 | Commercial | School | Existing | Food Preparation | Natural Gas | Griddle | E6 | Utility - Cost of Operation | 0 | 0 | 0 | 0 | 0 | 0 | 0 | 0 | 0 | 0 | 0 | 0 | 0 | 0 | 0 | 0 | 0 | 0 | 0 | 0 | 0 | 0 | 0 | 0 | 0 | 0 | 0
F5_Commercial_School_Existing_Food Preparation_Natural Gas_Griddle_E7 | F5 | Commercial | School | Existing | Food Preparation | Natural Gas | Griddle | E7 | Utility - Cost of Operation | 0 | 0 | 0 | 0 | 0 | 0 | 0 | 0 | 0 | 0 | 0 | 0 | 0 | 0 | 0 | 0 | 0 | 0 | 0 | 0 | 0 | 0 | 0 | 0 | 0 | 0 | 0
F5_Commercial_School_Existing_Food Preparation_Natural Gas_Griddle_E8 | F5 | Commercial | School | Existing | Food Preparation | Natural Gas | Griddle | E8 | Utility - Cost of Operation | 0 | 0 | 0 | 0 | 0 | 0 | 0 | 0 | 0 | 0 | 0 | 0 | 0 | 0 | 0 | 0 | 0 | 0 | 0 | 0 | 0 | 0 | 0 | 0 | 0 | 0 | 0
F5_Commercial_School_Existing_Food Preparation_Natural Gas_Griddle_E9 | F5 | Commercial | School | Existing | Food Preparation | Natural Gas | Griddle | E9 | Utility - Cost of Operation | 0 | 0 | 0 | 0 | 0 | 0 | 0 | 0 | 0 | 0 | 0 | 0 | 0 | 0 | 0 | 0 | 0 | 0 | 0 | 0 | 0 | 0 | 0 | 0 | 0 | 0 | 0
F5_Commercial_School_Existing_Food Preparation_Natural Gas_Griddle_E10 | F5 | Commercial | School | Existing | Food Preparation | Natural Gas | Griddle | E10 | Utility - Cost of Operation | 0 | 0 | 0 | 0 | 0 | 0 | 0 | 0 | 0 | 0 | 0 | 0 | 0 | 0 | 0 | 0 | 0 | 0 | 0 | 0 | 0 | 0 | 0 | 0 | 0 | 0 | 0
F6_Commercial_School_Existing_Food Preparation_Natural Gas_Griddle_E1 | F6 | Commercial | School | Existing | Food Preparation | Natural Gas | Griddle | E1 | Utility - Value of Sales | 0 | 0 | 0 | 0 | 0 | 0 | 0 | 0 | 0 | 0 | 0 | 0 | 0 | 0 | 0 | 0 | 0 | 0 | 0 | 0 | 0 | 0 | 0 | 0 | 0 | 0 | 0
F6_Commercial_School_Existing_Food Preparation_Natural Gas_Griddle_E2 | F6 | Commercial | School | Existing | Food Preparation | Natural Gas | Griddle | E2 | Utility - Value of Sales | 0 | 0 | 0 | 0 | 0 | 0 | 0 | 0 | 0 | 0 | 0 | 0 | 0 | 0 | 0 | 0 | 0 | 0 | 0 | 0 | 0 | 0 | 0 | 0 | 0 | 0 | 0
F6_Commercial_School_Existing_Food Preparation_Natural Gas_Griddle_E3 | F6 | Commercial | School | Existing | Food Preparation | Natural Gas | Griddle | E3 | Utility - Value of Sales | 0 | 0 | 0 | 0 | 0 | 0 | 0 | 0 | 0 | 0 | 0 | 0 | 0 | 0 | 0 | 0 | 0 | 0 | 0 | 0 | 0 | 0 | 0 | 0 | 0 | 0 | 0
F6_Commercial_School_Existing_Food Preparation_Natural Gas_Griddle_E4 | F6 | Commercial | School | Existing | Food Preparation | Natural Gas | Griddle | E4 | Utility - Value of Sales | 0 | 0 | 0 | 0 | 0 | 0 | 0 | 0 | 0 | 0 | 0 | 0 | 0 | 0 | 0 | 0 | 0 | 0 | 0 | 0 | 0 | 0 | 0 | 0 | 0 | 0 | 0
F6_Commercial_School_Existing_Food Preparation_Natural Gas_Griddle_E5 | F6 | Commercial | School | Existing | Food Preparation | Natural Gas | Griddle | E5 | Utility - Value of Sales | 0 | 0 | 0 | 0 | 0 | 0 | 0 | 0 | 0 | 0 | 0 | 0 | 0 | 0 | 0 | 0 | 0 | 0 | 0 | 0 | 0 | 0 | 0 | 0 | 0 | 0 | 0
F6_Commercial_School_Existing_Food Preparation_Natural Gas_Griddle_E6 | F6 | Commercial | School | Existing | Food Preparation | Natural Gas | Griddle | E6 | Utility - Value of Sales | 0 | 0 | 0 | 0 | 0 | 0 | 0 | 0 | 0 | 0 | 0 | 0 | 0 | 0 | 0 | 0 | 0 | 0 | 0 | 0 | 0 | 0 | 0 | 0 | 0 | 0 | 0
F6_Commercial_School_Existing_Food Preparation_Natural Gas_Griddle_E7 | F6 | Commercial | School | Existing | Food Preparation | Natural Gas | Griddle | E7 | Utility - Value of Sales | 0 | 0 | 0 | 0 | 0 | 0 | 0 | 0 | 0 | 0 | 0 | 0 | 0 | 0 | 0 | 0 | 0 | 0 | 0 | 0 | 0 | 0 | 0 | 0 | 0 | 0 | 0
F6_Commercial_School_Existing_Food Preparation_Natural Gas_Griddle_E8 | F6 | Commercial | School | Existing | Food Preparation | Natural Gas | Griddle | E8 | Utility - Value of Sales | 0 | 0 | 0 | 0 | 0 | 0 | 0 | 0 | 0 | 0 | 0 | 0 | 0 | 0 | 0 | 0 | 0 | 0 | 0 | 0 | 0 | 0 | 0 | 0 | 0 | 0 | 0
F6_Commercial_School_Existing_Food Preparation_Natural Gas_Griddle_E9 | F6 | Commercial | School | Existing | Food Preparation | Natural Gas | Griddle | E9 | Utility - Value of Sales | 0 | 0 | 0 | 0 | 0 | 0 | 0 | 0 | 0 | 0 | 0 | 0 | 0 | 0 | 0 | 0 | 0 | 0 | 0 | 0 | 0 | 0 | 0 | 0 | 0 | 0 | 0
F6_Commercial_School_Existing_Food Preparation_Natural Gas_Griddle_E10 | F6 | Commercial | School | Existing | Food Preparation | Natural Gas | Griddle | E10 | Utility - Value of Sales | 0 | 0 | 0 | 0 | 0 | 0 | 0 | 0 | 0 | 0 | 0 | 0 | 0 | 0 | 0 | 0 | 0 | 0 | 0 | 0 | 0 | 0 | 0 | 0 | 0 | 0 | 0
F1_Commercial_School_Existing_Food Preparation_Natural Gas_Range_E1 | F1 | Commercial | School | Existing | Food Preparation | Natural Gas | Range | E1 | RVT - Cost of Equipment | 0.017869 | 0.017869 | 0.017869 | 0.017869 | 0.017869 | 0.017869 | 0.017869 | 0.017869 | 0.017869 | 0.017869 | 0.017869 | 0.017869 | 0.017869 | 0.017869 | 0.017869 | 0.017869 | 0.017869 | 0.017869 | 0.017869 | 0.017869 | 0.017869 | 0.017869 | 0.017869 | 0.017869 | 0.017869 | 0.017869 | 0.017869
F1_Commercial_School_Existing_Food Preparation_Natural Gas_Range_E2 | F1 | Commercial | School | Existing | Food Preparation | Natural Gas | Range | E2 | RVT - Cost of Equipment | 0.017869 | 0.017869 | 0.017869 | 0.017869 | 0.017869 | 0.017869 | 0.017869 | 0.017869 | 0.017869 | 0.017869 | 0.017869 | 0.017869 | 0.017869 | 0.017869 | 0.017869 | 0.017869 | 0.017869 | 0.017869 | 0.017869 | 0.017869 | 0.017869 | 0.017869 | 0.017869 | 0.017869 | 0.017869 | 0.017869 | 0.017869
F1_Commercial_School_Existing_Food Preparation_Natural Gas_Range_E3 | F1 | Commercial | School | Existing | Food Preparation | Natural Gas | Range | E3 | RVT - Cost of Equipment | 0 | 0 | 0 | 0 | 0 | 0 | 0 | 0 | 0 | 0 | 0 | 0 | 0 | 0 | 0 | 0 | 0 | 0 | 0 | 0 | 0 | 0 | 0 | 0 | 0 | 0 | 0
F1_Commercial_School_Existing_Food Preparation_Natural Gas_Range_E4 | F1 | Commercial | School | Existing | Food Preparation | Natural Gas | Range | E4 | RVT - Cost of Equipment | 0 | 0 | 0 | 0 | 0 | 0 | 0 | 0 | 0 | 0 | 0 | 0 | 0 | 0 | 0 | 0 | 0 | 0 | 0 | 0 | 0 | 0 | 0 | 0 | 0 | 0 | 0
F1_Commercial_School_Existing_Food Preparation_Natural Gas_Range_E5 | F1 | Commercial | School | Existing | Food Preparation | Natural Gas | Range | E5 | RVT - Cost of Equipment | 0 | 0 | 0 | 0 | 0 | 0 | 0 | 0 | 0 | 0 | 0 | 0 | 0 | 0 | 0 | 0 | 0 | 0 | 0 | 0 | 0 | 0 | 0 | 0 | 0 | 0 | 0
F1_Commercial_School_Existing_Food Preparation_Natural Gas_Range_E6 | F1 | Commercial | School | Existing | Food Preparation | Natural Gas | Range | E6 | RVT - Cost of Equipment | 0 | 0 | 0 | 0 | 0 | 0 | 0 | 0 | 0 | 0 | 0 | 0 | 0 | 0 | 0 | 0 | 0 | 0 | 0 | 0 | 0 | 0 | 0 | 0 | 0 | 0 | 0
F1_Commercial_School_Existing_Food Preparation_Natural Gas_Range_E7 | F1 | Commercial | School | Existing | Food Preparation | Natural Gas | Range | E7 | RVT - Cost of Equipment | 0 | 0 | 0 | 0 | 0 | 0 | 0 | 0 | 0 | 0 | 0 | 0 | 0 | 0 | 0 | 0 | 0 | 0 | 0 | 0 | 0 | 0 | 0 | 0 | 0 | 0 | 0
F1_Commercial_School_Existing_Food Preparation_Natural Gas_Range_E8 | F1 | Commercial | School | Existing | Food Preparation | Natural Gas | Range | E8 | RVT - Cost of Equipment | 0 | 0 | 0 | 0 | 0 | 0 | 0 | 0 | 0 | 0 | 0 | 0 | 0 | 0 | 0 | 0 | 0 | 0 | 0 | 0 | 0 | 0 | 0 | 0 | 0 | 0 | 0
F1_Commercial_School_Existing_Food Preparation_Natural Gas_Range_E9 | F1 | Commercial | School | Existing | Food Preparation | Natural Gas | Range | E9 | RVT - Cost of Equipment | 0 | 0 | 0 | 0 | 0 | 0 | 0 | 0 | 0 | 0 | 0 | 0 | 0 | 0 | 0 | 0 | 0 | 0 | 0 | 0 | 0 | 0 | 0 | 0 | 0 | 0 | 0
F1_Commercial_School_Existing_Food Preparation_Natural Gas_Range_E10 | F1 | Commercial | School | Existing | Food Preparation | Natural Gas | Range | E10 | RVT - Cost of Equipment | 0 | 0 | 0 | 0 | 0 | 0 | 0 | 0 | 0 | 0 | 0 | 0 | 0 | 0 | 0 | 0 | 0 | 0 | 0 | 0 | 0 | 0 | 0 | 0 | 0 | 0 | 0
F2_Commercial_School_Existing_Food Preparation_Natural Gas_Range_E1 | F2 | Commercial | School | Existing | Food Preparation | Natural Gas | Range | E1 | RVT - Cost of Operation | 0 | 0 | 0 | 0 | 0 | 0 | 0 | 0 | 0 | 0 | 0 | 0 | 0 | 0 | 0 | 0 | 0 | 0 | 0 | 0 | 0 | 0 | 0 | 0 | 0 | 0 | 0
F2_Commercial_School_Existing_Food Preparation_Natural Gas_Range_E2 | F2 | Commercial | School | Existing | Food Preparation | Natural Gas | Range | E2 | RVT - Cost of Operation | 0 | 0 | 0 | 0 | 0 | 0 | 0 | 0 | 0 | 0 | 0 | 0 | 0 | 0 | 0 | 0 | 0 | 0 | 0 | 0 | 0 | 0 | 0 | 0 | 0 | 0 | 0
F2_Commercial_School_Existing_Food Preparation_Natural Gas_Range_E3 | F2 | Commercial | School | Existing | Food Preparation | Natural Gas | Range | E3 | RVT - Cost of Operation | 0 | 0 | 0 | 0 | 0 | 0 | 0 | 0 | 0 | 0 | 0 | 0 | 0 | 0 | 0 | 0 | 0 | 0 | 0 | 0 | 0 | 0 | 0 | 0 | 0 | 0 | 0
F2_Commercial_School_Existing_Food Preparation_Natural Gas_Range_E4 | F2 | Commercial | School | Existing | Food Preparation | Natural Gas | Range | E4 | RVT - Cost of Operation | 0 | 0 | 0 | 0 | 0 | 0 | 0 | 0 | 0 | 0 | 0 | 0 | 0 | 0 | 0 | 0 | 0 | 0 | 0 | 0 | 0 | 0 | 0 | 0 | 0 | 0 | 0
F2_Commercial_School_Existing_Food Preparation_Natural Gas_Range_E5 | F2 | Commercial | School | Existing | Food Preparation | Natural Gas | Range | E5 | RVT - Cost of Operation | 0 | 0 | 0 | 0 | 0 | 0 | 0 | 0 | 0 | 0 | 0 | 0 | 0 | 0 | 0 | 0 | 0 | 0 | 0 | 0 | 0 | 0 | 0 | 0 | 0 | 0 | 0
F2_Commercial_School_Existing_Food Preparation_Natural Gas_Range_E6 | F2 | Commercial | School | Existing | Food Preparation | Natural Gas | Range | E6 | RVT - Cost of Operation | 0 | 0 | 0 | 0 | 0 | 0 | 0 | 0 | 0 | 0 | 0 | 0 | 0 | 0 | 0 | 0 | 0 | 0 | 0 | 0 | 0 | 0 | 0 | 0 | 0 | 0 | 0
F2_Commercial_School_Existing_Food Preparation_Natural Gas_Range_E7 | F2 | Commercial | School | Existing | Food Preparation | Natural Gas | Range | E7 | RVT - Cost of Operation | 0 | 0 | 0 | 0 | 0 | 0 | 0 | 0 | 0 | 0 | 0 | 0 | 0 | 0 | 0 | 0 | 0 | 0 | 0 | 0 | 0 | 0 | 0 | 0 | 0 | 0 | 0
F2_Commercial_School_Existing_Food Preparation_Natural Gas_Range_E8 | F2 | Commercial | School | Existing | Food Preparation | Natural Gas | Range | E8 | RVT - Cost of Operation | 0 | 0 | 0 | 0 | 0 | 0 | 0 | 0 | 0 | 0 | 0 | 0 | 0 | 0 | 0 | 0 | 0 | 0 | 0 | 0 | 0 | 0 | 0 | 0 | 0 | 0 | 0
F2_Commercial_School_Existing_Food Preparation_Natural Gas_Range_E9 | F2 | Commercial | School | Existing | Food Preparation | Natural Gas | Range | E9 | RVT - Cost of Operation | 0 | 0 | 0 | 0 | 0 | 0 | 0 | 0 | 0 | 0 | 0 | 0 | 0 | 0 | 0 | 0 | 0 | 0 | 0 | 0 | 0 | 0 | 0 | 0 | 0 | 0 | 0
F2_Commercial_School_Existing_Food Preparation_Natural Gas_Range_E10 | F2 | Commercial | School | Existing | Food Preparation | Natural Gas | Range | E10 | RVT - Cost of Operation | 0 | 0 | 0 | 0 | 0 | 0 | 0 | 0 | 0 | 0 | 0 | 0 | 0 | 0 | 0 | 0 | 0 | 0 | 0 | 0 | 0 | 0 | 0 | 0 | 0 | 0 | 0
F3_Commercial_School_Existing_Food Preparation_Natural Gas_Range_E1 | F3 | Commercial | School | Existing | Food Preparation | Natural Gas | Range | E1 | System - kBTUs of Consumption | 1.9095 | 1.9095 | 1.9095 | 1.9095 | 1.9095 | 1.9095 | 1.9095 | 1.9095 | 1.9095 | 1.9095 | 1.9095 | 1.9095 | 1.9095 | 1.9095 | 1.9095 | 1.9095 | 1.9095 | 1.9095 | 1.9095 | 1.9095 | 1.9095 | 1.9095 | 1.9095 | 1.9095 | 1.9095 | 1.9095 | 1.9095
F3_Commercial_School_Existing_Food Preparation_Natural Gas_Range_E2 | F3 | Commercial | School | Existing | Food Preparation | Natural Gas | Range | E2 | System - kBTUs of Consumption | 1.6367 | 1.6367 | 1.6367 | 1.6367 | 1.6367 | 1.6367 | 1.6367 | 1.6367 | 1.6367 | 1.6367 | 1.6367 | 1.6367 | 1.6367 | 1.6367 | 1.6367 | 1.6367 | 1.6367 | 1.6367 | 1.6367 | 1.6367 | 1.6367 | 1.6367 | 1.6367 | 1.6367 | 1.6367 | 1.6367 | 1.6367
F3_Commercial_School_Existing_Food Preparation_Natural Gas_Range_E3 | F3 | Commercial | School | Existing | Food Preparation | Natural Gas | Range | E3 | System - kBTUs of Consumption | 0 | 0 | 0 | 0 | 0 | 0 | 0 | 0 | 0 | 0 | 0 | 0 | 0 | 0 | 0 | 0 | 0 | 0 | 0 | 0 | 0 | 0 | 0 | 0 | 0 | 0 | 0
F3_Commercial_School_Existing_Food Preparation_Natural Gas_Range_E4 | F3 | Commercial | School | Existing | Food Preparation | Natural Gas | Range | E4 | System - kBTUs of Consumption | 0 | 0 | 0 | 0 | 0 | 0 | 0 | 0 | 0 | 0 | 0 | 0 | 0 | 0 | 0 | 0 | 0 | 0 | 0 | 0 | 0 | 0 | 0 | 0 | 0 | 0 | 0
F3_Commercial_School_Existing_Food Preparation_Natural Gas_Range_E5 | F3 | Commercial | School | Existing | Food Preparation | Natural Gas | Range | E5 | System - kBTUs of Consumption | 0 | 0 | 0 | 0 | 0 | 0 | 0 | 0 | 0 | 0 | 0 | 0 | 0 | 0 | 0 | 0 | 0 | 0 | 0 | 0 | 0 | 0 | 0 | 0 | 0 | 0 | 0
F3_Commercial_School_Existing_Food Preparation_Natural Gas_Range_E6 | F3 | Commercial | School | Existing | Food Preparation | Natural Gas | Range | E6 | System - kBTUs of Consumption | 0 | 0 | 0 | 0 | 0 | 0 | 0 | 0 | 0 | 0 | 0 | 0 | 0 | 0 | 0 | 0 | 0 | 0 | 0 | 0 | 0 | 0 | 0 | 0 | 0 | 0 | 0
F3_Commercial_School_Existing_Food Preparation_Natural Gas_Range_E7 | F3 | Commercial | School | Existing | Food Preparation | Natural Gas | Range | E7 | System - kBTUs of Consumption | 0 | 0 | 0 | 0 | 0 | 0 | 0 | 0 | 0 | 0 | 0 | 0 | 0 | 0 | 0 | 0 | 0 | 0 | 0 | 0 | 0 | 0 | 0 | 0 | 0 | 0 | 0
F3_Commercial_School_Existing_Food Preparation_Natural Gas_Range_E8 | F3 | Commercial | School | Existing | Food Preparation | Natural Gas | Range | E8 | System - kBTUs of Consumption | 0 | 0 | 0 | 0 | 0 | 0 | 0 | 0 | 0 | 0 | 0 | 0 | 0 | 0 | 0 | 0 | 0 | 0 | 0 | 0 | 0 | 0 | 0 | 0 | 0 | 0 | 0
F3_Commercial_School_Existing_Food Preparation_Natural Gas_Range_E9 | F3 | Commercial | School | Existing | Food Preparation | Natural Gas | Range | E9 | System - kBTUs of Consumption | 0 | 0 | 0 | 0 | 0 | 0 | 0 | 0 | 0 | 0 | 0 | 0 | 0 | 0 | 0 | 0 | 0 | 0 | 0 | 0 | 0 | 0 | 0 | 0 | 0 | 0 | 0
F3_Commercial_School_Existing_Food Preparation_Natural Gas_Range_E10 | F3 | Commercial | School | Existing | Food Preparation | Natural Gas | Range | E10 | System - kBTUs of Consumption | 0 | 0 | 0 | 0 | 0 | 0 | 0 | 0 | 0 | 0 | 0 | 0 | 0 | 0 | 0 | 0 | 0 | 0 | 0 | 0 | 0 | 0 | 0 | 0 | 0 | 0 | 0
F4_Commercial_School_Existing_Food Preparation_Natural Gas_Range_E1 | F4 | Commercial | School | Existing | Food Preparation | Natural Gas | Range | E1 | Utility - Cost of Equipment | 0.017869 | 0.017869 | 0.017869 | 0.017869 | 0.017869 | 0.017869 | 0.017869 | 0.017869 | 0.017869 | 0.017869 | 0.017869 | 0.017869 | 0.017869 | 0.017869 | 0.017869 | 0.017869 | 0.017869 | 0.017869 | 0.017869 | 0.017869 | 0.017869 | 0.017869 | 0.017869 | 0.017869 | 0.017869 | 0.017869 | 0.017869
F4_Commercial_School_Existing_Food Preparation_Natural Gas_Range_E2 | F4 | Commercial | School | Existing | Food Preparation | Natural Gas | Range | E2 | Utility - Cost of Equipment | 0.017869 | 0.017869 | 0.017869 | 0.017869 | 0.017869 | 0.017869 | 0.017869 | 0.017869 | 0.017869 | 0.017869 | 0.017869 | 0.017869 | 0.017869 | 0.017869 | 0.017869 | 0.017869 | 0.017869 | 0.017869 | 0.017869 | 0.017869 | 0.017869 | 0.017869 | 0.017869 | 0.017869 | 0.017869 | 0.017869 | 0.017869
F4_Commercial_School_Existing_Food Preparation_Natural Gas_Range_E3 | F4 | Commercial | School | Existing | Food Preparation | Natural Gas | Range | E3 | Utility - Cost of Equipment | 0 | 0 | 0 | 0 | 0 | 0 | 0 | 0 | 0 | 0 | 0 | 0 | 0 | 0 | 0 | 0 | 0 | 0 | 0 | 0 | 0 | 0 | 0 | 0 | 0 | 0 | 0
F4_Commercial_School_Existing_Food Preparation_Natural Gas_Range_E4 | F4 | Commercial | School | Existing | Food Preparation | Natural Gas | Range | E4 | Utility - Cost of Equipment | 0 | 0 | 0 | 0 | 0 | 0 | 0 | 0 | 0 | 0 | 0 | 0 | 0 | 0 | 0 | 0 | 0 | 0 | 0 | 0 | 0 | 0 | 0 | 0 | 0 | 0 | 0
F4_Commercial_School_Existing_Food Preparation_Natural Gas_Range_E5 | F4 | Commercial | School | Existing | Food Preparation | Natural Gas | Range | E5 | Utility - Cost of Equipment | 0 | 0 | 0 | 0 | 0 | 0 | 0 | 0 | 0 | 0 | 0 | 0 | 0 | 0 | 0 | 0 | 0 | 0 | 0 | 0 | 0 | 0 | 0 | 0 | 0 | 0 | 0
F4_Commercial_School_Existing_Food Preparation_Natural Gas_Range_E6 | F4 | Commercial | School | Existing | Food Preparation | Natural Gas | Range | E6 | Utility - Cost of Equipment | 0 | 0 | 0 | 0 | 0 | 0 | 0 | 0 | 0 | 0 | 0 | 0 | 0 | 0 | 0 | 0 | 0 | 0 | 0 | 0 | 0 | 0 | 0 | 0 | 0 | 0 | 0
F4_Commercial_School_Existing_Food Preparation_Natural Gas_Range_E7 | F4 | Commercial | School | Existing | Food Preparation | Natural Gas | Range | E7 | Utility - Cost of Equipment | 0 | 0 | 0 | 0 | 0 | 0 | 0 | 0 | 0 | 0 | 0 | 0 | 0 | 0 | 0 | 0 | 0 | 0 | 0 | 0 | 0 | 0 | 0 | 0 | 0 | 0 | 0
F4_Commercial_School_Existing_Food Preparation_Natural Gas_Range_E8 | F4 | Commercial | School | Existing | Food Preparation | Natural Gas | Range | E8 | Utility - Cost of Equipment | 0 | 0 | 0 | 0 | 0 | 0 | 0 | 0 | 0 | 0 | 0 | 0 | 0 | 0 | 0 | 0 | 0 | 0 | 0 | 0 | 0 | 0 | 0 | 0 | 0 | 0 | 0
F4_Commercial_School_Existing_Food Preparation_Natural Gas_Range_E9 | F4 | Commercial | School | Existing | Food Preparation | Natural Gas | Range | E9 | Utility - Cost of Equipment | 0 | 0 | 0 | 0 | 0 | 0 | 0 | 0 | 0 | 0 | 0 | 0 | 0 | 0 | 0 | 0 | 0 | 0 | 0 | 0 | 0 | 0 | 0 | 0 | 0 | 0 | 0
F4_Commercial_School_Existing_Food Preparation_Natural Gas_Range_E10 | F4 | Commercial | School | Existing | Food Preparation | Natural Gas | Range | E10 | Utility - Cost of Equipment | 0 | 0 | 0 | 0 | 0 | 0 | 0 | 0 | 0 | 0 | 0 | 0 | 0 | 0 | 0 | 0 | 0 | 0 | 0 | 0 | 0 | 0 | 0 | 0 | 0 | 0 | 0
F5_Commercial_School_Existing_Food Preparation_Natural Gas_Range_E1 | F5 | Commercial | School | Existing | Food Preparation | Natural Gas | Range | E1 | Utility - Cost of Operation | 0.02624 | 0.025862 | 0.025492 | 0.025134 | 0.025138 | 0.025376 | 0.025763 | 0.026231 | 0.026736 | 0.027253 | 0.027764 | 0.028217 | 0.028562 | 0.028709 | 0.028641 | 0.028361 | 0.027888 | 0.02727 | 0.026534 | 0.025662 | 0.024641 | 0.023466 | 0.022423 | 0.021748 | 0.021457 | 0.021562 | 0.021668
F5_Commercial_School_Existing_Food Preparation_Natural Gas_Range_E2 | F5 | Commercial | School | Existing | Food Preparation | Natural Gas | Range | E2 | Utility - Cost of Operation | 0.022492 | 0.022167 | 0.021851 | 0.021544 | 0.021547 | 0.021751 | 0.022082 | 0.022483 | 0.022917 | 0.02336 | 0.023798 | 0.024186 | 0.024482 | 0.024608 | 0.02455 | 0.024309 | 0.023904 | 0.023374 | 0.022743 | 0.021996 | 0.021121 | 0.020114 | 0.01922 | 0.018642 | 0.018392 | 0.018482 | 0.018572
F5_Commercial_School_Existing_Food Preparation_Natural Gas_Range_E3 | F5 | Commercial | School | Existing | Food Preparation | Natural Gas | Range | E3 | Utility - Cost of Operation | 0 | 0 | 0 | 0 | 0 | 0 | 0 | 0 | 0 | 0 | 0 | 0 | 0 | 0 | 0 | 0 | 0 | 0 | 0 | 0 | 0 | 0 | 0 | 0 | 0 | 0 | 0
F5_Commercial_School_Existing_Food Preparation_Natural Gas_Range_E4 | F5 | Commercial | School | Existing | Food Preparation | Natural Gas | Range | E4 | Utility - Cost of Operation | 0 | 0 | 0 | 0 | 0 | 0 | 0 | 0 | 0 | 0 | 0 | 0 | 0 | 0 | 0 | 0 | 0 | 0 | 0 | 0 | 0 | 0 | 0 | 0 | 0 | 0 | 0
F5_Commercial_School_Existing_Food Preparation_Natural Gas_Range_E5 | F5 | Commercial | School | Existing | Food Preparation | Natural Gas | Range | E5 | Utility - Cost of Operation | 0 | 0 | 0 | 0 | 0 | 0 | 0 | 0 | 0 | 0 | 0 | 0 | 0 | 0 | 0 | 0 | 0 | 0 | 0 | 0 | 0 | 0 | 0 | 0 | 0 | 0 | 0
F5_Commercial_School_Existing_Food Preparation_Natural Gas_Range_E6 | F5 | Commercial | School | Existing | Food Preparation | Natural Gas | Range | E6 | Utility - Cost of Operation | 0 | 0 | 0 | 0 | 0 | 0 | 0 | 0 | 0 | 0 | 0 | 0 | 0 | 0 | 0 | 0 | 0 | 0 | 0 | 0 | 0 | 0 | 0 | 0 | 0 | 0 | 0
F5_Commercial_School_Existing_Food Preparation_Natural Gas_Range_E7 | F5 | Commercial | School | Existing | Food Preparation | Natural Gas | Range | E7 | Utility - Cost of Operation | 0 | 0 | 0 | 0 | 0 | 0 | 0 | 0 | 0 | 0 | 0 | 0 | 0 | 0 | 0 | 0 | 0 | 0 | 0 | 0 | 0 | 0 | 0 | 0 | 0 | 0 | 0
F5_Commercial_School_Existing_Food Preparation_Natural Gas_Range_E8 | F5 | Commercial | School | Existing | Food Preparation | Natural Gas | Range | E8 | Utility - Cost of Operation | 0 | 0 | 0 | 0 | 0 | 0 | 0 | 0 | 0 | 0 | 0 | 0 | 0 | 0 | 0 | 0 | 0 | 0 | 0 | 0 | 0 | 0 | 0 | 0 | 0 | 0 | 0
F5_Commercial_School_Existing_Food Preparation_Natural Gas_Range_E9 | F5 | Commercial | School | Existing | Food Preparation | Natural Gas | Range | E9 | Utility - Cost of Operation | 0 | 0 | 0 | 0 | 0 | 0 | 0 | 0 | 0 | 0 | 0 | 0 | 0 | 0 | 0 | 0 | 0 | 0 | 0 | 0 | 0 | 0 | 0 | 0 | 0 | 0 | 0
F5_Commercial_School_Existing_Food Preparation_Natural Gas_Range_E10 | F5 | Commercial | School | Existing | Food Preparation | Natural Gas | Range | E10 | Utility - Cost of Operation | 0 | 0 | 0 | 0 | 0 | 0 | 0 | 0 | 0 | 0 | 0 | 0 | 0 | 0 | 0 | 0 | 0 | 0 | 0 | 0 | 0 | 0 | 0 | 0 | 0 | 0 | 0
F6_Commercial_School_Existing_Food Preparation_Natural Gas_Range_E1 | F6 | Commercial | School | Existing | Food Preparation | Natural Gas | Range | E1 | Utility - Value of Sales | 0 | 0 | 0 | 0 | 0 | 0 | 0 | 0 | 0 | 0 | 0 | 0 | 0 | 0 | 0 | 0 | 0 | 0 | 0 | 0 | 0 | 0 | 0 | 0 | 0 | 0 | 0
F6_Commercial_School_Existing_Food Preparation_Natural Gas_Range_E2 | F6 | Commercial | School | Existing | Food Preparation | Natural Gas | Range | E2 | Utility - Value of Sales | 0 | 0 | 0 | 0 | 0 | 0 | 0 | 0 | 0 | 0 | 0 | 0 | 0 | 0 | 0 | 0 | 0 | 0 | 0 | 0 | 0 | 0 | 0 | 0 | 0 | 0 | 0
F6_Commercial_School_Existing_Food Preparation_Natural Gas_Range_E3 | F6 | Commercial | School | Existing | Food Preparation | Natural Gas | Range | E3 | Utility - Value of Sales | 0 | 0 | 0 | 0 | 0 | 0 | 0 | 0 | 0 | 0 | 0 | 0 | 0 | 0 | 0 | 0 | 0 | 0 | 0 | 0 | 0 | 0 | 0 | 0 | 0 | 0 | 0
F6_Commercial_School_Existing_Food Preparation_Natural Gas_Range_E4 | F6 | Commercial | School | Existing | Food Preparation | Natural Gas | Range | E4 | Utility - Value of Sales | 0 | 0 | 0 | 0 | 0 | 0 | 0 | 0 | 0 | 0 | 0 | 0 | 0 | 0 | 0 | 0 | 0 | 0 | 0 | 0 | 0 | 0 | 0 | 0 | 0 | 0 | 0
F6_Commercial_School_Existing_Food Preparation_Natural Gas_Range_E5 | F6 | Commercial | School | Existing | Food Preparation | Natural Gas | Range | E5 | Utility - Value of Sales | 0 | 0 | 0 | 0 | 0 | 0 | 0 | 0 | 0 | 0 | 0 | 0 | 0 | 0 | 0 | 0 | 0 | 0 | 0 | 0 | 0 | 0 | 0 | 0 | 0 | 0 | 0
F6_Commercial_School_Existing_Food Preparation_Natural Gas_Range_E6 | F6 | Commercial | School | Existing | Food Preparation | Natural Gas | Range | E6 | Utility - Value of Sales | 0 | 0 | 0 | 0 | 0 | 0 | 0 | 0 | 0 | 0 | 0 | 0 | 0 | 0 | 0 | 0 | 0 | 0 | 0 | 0 | 0 | 0 | 0 | 0 | 0 | 0 | 0
F6_Commercial_School_Existing_Food Preparation_Natural Gas_Range_E7 | F6 | Commercial | School | Existing | Food Preparation | Natural Gas | Range | E7 | Utility - Value of Sales | 0 | 0 | 0 | 0 | 0 | 0 | 0 | 0 | 0 | 0 | 0 | 0 | 0 | 0 | 0 | 0 | 0 | 0 | 0 | 0 | 0 | 0 | 0 | 0 | 0 | 0 | 0
F6_Commercial_School_Existing_Food Preparation_Natural Gas_Range_E8 | F6 | Commercial | School | Existing | Food Preparation | Natural Gas | Range | E8 | Utility - Value of Sales | 0 | 0 | 0 | 0 | 0 | 0 | 0 | 0 | 0 | 0 | 0 | 0 | 0 | 0 | 0 | 0 | 0 | 0 | 0 | 0 | 0 | 0 | 0 | 0 | 0 | 0 | 0
F6_Commercial_School_Existing_Food Preparation_Natural Gas_Range_E9 | F6 | Commercial | School | Existing | Food Preparation | Natural Gas | Range | E9 | Utility - Value of Sales | 0 | 0 | 0 | 0 | 0 | 0 | 0 | 0 | 0 | 0 | 0 | 0 | 0 | 0 | 0 | 0 | 0 | 0 | 0 | 0 | 0 | 0 | 0 | 0 | 0 | 0 | 0
F6_Commercial_School_Existing_Food Preparation_Natural Gas_Range_E10 | F6 | Commercial | School | Existing | Food Preparation | Natural Gas | Range | E10 | Utility - Value of Sales | 0 | 0 | 0 | 0 | 0 | 0 | 0 | 0 | 0 | 0 | 0 | 0 | 0 | 0 | 0 | 0 | 0 | 0 | 0 | 0 | 0 | 0 | 0 | 0 | 0 | 0 | 0
F1_Commercial_School_Existing_Food Preparation_Natural Gas_Steamer_E1 | F1 | Commercial | School | Existing | Food Preparation | Natural Gas | Steamer | E1 | RVT - Cost of Equipment | 0.045124 | 0 | 0 | 0 | 0 | 0 | 0 | 0 | 0 | 0 | 0 | 0 | 0 | 0 | 0 | 0 | 0 | 0 | 0 | 0 | 0 | 0 | 0 | 0 | 0 | 0 | 0
F1_Commercial_School_Existing_Food Preparation_Natural Gas_Steamer_E2 | F1 | Commercial | School | Existing | Food Preparation | Natural Gas | Steamer | E2 | RVT - Cost of Equipment | 0.026212 | 0.026212 | 0.026212 | 0.026212 | 0.026212 | 0.026212 | 0.026212 | 0.026212 | 0.026212 | 0.026212 | 0.026212 | 0.026212 | 0.026212 | 0.026212 | 0.026212 | 0.026212 | 0.026212 | 0.026212 | 0.026212 | 0.026212 | 0.026212 | 0.026212 | 0.026212 | 0.026212 | 0.026212 | 0.026212 | 0.026212
F1_Commercial_School_Existing_Food Preparation_Natural Gas_Steamer_E3 | F1 | Commercial | School | Existing | Food Preparation | Natural Gas | Steamer | E3 | RVT - Cost of Equipment | 0 | 0 | 0 | 0 | 0 | 0 | 0 | 0 | 0 | 0 | 0 | 0 | 0 | 0 | 0 | 0 | 0 | 0 | 0 | 0 | 0 | 0 | 0 | 0 | 0 | 0 | 0
F1_Commercial_School_Existing_Food Preparation_Natural Gas_Steamer_E4 | F1 | Commercial | School | Existing | Food Preparation | Natural Gas | Steamer | E4 | RVT - Cost of Equipment | 0 | 0 | 0 | 0 | 0 | 0 | 0 | 0 | 0 | 0 | 0 | 0 | 0 | 0 | 0 | 0 | 0 | 0 | 0 | 0 | 0 | 0 | 0 | 0 | 0 | 0 | 0
F1_Commercial_School_Existing_Food Preparation_Natural Gas_Steamer_E5 | F1 | Commercial | School | Existing | Food Preparation | Natural Gas | Steamer | E5 | RVT - Cost of Equipment | 0 | 0 | 0 | 0 | 0 | 0 | 0 | 0 | 0 | 0 | 0 | 0 | 0 | 0 | 0 | 0 | 0 | 0 | 0 | 0 | 0 | 0 | 0 | 0 | 0 | 0 | 0
F1_Commercial_School_Existing_Food Preparation_Natural Gas_Steamer_E6 | F1 | Commercial | School | Existing | Food Preparation | Natural Gas | Steamer | E6 | RVT - Cost of Equipment | 0 | 0 | 0 | 0 | 0 | 0 | 0 | 0 | 0 | 0 | 0 | 0 | 0 | 0 | 0 | 0 | 0 | 0 | 0 | 0 | 0 | 0 | 0 | 0 | 0 | 0 | 0
F1_Commercial_School_Existing_Food Preparation_Natural Gas_Steamer_E7 | F1 | Commercial | School | Existing | Food Preparation | Natural Gas | Steamer | E7 | RVT - Cost of Equipment | 0 | 0 | 0 | 0 | 0 | 0 | 0 | 0 | 0 | 0 | 0 | 0 | 0 | 0 | 0 | 0 | 0 | 0 | 0 | 0 | 0 | 0 | 0 | 0 | 0 | 0 | 0
F1_Commercial_School_Existing_Food Preparation_Natural Gas_Steamer_E8 | F1 | Commercial | School | Existing | Food Preparation | Natural Gas | Steamer | E8 | RVT - Cost of Equipment | 0 | 0 | 0 | 0 | 0 | 0 | 0 | 0 | 0 | 0 | 0 | 0 | 0 | 0 | 0 | 0 | 0 | 0 | 0 | 0 | 0 | 0 | 0 | 0 | 0 | 0 | 0
F1_Commercial_School_Existing_Food Preparation_Natural Gas_Steamer_E9 | F1 | Commercial | School | Existing | Food Preparation | Natural Gas | Steamer | E9 | RVT - Cost of Equipment | 0 | 0 | 0 | 0 | 0 | 0 | 0 | 0 | 0 | 0 | 0 | 0 | 0 | 0 | 0 | 0 | 0 | 0 | 0 | 0 | 0 | 0 | 0 | 0 | 0 | 0 | 0
F1_Commercial_School_Existing_Food Preparation_Natural Gas_Steamer_E10 | F1 | Commercial | School | Existing | Food Preparation | Natural Gas | Steamer | E10 | RVT - Cost of Equipment | 0 | 0 | 0 | 0 | 0 | 0 | 0 | 0 | 0 | 0 | 0 | 0 | 0 | 0 | 0 | 0 | 0 | 0 | 0 | 0 | 0 | 0 | 0 | 0 | 0 | 0 | 0
F2_Commercial_School_Existing_Food Preparation_Natural Gas_Steamer_E1 | F2 | Commercial | School | Existing | Food Preparation | Natural Gas | Steamer | E1 | RVT - Cost of Operation | 0 | 0 | 0 | 0 | 0 | 0 | 0 | 0 | 0 | 0 | 0 | 0 | 0 | 0 | 0 | 0 | 0 | 0 | 0 | 0 | 0 | 0 | 0 | 0 | 0 | 0 | 0
F2_Commercial_School_Existing_Food Preparation_Natural Gas_Steamer_E2 | F2 | Commercial | School | Existing | Food Preparation | Natural Gas | Steamer | E2 | RVT - Cost of Operation | 0 | 0 | 0 | 0 | 0 | 0 | 0 | 0 | 0 | 0 | 0 | 0 | 0 | 0 | 0 | 0 | 0 | 0 | 0 | 0 | 0 | 0 | 0 | 0 | 0 | 0 | 0
F2_Commercial_School_Existing_Food Preparation_Natural Gas_Steamer_E3 | F2 | Commercial | School | Existing | Food Preparation | Natural Gas | Steamer | E3 | RVT - Cost of Operation | 0 | 0 | 0 | 0 | 0 | 0 | 0 | 0 | 0 | 0 | 0 | 0 | 0 | 0 | 0 | 0 | 0 | 0 | 0 | 0 | 0 | 0 | 0 | 0 | 0 | 0 | 0
F2_Commercial_School_Existing_Food Preparation_Natural Gas_Steamer_E4 | F2 | Commercial | School | Existing | Food Preparation | Natural Gas | Steamer | E4 | RVT - Cost of Operation | 0 | 0 | 0 | 0 | 0 | 0 | 0 | 0 | 0 | 0 | 0 | 0 | 0 | 0 | 0 | 0 | 0 | 0 | 0 | 0 | 0 | 0 | 0 | 0 | 0 | 0 | 0
F2_Commercial_School_Existing_Food Preparation_Natural Gas_Steamer_E5 | F2 | Commercial | School | Existing | Food Preparation | Natural Gas | Steamer | E5 | RVT - Cost of Operation | 0 | 0 | 0 | 0 | 0 | 0 | 0 | 0 | 0 | 0 | 0 | 0 | 0 | 0 | 0 | 0 | 0 | 0 | 0 | 0 | 0 | 0 | 0 | 0 | 0 | 0 | 0
F2_Commercial_School_Existing_Food Preparation_Natural Gas_Steamer_E6 | F2 | Commercial | School | Existing | Food Preparation | Natural Gas | Steamer | E6 | RVT - Cost of Operation | 0 | 0 | 0 | 0 | 0 | 0 | 0 | 0 | 0 | 0 | 0 | 0 | 0 | 0 | 0 | 0 | 0 | 0 | 0 | 0 | 0 | 0 | 0 | 0 | 0 | 0 | 0
F2_Commercial_School_Existing_Food Preparation_Natural Gas_Steamer_E7 | F2 | Commercial | School | Existing | Food Preparation | Natural Gas | Steamer | E7 | RVT - Cost of Operation | 0 | 0 | 0 | 0 | 0 | 0 | 0 | 0 | 0 | 0 | 0 | 0 | 0 | 0 | 0 | 0 | 0 | 0 | 0 | 0 | 0 | 0 | 0 | 0 | 0 | 0 | 0
F2_Commercial_School_Existing_Food Preparation_Natural Gas_Steamer_E8 | F2 | Commercial | School | Existing | Food Preparation | Natural Gas | Steamer | E8 | RVT - Cost of Operation | 0 | 0 | 0 | 0 | 0 | 0 | 0 | 0 | 0 | 0 | 0 | 0 | 0 | 0 | 0 | 0 | 0 | 0 | 0 | 0 | 0 | 0 | 0 | 0 | 0 | 0 | 0
F2_Commercial_School_Existing_Food Preparation_Natural Gas_Steamer_E9 | F2 | Commercial | School | Existing | Food Preparation | Natural Gas | Steamer | E9 | RVT - Cost of Operation | 0 | 0 | 0 | 0 | 0 | 0 | 0 | 0 | 0 | 0 | 0 | 0 | 0 | 0 | 0 | 0 | 0 | 0 | 0 | 0 | 0 | 0 | 0 | 0 | 0 | 0 | 0
F2_Commercial_School_Existing_Food Preparation_Natural Gas_Steamer_E10 | F2 | Commercial | School | Existing | Food Preparation | Natural Gas | Steamer | E10 | RVT - Cost of Operation | 0 | 0 | 0 | 0 | 0 | 0 | 0 | 0 | 0 | 0 | 0 | 0 | 0 | 0 | 0 | 0 | 0 | 0 | 0 | 0 | 0 | 0 | 0 | 0 | 0 | 0 | 0
F3_Commercial_School_Existing_Food Preparation_Natural Gas_Steamer_E1 | F3 | Commercial | School | Existing | Food Preparation | Natural Gas | Steamer | E1 | System - kBTUs of Consumption | 3.5553 | 0 | 0 | 0 | 0 | 0 | 0 | 0 | 0 | 0 | 0 | 0 | 0 | 0 | 0 | 0 | 0 | 0 | 0 | 0 | 0 | 0 | 0 | 0 | 0 | 0 | 0
F3_Commercial_School_Existing_Food Preparation_Natural Gas_Steamer_E2 | F3 | Commercial | School | Existing | Food Preparation | Natural Gas | Steamer | E2 | System - kBTUs of Consumption | 0.62345 | 0.62345 | 0.62345 | 0.62345 | 0.62345 | 0.62345 | 0.62345 | 0.62345 | 0.62345 | 0.62345 | 0.62345 | 0.62345 | 0.62345 | 0.62345 | 0.62345 | 0.62345 | 0.62345 | 0.62345 | 0.62345 | 0.62345 | 0.62345 | 0.62345 | 0.62345 | 0.62345 | 0.62345 | 0.62345 | 0.62345
F3_Commercial_School_Existing_Food Preparation_Natural Gas_Steamer_E3 | F3 | Commercial | School | Existing | Food Preparation | Natural Gas | Steamer | E3 | System - kBTUs of Consumption | 0 | 0 | 0 | 0 | 0 | 0 | 0 | 0 | 0 | 0 | 0 | 0 | 0 | 0 | 0 | 0 | 0 | 0 | 0 | 0 | 0 | 0 | 0 | 0 | 0 | 0 | 0
F3_Commercial_School_Existing_Food Preparation_Natural Gas_Steamer_E4 | F3 | Commercial | School | Existing | Food Preparation | Natural Gas | Steamer | E4 | System - kBTUs of Consumption | 0 | 0 | 0 | 0 | 0 | 0 | 0 | 0 | 0 | 0 | 0 | 0 | 0 | 0 | 0 | 0 | 0 | 0 | 0 | 0 | 0 | 0 | 0 | 0 | 0 | 0 | 0
F3_Commercial_School_Existing_Food Preparation_Natural Gas_Steamer_E5 | F3 | Commercial | School | Existing | Food Preparation | Natural Gas | Steamer | E5 | System - kBTUs of Consumption | 0 | 0 | 0 | 0 | 0 | 0 | 0 | 0 | 0 | 0 | 0 | 0 | 0 | 0 | 0 | 0 | 0 | 0 | 0 | 0 | 0 | 0 | 0 | 0 | 0 | 0 | 0
F3_Commercial_School_Existing_Food Preparation_Natural Gas_Steamer_E6 | F3 | Commercial | School | Existing | Food Preparation | Natural Gas | Steamer | E6 | System - kBTUs of Consumption | 0 | 0 | 0 | 0 | 0 | 0 | 0 | 0 | 0 | 0 | 0 | 0 | 0 | 0 | 0 | 0 | 0 | 0 | 0 | 0 | 0 | 0 | 0 | 0 | 0 | 0 | 0
F3_Commercial_School_Existing_Food Preparation_Natural Gas_Steamer_E7 | F3 | Commercial | School | Existing | Food Preparation | Natural Gas | Steamer | E7 | System - kBTUs of Consumption | 0 | 0 | 0 | 0 | 0 | 0 | 0 | 0 | 0 | 0 | 0 | 0 | 0 | 0 | 0 | 0 | 0 | 0 | 0 | 0 | 0 | 0 | 0 | 0 | 0 | 0 | 0
F3_Commercial_School_Existing_Food Preparation_Natural Gas_Steamer_E8 | F3 | Commercial | School | Existing | Food Preparation | Natural Gas | Steamer | E8 | System - kBTUs of Consumption | 0 | 0 | 0 | 0 | 0 | 0 | 0 | 0 | 0 | 0 | 0 | 0 | 0 | 0 | 0 | 0 | 0 | 0 | 0 | 0 | 0 | 0 | 0 | 0 | 0 | 0 | 0
F3_Commercial_School_Existing_Food Preparation_Natural Gas_Steamer_E9 | F3 | Commercial | School | Existing | Food Preparation | Natural Gas | Steamer | E9 | System - kBTUs of Consumption | 0 | 0 | 0 | 0 | 0 | 0 | 0 | 0 | 0 | 0 | 0 | 0 | 0 | 0 | 0 | 0 | 0 | 0 | 0 | 0 | 0 | 0 | 0 | 0 | 0 | 0 | 0
F3_Commercial_School_Existing_Food Preparation_Natural Gas_Steamer_E10 | F3 | Commercial | School | Existing | Food Preparation | Natural Gas | Steamer | E10 | System - kBTUs of Consumption | 0 | 0 | 0 | 0 | 0 | 0 | 0 | 0 | 0 | 0 | 0 | 0 | 0 | 0 | 0 | 0 | 0 | 0 | 0 | 0 | 0 | 0 | 0 | 0 | 0 | 0 | 0
F4_Commercial_School_Existing_Food Preparation_Natural Gas_Steamer_E1 | F4 | Commercial | School | Existing | Food Preparation | Natural Gas | Steamer | E1 | Utility - Cost of Equipment | 0.045124 | 0 | 0 | 0 | 0 | 0 | 0 | 0 | 0 | 0 | 0 | 0 | 0 | 0 | 0 | 0 | 0 | 0 | 0 | 0 | 0 | 0 | 0 | 0 | 0 | 0 | 0
F4_Commercial_School_Existing_Food Preparation_Natural Gas_Steamer_E2 | F4 | Commercial | School | Existing | Food Preparation | Natural Gas | Steamer | E2 | Utility - Cost of Equipment | 0.026212 | 0.026212 | 0.026212 | 0.026212 | 0.026212 | 0.026212 | 0.026212 | 0.026212 | 0.026212 | 0.026212 | 0.026212 | 0.026212 | 0.026212 | 0.026212 | 0.026212 | 0.026212 | 0.026212 | 0.026212 | 0.026212 | 0.026212 | 0.026212 | 0.026212 | 0.026212 | 0.026212 | 0.026212 | 0.026212 | 0.026212
F4_Commercial_School_Existing_Food Preparation_Natural Gas_Steamer_E3 | F4 | Commercial | School | Existing | Food Preparation | Natural Gas | Steamer | E3 | Utility - Cost of Equipment | 0 | 0 | 0 | 0 | 0 | 0 | 0 | 0 | 0 | 0 | 0 | 0 | 0 | 0 | 0 | 0 | 0 | 0 | 0 | 0 | 0 | 0 | 0 | 0 | 0 | 0 | 0
F4_Commercial_School_Existing_Food Preparation_Natural Gas_Steamer_E4 | F4 | Commercial | School | Existing | Food Preparation | Natural Gas | Steamer | E4 | Utility - Cost of Equipment | 0 | 0 | 0 | 0 | 0 | 0 | 0 | 0 | 0 | 0 | 0 | 0 | 0 | 0 | 0 | 0 | 0 | 0 | 0 | 0 | 0 | 0 | 0 | 0 | 0 | 0 | 0
F4_Commercial_School_Existing_Food Preparation_Natural Gas_Steamer_E5 | F4 | Commercial | School | Existing | Food Preparation | Natural Gas | Steamer | E5 | Utility - Cost of Equipment | 0 | 0 | 0 | 0 | 0 | 0 | 0 | 0 | 0 | 0 | 0 | 0 | 0 | 0 | 0 | 0 | 0 | 0 | 0 | 0 | 0 | 0 | 0 | 0 | 0 | 0 | 0
F4_Commercial_School_Existing_Food Preparation_Natural Gas_Steamer_E6 | F4 | Commercial | School | Existing | Food Preparation | Natural Gas | Steamer | E6 | Utility - Cost of Equipment | 0 | 0 | 0 | 0 | 0 | 0 | 0 | 0 | 0 | 0 | 0 | 0 | 0 | 0 | 0 | 0 | 0 | 0 | 0 | 0 | 0 | 0 | 0 | 0 | 0 | 0 | 0
F4_Commercial_School_Existing_Food Preparation_Natural Gas_Steamer_E7 | F4 | Commercial | School | Existing | Food Preparation | Natural Gas | Steamer | E7 | Utility - Cost of Equipment | 0 | 0 | 0 | 0 | 0 | 0 | 0 | 0 | 0 | 0 | 0 | 0 | 0 | 0 | 0 | 0 | 0 | 0 | 0 | 0 | 0 | 0 | 0 | 0 | 0 | 0 | 0
F4_Commercial_School_Existing_Food Preparation_Natural Gas_Steamer_E8 | F4 | Commercial | School | Existing | Food Preparation | Natural Gas | Steamer | E8 | Utility - Cost of Equipment | 0 | 0 | 0 | 0 | 0 | 0 | 0 | 0 | 0 | 0 | 0 | 0 | 0 | 0 | 0 | 0 | 0 | 0 | 0 | 0 | 0 | 0 | 0 | 0 | 0 | 0 | 0
F4_Commercial_School_Existing_Food Preparation_Natural Gas_Steamer_E9 | F4 | Commercial | School | Existing | Food Preparation | Natural Gas | Steamer | E9 | Utility - Cost of Equipment | 0 | 0 | 0 | 0 | 0 | 0 | 0 | 0 | 0 | 0 | 0 | 0 | 0 | 0 | 0 | 0 | 0 | 0 | 0 | 0 | 0 | 0 | 0 | 0 | 0 | 0 | 0
F4_Commercial_School_Existing_Food Preparation_Natural Gas_Steamer_E10 | F4 | Commercial | School | Existing | Food Preparation | Natural Gas | Steamer | E10 | Utility - Cost of Equipment | 0 | 0 | 0 | 0 | 0 | 0 | 0 | 0 | 0 | 0 | 0 | 0 | 0 | 0 | 0 | 0 | 0 | 0 | 0 | 0 | 0 | 0 | 0 | 0 | 0 | 0 | 0
F5_Commercial_School_Existing_Food Preparation_Natural Gas_Steamer_E1 | F5 | Commercial | School | Existing | Food Preparation | Natural Gas | Steamer | E1 | Utility - Cost of Operation | 0.049211 | 0 | 0 | 0 | 0 | 0 | 0 | 0 | 0 | 0 | 0 | 0 | 0 | 0 | 0 | 0 | 0 | 0 | 0 | 0 | 0 | 0 | 0 | 0 | 0 | 0 | 0
F5_Commercial_School_Existing_Food Preparation_Natural Gas_Steamer_E2 | F5 | Commercial | School | Existing | Food Preparation | Natural Gas | Steamer | E2 | Utility - Cost of Operation | 0.0086296 | 0.0084582 | 0.0082882 | 0.0081218 | 0.0080933 | 0.0081537 | 0.0082708 | 0.0084189 | 0.0085796 | 0.0087433 | 0.0089139 | 0.0090902 | 0.0092647 | 0.0094049 | 0.0094922 | 0.0094993 | 0.0094083 | 0.0092239 | 0.0089554 | 0.0086141 | 0.0082157 | 0.0077582 | 0.0073513 | 0.0070857 | 0.0069674 | 0.0070015 | 0.0070358
F5_Commercial_School_Existing_Food Preparation_Natural Gas_Steamer_E3 | F5 | Commercial | School | Existing | Food Preparation | Natural Gas | Steamer | E3 | Utility - Cost of Operation | 0 | 0 | 0 | 0 | 0 | 0 | 0 | 0 | 0 | 0 | 0 | 0 | 0 | 0 | 0 | 0 | 0 | 0 | 0 | 0 | 0 | 0 | 0 | 0 | 0 | 0 | 0
F5_Commercial_School_Existing_Food Preparation_Natural Gas_Steamer_E4 | F5 | Commercial | School | Existing | Food Preparation | Natural Gas | Steamer | E4 | Utility - Cost of Operation | 0 | 0 | 0 | 0 | 0 | 0 | 0 | 0 | 0 | 0 | 0 | 0 | 0 | 0 | 0 | 0 | 0 | 0 | 0 | 0 | 0 | 0 | 0 | 0 | 0 | 0 | 0
F5_Commercial_School_Existing_Food Preparation_Natural Gas_Steamer_E5 | F5 | Commercial | School | Existing | Food Preparation | Natural Gas | Steamer | E5 | Utility - Cost of Operation | 0 | 0 | 0 | 0 | 0 | 0 | 0 | 0 | 0 | 0 | 0 | 0 | 0 | 0 | 0 | 0 | 0 | 0 | 0 | 0 | 0 | 0 | 0 | 0 | 0 | 0 | 0
F5_Commercial_School_Existing_Food Preparation_Natural Gas_Steamer_E6 | F5 | Commercial | School | Existing | Food Preparation | Natural Gas | Steamer | E6 | Utility - Cost of Operation | 0 | 0 | 0 | 0 | 0 | 0 | 0 | 0 | 0 | 0 | 0 | 0 | 0 | 0 | 0 | 0 | 0 | 0 | 0 | 0 | 0 | 0 | 0 | 0 | 0 | 0 | 0
F5_Commercial_School_Existing_Food Preparation_Natural Gas_Steamer_E7 | F5 | Commercial | School | Existing | Food Preparation | Natural Gas | Steamer | E7 | Utility - Cost of Operation | 0 | 0 | 0 | 0 | 0 | 0 | 0 | 0 | 0 | 0 | 0 | 0 | 0 | 0 | 0 | 0 | 0 | 0 | 0 | 0 | 0 | 0 | 0 | 0 | 0 | 0 | 0
F5_Commercial_School_Existing_Food Preparation_Natural Gas_Steamer_E8 | F5 | Commercial | School | Existing | Food Preparation | Natural Gas | Steamer | E8 | Utility - Cost of Operation | 0 | 0 | 0 | 0 | 0 | 0 | 0 | 0 | 0 | 0 | 0 | 0 | 0 | 0 | 0 | 0 | 0 | 0 | 0 | 0 | 0 | 0 | 0 | 0 | 0 | 0 | 0
F5_Commercial_School_Existing_Food Preparation_Natural Gas_Steamer_E9 | F5 | Commercial | School | Existing | Food Preparation | Natural Gas | Steamer | E9 | Utility - Cost of Operation | 0 | 0 | 0 | 0 | 0 | 0 | 0 | 0 | 0 | 0 | 0 | 0 | 0 | 0 | 0 | 0 | 0 | 0 | 0 | 0 | 0 | 0 | 0 | 0 | 0 | 0 | 0
F5_Commercial_School_Existing_Food Preparation_Natural Gas_Steamer_E10 | F5 | Commercial | School | Existing | Food Preparation | Natural Gas | Steamer | E10 | Utility - Cost of Operation | 0 | 0 | 0 | 0 | 0 | 0 | 0 | 0 | 0 | 0 | 0 | 0 | 0 | 0 | 0 | 0 | 0 | 0 | 0 | 0 | 0 | 0 | 0 | 0 | 0 | 0 | 0
F6_Commercial_School_Existing_Food Preparation_Natural Gas_Steamer_E1 | F6 | Commercial | School | Existing | Food Preparation | Natural Gas | Steamer | E1 | Utility - Value of Sales | 0 | 0 | 0 | 0 | 0 | 0 | 0 | 0 | 0 | 0 | 0 | 0 | 0 | 0 | 0 | 0 | 0 | 0 | 0 | 0 | 0 | 0 | 0 | 0 | 0 | 0 | 0
F6_Commercial_School_Existing_Food Preparation_Natural Gas_Steamer_E2 | F6 | Commercial | School | Existing | Food Preparation | Natural Gas | Steamer | E2 | Utility - Value of Sales | 0 | 0 | 0 | 0 | 0 | 0 | 0 | 0 | 0 | 0 | 0 | 0 | 0 | 0 | 0 | 0 | 0 | 0 | 0 | 0 | 0 | 0 | 0 | 0 | 0 | 0 | 0
F6_Commercial_School_Existing_Food Preparation_Natural Gas_Steamer_E3 | F6 | Commercial | School | Existing | Food Preparation | Natural Gas | Steamer | E3 | Utility - Value of Sales | 0 | 0 | 0 | 0 | 0 | 0 | 0 | 0 | 0 | 0 | 0 | 0 | 0 | 0 | 0 | 0 | 0 | 0 | 0 | 0 | 0 | 0 | 0 | 0 | 0 | 0 | 0
F6_Commercial_School_Existing_Food Preparation_Natural Gas_Steamer_E4 | F6 | Commercial | School | Existing | Food Preparation | Natural Gas | Steamer | E4 | Utility - Value of Sales | 0 | 0 | 0 | 0 | 0 | 0 | 0 | 0 | 0 | 0 | 0 | 0 | 0 | 0 | 0 | 0 | 0 | 0 | 0 | 0 | 0 | 0 | 0 | 0 | 0 | 0 | 0
F6_Commercial_School_Existing_Food Preparation_Natural Gas_Steamer_E5 | F6 | Commercial | School | Existing | Food Preparation | Natural Gas | Steamer | E5 | Utility - Value of Sales | 0 | 0 | 0 | 0 | 0 | 0 | 0 | 0 | 0 | 0 | 0 | 0 | 0 | 0 | 0 | 0 | 0 | 0 | 0 | 0 | 0 | 0 | 0 | 0 | 0 | 0 | 0
F6_Commercial_School_Existing_Food Preparation_Natural Gas_Steamer_E6 | F6 | Commercial | School | Existing | Food Preparation | Natural Gas | Steamer | E6 | Utility - Value of Sales | 0 | 0 | 0 | 0 | 0 | 0 | 0 | 0 | 0 | 0 | 0 | 0 | 0 | 0 | 0 | 0 | 0 | 0 | 0 | 0 | 0 | 0 | 0 | 0 | 0 | 0 | 0
F6_Commercial_School_Existing_Food Preparation_Natural Gas_Steamer_E7 | F6 | Commercial | School | Existing | Food Preparation | Natural Gas | Steamer | E7 | Utility - Value of Sales | 0 | 0 | 0 | 0 | 0 | 0 | 0 | 0 | 0 | 0 | 0 | 0 | 0 | 0 | 0 | 0 | 0 | 0 | 0 | 0 | 0 | 0 | 0 | 0 | 0 | 0 | 0
F6_Commercial_School_Existing_Food Preparation_Natural Gas_Steamer_E8 | F6 | Commercial | School | Existing | Food Preparation | Natural Gas | Steamer | E8 | Utility - Value of Sales | 0 | 0 | 0 | 0 | 0 | 0 | 0 | 0 | 0 | 0 | 0 | 0 | 0 | 0 | 0 | 0 | 0 | 0 | 0 | 0 | 0 | 0 | 0 | 0 | 0 | 0 | 0
F6_Commercial_School_Existing_Food Preparation_Natural Gas_Steamer_E9 | F6 | Commercial | School | Existing | Food Preparation | Natural Gas | Steamer | E9 | Utility - Value of Sales | 0 | 0 | 0 | 0 | 0 | 0 | 0 | 0 | 0 | 0 | 0 | 0 | 0 | 0 | 0 | 0 | 0 | 0 | 0 | 0 | 0 | 0 | 0 | 0 | 0 | 0 | 0
F6_Commercial_School_Existing_Food Preparation_Natural Gas_Steamer_E10 | F6 | Commercial | School | Existing | Food Preparation | Natural Gas | Steamer | E10 | Utility - Value of Sales | 0 | 0 | 0 | 0 | 0 | 0 | 0 | 0 | 0 | 0 | 0 | 0 | 0 | 0 | 0 | 0 | 0 | 0 | 0 | 0 | 0 | 0 | 0 | 0 | 0 | 0 | 0
F1_Commercial_School_Existing_Food Preparation_Natural Gas_Commercial Food Prep Other_E1 | F1 | Commercial | School | Existing | Food Preparation | Natural Gas | Commercial Food Prep Other | E1 | RVT - Cost of Equipment | 0.0010061 | 0.0010061 | 0.0010061 | 0.0010061 | 0.0010061 | 0.0010061 | 0.0010061 | 0.0010061 | 0.0010061 | 0.0010061 | 0.0010061 | 0.0010061 | 0.0010061 | 0.0010061 | 0.0010061 | 0.0010061 | 0.0010061 | 0.0010061 | 0.0010061 | 0.0010061 | 0.0010061 | 0.0010061 | 0.0010061 | 0.0010061 | 0.0010061 | 0.0010061 | 0.0010061
F1_Commercial_School_Existing_Food Preparation_Natural Gas_Commercial Food Prep Other_E2 | F1 | Commercial | School | Existing | Food Preparation | Natural Gas | Commercial Food Prep Other | E2 | RVT - Cost of Equipment | 0.0012221 | 0.0012221 | 0.0012221 | 0.0012221 | 0.0012221 | 0.0012221 | 0.0012221 | 0.0012221 | 0.0012221 | 0.0012221 | 0.0012221 | 0.0012221 | 0.0012221 | 0.0012221 | 0.0012221 | 0.0012221 | 0.0012221 | 0.0012221 | 0.0012221 | 0.0012221 | 0.0012221 | 0.0012221 | 0.0012221 | 0.0012221 | 0.0012221 | 0.0012221 | 0.0012221
F1_Commercial_School_Existing_Food Preparation_Natural Gas_Commercial Food Prep Other_E3 | F1 | Commercial | School | Existing | Food Preparation | Natural Gas | Commercial Food Prep Other | E3 | RVT - Cost of Equipment | 0 | 0 | 0 | 0 | 0 | 0 | 0 | 0 | 0 | 0 | 0 | 0 | 0 | 0 | 0 | 0 | 0 | 0 | 0 | 0 | 0 | 0 | 0 | 0 | 0 | 0 | 0
F1_Commercial_School_Existing_Food Preparation_Natural Gas_Commercial Food Prep Other_E4 | F1 | Commercial | School | Existing | Food Preparation | Natural Gas | Commercial Food Prep Other | E4 | RVT - Cost of Equipment | 0 | 0 | 0 | 0 | 0 | 0 | 0 | 0 | 0 | 0 | 0 | 0 | 0 | 0 | 0 | 0 | 0 | 0 | 0 | 0 | 0 | 0 | 0 | 0 | 0 | 0 | 0
F1_Commercial_School_Existing_Food Preparation_Natural Gas_Commercial Food Prep Other_E5 | F1 | Commercial | School | Existing | Food Preparation | Natural Gas | Commercial Food Prep Other | E5 | RVT - Cost of Equipment | 0 | 0 | 0 | 0 | 0 | 0 | 0 | 0 | 0 | 0 | 0 | 0 | 0 | 0 | 0 | 0 | 0 | 0 | 0 | 0 | 0 | 0 | 0 | 0 | 0 | 0 | 0
F1_Commercial_School_Existing_Food Preparation_Natural Gas_Commercial Food Prep Other_E6 | F1 | Commercial | School | Existing | Food Preparation | Natural Gas | Commercial Food Prep Other | E6 | RVT - Cost of Equipment | 0 | 0 | 0 | 0 | 0 | 0 | 0 | 0 | 0 | 0 | 0 | 0 | 0 | 0 | 0 | 0 | 0 | 0 | 0 | 0 | 0 | 0 | 0 | 0 | 0 | 0 | 0
F1_Commercial_School_Existing_Food Preparation_Natural Gas_Commercial Food Prep Other_E7 | F1 | Commercial | School | Existing | Food Preparation | Natural Gas | Commercial Food Prep Other | E7 | RVT - Cost of Equipment | 0 | 0 | 0 | 0 | 0 | 0 | 0 | 0 | 0 | 0 | 0 | 0 | 0 | 0 | 0 | 0 | 0 | 0 | 0 | 0 | 0 | 0 | 0 | 0 | 0 | 0 | 0
F1_Commercial_School_Existing_Food Preparation_Natural Gas_Commercial Food Prep Other_E8 | F1 | Commercial | School | Existing | Food Preparation | Natural Gas | Commercial Food Prep Other | E8 | RVT - Cost of Equipment | 0 | 0 | 0 | 0 | 0 | 0 | 0 | 0 | 0 | 0 | 0 | 0 | 0 | 0 | 0 | 0 | 0 | 0 | 0 | 0 | 0 | 0 | 0 | 0 | 0 | 0 | 0
F1_Commercial_School_Existing_Food Preparation_Natural Gas_Commercial Food Prep Other_E9 | F1 | Commercial | School | Existing | Food Preparation | Natural Gas | Commercial Food Prep Other | E9 | RVT - Cost of Equipment | 0 | 0 | 0 | 0 | 0 | 0 | 0 | 0 | 0 | 0 | 0 | 0 | 0 | 0 | 0 | 0 | 0 | 0 | 0 | 0 | 0 | 0 | 0 | 0 | 0 | 0 | 0
F1_Commercial_School_Existing_Food Preparation_Natural Gas_Commercial Food Prep Other_E10 | F1 | Commercial | School | Existing | Food Preparation | Natural Gas | Commercial Food Prep Other | E10 | RVT - Cost of Equipment | 0 | 0 | 0 | 0 | 0 | 0 | 0 | 0 | 0 | 0 | 0 | 0 | 0 | 0 | 0 | 0 | 0 | 0 | 0 | 0 | 0 | 0 | 0 | 0 | 0 | 0 | 0
F2_Commercial_School_Existing_Food Preparation_Natural Gas_Commercial Food Prep Other_E1 | F2 | Commercial | School | Existing | Food Preparation | Natural Gas | Commercial Food Prep Other | E1 | RVT - Cost of Operation | 0 | 0 | 0 | 0 | 0 | 0 | 0 | 0 | 0 | 0 | 0 | 0 | 0 | 0 | 0 | 0 | 0 | 0 | 0 | 0 | 0 | 0 | 0 | 0 | 0 | 0 | 0
F2_Commercial_School_Existing_Food Preparation_Natural Gas_Commercial Food Prep Other_E2 | F2 | Commercial | School | Existing | Food Preparation | Natural Gas | Commercial Food Prep Other | E2 | RVT - Cost of Operation | 0 | 0 | 0 | 0 | 0 | 0 | 0 | 0 | 0 | 0 | 0 | 0 | 0 | 0 | 0 | 0 | 0 | 0 | 0 | 0 | 0 | 0 | 0 | 0 | 0 | 0 | 0
F2_Commercial_School_Existing_Food Preparation_Natural Gas_Commercial Food Prep Other_E3 | F2 | Commercial | School | Existing | Food Preparation | Natural Gas | Commercial Food Prep Other | E3 | RVT - Cost of Operation | 0 | 0 | 0 | 0 | 0 | 0 | 0 | 0 | 0 | 0 | 0 | 0 | 0 | 0 | 0 | 0 | 0 | 0 | 0 | 0 | 0 | 0 | 0 | 0 | 0 | 0 | 0
F2_Commercial_School_Existing_Food Preparation_Natural Gas_Commercial Food Prep Other_E4 | F2 | Commercial | School | Existing | Food Preparation | Natural Gas | Commercial Food Prep Other | E4 | RVT - Cost of Operation | 0 | 0 | 0 | 0 | 0 | 0 | 0 | 0 | 0 | 0 | 0 | 0 | 0 | 0 | 0 | 0 | 0 | 0 | 0 | 0 | 0 | 0 | 0 | 0 | 0 | 0 | 0
F2_Commercial_School_Existing_Food Preparation_Natural Gas_Commercial Food Prep Other_E5 | F2 | Commercial | School | Existing | Food Preparation | Natural Gas | Commercial Food Prep Other | E5 | RVT - Cost of Operation | 0 | 0 | 0 | 0 | 0 | 0 | 0 | 0 | 0 | 0 | 0 | 0 | 0 | 0 | 0 | 0 | 0 | 0 | 0 | 0 | 0 | 0 | 0 | 0 | 0 | 0 | 0
F2_Commercial_School_Existing_Food Preparation_Natural Gas_Commercial Food Prep Other_E6 | F2 | Commercial | School | Existing | Food Preparation | Natural Gas | Commercial Food Prep Other | E6 | RVT - Cost of Operation | 0 | 0 | 0 | 0 | 0 | 0 | 0 | 0 | 0 | 0 | 0 | 0 | 0 | 0 | 0 | 0 | 0 | 0 | 0 | 0 | 0 | 0 | 0 | 0 | 0 | 0 | 0
F2_Commercial_School_Existing_Food Preparation_Natural Gas_Commercial Food Prep Other_E7 | F2 | Commercial | School | Existing | Food Preparation | Natural Gas | Commercial Food Prep Other | E7 | RVT - Cost of Operation | 0 | 0 | 0 | 0 | 0 | 0 | 0 | 0 | 0 | 0 | 0 | 0 | 0 | 0 | 0 | 0 | 0 | 0 | 0 | 0 | 0 | 0 | 0 | 0 | 0 | 0 | 0
F2_Commercial_School_Existing_Food Preparation_Natural Gas_Commercial Food Prep Other_E8 | F2 | Commercial | School | Existing | Food Preparation | Natural Gas | Commercial Food Prep Other | E8 | RVT - Cost of Operation | 0 | 0 | 0 | 0 | 0 | 0 | 0 | 0 | 0 | 0 | 0 | 0 | 0 | 0 | 0 | 0 | 0 | 0 | 0 | 0 | 0 | 0 | 0 | 0 | 0 | 0 | 0
F2_Commercial_School_Existing_Food Preparation_Natural Gas_Commercial Food Prep Other_E9 | F2 | Commercial | School | Existing | Food Preparation | Natural Gas | Commercial Food Prep Other | E9 | RVT - Cost of Operation | 0 | 0 | 0 | 0 | 0 | 0 | 0 | 0 | 0 | 0 | 0 | 0 | 0 | 0 | 0 | 0 | 0 | 0 | 0 | 0 | 0 | 0 | 0 | 0 | 0 | 0 | 0
F2_Commercial_School_Existing_Food Preparation_Natural Gas_Commercial Food Prep Other_E10 | F2 | Commercial | School | Existing | Food Preparation | Natural Gas | Commercial Food Prep Other | E10 | RVT - Cost of Operation | 0 | 0 | 0 | 0 | 0 | 0 | 0 | 0 | 0 | 0 | 0 | 0 | 0 | 0 | 0 | 0 | 0 | 0 | 0 | 0 | 0 | 0 | 0 | 0 | 0 | 0 | 0
F3_Commercial_School_Existing_Food Preparation_Natural Gas_Commercial Food Prep Other_E1 | F3 | Commercial | School | Existing | Food Preparation | Natural Gas | Commercial Food Prep Other | E1 | System - kBTUs of Consumption | 0.85169 | 0.85169 | 0.85169 | 0.85169 | 0.85169 | 0.85169 | 0.85169 | 0.85169 | 0.85169 | 0.85169 | 0.85169 | 0.85169 | 0.85169 | 0.85169 | 0.85169 | 0.85169 | 0.85169 | 0.85169 | 0.85169 | 0.85169 | 0.85169 | 0.85169 | 0.85169 | 0.85169 | 0.85169 | 0.85169 | 0.85169
F3_Commercial_School_Existing_Food Preparation_Natural Gas_Commercial Food Prep Other_E2 | F3 | Commercial | School | Existing | Food Preparation | Natural Gas | Commercial Food Prep Other | E2 | System - kBTUs of Consumption | 0.63256 | 0.63256 | 0.63256 | 0.63256 | 0.63256 | 0.63256 | 0.63256 | 0.63256 | 0.63256 | 0.63256 | 0.63256 | 0.63256 | 0.63256 | 0.63256 | 0.63256 | 0.63256 | 0.63256 | 0.63256 | 0.63256 | 0.63256 | 0.63256 | 0.63256 | 0.63256 | 0.63256 | 0.63256 | 0.63256 | 0.63256
F3_Commercial_School_Existing_Food Preparation_Natural Gas_Commercial Food Prep Other_E3 | F3 | Commercial | School | Existing | Food Preparation | Natural Gas | Commercial Food Prep Other | E3 | System - kBTUs of Consumption | 0 | 0 | 0 | 0 | 0 | 0 | 0 | 0 | 0 | 0 | 0 | 0 | 0 | 0 | 0 | 0 | 0 | 0 | 0 | 0 | 0 | 0 | 0 | 0 | 0 | 0 | 0
F3_Commercial_School_Existing_Food Preparation_Natural Gas_Commercial Food Prep Other_E4 | F3 | Commercial | School | Existing | Food Preparation | Natural Gas | Commercial Food Prep Other | E4 | System - kBTUs of Consumption | 0 | 0 | 0 | 0 | 0 | 0 | 0 | 0 | 0 | 0 | 0 | 0 | 0 | 0 | 0 | 0 | 0 | 0 | 0 | 0 | 0 | 0 | 0 | 0 | 0 | 0 | 0
F3_Commercial_School_Existing_Food Preparation_Natural Gas_Commercial Food Prep Other_E5 | F3 | Commercial | School | Existing | Food Preparation | Natural Gas | Commercial Food Prep Other | E5 | System - kBTUs of Consumption | 0 | 0 | 0 | 0 | 0 | 0 | 0 | 0 | 0 | 0 | 0 | 0 | 0 | 0 | 0 | 0 | 0 | 0 | 0 | 0 | 0 | 0 | 0 | 0 | 0 | 0 | 0
F3_Commercial_School_Existing_Food Preparation_Natural Gas_Commercial Food Prep Other_E6 | F3 | Commercial | School | Existing | Food Preparation | Natural Gas | Commercial Food Prep Other | E6 | System - kBTUs of Consumption | 0 | 0 | 0 | 0 | 0 | 0 | 0 | 0 | 0 | 0 | 0 | 0 | 0 | 0 | 0 | 0 | 0 | 0 | 0 | 0 | 0 | 0 | 0 | 0 | 0 | 0 | 0
F3_Commercial_School_Existing_Food Preparation_Natural Gas_Commercial Food Prep Other_E7 | F3 | Commercial | School | Existing | Food Preparation | Natural Gas | Commercial Food Prep Other | E7 | System - kBTUs of Consumption | 0 | 0 | 0 | 0 | 0 | 0 | 0 | 0 | 0 | 0 | 0 | 0 | 0 | 0 | 0 | 0 | 0 | 0 | 0 | 0 | 0 | 0 | 0 | 0 | 0 | 0 | 0
F3_Commercial_School_Existing_Food Preparation_Natural Gas_Commercial Food Prep Other_E8 | F3 | Commercial | School | Existing | Food Preparation | Natural Gas | Commercial Food Prep Other | E8 | System - kBTUs of Consumption | 0 | 0 | 0 | 0 | 0 | 0 | 0 | 0 | 0 | 0 | 0 | 0 | 0 | 0 | 0 | 0 | 0 | 0 | 0 | 0 | 0 | 0 | 0 | 0 | 0 | 0 | 0
F3_Commercial_School_Existing_Food Preparation_Natural Gas_Commercial Food Prep Other_E9 | F3 | Commercial | School | Existing | Food Preparation | Natural Gas | Commercial Food Prep Other | E9 | System - kBTUs of Consumption | 0 | 0 | 0 | 0 | 0 | 0 | 0 | 0 | 0 | 0 | 0 | 0 | 0 | 0 | 0 | 0 | 0 | 0 | 0 | 0 | 0 | 0 | 0 | 0 | 0 | 0 | 0
F3_Commercial_School_Existing_Food Preparation_Natural Gas_Commercial Food Prep Other_E10 | F3 | Commercial | School | Existing | Food Preparation | Natural Gas | Commercial Food Prep Other | E10 | System - kBTUs of Consumption | 0 | 0 | 0 | 0 | 0 | 0 | 0 | 0 | 0 | 0 | 0 | 0 | 0 | 0 | 0 | 0 | 0 | 0 | 0 | 0 | 0 | 0 | 0 | 0 | 0 | 0 | 0
F4_Commercial_School_Existing_Food Preparation_Natural Gas_Commercial Food Prep Other_E1 | F4 | Commercial | School | Existing | Food Preparation | Natural Gas | Commercial Food Prep Other | E1 | Utility - Cost of Equipment | 0.0010061 | 0.0010061 | 0.0010061 | 0.0010061 | 0.0010061 | 0.0010061 | 0.0010061 | 0.0010061 | 0.0010061 | 0.0010061 | 0.0010061 | 0.0010061 | 0.0010061 | 0.0010061 | 0.0010061 | 0.0010061 | 0.0010061 | 0.0010061 | 0.0010061 | 0.0010061 | 0.0010061 | 0.0010061 | 0.0010061 | 0.0010061 | 0.0010061 | 0.0010061 | 0.0010061
F4_Commercial_School_Existing_Food Preparation_Natural Gas_Commercial Food Prep Other_E2 | F4 | Commercial | School | Existing | Food Preparation | Natural Gas | Commercial Food Prep Other | E2 | Utility - Cost of Equipment | 0.0012221 | 0.0012221 | 0.0012221 | 0.0012221 | 0.0012221 | 0.0012221 | 0.0012221 | 0.0012221 | 0.0012221 | 0.0012221 | 0.0012221 | 0.0012221 | 0.0012221 | 0.0012221 | 0.0012221 | 0.0012221 | 0.0012221 | 0.0012221 | 0.0012221 | 0.0012221 | 0.0012221 | 0.0012221 | 0.0012221 | 0.0012221 | 0.0012221 | 0.0012221 | 0.0012221
F4_Commercial_School_Existing_Food Preparation_Natural Gas_Commercial Food Prep Other_E3 | F4 | Commercial | School | Existing | Food Preparation | Natural Gas | Commercial Food Prep Other | E3 | Utility - Cost of Equipment | 0 | 0 | 0 | 0 | 0 | 0 | 0 | 0 | 0 | 0 | 0 | 0 | 0 | 0 | 0 | 0 | 0 | 0 | 0 | 0 | 0 | 0 | 0 | 0 | 0 | 0 | 0
F4_Commercial_School_Existing_Food Preparation_Natural Gas_Commercial Food Prep Other_E4 | F4 | Commercial | School | Existing | Food Preparation | Natural Gas | Commercial Food Prep Other | E4 | Utility - Cost of Equipment | 0 | 0 | 0 | 0 | 0 | 0 | 0 | 0 | 0 | 0 | 0 | 0 | 0 | 0 | 0 | 0 | 0 | 0 | 0 | 0 | 0 | 0 | 0 | 0 | 0 | 0 | 0
F4_Commercial_School_Existing_Food Preparation_Natural Gas_Commercial Food Prep Other_E5 | F4 | Commercial | School | Existing | Food Preparation | Natural Gas | Commercial Food Prep Other | E5 | Utility - Cost of Equipment | 0 | 0 | 0 | 0 | 0 | 0 | 0 | 0 | 0 | 0 | 0 | 0 | 0 | 0 | 0 | 0 | 0 | 0 | 0 | 0 | 0 | 0 | 0 | 0 | 0 | 0 | 0
F4_Commercial_School_Existing_Food Preparation_Natural Gas_Commercial Food Prep Other_E6 | F4 | Commercial | School | Existing | Food Preparation | Natural Gas | Commercial Food Prep Other | E6 | Utility - Cost of Equipment | 0 | 0 | 0 | 0 | 0 | 0 | 0 | 0 | 0 | 0 | 0 | 0 | 0 | 0 | 0 | 0 | 0 | 0 | 0 | 0 | 0 | 0 | 0 | 0 | 0 | 0 | 0
F4_Commercial_School_Existing_Food Preparation_Natural Gas_Commercial Food Prep Other_E7 | F4 | Commercial | School | Existing | Food Preparation | Natural Gas | Commercial Food Prep Other | E7 | Utility - Cost of Equipment | 0 | 0 | 0 | 0 | 0 | 0 | 0 | 0 | 0 | 0 | 0 | 0 | 0 | 0 | 0 | 0 | 0 | 0 | 0 | 0 | 0 | 0 | 0 | 0 | 0 | 0 | 0
F4_Commercial_School_Existing_Food Preparation_Natural Gas_Commercial Food Prep Other_E8 | F4 | Commercial | School | Existing | Food Preparation | Natural Gas | Commercial Food Prep Other | E8 | Utility - Cost of Equipment | 0 | 0 | 0 | 0 | 0 | 0 | 0 | 0 | 0 | 0 | 0 | 0 | 0 | 0 | 0 | 0 | 0 | 0 | 0 | 0 | 0 | 0 | 0 | 0 | 0 | 0 | 0
F4_Commercial_School_Existing_Food Preparation_Natural Gas_Commercial Food Prep Other_E9 | F4 | Commercial | School | Existing | Food Preparation | Natural Gas | Commercial Food Prep Other | E9 | Utility - Cost of Equipment | 0 | 0 | 0 | 0 | 0 | 0 | 0 | 0 | 0 | 0 | 0 | 0 | 0 | 0 | 0 | 0 | 0 | 0 | 0 | 0 | 0 | 0 | 0 | 0 | 0 | 0 | 0
F4_Commercial_School_Existing_Food Preparation_Natural Gas_Commercial Food Prep Other_E10 | F4 | Commercial | School | Existing | Food Preparation | Natural Gas | Commercial Food Prep Other | E10 | Utility - Cost of Equipment | 0 | 0 | 0 | 0 | 0 | 0 | 0 | 0 | 0 | 0 | 0 | 0 | 0 | 0 | 0 | 0 | 0 | 0 | 0 | 0 | 0 | 0 | 0 | 0 | 0 | 0 | 0
F5_Commercial_School_Existing_Food Preparation_Natural Gas_Commercial Food Prep Other_E1 | F5 | Commercial | School | Existing | Food Preparation | Natural Gas | Commercial Food Prep Other | E1 | Utility - Cost of Operation | 0.011704 | 0.011535 | 0.01137 | 0.01121 | 0.011212 | 0.011318 | 0.011491 | 0.0117 | 0.011925 | 0.012155 | 0.012384 | 0.012585 | 0.012739 | 0.012805 | 0.012775 | 0.012649 | 0.012439 | 0.012163 | 0.011835 | 0.011446 | 0.01099 | 0.010467 | 0.010001 | 0.0097003 | 0.0095703 | 0.0096172 | 0.0096643
F5_Commercial_School_Existing_Food Preparation_Natural Gas_Commercial Food Prep Other_E2 | F5 | Commercial | School | Existing | Food Preparation | Natural Gas | Commercial Food Prep Other | E2 | Utility - Cost of Operation | 0.0086926 | 0.0085671 | 0.0084448 | 0.0083262 | 0.0083273 | 0.0084063 | 0.0085343 | 0.0086894 | 0.0088568 | 0.0090281 | 0.0091975 | 0.0093474 | 0.0094618 | 0.0095104 | 0.0094879 | 0.0093949 | 0.0092385 | 0.0090337 | 0.0087899 | 0.0085009 | 0.0081628 | 0.0077737 | 0.0074282 | 0.0072046 | 0.007108 | 0.0071428 | 0.0071778
F5_Commercial_School_Existing_Food Preparation_Natural Gas_Commercial Food Prep Other_E3 | F5 | Commercial | School | Existing | Food Preparation | Natural Gas | Commercial Food Prep Other | E3 | Utility - Cost of Operation | 0 | 0 | 0 | 0 | 0 | 0 | 0 | 0 | 0 | 0 | 0 | 0 | 0 | 0 | 0 | 0 | 0 | 0 | 0 | 0 | 0 | 0 | 0 | 0 | 0 | 0 | 0
F5_Commercial_School_Existing_Food Preparation_Natural Gas_Commercial Food Prep Other_E4 | F5 | Commercial | School | Existing | Food Preparation | Natural Gas | Commercial Food Prep Other | E4 | Utility - Cost of Operation | 0 | 0 | 0 | 0 | 0 | 0 | 0 | 0 | 0 | 0 | 0 | 0 | 0 | 0 | 0 | 0 | 0 | 0 | 0 | 0 | 0 | 0 | 0 | 0 | 0 | 0 | 0
F5_Commercial_School_Existing_Food Preparation_Natural Gas_Commercial Food Prep Other_E5 | F5 | Commercial | School | Existing | Food Preparation | Natural Gas | Commercial Food Prep Other | E5 | Utility - Cost of Operation | 0 | 0 | 0 | 0 | 0 | 0 | 0 | 0 | 0 | 0 | 0 | 0 | 0 | 0 | 0 | 0 | 0 | 0 | 0 | 0 | 0 | 0 | 0 | 0 | 0 | 0 | 0
F5_Commercial_School_Existing_Food Preparation_Natural Gas_Commercial Food Prep Other_E6 | F5 | Commercial | School | Existing | Food Preparation | Natural Gas | Commercial Food Prep Other | E6 | Utility - Cost of Operation | 0 | 0 | 0 | 0 | 0 | 0 | 0 | 0 | 0 | 0 | 0 | 0 | 0 | 0 | 0 | 0 | 0 | 0 | 0 | 0 | 0 | 0 | 0 | 0 | 0 | 0 | 0
F5_Commercial_School_Existing_Food Preparation_Natural Gas_Commercial Food Prep Other_E7 | F5 | Commercial | School | Existing | Food Preparation | Natural Gas | Commercial Food Prep Other | E7 | Utility - Cost of Operation | 0 | 0 | 0 | 0 | 0 | 0 | 0 | 0 | 0 | 0 | 0 | 0 | 0 | 0 | 0 | 0 | 0 | 0 | 0 | 0 | 0 | 0 | 0 | 0 | 0 | 0 | 0
F5_Commercial_School_Existing_Food Preparation_Natural Gas_Commercial Food Prep Other_E8 | F5 | Commercial | School | Existing | Food Preparation | Natural Gas | Commercial Food Prep Other | E8 | Utility - Cost of Operation | 0 | 0 | 0 | 0 | 0 | 0 | 0 | 0 | 0 | 0 | 0 | 0 | 0 | 0 | 0 | 0 | 0 | 0 | 0 | 0 | 0 | 0 | 0 | 0 | 0 | 0 | 0
F5_Commercial_School_Existing_Food Preparation_Natural Gas_Commercial Food Prep Other_E9 | F5 | Commercial | School | Existing | Food Preparation | Natural Gas | Commercial Food Prep Other | E9 | Utility - Cost of Operation | 0 | 0 | 0 | 0 | 0 | 0 | 0 | 0 | 0 | 0 | 0 | 0 | 0 | 0 | 0 | 0 | 0 | 0 | 0 | 0 | 0 | 0 | 0 | 0 | 0 | 0 | 0
F5_Commercial_School_Existing_Food Preparation_Natural Gas_Commercial Food Prep Other_E10 | F5 | Commercial | School | Existing | Food Preparation | Natural Gas | Commercial Food Prep Other | E10 | Utility - Cost of Operation | 0 | 0 | 0 | 0 | 0 | 0 | 0 | 0 | 0 | 0 | 0 | 0 | 0 | 0 | 0 | 0 | 0 | 0 | 0 | 0 | 0 | 0 | 0 | 0 | 0 | 0 | 0
F6_Commercial_School_Existing_Food Preparation_Natural Gas_Commercial Food Prep Other_E1 | F6 | Commercial | School | Existing | Food Preparation | Natural Gas | Commercial Food Prep Other | E1 | Utility - Value of Sales | 0 | 0 | 0 | 0 | 0 | 0 | 0 | 0 | 0 | 0 | 0 | 0 | 0 | 0 | 0 | 0 | 0 | 0 | 0 | 0 | 0 | 0 | 0 | 0 | 0 | 0 | 0
F6_Commercial_School_Existing_Food Preparation_Natural Gas_Commercial Food Prep Other_E2 | F6 | Commercial | School | Existing | Food Preparation | Natural Gas | Commercial Food Prep Other | E2 | Utility - Value of Sales | 0 | 0 | 0 | 0 | 0 | 0 | 0 | 0 | 0 | 0 | 0 | 0 | 0 | 0 | 0 | 0 | 0 | 0 | 0 | 0 | 0 | 0 | 0 | 0 | 0 | 0 | 0
F6_Commercial_School_Existing_Food Preparation_Natural Gas_Commercial Food Prep Other_E3 | F6 | Commercial | School | Existing | Food Preparation | Natural Gas | Commercial Food Prep Other | E3 | Utility - Value of Sales | 0 | 0 | 0 | 0 | 0 | 0 | 0 | 0 | 0 | 0 | 0 | 0 | 0 | 0 | 0 | 0 | 0 | 0 | 0 | 0 | 0 | 0 | 0 | 0 | 0 | 0 | 0
F6_Commercial_School_Existing_Food Preparation_Natural Gas_Commercial Food Prep Other_E4 | F6 | Commercial | School | Existing | Food Preparation | Natural Gas | Commercial Food Prep Other | E4 | Utility - Value of Sales | 0 | 0 | 0 | 0 | 0 | 0 | 0 | 0 | 0 | 0 | 0 | 0 | 0 | 0 | 0 | 0 | 0 | 0 | 0 | 0 | 0 | 0 | 0 | 0 | 0 | 0 | 0
F6_Commercial_School_Existing_Food Preparation_Natural Gas_Commercial Food Prep Other_E5 | F6 | Commercial | School | Existing | Food Preparation | Natural Gas | Commercial Food Prep Other | E5 | Utility - Value of Sales | 0 | 0 | 0 | 0 | 0 | 0 | 0 | 0 | 0 | 0 | 0 | 0 | 0 | 0 | 0 | 0 | 0 | 0 | 0 | 0 | 0 | 0 | 0 | 0 | 0 | 0 | 0
F6_Commercial_School_Existing_Food Preparation_Natural Gas_Commercial Food Prep Other_E6 | F6 | Commercial | School | Existing | Food Preparation | Natural Gas | Commercial Food Prep Other | E6 | Utility - Value of Sales | 0 | 0 | 0 | 0 | 0 | 0 | 0 | 0 | 0 | 0 | 0 | 0 | 0 | 0 | 0 | 0 | 0 | 0 | 0 | 0 | 0 | 0 | 0 | 0 | 0 | 0 | 0
F6_Commercial_School_Existing_Food Preparation_Natural Gas_Commercial Food Prep Other_E7 | F6 | Commercial | School | Existing | Food Preparation | Natural Gas | Commercial Food Prep Other | E7 | Utility - Value of Sales | 0 | 0 | 0 | 0 | 0 | 0 | 0 | 0 | 0 | 0 | 0 | 0 | 0 | 0 | 0 | 0 | 0 | 0 | 0 | 0 | 0 | 0 | 0 | 0 | 0 | 0 | 0
F6_Commercial_School_Existing_Food Preparation_Natural Gas_Commercial Food Prep Other_E8 | F6 | Commercial | School | Existing | Food Preparation | Natural Gas | Commercial Food Prep Other | E8 | Utility - Value of Sales | 0 | 0 | 0 | 0 | 0 | 0 | 0 | 0 | 0 | 0 | 0 | 0 | 0 | 0 | 0 | 0 | 0 | 0 | 0 | 0 | 0 | 0 | 0 | 0 | 0 | 0 | 0
F6_Commercial_School_Existing_Food Preparation_Natural Gas_Commercial Food Prep Other_E9 | F6 | Commercial | School | Existing | Food Preparation | Natural Gas | Commercial Food Prep Other | E9 | Utility - Value of Sales | 0 | 0 | 0 | 0 | 0 | 0 | 0 | 0 | 0 | 0 | 0 | 0 | 0 | 0 | 0 | 0 | 0 | 0 | 0 | 0 | 0 | 0 | 0 | 0 | 0 | 0 | 0
F6_Commercial_School_Existing_Food Preparation_Natural Gas_Commercial Food Prep Other_E10 | F6 | Commercial | School | Existing | Food Preparation | Natural Gas | Commercial Food Prep Other | E10 | Utility - Value of Sales | 0 | 0 | 0 | 0 | 0 | 0 | 0 | 0 | 0 | 0 | 0 | 0 | 0 | 0 | 0 | 0 | 0 | 0 | 0 | 0 | 0 | 0 | 0 | 0 | 0 | 0 | 0
F1_Commercial_School_Existing_Miscellaneous_Natural Gas_Pool Heater_E1 | F1 | Commercial | School | Existing | Miscellaneous | Natural Gas | Pool Heater | E1 | RVT - Cost of Equipment | 0.00025251 | 0.00025251 | 0.00025251 | 0.00025251 | 0.00025251 | 0.00025251 | 0.00025251 | 0.00025251 | 0.00025251 | 0.00025251 | 0.00025251 | 0.00025251 | 0.00025251 | 0.00025251 | 0.00025251 | 0.00025251 | 0.00025251 | 0.00025251 | 0.00025251 | 0.00025251 | 0.00025251 | 0.00025251 | 0.00025251 | 0.00025251 | 0.00025251 | 0.00025251 | 0.00025251
F1_Commercial_School_Existing_Miscellaneous_Natural Gas_Pool Heater_E2 | F1 | Commercial | School | Existing | Miscellaneous | Natural Gas | Pool Heater | E2 | RVT - Cost of Equipment | 0.00041346 | 0.00041346 | 0.00041346 | 0.00041346 | 0.00041346 | 0.00041346 | 0.00041346 | 0.00041346 | 0.00041346 | 0.00041346 | 0.00041346 | 0.00041346 | 0.00041346 | 0.00041346 | 0.00041346 | 0.00041346 | 0.00041346 | 0.00041346 | 0.00041346 | 0.00041346 | 0.00041346 | 0.00041346 | 0.00041346 | 0.00041346 | 0.00041346 | 0.00041346 | 0.00041346
F1_Commercial_School_Existing_Miscellaneous_Natural Gas_Pool Heater_E3 | F1 | Commercial | School | Existing | Miscellaneous | Natural Gas | Pool Heater | E3 | RVT - Cost of Equipment | 0 | 0 | 0 | 0 | 0 | 0 | 0 | 0 | 0 | 0 | 0 | 0 | 0 | 0 | 0 | 0 | 0 | 0 | 0 | 0 | 0 | 0 | 0 | 0 | 0 | 0 | 0
F1_Commercial_School_Existing_Miscellaneous_Natural Gas_Pool Heater_E4 | F1 | Commercial | School | Existing | Miscellaneous | Natural Gas | Pool Heater | E4 | RVT - Cost of Equipment | 0 | 0 | 0 | 0 | 0 | 0 | 0 | 0 | 0 | 0 | 0 | 0 | 0 | 0 | 0 | 0 | 0 | 0 | 0 | 0 | 0 | 0 | 0 | 0 | 0 | 0 | 0
F1_Commercial_School_Existing_Miscellaneous_Natural Gas_Pool Heater_E5 | F1 | Commercial | School | Existing | Miscellaneous | Natural Gas | Pool Heater | E5 | RVT - Cost of Equipment | 0 | 0 | 0 | 0 | 0 | 0 | 0 | 0 | 0 | 0 | 0 | 0 | 0 | 0 | 0 | 0 | 0 | 0 | 0 | 0 | 0 | 0 | 0 | 0 | 0 | 0 | 0
F1_Commercial_School_Existing_Miscellaneous_Natural Gas_Pool Heater_E6 | F1 | Commercial | School | Existing | Miscellaneous | Natural Gas | Pool Heater | E6 | RVT - Cost of Equipment | 0 | 0 | 0 | 0 | 0 | 0 | 0 | 0 | 0 | 0 | 0 | 0 | 0 | 0 | 0 | 0 | 0 | 0 | 0 | 0 | 0 | 0 | 0 | 0 | 0 | 0 | 0
F1_Commercial_School_Existing_Miscellaneous_Natural Gas_Pool Heater_E7 | F1 | Commercial | School | Existing | Miscellaneous | Natural Gas | Pool Heater | E7 | RVT - Cost of Equipment | 0 | 0 | 0 | 0 | 0 | 0 | 0 | 0 | 0 | 0 | 0 | 0 | 0 | 0 | 0 | 0 | 0 | 0 | 0 | 0 | 0 | 0 | 0 | 0 | 0 | 0 | 0
F1_Commercial_School_Existing_Miscellaneous_Natural Gas_Pool Heater_E8 | F1 | Commercial | School | Existing | Miscellaneous | Natural Gas | Pool Heater | E8 | RVT - Cost of Equipment | 0 | 0 | 0 | 0 | 0 | 0 | 0 | 0 | 0 | 0 | 0 | 0 | 0 | 0 | 0 | 0 | 0 | 0 | 0 | 0 | 0 | 0 | 0 | 0 | 0 | 0 | 0
F1_Commercial_School_Existing_Miscellaneous_Natural Gas_Pool Heater_E9 | F1 | Commercial | School | Existing | Miscellaneous | Natural Gas | Pool Heater | E9 | RVT - Cost of Equipment | 0 | 0 | 0 | 0 | 0 | 0 | 0 | 0 | 0 | 0 | 0 | 0 | 0 | 0 | 0 | 0 | 0 | 0 | 0 | 0 | 0 | 0 | 0 | 0 | 0 | 0 | 0
F1_Commercial_School_Existing_Miscellaneous_Natural Gas_Pool Heater_E10 | F1 | Commercial | School | Existing | Miscellaneous | Natural Gas | Pool Heater | E10 | RVT - Cost of Equipment | 0 | 0 | 0 | 0 | 0 | 0 | 0 | 0 | 0 | 0 | 0 | 0 | 0 | 0 | 0 | 0 | 0 | 0 | 0 | 0 | 0 | 0 | 0 | 0 | 0 | 0 | 0
F2_Commercial_School_Existing_Miscellaneous_Natural Gas_Pool Heater_E1 | F2 | Commercial | School | Existing | Miscellaneous | Natural Gas | Pool Heater | E1 | RVT - Cost of Operation | 0 | 0 | 0 | 0 | 0 | 0 | 0 | 0 | 0 | 0 | 0 | 0 | 0 | 0 | 0 | 0 | 0 | 0 | 0 | 0 | 0 | 0 | 0 | 0 | 0 | 0 | 0
F2_Commercial_School_Existing_Miscellaneous_Natural Gas_Pool Heater_E2 | F2 | Commercial | School | Existing | Miscellaneous | Natural Gas | Pool Heater | E2 | RVT - Cost of Operation | 0 | 0 | 0 | 0 | 0 | 0 | 0 | 0 | 0 | 0 | 0 | 0 | 0 | 0 | 0 | 0 | 0 | 0 | 0 | 0 | 0 | 0 | 0 | 0 | 0 | 0 | 0
F2_Commercial_School_Existing_Miscellaneous_Natural Gas_Pool Heater_E3 | F2 | Commercial | School | Existing | Miscellaneous | Natural Gas | Pool Heater | E3 | RVT - Cost of Operation | 0 | 0 | 0 | 0 | 0 | 0 | 0 | 0 | 0 | 0 | 0 | 0 | 0 | 0 | 0 | 0 | 0 | 0 | 0 | 0 | 0 | 0 | 0 | 0 | 0 | 0 | 0
F2_Commercial_School_Existing_Miscellaneous_Natural Gas_Pool Heater_E4 | F2 | Commercial | School | Existing | Miscellaneous | Natural Gas | Pool Heater | E4 | RVT - Cost of Operation | 0 | 0 | 0 | 0 | 0 | 0 | 0 | 0 | 0 | 0 | 0 | 0 | 0 | 0 | 0 | 0 | 0 | 0 | 0 | 0 | 0 | 0 | 0 | 0 | 0 | 0 | 0
F2_Commercial_School_Existing_Miscellaneous_Natural Gas_Pool Heater_E5 | F2 | Commercial | School | Existing | Miscellaneous | Natural Gas | Pool Heater | E5 | RVT - Cost of Operation | 0 | 0 | 0 | 0 | 0 | 0 | 0 | 0 | 0 | 0 | 0 | 0 | 0 | 0 | 0 | 0 | 0 | 0 | 0 | 0 | 0 | 0 | 0 | 0 | 0 | 0 | 0
F2_Commercial_School_Existing_Miscellaneous_Natural Gas_Pool Heater_E6 | F2 | Commercial | School | Existing | Miscellaneous | Natural Gas | Pool Heater | E6 | RVT - Cost of Operation | 0 | 0 | 0 | 0 | 0 | 0 | 0 | 0 | 0 | 0 | 0 | 0 | 0 | 0 | 0 | 0 | 0 | 0 | 0 | 0 | 0 | 0 | 0 | 0 | 0 | 0 | 0
F2_Commercial_School_Existing_Miscellaneous_Natural Gas_Pool Heater_E7 | F2 | Commercial | School | Existing | Miscellaneous | Natural Gas | Pool Heater | E7 | RVT - Cost of Operation | 0 | 0 | 0 | 0 | 0 | 0 | 0 | 0 | 0 | 0 | 0 | 0 | 0 | 0 | 0 | 0 | 0 | 0 | 0 | 0 | 0 | 0 | 0 | 0 | 0 | 0 | 0
F2_Commercial_School_Existing_Miscellaneous_Natural Gas_Pool Heater_E8 | F2 | Commercial | School | Existing | Miscellaneous | Natural Gas | Pool Heater | E8 | RVT - Cost of Operation | 0 | 0 | 0 | 0 | 0 | 0 | 0 | 0 | 0 | 0 | 0 | 0 | 0 | 0 | 0 | 0 | 0 | 0 | 0 | 0 | 0 | 0 | 0 | 0 | 0 | 0 | 0
F2_Commercial_School_Existing_Miscellaneous_Natural Gas_Pool Heater_E9 | F2 | Commercial | School | Existing | Miscellaneous | Natural Gas | Pool Heater | E9 | RVT - Cost of Operation | 0 | 0 | 0 | 0 | 0 | 0 | 0 | 0 | 0 | 0 | 0 | 0 | 0 | 0 | 0 | 0 | 0 | 0 | 0 | 0 | 0 | 0 | 0 | 0 | 0 | 0 | 0
F2_Commercial_School_Existing_Miscellaneous_Natural Gas_Pool Heater_E10 | F2 | Commercial | School | Existing | Miscellaneous | Natural Gas | Pool Heater | E10 | RVT - Cost of Operation | 0 | 0 | 0 | 0 | 0 | 0 | 0 | 0 | 0 | 0 | 0 | 0 | 0 | 0 | 0 | 0 | 0 | 0 | 0 | 0 | 0 | 0 | 0 | 0 | 0 | 0 | 0
F3_Commercial_School_Existing_Miscellaneous_Natural Gas_Pool Heater_E1 | F3 | Commercial | School | Existing | Miscellaneous | Natural Gas | Pool Heater | E1 | System - kBTUs of Consumption | 0.090085 | 0.090085 | 0.090085 | 0.090085 | 0.090085 | 0.090085 | 0.090085 | 0.090085 | 0.090085 | 0.090085 | 0.090085 | 0.090085 | 0.090085 | 0.090085 | 0.090085 | 0.090085 | 0.090085 | 0.090085 | 0.090085 | 0.090085 | 0.090085 | 0.090085 | 0.090085 | 0.090085 | 0.090085 | 0.090085 | 0.090085
F3_Commercial_School_Existing_Miscellaneous_Natural Gas_Pool Heater_E2 | F3 | Commercial | School | Existing | Miscellaneous | Natural Gas | Pool Heater | E2 | System - kBTUs of Consumption | 0.076573 | 0.076573 | 0.076573 | 0.076573 | 0.076573 | 0.076573 | 0.076573 | 0.076573 | 0.076573 | 0.076573 | 0.076573 | 0.076573 | 0.076573 | 0.076573 | 0.076573 | 0.076573 | 0.076573 | 0.076573 | 0.076573 | 0.076573 | 0.076573 | 0.076573 | 0.076573 | 0.076573 | 0.076573 | 0.076573 | 0.076573
F3_Commercial_School_Existing_Miscellaneous_Natural Gas_Pool Heater_E3 | F3 | Commercial | School | Existing | Miscellaneous | Natural Gas | Pool Heater | E3 | System - kBTUs of Consumption | 0 | 0 | 0 | 0 | 0 | 0 | 0 | 0 | 0 | 0 | 0 | 0 | 0 | 0 | 0 | 0 | 0 | 0 | 0 | 0 | 0 | 0 | 0 | 0 | 0 | 0 | 0
F3_Commercial_School_Existing_Miscellaneous_Natural Gas_Pool Heater_E4 | F3 | Commercial | School | Existing | Miscellaneous | Natural Gas | Pool Heater | E4 | System - kBTUs of Consumption | 0 | 0 | 0 | 0 | 0 | 0 | 0 | 0 | 0 | 0 | 0 | 0 | 0 | 0 | 0 | 0 | 0 | 0 | 0 | 0 | 0 | 0 | 0 | 0 | 0 | 0 | 0
F3_Commercial_School_Existing_Miscellaneous_Natural Gas_Pool Heater_E5 | F3 | Commercial | School | Existing | Miscellaneous | Natural Gas | Pool Heater | E5 | System - kBTUs of Consumption | 0 | 0 | 0 | 0 | 0 | 0 | 0 | 0 | 0 | 0 | 0 | 0 | 0 | 0 | 0 | 0 | 0 | 0 | 0 | 0 | 0 | 0 | 0 | 0 | 0 | 0 | 0
F3_Commercial_School_Existing_Miscellaneous_Natural Gas_Pool Heater_E6 | F3 | Commercial | School | Existing | Miscellaneous | Natural Gas | Pool Heater | E6 | System - kBTUs of Consumption | 0 | 0 | 0 | 0 | 0 | 0 | 0 | 0 | 0 | 0 | 0 | 0 | 0 | 0 | 0 | 0 | 0 | 0 | 0 | 0 | 0 | 0 | 0 | 0 | 0 | 0 | 0
F3_Commercial_School_Existing_Miscellaneous_Natural Gas_Pool Heater_E7 | F3 | Commercial | School | Existing | Miscellaneous | Natural Gas | Pool Heater | E7 | System - kBTUs of Consumption | 0 | 0 | 0 | 0 | 0 | 0 | 0 | 0 | 0 | 0 | 0 | 0 | 0 | 0 | 0 | 0 | 0 | 0 | 0 | 0 | 0 | 0 | 0 | 0 | 0 | 0 | 0
F3_Commercial_School_Existing_Miscellaneous_Natural Gas_Pool Heater_E8 | F3 | Commercial | School | Existing | Miscellaneous | Natural Gas | Pool Heater | E8 | System - kBTUs of Consumption | 0 | 0 | 0 | 0 | 0 | 0 | 0 | 0 | 0 | 0 | 0 | 0 | 0 | 0 | 0 | 0 | 0 | 0 | 0 | 0 | 0 | 0 | 0 | 0 | 0 | 0 | 0
F3_Commercial_School_Existing_Miscellaneous_Natural Gas_Pool Heater_E9 | F3 | Commercial | School | Existing | Miscellaneous | Natural Gas | Pool Heater | E9 | System - kBTUs of Consumption | 0 | 0 | 0 | 0 | 0 | 0 | 0 | 0 | 0 | 0 | 0 | 0 | 0 | 0 | 0 | 0 | 0 | 0 | 0 | 0 | 0 | 0 | 0 | 0 | 0 | 0 | 0
F3_Commercial_School_Existing_Miscellaneous_Natural Gas_Pool Heater_E10 | F3 | Commercial | School | Existing | Miscellaneous | Natural Gas | Pool Heater | E10 | System - kBTUs of Consumption | 0 | 0 | 0 | 0 | 0 | 0 | 0 | 0 | 0 | 0 | 0 | 0 | 0 | 0 | 0 | 0 | 0 | 0 | 0 | 0 | 0 | 0 | 0 | 0 | 0 | 0 | 0
F4_Commercial_School_Existing_Miscellaneous_Natural Gas_Pool Heater_E1 | F4 | Commercial | School | Existing | Miscellaneous | Natural Gas | Pool Heater | E1 | Utility - Cost of Equipment | 0.00025251 | 0.00025251 | 0.00025251 | 0.00025251 | 0.00025251 | 0.00025251 | 0.00025251 | 0.00025251 | 0.00025251 | 0.00025251 | 0.00025251 | 0.00025251 | 0.00025251 | 0.00025251 | 0.00025251 | 0.00025251 | 0.00025251 | 0.00025251 | 0.00025251 | 0.00025251 | 0.00025251 | 0.00025251 | 0.00025251 | 0.00025251 | 0.00025251 | 0.00025251 | 0.00025251
F4_Commercial_School_Existing_Miscellaneous_Natural Gas_Pool Heater_E2 | F4 | Commercial | School | Existing | Miscellaneous | Natural Gas | Pool Heater | E2 | Utility - Cost of Equipment | 0.00041346 | 0.00041346 | 0.00041346 | 0.00041346 | 0.00041346 | 0.00041346 | 0.00041346 | 0.00041346 | 0.00041346 | 0.00041346 | 0.00041346 | 0.00041346 | 0.00041346 | 0.00041346 | 0.00041346 | 0.00041346 | 0.00041346 | 0.00041346 | 0.00041346 | 0.00041346 | 0.00041346 | 0.00041346 | 0.00041346 | 0.00041346 | 0.00041346 | 0.00041346 | 0.00041346
F4_Commercial_School_Existing_Miscellaneous_Natural Gas_Pool Heater_E3 | F4 | Commercial | School | Existing | Miscellaneous | Natural Gas | Pool Heater | E3 | Utility - Cost of Equipment | 0 | 0 | 0 | 0 | 0 | 0 | 0 | 0 | 0 | 0 | 0 | 0 | 0 | 0 | 0 | 0 | 0 | 0 | 0 | 0 | 0 | 0 | 0 | 0 | 0 | 0 | 0
F4_Commercial_School_Existing_Miscellaneous_Natural Gas_Pool Heater_E4 | F4 | Commercial | School | Existing | Miscellaneous | Natural Gas | Pool Heater | E4 | Utility - Cost of Equipment | 0 | 0 | 0 | 0 | 0 | 0 | 0 | 0 | 0 | 0 | 0 | 0 | 0 | 0 | 0 | 0 | 0 | 0 | 0 | 0 | 0 | 0 | 0 | 0 | 0 | 0 | 0
F4_Commercial_School_Existing_Miscellaneous_Natural Gas_Pool Heater_E5 | F4 | Commercial | School | Existing | Miscellaneous | Natural Gas | Pool Heater | E5 | Utility - Cost of Equipment | 0 | 0 | 0 | 0 | 0 | 0 | 0 | 0 | 0 | 0 | 0 | 0 | 0 | 0 | 0 | 0 | 0 | 0 | 0 | 0 | 0 | 0 | 0 | 0 | 0 | 0 | 0
F4_Commercial_School_Existing_Miscellaneous_Natural Gas_Pool Heater_E6 | F4 | Commercial | School | Existing | Miscellaneous | Natural Gas | Pool Heater | E6 | Utility - Cost of Equipment | 0 | 0 | 0 | 0 | 0 | 0 | 0 | 0 | 0 | 0 | 0 | 0 | 0 | 0 | 0 | 0 | 0 | 0 | 0 | 0 | 0 | 0 | 0 | 0 | 0 | 0 | 0
F4_Commercial_School_Existing_Miscellaneous_Natural Gas_Pool Heater_E7 | F4 | Commercial | School | Existing | Miscellaneous | Natural Gas | Pool Heater | E7 | Utility - Cost of Equipment | 0 | 0 | 0 | 0 | 0 | 0 | 0 | 0 | 0 | 0 | 0 | 0 | 0 | 0 | 0 | 0 | 0 | 0 | 0 | 0 | 0 | 0 | 0 | 0 | 0 | 0 | 0
F4_Commercial_School_Existing_Miscellaneous_Natural Gas_Pool Heater_E8 | F4 | Commercial | School | Existing | Miscellaneous | Natural Gas | Pool Heater | E8 | Utility - Cost of Equipment | 0 | 0 | 0 | 0 | 0 | 0 | 0 | 0 | 0 | 0 | 0 | 0 | 0 | 0 | 0 | 0 | 0 | 0 | 0 | 0 | 0 | 0 | 0 | 0 | 0 | 0 | 0
F4_Commercial_School_Existing_Miscellaneous_Natural Gas_Pool Heater_E9 | F4 | Commercial | School | Existing | Miscellaneous | Natural Gas | Pool Heater | E9 | Utility - Cost of Equipment | 0 | 0 | 0 | 0 | 0 | 0 | 0 | 0 | 0 | 0 | 0 | 0 | 0 | 0 | 0 | 0 | 0 | 0 | 0 | 0 | 0 | 0 | 0 | 0 | 0 | 0 | 0
F4_Commercial_School_Existing_Miscellaneous_Natural Gas_Pool Heater_E10 | F4 | Commercial | School | Existing | Miscellaneous | Natural Gas | Pool Heater | E10 | Utility - Cost of Equipment | 0 | 0 | 0 | 0 | 0 | 0 | 0 | 0 | 0 | 0 | 0 | 0 | 0 | 0 | 0 | 0 | 0 | 0 | 0 | 0 | 0 | 0 | 0 | 0 | 0 | 0 | 0
F5_Commercial_School_Existing_Miscellaneous_Natural Gas_Pool Heater_E1 | F5 | Commercial | School | Existing | Miscellaneous | Natural Gas | Pool Heater | E1 | Utility - Cost of Operation | 0.0012683 | 0.0012352 | 0.0012002 | 0.0011648 | 0.0011538 | 0.0011587 | 0.0011738 | 0.0011942 | 0.0012167 | 0.0012398 | 0.0012638 | 0.0012885 | 0.0013147 | 0.0013406 | 0.0013651 | 0.0013837 | 0.0013907 | 0.0013811 | 0.0013512 | 0.0013004 | 0.0012312 | 0.0011471 | 0.0010721 | 0.0010227 | 0.001 | 0.0010049 | 0.0010098
F5_Commercial_School_Existing_Miscellaneous_Natural Gas_Pool Heater_E2 | F5 | Commercial | School | Existing | Miscellaneous | Natural Gas | Pool Heater | E2 | Utility - Cost of Operation | 0.001078 | 0.0010499 | 0.0010202 | 0.00099004 | 0.00098069 | 0.00098494 | 0.0009977 | 0.001015 | 0.0010342 | 0.0010539 | 0.0010742 | 0.0010952 | 0.0011175 | 0.0011395 | 0.0011603 | 0.0011762 | 0.0011821 | 0.001174 | 0.0011485 | 0.0011053 | 0.0010465 | 0.00097501 | 0.00091127 | 0.0008693 | 0.00085 | 0.00085416 | 0.00085835
F5_Commercial_School_Existing_Miscellaneous_Natural Gas_Pool Heater_E3 | F5 | Commercial | School | Existing | Miscellaneous | Natural Gas | Pool Heater | E3 | Utility - Cost of Operation | 0 | 0 | 0 | 0 | 0 | 0 | 0 | 0 | 0 | 0 | 0 | 0 | 0 | 0 | 0 | 0 | 0 | 0 | 0 | 0 | 0 | 0 | 0 | 0 | 0 | 0 | 0
F5_Commercial_School_Existing_Miscellaneous_Natural Gas_Pool Heater_E4 | F5 | Commercial | School | Existing | Miscellaneous | Natural Gas | Pool Heater | E4 | Utility - Cost of Operation | 0 | 0 | 0 | 0 | 0 | 0 | 0 | 0 | 0 | 0 | 0 | 0 | 0 | 0 | 0 | 0 | 0 | 0 | 0 | 0 | 0 | 0 | 0 | 0 | 0 | 0 | 0
F5_Commercial_School_Existing_Miscellaneous_Natural Gas_Pool Heater_E5 | F5 | Commercial | School | Existing | Miscellaneous | Natural Gas | Pool Heater | E5 | Utility - Cost of Operation | 0 | 0 | 0 | 0 | 0 | 0 | 0 | 0 | 0 | 0 | 0 | 0 | 0 | 0 | 0 | 0 | 0 | 0 | 0 | 0 | 0 | 0 | 0 | 0 | 0 | 0 | 0
F5_Commercial_School_Existing_Miscellaneous_Natural Gas_Pool Heater_E6 | F5 | Commercial | School | Existing | Miscellaneous | Natural Gas | Pool Heater | E6 | Utility - Cost of Operation | 0 | 0 | 0 | 0 | 0 | 0 | 0 | 0 | 0 | 0 | 0 | 0 | 0 | 0 | 0 | 0 | 0 | 0 | 0 | 0 | 0 | 0 | 0 | 0 | 0 | 0 | 0
F5_Commercial_School_Existing_Miscellaneous_Natural Gas_Pool Heater_E7 | F5 | Commercial | School | Existing | Miscellaneous | Natural Gas | Pool Heater | E7 | Utility - Cost of Operation | 0 | 0 | 0 | 0 | 0 | 0 | 0 | 0 | 0 | 0 | 0 | 0 | 0 | 0 | 0 | 0 | 0 | 0 | 0 | 0 | 0 | 0 | 0 | 0 | 0 | 0 | 0
F5_Commercial_School_Existing_Miscellaneous_Natural Gas_Pool Heater_E8 | F5 | Commercial | School | Existing | Miscellaneous | Natural Gas | Pool Heater | E8 | Utility - Cost of Operation | 0 | 0 | 0 | 0 | 0 | 0 | 0 | 0 | 0 | 0 | 0 | 0 | 0 | 0 | 0 | 0 | 0 | 0 | 0 | 0 | 0 | 0 | 0 | 0 | 0 | 0 | 0
F5_Commercial_School_Existing_Miscellaneous_Natural Gas_Pool Heater_E9 | F5 | Commercial | School | Existing | Miscellaneous | Natural Gas | Pool Heater | E9 | Utility - Cost of Operation | 0 | 0 | 0 | 0 | 0 | 0 | 0 | 0 | 0 | 0 | 0 | 0 | 0 | 0 | 0 | 0 | 0 | 0 | 0 | 0 | 0 | 0 | 0 | 0 | 0 | 0 | 0
F5_Commercial_School_Existing_Miscellaneous_Natural Gas_Pool Heater_E10 | F5 | Commercial | School | Existing | Miscellaneous | Natural Gas | Pool Heater | E10 | Utility - Cost of Operation | 0 | 0 | 0 | 0 | 0 | 0 | 0 | 0 | 0 | 0 | 0 | 0 | 0 | 0 | 0 | 0 | 0 | 0 | 0 | 0 | 0 | 0 | 0 | 0 | 0 | 0 | 0
F6_Commercial_School_Existing_Miscellaneous_Natural Gas_Pool Heater_E1 | F6 | Commercial | School | Existing | Miscellaneous | Natural Gas | Pool Heater | E1 | Utility - Value of Sales | 0 | 0 | 0 | 0 | 0 | 0 | 0 | 0 | 0 | 0 | 0 | 0 | 0 | 0 | 0 | 0 | 0 | 0 | 0 | 0 | 0 | 0 | 0 | 0 | 0 | 0 | 0
F6_Commercial_School_Existing_Miscellaneous_Natural Gas_Pool Heater_E2 | F6 | Commercial | School | Existing | Miscellaneous | Natural Gas | Pool Heater | E2 | Utility - Value of Sales | 0 | 0 | 0 | 0 | 0 | 0 | 0 | 0 | 0 | 0 | 0 | 0 | 0 | 0 | 0 | 0 | 0 | 0 | 0 | 0 | 0 | 0 | 0 | 0 | 0 | 0 | 0
F6_Commercial_School_Existing_Miscellaneous_Natural Gas_Pool Heater_E3 | F6 | Commercial | School | Existing | Miscellaneous | Natural Gas | Pool Heater | E3 | Utility - Value of Sales | 0 | 0 | 0 | 0 | 0 | 0 | 0 | 0 | 0 | 0 | 0 | 0 | 0 | 0 | 0 | 0 | 0 | 0 | 0 | 0 | 0 | 0 | 0 | 0 | 0 | 0 | 0
F6_Commercial_School_Existing_Miscellaneous_Natural Gas_Pool Heater_E4 | F6 | Commercial | School | Existing | Miscellaneous | Natural Gas | Pool Heater | E4 | Utility - Value of Sales | 0 | 0 | 0 | 0 | 0 | 0 | 0 | 0 | 0 | 0 | 0 | 0 | 0 | 0 | 0 | 0 | 0 | 0 | 0 | 0 | 0 | 0 | 0 | 0 | 0 | 0 | 0
F6_Commercial_School_Existing_Miscellaneous_Natural Gas_Pool Heater_E5 | F6 | Commercial | School | Existing | Miscellaneous | Natural Gas | Pool Heater | E5 | Utility - Value of Sales | 0 | 0 | 0 | 0 | 0 | 0 | 0 | 0 | 0 | 0 | 0 | 0 | 0 | 0 | 0 | 0 | 0 | 0 | 0 | 0 | 0 | 0 | 0 | 0 | 0 | 0 | 0
F6_Commercial_School_Existing_Miscellaneous_Natural Gas_Pool Heater_E6 | F6 | Commercial | School | Existing | Miscellaneous | Natural Gas | Pool Heater | E6 | Utility - Value of Sales | 0 | 0 | 0 | 0 | 0 | 0 | 0 | 0 | 0 | 0 | 0 | 0 | 0 | 0 | 0 | 0 | 0 | 0 | 0 | 0 | 0 | 0 | 0 | 0 | 0 | 0 | 0
F6_Commercial_School_Existing_Miscellaneous_Natural Gas_Pool Heater_E7 | F6 | Commercial | School | Existing | Miscellaneous | Natural Gas | Pool Heater | E7 | Utility - Value of Sales | 0 | 0 | 0 | 0 | 0 | 0 | 0 | 0 | 0 | 0 | 0 | 0 | 0 | 0 | 0 | 0 | 0 | 0 | 0 | 0 | 0 | 0 | 0 | 0 | 0 | 0 | 0
F6_Commercial_School_Existing_Miscellaneous_Natural Gas_Pool Heater_E8 | F6 | Commercial | School | Existing | Miscellaneous | Natural Gas | Pool Heater | E8 | Utility - Value of Sales | 0 | 0 | 0 | 0 | 0 | 0 | 0 | 0 | 0 | 0 | 0 | 0 | 0 | 0 | 0 | 0 | 0 | 0 | 0 | 0 | 0 | 0 | 0 | 0 | 0 | 0 | 0
F6_Commercial_School_Existing_Miscellaneous_Natural Gas_Pool Heater_E9 | F6 | Commercial | School | Existing | Miscellaneous | Natural Gas | Pool Heater | E9 | Utility - Value of Sales | 0 | 0 | 0 | 0 | 0 | 0 | 0 | 0 | 0 | 0 | 0 | 0 | 0 | 0 | 0 | 0 | 0 | 0 | 0 | 0 | 0 | 0 | 0 | 0 | 0 | 0 | 0
F6_Commercial_School_Existing_Miscellaneous_Natural Gas_Pool Heater_E10 | F6 | Commercial | School | Existing | Miscellaneous | Natural Gas | Pool Heater | E10 | Utility - Value of Sales | 0 | 0 | 0 | 0 | 0 | 0 | 0 | 0 | 0 | 0 | 0 | 0 | 0 | 0 | 0 | 0 | 0 | 0 | 0 | 0 | 0 | 0 | 0 | 0 | 0 | 0 | 0
F1_Commercial_School_Existing_Miscellaneous_Natural Gas_Miscellaneous_E1 | F1 | Commercial | School | Existing | Miscellaneous | Natural Gas | Miscellaneous | E1 | RVT - Cost of Equipment | 0.00077862 | 0.00077862 | 0.00077862 | 0.00077862 | 0.00077862 | 0.00077862 | 0.00077862 | 0.00077862 | 0.00077862 | 0.00077862 | 0.00077862 | 0.00077862 | 0.00077862 | 0.00077862 | 0.00077862 | 0.00077862 | 0.00077862 | 0.00077862 | 0.00077862 | 0.00077862 | 0.00077862 | 0.00077862 | 0.00077862 | 0.00077862 | 0.00077862 | 0.00077862 | 0.00077862
F1_Commercial_School_Existing_Miscellaneous_Natural Gas_Miscellaneous_E2 | F1 | Commercial | School | Existing | Miscellaneous | Natural Gas | Miscellaneous | E2 | RVT - Cost of Equipment | 0 | 0 | 0 | 0 | 0 | 0 | 0 | 0 | 0 | 0 | 0 | 0 | 0 | 0 | 0 | 0 | 0 | 0 | 0 | 0 | 0 | 0 | 0 | 0 | 0 | 0 | 0
F1_Commercial_School_Existing_Miscellaneous_Natural Gas_Miscellaneous_E3 | F1 | Commercial | School | Existing | Miscellaneous | Natural Gas | Miscellaneous | E3 | RVT - Cost of Equipment | 0 | 0 | 0 | 0 | 0 | 0 | 0 | 0 | 0 | 0 | 0 | 0 | 0 | 0 | 0 | 0 | 0 | 0 | 0 | 0 | 0 | 0 | 0 | 0 | 0 | 0 | 0
F1_Commercial_School_Existing_Miscellaneous_Natural Gas_Miscellaneous_E4 | F1 | Commercial | School | Existing | Miscellaneous | Natural Gas | Miscellaneous | E4 | RVT - Cost of Equipment | 0 | 0 | 0 | 0 | 0 | 0 | 0 | 0 | 0 | 0 | 0 | 0 | 0 | 0 | 0 | 0 | 0 | 0 | 0 | 0 | 0 | 0 | 0 | 0 | 0 | 0 | 0
F1_Commercial_School_Existing_Miscellaneous_Natural Gas_Miscellaneous_E5 | F1 | Commercial | School | Existing | Miscellaneous | Natural Gas | Miscellaneous | E5 | RVT - Cost of Equipment | 0 | 0 | 0 | 0 | 0 | 0 | 0 | 0 | 0 | 0 | 0 | 0 | 0 | 0 | 0 | 0 | 0 | 0 | 0 | 0 | 0 | 0 | 0 | 0 | 0 | 0 | 0
F1_Commercial_School_Existing_Miscellaneous_Natural Gas_Miscellaneous_E6 | F1 | Commercial | School | Existing | Miscellaneous | Natural Gas | Miscellaneous | E6 | RVT - Cost of Equipment | 0 | 0 | 0 | 0 | 0 | 0 | 0 | 0 | 0 | 0 | 0 | 0 | 0 | 0 | 0 | 0 | 0 | 0 | 0 | 0 | 0 | 0 | 0 | 0 | 0 | 0 | 0
F1_Commercial_School_Existing_Miscellaneous_Natural Gas_Miscellaneous_E7 | F1 | Commercial | School | Existing | Miscellaneous | Natural Gas | Miscellaneous | E7 | RVT - Cost of Equipment | 0 | 0 | 0 | 0 | 0 | 0 | 0 | 0 | 0 | 0 | 0 | 0 | 0 | 0 | 0 | 0 | 0 | 0 | 0 | 0 | 0 | 0 | 0 | 0 | 0 | 0 | 0
F1_Commercial_School_Existing_Miscellaneous_Natural Gas_Miscellaneous_E8 | F1 | Commercial | School | Existing | Miscellaneous | Natural Gas | Miscellaneous | E8 | RVT - Cost of Equipment | 0 | 0 | 0 | 0 | 0 | 0 | 0 | 0 | 0 | 0 | 0 | 0 | 0 | 0 | 0 | 0 | 0 | 0 | 0 | 0 | 0 | 0 | 0 | 0 | 0 | 0 | 0
F1_Commercial_School_Existing_Miscellaneous_Natural Gas_Miscellaneous_E9 | F1 | Commercial | School | Existing | Miscellaneous | Natural Gas | Miscellaneous | E9 | RVT - Cost of Equipment | 0 | 0 | 0 | 0 | 0 | 0 | 0 | 0 | 0 | 0 | 0 | 0 | 0 | 0 | 0 | 0 | 0 | 0 | 0 | 0 | 0 | 0 | 0 | 0 | 0 | 0 | 0
F1_Commercial_School_Existing_Miscellaneous_Natural Gas_Miscellaneous_E10 | F1 | Commercial | School | Existing | Miscellaneous | Natural Gas | Miscellaneous | E10 | RVT - Cost of Equipment | 0 | 0 | 0 | 0 | 0 | 0 | 0 | 0 | 0 | 0 | 0 | 0 | 0 | 0 | 0 | 0 | 0 | 0 | 0 | 0 | 0 | 0 | 0 | 0 | 0 | 0 | 0
F2_Commercial_School_Existing_Miscellaneous_Natural Gas_Miscellaneous_E1 | F2 | Commercial | School | Existing | Miscellaneous | Natural Gas | Miscellaneous | E1 | RVT - Cost of Operation | 0 | 0 | 0 | 0 | 0 | 0 | 0 | 0 | 0 | 0 | 0 | 0 | 0 | 0 | 0 | 0 | 0 | 0 | 0 | 0 | 0 | 0 | 0 | 0 | 0 | 0 | 0
F2_Commercial_School_Existing_Miscellaneous_Natural Gas_Miscellaneous_E2 | F2 | Commercial | School | Existing | Miscellaneous | Natural Gas | Miscellaneous | E2 | RVT - Cost of Operation | 0 | 0 | 0 | 0 | 0 | 0 | 0 | 0 | 0 | 0 | 0 | 0 | 0 | 0 | 0 | 0 | 0 | 0 | 0 | 0 | 0 | 0 | 0 | 0 | 0 | 0 | 0
F2_Commercial_School_Existing_Miscellaneous_Natural Gas_Miscellaneous_E3 | F2 | Commercial | School | Existing | Miscellaneous | Natural Gas | Miscellaneous | E3 | RVT - Cost of Operation | 0 | 0 | 0 | 0 | 0 | 0 | 0 | 0 | 0 | 0 | 0 | 0 | 0 | 0 | 0 | 0 | 0 | 0 | 0 | 0 | 0 | 0 | 0 | 0 | 0 | 0 | 0
F2_Commercial_School_Existing_Miscellaneous_Natural Gas_Miscellaneous_E4 | F2 | Commercial | School | Existing | Miscellaneous | Natural Gas | Miscellaneous | E4 | RVT - Cost of Operation | 0 | 0 | 0 | 0 | 0 | 0 | 0 | 0 | 0 | 0 | 0 | 0 | 0 | 0 | 0 | 0 | 0 | 0 | 0 | 0 | 0 | 0 | 0 | 0 | 0 | 0 | 0
F2_Commercial_School_Existing_Miscellaneous_Natural Gas_Miscellaneous_E5 | F2 | Commercial | School | Existing | Miscellaneous | Natural Gas | Miscellaneous | E5 | RVT - Cost of Operation | 0 | 0 | 0 | 0 | 0 | 0 | 0 | 0 | 0 | 0 | 0 | 0 | 0 | 0 | 0 | 0 | 0 | 0 | 0 | 0 | 0 | 0 | 0 | 0 | 0 | 0 | 0
F2_Commercial_School_Existing_Miscellaneous_Natural Gas_Miscellaneous_E6 | F2 | Commercial | School | Existing | Miscellaneous | Natural Gas | Miscellaneous | E6 | RVT - Cost of Operation | 0 | 0 | 0 | 0 | 0 | 0 | 0 | 0 | 0 | 0 | 0 | 0 | 0 | 0 | 0 | 0 | 0 | 0 | 0 | 0 | 0 | 0 | 0 | 0 | 0 | 0 | 0
F2_Commercial_School_Existing_Miscellaneous_Natural Gas_Miscellaneous_E7 | F2 | Commercial | School | Existing | Miscellaneous | Natural Gas | Miscellaneous | E7 | RVT - Cost of Operation | 0 | 0 | 0 | 0 | 0 | 0 | 0 | 0 | 0 | 0 | 0 | 0 | 0 | 0 | 0 | 0 | 0 | 0 | 0 | 0 | 0 | 0 | 0 | 0 | 0 | 0 | 0
F2_Commercial_School_Existing_Miscellaneous_Natural Gas_Miscellaneous_E8 | F2 | Commercial | School | Existing | Miscellaneous | Natural Gas | Miscellaneous | E8 | RVT - Cost of Operation | 0 | 0 | 0 | 0 | 0 | 0 | 0 | 0 | 0 | 0 | 0 | 0 | 0 | 0 | 0 | 0 | 0 | 0 | 0 | 0 | 0 | 0 | 0 | 0 | 0 | 0 | 0
F2_Commercial_School_Existing_Miscellaneous_Natural Gas_Miscellaneous_E9 | F2 | Commercial | School | Existing | Miscellaneous | Natural Gas | Miscellaneous | E9 | RVT - Cost of Operation | 0 | 0 | 0 | 0 | 0 | 0 | 0 | 0 | 0 | 0 | 0 | 0 | 0 | 0 | 0 | 0 | 0 | 0 | 0 | 0 | 0 | 0 | 0 | 0 | 0 | 0 | 0
F2_Commercial_School_Existing_Miscellaneous_Natural Gas_Miscellaneous_E10 | F2 | Commercial | School | Existing | Miscellaneous | Natural Gas | Miscellaneous | E10 | RVT - Cost of Operation | 0 | 0 | 0 | 0 | 0 | 0 | 0 | 0 | 0 | 0 | 0 | 0 | 0 | 0 | 0 | 0 | 0 | 0 | 0 | 0 | 0 | 0 | 0 | 0 | 0 | 0 | 0
F3_Commercial_School_Existing_Miscellaneous_Natural Gas_Miscellaneous_E1 | F3 | Commercial | School | Existing | Miscellaneous | Natural Gas | Miscellaneous | E1 | System - kBTUs of Consumption | 0.29789 | 0.29789 | 0.29789 | 0.29789 | 0.29789 | 0.29789 | 0.29789 | 0.29789 | 0.29789 | 0.29789 | 0.29789 | 0.29789 | 0.29789 | 0.29789 | 0.29789 | 0.29789 | 0.29789 | 0.29789 | 0.29789 | 0.29789 | 0.29789 | 0.29789 | 0.29789 | 0.29789 | 0.29789 | 0.29789 | 0.29789
F3_Commercial_School_Existing_Miscellaneous_Natural Gas_Miscellaneous_E2 | F3 | Commercial | School | Existing | Miscellaneous | Natural Gas | Miscellaneous | E2 | System - kBTUs of Consumption | 0 | 0 | 0 | 0 | 0 | 0 | 0 | 0 | 0 | 0 | 0 | 0 | 0 | 0 | 0 | 0 | 0 | 0 | 0 | 0 | 0 | 0 | 0 | 0 | 0 | 0 | 0
F3_Commercial_School_Existing_Miscellaneous_Natural Gas_Miscellaneous_E3 | F3 | Commercial | School | Existing | Miscellaneous | Natural Gas | Miscellaneous | E3 | System - kBTUs of Consumption | 0 | 0 | 0 | 0 | 0 | 0 | 0 | 0 | 0 | 0 | 0 | 0 | 0 | 0 | 0 | 0 | 0 | 0 | 0 | 0 | 0 | 0 | 0 | 0 | 0 | 0 | 0
F3_Commercial_School_Existing_Miscellaneous_Natural Gas_Miscellaneous_E4 | F3 | Commercial | School | Existing | Miscellaneous | Natural Gas | Miscellaneous | E4 | System - kBTUs of Consumption | 0 | 0 | 0 | 0 | 0 | 0 | 0 | 0 | 0 | 0 | 0 | 0 | 0 | 0 | 0 | 0 | 0 | 0 | 0 | 0 | 0 | 0 | 0 | 0 | 0 | 0 | 0
F3_Commercial_School_Existing_Miscellaneous_Natural Gas_Miscellaneous_E5 | F3 | Commercial | School | Existing | Miscellaneous | Natural Gas | Miscellaneous | E5 | System - kBTUs of Consumption | 0 | 0 | 0 | 0 | 0 | 0 | 0 | 0 | 0 | 0 | 0 | 0 | 0 | 0 | 0 | 0 | 0 | 0 | 0 | 0 | 0 | 0 | 0 | 0 | 0 | 0 | 0
F3_Commercial_School_Existing_Miscellaneous_Natural Gas_Miscellaneous_E6 | F3 | Commercial | School | Existing | Miscellaneous | Natural Gas | Miscellaneous | E6 | System - kBTUs of Consumption | 0 | 0 | 0 | 0 | 0 | 0 | 0 | 0 | 0 | 0 | 0 | 0 | 0 | 0 | 0 | 0 | 0 | 0 | 0 | 0 | 0 | 0 | 0 | 0 | 0 | 0 | 0
F3_Commercial_School_Existing_Miscellaneous_Natural Gas_Miscellaneous_E7 | F3 | Commercial | School | Existing | Miscellaneous | Natural Gas | Miscellaneous | E7 | System - kBTUs of Consumption | 0 | 0 | 0 | 0 | 0 | 0 | 0 | 0 | 0 | 0 | 0 | 0 | 0 | 0 | 0 | 0 | 0 | 0 | 0 | 0 | 0 | 0 | 0 | 0 | 0 | 0 | 0
F3_Commercial_School_Existing_Miscellaneous_Natural Gas_Miscellaneous_E8 | F3 | Commercial | School | Existing | Miscellaneous | Natural Gas | Miscellaneous | E8 | System - kBTUs of Consumption | 0 | 0 | 0 | 0 | 0 | 0 | 0 | 0 | 0 | 0 | 0 | 0 | 0 | 0 | 0 | 0 | 0 | 0 | 0 | 0 | 0 | 0 | 0 | 0 | 0 | 0 | 0
F3_Commercial_School_Existing_Miscellaneous_Natural Gas_Miscellaneous_E9 | F3 | Commercial | School | Existing | Miscellaneous | Natural Gas | Miscellaneous | E9 | System - kBTUs of Consumption | 0 | 0 | 0 | 0 | 0 | 0 | 0 | 0 | 0 | 0 | 0 | 0 | 0 | 0 | 0 | 0 | 0 | 0 | 0 | 0 | 0 | 0 | 0 | 0 | 0 | 0 | 0
F3_Commercial_School_Existing_Miscellaneous_Natural Gas_Miscellaneous_E10 | F3 | Commercial | School | Existing | Miscellaneous | Natural Gas | Miscellaneous | E10 | System - kBTUs of Consumption | 0 | 0 | 0 | 0 | 0 | 0 | 0 | 0 | 0 | 0 | 0 | 0 | 0 | 0 | 0 | 0 | 0 | 0 | 0 | 0 | 0 | 0 | 0 | 0 | 0 | 0 | 0
F4_Commercial_School_Existing_Miscellaneous_Natural Gas_Miscellaneous_E1 | F4 | Commercial | School | Existing | Miscellaneous | Natural Gas | Miscellaneous | E1 | Utility - Cost of Equipment | 0.00077862 | 0.00077862 | 0.00077862 | 0.00077862 | 0.00077862 | 0.00077862 | 0.00077862 | 0.00077862 | 0.00077862 | 0.00077862 | 0.00077862 | 0.00077862 | 0.00077862 | 0.00077862 | 0.00077862 | 0.00077862 | 0.00077862 | 0.00077862 | 0.00077862 | 0.00077862 | 0.00077862 | 0.00077862 | 0.00077862 | 0.00077862 | 0.00077862 | 0.00077862 | 0.00077862
F4_Commercial_School_Existing_Miscellaneous_Natural Gas_Miscellaneous_E2 | F4 | Commercial | School | Existing | Miscellaneous | Natural Gas | Miscellaneous | E2 | Utility - Cost of Equipment | 0 | 0 | 0 | 0 | 0 | 0 | 0 | 0 | 0 | 0 | 0 | 0 | 0 | 0 | 0 | 0 | 0 | 0 | 0 | 0 | 0 | 0 | 0 | 0 | 0 | 0 | 0
F4_Commercial_School_Existing_Miscellaneous_Natural Gas_Miscellaneous_E3 | F4 | Commercial | School | Existing | Miscellaneous | Natural Gas | Miscellaneous | E3 | Utility - Cost of Equipment | 0 | 0 | 0 | 0 | 0 | 0 | 0 | 0 | 0 | 0 | 0 | 0 | 0 | 0 | 0 | 0 | 0 | 0 | 0 | 0 | 0 | 0 | 0 | 0 | 0 | 0 | 0
F4_Commercial_School_Existing_Miscellaneous_Natural Gas_Miscellaneous_E4 | F4 | Commercial | School | Existing | Miscellaneous | Natural Gas | Miscellaneous | E4 | Utility - Cost of Equipment | 0 | 0 | 0 | 0 | 0 | 0 | 0 | 0 | 0 | 0 | 0 | 0 | 0 | 0 | 0 | 0 | 0 | 0 | 0 | 0 | 0 | 0 | 0 | 0 | 0 | 0 | 0
F4_Commercial_School_Existing_Miscellaneous_Natural Gas_Miscellaneous_E5 | F4 | Commercial | School | Existing | Miscellaneous | Natural Gas | Miscellaneous | E5 | Utility - Cost of Equipment | 0 | 0 | 0 | 0 | 0 | 0 | 0 | 0 | 0 | 0 | 0 | 0 | 0 | 0 | 0 | 0 | 0 | 0 | 0 | 0 | 0 | 0 | 0 | 0 | 0 | 0 | 0
F4_Commercial_School_Existing_Miscellaneous_Natural Gas_Miscellaneous_E6 | F4 | Commercial | School | Existing | Miscellaneous | Natural Gas | Miscellaneous | E6 | Utility - Cost of Equipment | 0 | 0 | 0 | 0 | 0 | 0 | 0 | 0 | 0 | 0 | 0 | 0 | 0 | 0 | 0 | 0 | 0 | 0 | 0 | 0 | 0 | 0 | 0 | 0 | 0 | 0 | 0
F4_Commercial_School_Existing_Miscellaneous_Natural Gas_Miscellaneous_E7 | F4 | Commercial | School | Existing | Miscellaneous | Natural Gas | Miscellaneous | E7 | Utility - Cost of Equipment | 0 | 0 | 0 | 0 | 0 | 0 | 0 | 0 | 0 | 0 | 0 | 0 | 0 | 0 | 0 | 0 | 0 | 0 | 0 | 0 | 0 | 0 | 0 | 0 | 0 | 0 | 0
F4_Commercial_School_Existing_Miscellaneous_Natural Gas_Miscellaneous_E8 | F4 | Commercial | School | Existing | Miscellaneous | Natural Gas | Miscellaneous | E8 | Utility - Cost of Equipment | 0 | 0 | 0 | 0 | 0 | 0 | 0 | 0 | 0 | 0 | 0 | 0 | 0 | 0 | 0 | 0 | 0 | 0 | 0 | 0 | 0 | 0 | 0 | 0 | 0 | 0 | 0
F4_Commercial_School_Existing_Miscellaneous_Natural Gas_Miscellaneous_E9 | F4 | Commercial | School | Existing | Miscellaneous | Natural Gas | Miscellaneous | E9 | Utility - Cost of Equipment | 0 | 0 | 0 | 0 | 0 | 0 | 0 | 0 | 0 | 0 | 0 | 0 | 0 | 0 | 0 | 0 | 0 | 0 | 0 | 0 | 0 | 0 | 0 | 0 | 0 | 0 | 0
F4_Commercial_School_Existing_Miscellaneous_Natural Gas_Miscellaneous_E10 | F4 | Commercial | School | Existing | Miscellaneous | Natural Gas | Miscellaneous | E10 | Utility - Cost of Equipment | 0 | 0 | 0 | 0 | 0 | 0 | 0 | 0 | 0 | 0 | 0 | 0 | 0 | 0 | 0 | 0 | 0 | 0 | 0 | 0 | 0 | 0 | 0 | 0 | 0 | 0 | 0
F5_Commercial_School_Existing_Miscellaneous_Natural Gas_Miscellaneous_E1 | F5 | Commercial | School | Existing | Miscellaneous | Natural Gas | Miscellaneous | E1 | Utility - Cost of Operation | 0.004175 | 0.0040733 | 0.0039478 | 0.0038095 | 0.0037588 | 0.0037661 | 0.0038111 | 0.0038763 | 0.0039494 | 0.0040235 | 0.0041008 | 0.0041811 | 0.0042667 | 0.0043503 | 0.0044304 | 0.0044948 | 0.0045276 | 0.0045164 | 0.0044502 | 0.0043171 | 0.0041063 | 0.0038184 | 0.0035405 | 0.0033477 | 0.0032575 | 0.0032735 | 0.0032895
F5_Commercial_School_Existing_Miscellaneous_Natural Gas_Miscellaneous_E2 | F5 | Commercial | School | Existing | Miscellaneous | Natural Gas | Miscellaneous | E2 | Utility - Cost of Operation | 0 | 0 | 0 | 0 | 0 | 0 | 0 | 0 | 0 | 0 | 0 | 0 | 0 | 0 | 0 | 0 | 0 | 0 | 0 | 0 | 0 | 0 | 0 | 0 | 0 | 0 | 0
F5_Commercial_School_Existing_Miscellaneous_Natural Gas_Miscellaneous_E3 | F5 | Commercial | School | Existing | Miscellaneous | Natural Gas | Miscellaneous | E3 | Utility - Cost of Operation | 0 | 0 | 0 | 0 | 0 | 0 | 0 | 0 | 0 | 0 | 0 | 0 | 0 | 0 | 0 | 0 | 0 | 0 | 0 | 0 | 0 | 0 | 0 | 0 | 0 | 0 | 0
F5_Commercial_School_Existing_Miscellaneous_Natural Gas_Miscellaneous_E4 | F5 | Commercial | School | Existing | Miscellaneous | Natural Gas | Miscellaneous | E4 | Utility - Cost of Operation | 0 | 0 | 0 | 0 | 0 | 0 | 0 | 0 | 0 | 0 | 0 | 0 | 0 | 0 | 0 | 0 | 0 | 0 | 0 | 0 | 0 | 0 | 0 | 0 | 0 | 0 | 0
F5_Commercial_School_Existing_Miscellaneous_Natural Gas_Miscellaneous_E5 | F5 | Commercial | School | Existing | Miscellaneous | Natural Gas | Miscellaneous | E5 | Utility - Cost of Operation | 0 | 0 | 0 | 0 | 0 | 0 | 0 | 0 | 0 | 0 | 0 | 0 | 0 | 0 | 0 | 0 | 0 | 0 | 0 | 0 | 0 | 0 | 0 | 0 | 0 | 0 | 0
F5_Commercial_School_Existing_Miscellaneous_Natural Gas_Miscellaneous_E6 | F5 | Commercial | School | Existing | Miscellaneous | Natural Gas | Miscellaneous | E6 | Utility - Cost of Operation | 0 | 0 | 0 | 0 | 0 | 0 | 0 | 0 | 0 | 0 | 0 | 0 | 0 | 0 | 0 | 0 | 0 | 0 | 0 | 0 | 0 | 0 | 0 | 0 | 0 | 0 | 0
F5_Commercial_School_Existing_Miscellaneous_Natural Gas_Miscellaneous_E7 | F5 | Commercial | School | Existing | Miscellaneous | Natural Gas | Miscellaneous | E7 | Utility - Cost of Operation | 0 | 0 | 0 | 0 | 0 | 0 | 0 | 0 | 0 | 0 | 0 | 0 | 0 | 0 | 0 | 0 | 0 | 0 | 0 | 0 | 0 | 0 | 0 | 0 | 0 | 0 | 0
F5_Commercial_School_Existing_Miscellaneous_Natural Gas_Miscellaneous_E8 | F5 | Commercial | School | Existing | Miscellaneous | Natural Gas | Miscellaneous | E8 | Utility - Cost of Operation | 0 | 0 | 0 | 0 | 0 | 0 | 0 | 0 | 0 | 0 | 0 | 0 | 0 | 0 | 0 | 0 | 0 | 0 | 0 | 0 | 0 | 0 | 0 | 0 | 0 | 0 | 0
F5_Commercial_School_Existing_Miscellaneous_Natural Gas_Miscellaneous_E9 | F5 | Commercial | School | Existing | Miscellaneous | Natural Gas | Miscellaneous | E9 | Utility - Cost of Operation | 0 | 0 | 0 | 0 | 0 | 0 | 0 | 0 | 0 | 0 | 0 | 0 | 0 | 0 | 0 | 0 | 0 | 0 | 0 | 0 | 0 | 0 | 0 | 0 | 0 | 0 | 0
F5_Commercial_School_Existing_Miscellaneous_Natural Gas_Miscellaneous_E10 | F5 | Commercial | School | Existing | Miscellaneous | Natural Gas | Miscellaneous | E10 | Utility - Cost of Operation | 0 | 0 | 0 | 0 | 0 | 0 | 0 | 0 | 0 | 0 | 0 | 0 | 0 | 0 | 0 | 0 | 0 | 0 | 0 | 0 | 0 | 0 | 0 | 0 | 0 | 0 | 0
F6_Commercial_School_Existing_Miscellaneous_Natural Gas_Miscellaneous_E1 | F6 | Commercial | School | Existing | Miscellaneous | Natural Gas | Miscellaneous | E1 | Utility - Value of Sales | 0 | 0 | 0 | 0 | 0 | 0 | 0 | 0 | 0 | 0 | 0 | 0 | 0 | 0 | 0 | 0 | 0 | 0 | 0 | 0 | 0 | 0 | 0 | 0 | 0 | 0 | 0
F6_Commercial_School_Existing_Miscellaneous_Natural Gas_Miscellaneous_E2 | F6 | Commercial | School | Existing | Miscellaneous | Natural Gas | Miscellaneous | E2 | Utility - Value of Sales | 0 | 0 | 0 | 0 | 0 | 0 | 0 | 0 | 0 | 0 | 0 | 0 | 0 | 0 | 0 | 0 | 0 | 0 | 0 | 0 | 0 | 0 | 0 | 0 | 0 | 0 | 0
F6_Commercial_School_Existing_Miscellaneous_Natural Gas_Miscellaneous_E3 | F6 | Commercial | School | Existing | Miscellaneous | Natural Gas | Miscellaneous | E3 | Utility - Value of Sales | 0 | 0 | 0 | 0 | 0 | 0 | 0 | 0 | 0 | 0 | 0 | 0 | 0 | 0 | 0 | 0 | 0 | 0 | 0 | 0 | 0 | 0 | 0 | 0 | 0 | 0 | 0
F6_Commercial_School_Existing_Miscellaneous_Natural Gas_Miscellaneous_E4 | F6 | Commercial | School | Existing | Miscellaneous | Natural Gas | Miscellaneous | E4 | Utility - Value of Sales | 0 | 0 | 0 | 0 | 0 | 0 | 0 | 0 | 0 | 0 | 0 | 0 | 0 | 0 | 0 | 0 | 0 | 0 | 0 | 0 | 0 | 0 | 0 | 0 | 0 | 0 | 0
F6_Commercial_School_Existing_Miscellaneous_Natural Gas_Miscellaneous_E5 | F6 | Commercial | School | Existing | Miscellaneous | Natural Gas | Miscellaneous | E5 | Utility - Value of Sales | 0 | 0 | 0 | 0 | 0 | 0 | 0 | 0 | 0 | 0 | 0 | 0 | 0 | 0 | 0 | 0 | 0 | 0 | 0 | 0 | 0 | 0 | 0 | 0 | 0 | 0 | 0
F6_Commercial_School_Existing_Miscellaneous_Natural Gas_Miscellaneous_E6 | F6 | Commercial | School | Existing | Miscellaneous | Natural Gas | Miscellaneous | E6 | Utility - Value of Sales | 0 | 0 | 0 | 0 | 0 | 0 | 0 | 0 | 0 | 0 | 0 | 0 | 0 | 0 | 0 | 0 | 0 | 0 | 0 | 0 | 0 | 0 | 0 | 0 | 0 | 0 | 0
F6_Commercial_School_Existing_Miscellaneous_Natural Gas_Miscellaneous_E7 | F6 | Commercial | School | Existing | Miscellaneous | Natural Gas | Miscellaneous | E7 | Utility - Value of Sales | 0 | 0 | 0 | 0 | 0 | 0 | 0 | 0 | 0 | 0 | 0 | 0 | 0 | 0 | 0 | 0 | 0 | 0 | 0 | 0 | 0 | 0 | 0 | 0 | 0 | 0 | 0
F6_Commercial_School_Existing_Miscellaneous_Natural Gas_Miscellaneous_E8 | F6 | Commercial | School | Existing | Miscellaneous | Natural Gas | Miscellaneous | E8 | Utility - Value of Sales | 0 | 0 | 0 | 0 | 0 | 0 | 0 | 0 | 0 | 0 | 0 | 0 | 0 | 0 | 0 | 0 | 0 | 0 | 0 | 0 | 0 | 0 | 0 | 0 | 0 | 0 | 0
F6_Commercial_School_Existing_Miscellaneous_Natural Gas_Miscellaneous_E9 | F6 | Commercial | School | Existing | Miscellaneous | Natural Gas | Miscellaneous | E9 | Utility - Value of Sales | 0 | 0 | 0 | 0 | 0 | 0 | 0 | 0 | 0 | 0 | 0 | 0 | 0 | 0 | 0 | 0 | 0 | 0 | 0 | 0 | 0 | 0 | 0 | 0 | 0 | 0 | 0
F6_Commercial_School_Existing_Miscellaneous_Natural Gas_Miscellaneous_E10 | F6 | Commercial | School | Existing | Miscellaneous | Natural Gas | Miscellaneous | E10 | Utility - Value of Sales | 0 | 0 | 0 | 0 | 0 | 0 | 0 | 0 | 0 | 0 | 0 | 0 | 0 | 0 | 0 | 0 | 0 | 0 | 0 | 0 | 0 | 0 | 0 | 0 | 0 | 0 | 0
F1_Commercial_School_New_Space Heating_Natural Gas_Furnace_E1 | F1 | Commercial | School | New | Space Heating | Natural Gas | Furnace | E1 | RVT - Cost of Equipment | 0.057843 | 0.057843 | 0.057843 | 0 | 0 | 0 | 0 | 0 | 0 | 0 | 0 | 0 | 0 | 0 | 0 | 0 | 0 | 0 | 0 | 0 | 0 | 0 | 0 | 0 | 0 | 0 | 0
F1_Commercial_School_New_Space Heating_Natural Gas_Furnace_E2 | F1 | Commercial | School | New | Space Heating | Natural Gas | Furnace | E2 | RVT - Cost of Equipment | 0.071077 | 0.071077 | 0.071077 | 0.071077 | 0.071077 | 0.071077 | 0.071077 | 0.071077 | 0.071077 | 0.071077 | 0.071077 | 0.071077 | 0.071077 | 0.071077 | 0.071077 | 0.071077 | 0.071077 | 0.071077 | 0.071077 | 0.071077 | 0.071077 | 0.071077 | 0.071077 | 0.071077 | 0.071077 | 0.071077 | 0.071077
F1_Commercial_School_New_Space Heating_Natural Gas_Furnace_E3 | F1 | Commercial | School | New | Space Heating | Natural Gas | Furnace | E3 | RVT - Cost of Equipment | 0.084312 | 0.084312 | 0.084312 | 0.084312 | 0.084312 | 0.084312 | 0.084312 | 0.084312 | 0.084312 | 0.084312 | 0.084312 | 0.084312 | 0.084312 | 0.084312 | 0.084312 | 0.084312 | 0.084312 | 0.084312 | 0.084312 | 0.084312 | 0.084312 | 0.084312 | 0.084312 | 0.084312 | 0.084312 | 0.084312 | 0.084312
F1_Commercial_School_New_Space Heating_Natural Gas_Furnace_E4 | F1 | Commercial | School | New | Space Heating | Natural Gas | Furnace | E4 | RVT - Cost of Equipment | 0 | 0 | 0 | 0 | 0 | 0 | 0 | 0 | 0 | 0 | 0 | 0 | 0 | 0 | 0 | 0 | 0 | 0 | 0 | 0 | 0 | 0 | 0 | 0 | 0 | 0 | 0
F1_Commercial_School_New_Space Heating_Natural Gas_Furnace_E5 | F1 | Commercial | School | New | Space Heating | Natural Gas | Furnace | E5 | RVT - Cost of Equipment | 0 | 0 | 0 | 0 | 0 | 0 | 0 | 0 | 0 | 0 | 0 | 0 | 0 | 0 | 0 | 0 | 0 | 0 | 0 | 0 | 0 | 0 | 0 | 0 | 0 | 0 | 0
F1_Commercial_School_New_Space Heating_Natural Gas_Furnace_E6 | F1 | Commercial | School | New | Space Heating | Natural Gas | Furnace | E6 | RVT - Cost of Equipment | 0 | 0 | 0 | 0 | 0 | 0 | 0 | 0 | 0 | 0 | 0 | 0 | 0 | 0 | 0 | 0 | 0 | 0 | 0 | 0 | 0 | 0 | 0 | 0 | 0 | 0 | 0
F1_Commercial_School_New_Space Heating_Natural Gas_Furnace_E7 | F1 | Commercial | School | New | Space Heating | Natural Gas | Furnace | E7 | RVT - Cost of Equipment | 0 | 0 | 0 | 0 | 0 | 0 | 0 | 0 | 0 | 0 | 0 | 0 | 0 | 0 | 0 | 0 | 0 | 0 | 0 | 0 | 0 | 0 | 0 | 0 | 0 | 0 | 0
F1_Commercial_School_New_Space Heating_Natural Gas_Furnace_E8 | F1 | Commercial | School | New | Space Heating | Natural Gas | Furnace | E8 | RVT - Cost of Equipment | 0 | 0 | 0 | 0 | 0 | 0 | 0 | 0 | 0 | 0 | 0 | 0 | 0 | 0 | 0 | 0 | 0 | 0 | 0 | 0 | 0 | 0 | 0 | 0 | 0 | 0 | 0
F1_Commercial_School_New_Space Heating_Natural Gas_Furnace_E9 | F1 | Commercial | School | New | Space Heating | Natural Gas | Furnace | E9 | RVT - Cost of Equipment | 0 | 0 | 0 | 0 | 0 | 0 | 0 | 0 | 0 | 0 | 0 | 0 | 0 | 0 | 0 | 0 | 0 | 0 | 0 | 0 | 0 | 0 | 0 | 0 | 0 | 0 | 0
F1_Commercial_School_New_Space Heating_Natural Gas_Furnace_E10 | F1 | Commercial | School | New | Space Heating | Natural Gas | Furnace | E10 | RVT - Cost of Equipment | 0 | 0 | 0 | 0 | 0 | 0 | 0 | 0 | 0 | 0 | 0 | 0 | 0 | 0 | 0 | 0 | 0 | 0 | 0 | 0 | 0 | 0 | 0 | 0 | 0 | 0 | 0
F2_Commercial_School_New_Space Heating_Natural Gas_Furnace_E1 | F2 | Commercial | School | New | Space Heating | Natural Gas | Furnace | E1 | RVT - Cost of Operation | 0 | 0 | 0 | 0 | 0 | 0 | 0 | 0 | 0 | 0 | 0 | 0 | 0 | 0 | 0 | 0 | 0 | 0 | 0 | 0 | 0 | 0 | 0 | 0 | 0 | 0 | 0
F2_Commercial_School_New_Space Heating_Natural Gas_Furnace_E2 | F2 | Commercial | School | New | Space Heating | Natural Gas | Furnace | E2 | RVT - Cost of Operation | 0 | 0 | 0 | 0 | 0 | 0 | 0 | 0 | 0 | 0 | 0 | 0 | 0 | 0 | 0 | 0 | 0 | 0 | 0 | 0 | 0 | 0 | 0 | 0 | 0 | 0 | 0
F2_Commercial_School_New_Space Heating_Natural Gas_Furnace_E3 | F2 | Commercial | School | New | Space Heating | Natural Gas | Furnace | E3 | RVT - Cost of Operation | 0 | 0 | 0 | 0 | 0 | 0 | 0 | 0 | 0 | 0 | 0 | 0 | 0 | 0 | 0 | 0 | 0 | 0 | 0 | 0 | 0 | 0 | 0 | 0 | 0 | 0 | 0
F2_Commercial_School_New_Space Heating_Natural Gas_Furnace_E4 | F2 | Commercial | School | New | Space Heating | Natural Gas | Furnace | E4 | RVT - Cost of Operation | 0 | 0 | 0 | 0 | 0 | 0 | 0 | 0 | 0 | 0 | 0 | 0 | 0 | 0 | 0 | 0 | 0 | 0 | 0 | 0 | 0 | 0 | 0 | 0 | 0 | 0 | 0
F2_Commercial_School_New_Space Heating_Natural Gas_Furnace_E5 | F2 | Commercial | School | New | Space Heating | Natural Gas | Furnace | E5 | RVT - Cost of Operation | 0 | 0 | 0 | 0 | 0 | 0 | 0 | 0 | 0 | 0 | 0 | 0 | 0 | 0 | 0 | 0 | 0 | 0 | 0 | 0 | 0 | 0 | 0 | 0 | 0 | 0 | 0
F2_Commercial_School_New_Space Heating_Natural Gas_Furnace_E6 | F2 | Commercial | School | New | Space Heating | Natural Gas | Furnace | E6 | RVT - Cost of Operation | 0 | 0 | 0 | 0 | 0 | 0 | 0 | 0 | 0 | 0 | 0 | 0 | 0 | 0 | 0 | 0 | 0 | 0 | 0 | 0 | 0 | 0 | 0 | 0 | 0 | 0 | 0
F2_Commercial_School_New_Space Heating_Natural Gas_Furnace_E7 | F2 | Commercial | School | New | Space Heating | Natural Gas | Furnace | E7 | RVT - Cost of Operation | 0 | 0 | 0 | 0 | 0 | 0 | 0 | 0 | 0 | 0 | 0 | 0 | 0 | 0 | 0 | 0 | 0 | 0 | 0 | 0 | 0 | 0 | 0 | 0 | 0 | 0 | 0
F2_Commercial_School_New_Space Heating_Natural Gas_Furnace_E8 | F2 | Commercial | School | New | Space Heating | Natural Gas | Furnace | E8 | RVT - Cost of Operation | 0 | 0 | 0 | 0 | 0 | 0 | 0 | 0 | 0 | 0 | 0 | 0 | 0 | 0 | 0 | 0 | 0 | 0 | 0 | 0 | 0 | 0 | 0 | 0 | 0 | 0 | 0
F2_Commercial_School_New_Space Heating_Natural Gas_Furnace_E9 | F2 | Commercial | School | New | Space Heating | Natural Gas | Furnace | E9 | RVT - Cost of Operation | 0 | 0 | 0 | 0 | 0 | 0 | 0 | 0 | 0 | 0 | 0 | 0 | 0 | 0 | 0 | 0 | 0 | 0 | 0 | 0 | 0 | 0 | 0 | 0 | 0 | 0 | 0
F2_Commercial_School_New_Space Heating_Natural Gas_Furnace_E10 | F2 | Commercial | School | New | Space Heating | Natural Gas | Furnace | E10 | RVT - Cost of Operation | 0 | 0 | 0 | 0 | 0 | 0 | 0 | 0 | 0 | 0 | 0 | 0 | 0 | 0 | 0 | 0 | 0 | 0 | 0 | 0 | 0 | 0 | 0 | 0 | 0 | 0 | 0
F3_Commercial_School_New_Space Heating_Natural Gas_Furnace_E1 | F3 | Commercial | School | New | Space Heating | Natural Gas | Furnace | E1 | System - kBTUs of Consumption | 9.2645 | 9.2915 | 9.2899 | 0 | 0 | 0 | 0 | 0 | 0 | 0 | 0 | 0 | 0 | 0 | 0 | 0 | 0 | 0 | 0 | 0 | 0 | 0 | 0 | 0 | 0 | 0 | 0
F3_Commercial_School_New_Space Heating_Natural Gas_Furnace_E2 | F3 | Commercial | School | New | Space Heating | Natural Gas | Furnace | E2 | System - kBTUs of Consumption | 8.2351 | 8.2591 | 8.2577 | 8.2577 | 8.2577 | 8.2577 | 8.2577 | 8.2577 | 8.2577 | 8.2577 | 8.2577 | 8.2577 | 8.2577 | 8.2577 | 8.2577 | 8.2577 | 8.2577 | 8.2577 | 8.2577 | 8.2577 | 8.2577 | 8.2577 | 8.2577 | 8.2577 | 8.2577 | 8.2577 | 8.2577
F3_Commercial_School_New_Space Heating_Natural Gas_Furnace_E3 | F3 | Commercial | School | New | Space Heating | Natural Gas | Furnace | E3 | System - kBTUs of Consumption | 7.7204 | 7.7429 | 7.7416 | 7.7416 | 7.7416 | 7.7416 | 7.7416 | 7.7416 | 7.7416 | 7.7416 | 7.7416 | 7.7416 | 7.7416 | 7.7416 | 7.7416 | 7.7416 | 7.7416 | 7.7416 | 7.7416 | 7.7416 | 7.7416 | 7.7416 | 7.7416 | 7.7416 | 7.7416 | 7.7416 | 7.7416
F3_Commercial_School_New_Space Heating_Natural Gas_Furnace_E4 | F3 | Commercial | School | New | Space Heating | Natural Gas | Furnace | E4 | System - kBTUs of Consumption | 0 | 0 | 0 | 0 | 0 | 0 | 0 | 0 | 0 | 0 | 0 | 0 | 0 | 0 | 0 | 0 | 0 | 0 | 0 | 0 | 0 | 0 | 0 | 0 | 0 | 0 | 0
F3_Commercial_School_New_Space Heating_Natural Gas_Furnace_E5 | F3 | Commercial | School | New | Space Heating | Natural Gas | Furnace | E5 | System - kBTUs of Consumption | 0 | 0 | 0 | 0 | 0 | 0 | 0 | 0 | 0 | 0 | 0 | 0 | 0 | 0 | 0 | 0 | 0 | 0 | 0 | 0 | 0 | 0 | 0 | 0 | 0 | 0 | 0
F3_Commercial_School_New_Space Heating_Natural Gas_Furnace_E6 | F3 | Commercial | School | New | Space Heating | Natural Gas | Furnace | E6 | System - kBTUs of Consumption | 0 | 0 | 0 | 0 | 0 | 0 | 0 | 0 | 0 | 0 | 0 | 0 | 0 | 0 | 0 | 0 | 0 | 0 | 0 | 0 | 0 | 0 | 0 | 0 | 0 | 0 | 0
F3_Commercial_School_New_Space Heating_Natural Gas_Furnace_E7 | F3 | Commercial | School | New | Space Heating | Natural Gas | Furnace | E7 | System - kBTUs of Consumption | 0 | 0 | 0 | 0 | 0 | 0 | 0 | 0 | 0 | 0 | 0 | 0 | 0 | 0 | 0 | 0 | 0 | 0 | 0 | 0 | 0 | 0 | 0 | 0 | 0 | 0 | 0
F3_Commercial_School_New_Space Heating_Natural Gas_Furnace_E8 | F3 | Commercial | School | New | Space Heating | Natural Gas | Furnace | E8 | System - kBTUs of Consumption | 0 | 0 | 0 | 0 | 0 | 0 | 0 | 0 | 0 | 0 | 0 | 0 | 0 | 0 | 0 | 0 | 0 | 0 | 0 | 0 | 0 | 0 | 0 | 0 | 0 | 0 | 0
F3_Commercial_School_New_Space Heating_Natural Gas_Furnace_E9 | F3 | Commercial | School | New | Space Heating | Natural Gas | Furnace | E9 | System - kBTUs of Consumption | 0 | 0 | 0 | 0 | 0 | 0 | 0 | 0 | 0 | 0 | 0 | 0 | 0 | 0 | 0 | 0 | 0 | 0 | 0 | 0 | 0 | 0 | 0 | 0 | 0 | 0 | 0
F3_Commercial_School_New_Space Heating_Natural Gas_Furnace_E10 | F3 | Commercial | School | New | Space Heating | Natural Gas | Furnace | E10 | System - kBTUs of Consumption | 0 | 0 | 0 | 0 | 0 | 0 | 0 | 0 | 0 | 0 | 0 | 0 | 0 | 0 | 0 | 0 | 0 | 0 | 0 | 0 | 0 | 0 | 0 | 0 | 0 | 0 | 0
F4_Commercial_School_New_Space Heating_Natural Gas_Furnace_E1 | F4 | Commercial | School | New | Space Heating | Natural Gas | Furnace | E1 | Utility - Cost of Equipment | 0.057843 | 0.057843 | 0.057843 | 0 | 0 | 0 | 0 | 0 | 0 | 0 | 0 | 0 | 0 | 0 | 0 | 0 | 0 | 0 | 0 | 0 | 0 | 0 | 0 | 0 | 0 | 0 | 0
F4_Commercial_School_New_Space Heating_Natural Gas_Furnace_E2 | F4 | Commercial | School | New | Space Heating | Natural Gas | Furnace | E2 | Utility - Cost of Equipment | 0.071077 | 0.071077 | 0.071077 | 0.071077 | 0.071077 | 0.071077 | 0.071077 | 0.071077 | 0.071077 | 0.071077 | 0.071077 | 0.071077 | 0.071077 | 0.071077 | 0.071077 | 0.071077 | 0.071077 | 0.071077 | 0.071077 | 0.071077 | 0.071077 | 0.071077 | 0.071077 | 0.071077 | 0.071077 | 0.071077 | 0.071077
F4_Commercial_School_New_Space Heating_Natural Gas_Furnace_E3 | F4 | Commercial | School | New | Space Heating | Natural Gas | Furnace | E3 | Utility - Cost of Equipment | 0.084312 | 0.084312 | 0.084312 | 0.084312 | 0.084312 | 0.084312 | 0.084312 | 0.084312 | 0.084312 | 0.084312 | 0.084312 | 0.084312 | 0.084312 | 0.084312 | 0.084312 | 0.084312 | 0.084312 | 0.084312 | 0.084312 | 0.084312 | 0.084312 | 0.084312 | 0.084312 | 0.084312 | 0.084312 | 0.084312 | 0.084312
F4_Commercial_School_New_Space Heating_Natural Gas_Furnace_E4 | F4 | Commercial | School | New | Space Heating | Natural Gas | Furnace | E4 | Utility - Cost of Equipment | 0 | 0 | 0 | 0 | 0 | 0 | 0 | 0 | 0 | 0 | 0 | 0 | 0 | 0 | 0 | 0 | 0 | 0 | 0 | 0 | 0 | 0 | 0 | 0 | 0 | 0 | 0
F4_Commercial_School_New_Space Heating_Natural Gas_Furnace_E5 | F4 | Commercial | School | New | Space Heating | Natural Gas | Furnace | E5 | Utility - Cost of Equipment | 0 | 0 | 0 | 0 | 0 | 0 | 0 | 0 | 0 | 0 | 0 | 0 | 0 | 0 | 0 | 0 | 0 | 0 | 0 | 0 | 0 | 0 | 0 | 0 | 0 | 0 | 0
F4_Commercial_School_New_Space Heating_Natural Gas_Furnace_E6 | F4 | Commercial | School | New | Space Heating | Natural Gas | Furnace | E6 | Utility - Cost of Equipment | 0 | 0 | 0 | 0 | 0 | 0 | 0 | 0 | 0 | 0 | 0 | 0 | 0 | 0 | 0 | 0 | 0 | 0 | 0 | 0 | 0 | 0 | 0 | 0 | 0 | 0 | 0
F4_Commercial_School_New_Space Heating_Natural Gas_Furnace_E7 | F4 | Commercial | School | New | Space Heating | Natural Gas | Furnace | E7 | Utility - Cost of Equipment | 0 | 0 | 0 | 0 | 0 | 0 | 0 | 0 | 0 | 0 | 0 | 0 | 0 | 0 | 0 | 0 | 0 | 0 | 0 | 0 | 0 | 0 | 0 | 0 | 0 | 0 | 0
F4_Commercial_School_New_Space Heating_Natural Gas_Furnace_E8 | F4 | Commercial | School | New | Space Heating | Natural Gas | Furnace | E8 | Utility - Cost of Equipment | 0 | 0 | 0 | 0 | 0 | 0 | 0 | 0 | 0 | 0 | 0 | 0 | 0 | 0 | 0 | 0 | 0 | 0 | 0 | 0 | 0 | 0 | 0 | 0 | 0 | 0 | 0
F4_Commercial_School_New_Space Heating_Natural Gas_Furnace_E9 | F4 | Commercial | School | New | Space Heating | Natural Gas | Furnace | E9 | Utility - Cost of Equipment | 0 | 0 | 0 | 0 | 0 | 0 | 0 | 0 | 0 | 0 | 0 | 0 | 0 | 0 | 0 | 0 | 0 | 0 | 0 | 0 | 0 | 0 | 0 | 0 | 0 | 0 | 0
F4_Commercial_School_New_Space Heating_Natural Gas_Furnace_E10 | F4 | Commercial | School | New | Space Heating | Natural Gas | Furnace | E10 | Utility - Cost of Equipment | 0 | 0 | 0 | 0 | 0 | 0 | 0 | 0 | 0 | 0 | 0 | 0 | 0 | 0 | 0 | 0 | 0 | 0 | 0 | 0 | 0 | 0 | 0 | 0 | 0 | 0 | 0
F5_Commercial_School_New_Space Heating_Natural Gas_Furnace_E1 | F5 | Commercial | School | New | Space Heating | Natural Gas | Furnace | E1 | Utility - Cost of Operation | 0.13463 | 0.13384 | 0.13198 | 0 | 0 | 0 | 0 | 0 | 0 | 0 | 0 | 0 | 0 | 0 | 0 | 0 | 0 | 0 | 0 | 0 | 0 | 0 | 0 | 0 | 0 | 0 | 0
F5_Commercial_School_New_Space Heating_Natural Gas_Furnace_E2 | F5 | Commercial | School | New | Space Heating | Natural Gas | Furnace | E2 | Utility - Cost of Operation | 0.11967 | 0.11897 | 0.11731 | 0.11552 | 0.11502 | 0.11495 | 0.11518 | 0.11549 | 0.11573 | 0.11584 | 0.11583 | 0.11568 | 0.11534 | 0.11474 | 0.11386 | 0.11277 | 0.11136 | 0.10969 | 0.1077 | 0.10533 | 0.10251 | 0.099305 | 0.096657 | 0.094995 | 0.094368 | 0.094831 | 0.095296
F5_Commercial_School_New_Space Heating_Natural Gas_Furnace_E3 | F5 | Commercial | School | New | Space Heating | Natural Gas | Furnace | E3 | Utility - Cost of Operation | 0.1122 | 0.11154 | 0.10998 | 0.1083 | 0.10783 | 0.10777 | 0.10798 | 0.10827 | 0.10849 | 0.1086 | 0.10859 | 0.10845 | 0.10814 | 0.10757 | 0.10675 | 0.10572 | 0.1044 | 0.10283 | 0.10097 | 0.098749 | 0.096104 | 0.093098 | 0.090616 | 0.089058 | 0.08847 | 0.088904 | 0.08934
F5_Commercial_School_New_Space Heating_Natural Gas_Furnace_E4 | F5 | Commercial | School | New | Space Heating | Natural Gas | Furnace | E4 | Utility - Cost of Operation | 0 | 0 | 0 | 0 | 0 | 0 | 0 | 0 | 0 | 0 | 0 | 0 | 0 | 0 | 0 | 0 | 0 | 0 | 0 | 0 | 0 | 0 | 0 | 0 | 0 | 0 | 0
F5_Commercial_School_New_Space Heating_Natural Gas_Furnace_E5 | F5 | Commercial | School | New | Space Heating | Natural Gas | Furnace | E5 | Utility - Cost of Operation | 0 | 0 | 0 | 0 | 0 | 0 | 0 | 0 | 0 | 0 | 0 | 0 | 0 | 0 | 0 | 0 | 0 | 0 | 0 | 0 | 0 | 0 | 0 | 0 | 0 | 0 | 0
F5_Commercial_School_New_Space Heating_Natural Gas_Furnace_E6 | F5 | Commercial | School | New | Space Heating | Natural Gas | Furnace | E6 | Utility - Cost of Operation | 0 | 0 | 0 | 0 | 0 | 0 | 0 | 0 | 0 | 0 | 0 | 0 | 0 | 0 | 0 | 0 | 0 | 0 | 0 | 0 | 0 | 0 | 0 | 0 | 0 | 0 | 0
F5_Commercial_School_New_Space Heating_Natural Gas_Furnace_E7 | F5 | Commercial | School | New | Space Heating | Natural Gas | Furnace | E7 | Utility - Cost of Operation | 0 | 0 | 0 | 0 | 0 | 0 | 0 | 0 | 0 | 0 | 0 | 0 | 0 | 0 | 0 | 0 | 0 | 0 | 0 | 0 | 0 | 0 | 0 | 0 | 0 | 0 | 0
F5_Commercial_School_New_Space Heating_Natural Gas_Furnace_E8 | F5 | Commercial | School | New | Space Heating | Natural Gas | Furnace | E8 | Utility - Cost of Operation | 0 | 0 | 0 | 0 | 0 | 0 | 0 | 0 | 0 | 0 | 0 | 0 | 0 | 0 | 0 | 0 | 0 | 0 | 0 | 0 | 0 | 0 | 0 | 0 | 0 | 0 | 0
F5_Commercial_School_New_Space Heating_Natural Gas_Furnace_E9 | F5 | Commercial | School | New | Space Heating | Natural Gas | Furnace | E9 | Utility - Cost of Operation | 0 | 0 | 0 | 0 | 0 | 0 | 0 | 0 | 0 | 0 | 0 | 0 | 0 | 0 | 0 | 0 | 0 | 0 | 0 | 0 | 0 | 0 | 0 | 0 | 0 | 0 | 0
F5_Commercial_School_New_Space Heating_Natural Gas_Furnace_E10 | F5 | Commercial | School | New | Space Heating | Natural Gas | Furnace | E10 | Utility - Cost of Operation | 0 | 0 | 0 | 0 | 0 | 0 | 0 | 0 | 0 | 0 | 0 | 0 | 0 | 0 | 0 | 0 | 0 | 0 | 0 | 0 | 0 | 0 | 0 | 0 | 0 | 0 | 0
F6_Commercial_School_New_Space Heating_Natural Gas_Furnace_E1 | F6 | Commercial | School | New | Space Heating | Natural Gas | Furnace | E1 | Utility - Value of Sales | 0 | 0 | 0 | 0 | 0 | 0 | 0 | 0 | 0 | 0 | 0 | 0 | 0 | 0 | 0 | 0 | 0 | 0 | 0 | 0 | 0 | 0 | 0 | 0 | 0 | 0 | 0
F6_Commercial_School_New_Space Heating_Natural Gas_Furnace_E2 | F6 | Commercial | School | New | Space Heating | Natural Gas | Furnace | E2 | Utility - Value of Sales | 0 | 0 | 0 | 0 | 0 | 0 | 0 | 0 | 0 | 0 | 0 | 0 | 0 | 0 | 0 | 0 | 0 | 0 | 0 | 0 | 0 | 0 | 0 | 0 | 0 | 0 | 0
F6_Commercial_School_New_Space Heating_Natural Gas_Furnace_E3 | F6 | Commercial | School | New | Space Heating | Natural Gas | Furnace | E3 | Utility - Value of Sales | 0 | 0 | 0 | 0 | 0 | 0 | 0 | 0 | 0 | 0 | 0 | 0 | 0 | 0 | 0 | 0 | 0 | 0 | 0 | 0 | 0 | 0 | 0 | 0 | 0 | 0 | 0
F6_Commercial_School_New_Space Heating_Natural Gas_Furnace_E4 | F6 | Commercial | School | New | Space Heating | Natural Gas | Furnace | E4 | Utility - Value of Sales | 0 | 0 | 0 | 0 | 0 | 0 | 0 | 0 | 0 | 0 | 0 | 0 | 0 | 0 | 0 | 0 | 0 | 0 | 0 | 0 | 0 | 0 | 0 | 0 | 0 | 0 | 0
F6_Commercial_School_New_Space Heating_Natural Gas_Furnace_E5 | F6 | Commercial | School | New | Space Heating | Natural Gas | Furnace | E5 | Utility - Value of Sales | 0 | 0 | 0 | 0 | 0 | 0 | 0 | 0 | 0 | 0 | 0 | 0 | 0 | 0 | 0 | 0 | 0 | 0 | 0 | 0 | 0 | 0 | 0 | 0 | 0 | 0 | 0
F6_Commercial_School_New_Space Heating_Natural Gas_Furnace_E6 | F6 | Commercial | School | New | Space Heating | Natural Gas | Furnace | E6 | Utility - Value of Sales | 0 | 0 | 0 | 0 | 0 | 0 | 0 | 0 | 0 | 0 | 0 | 0 | 0 | 0 | 0 | 0 | 0 | 0 | 0 | 0 | 0 | 0 | 0 | 0 | 0 | 0 | 0
F6_Commercial_School_New_Space Heating_Natural Gas_Furnace_E7 | F6 | Commercial | School | New | Space Heating | Natural Gas | Furnace | E7 | Utility - Value of Sales | 0 | 0 | 0 | 0 | 0 | 0 | 0 | 0 | 0 | 0 | 0 | 0 | 0 | 0 | 0 | 0 | 0 | 0 | 0 | 0 | 0 | 0 | 0 | 0 | 0 | 0 | 0
F6_Commercial_School_New_Space Heating_Natural Gas_Furnace_E8 | F6 | Commercial | School | New | Space Heating | Natural Gas | Furnace | E8 | Utility - Value of Sales | 0 | 0 | 0 | 0 | 0 | 0 | 0 | 0 | 0 | 0 | 0 | 0 | 0 | 0 | 0 | 0 | 0 | 0 | 0 | 0 | 0 | 0 | 0 | 0 | 0 | 0 | 0
F6_Commercial_School_New_Space Heating_Natural Gas_Furnace_E9 | F6 | Commercial | School | New | Space Heating | Natural Gas | Furnace | E9 | Utility - Value of Sales | 0 | 0 | 0 | 0 | 0 | 0 | 0 | 0 | 0 | 0 | 0 | 0 | 0 | 0 | 0 | 0 | 0 | 0 | 0 | 0 | 0 | 0 | 0 | 0 | 0 | 0 | 0
F6_Commercial_School_New_Space Heating_Natural Gas_Furnace_E10 | F6 | Commercial | School | New | Space Heating | Natural Gas | Furnace | E10 | Utility - Value of Sales | 0 | 0 | 0 | 0 | 0 | 0 | 0 | 0 | 0 | 0 | 0 | 0 | 0 | 0 | 0 | 0 | 0 | 0 | 0 | 0 | 0 | 0 | 0 | 0 | 0 | 0 | 0
F1_Commercial_School_New_Space Heating_Natural Gas_Boiler_E1 | F1 | Commercial | School | New | Space Heating | Natural Gas | Boiler | E1 | RVT - Cost of Equipment | 0.31782 | 0.31782 | 0.31782 | 0.31782 | 0.31782 | 0.31782 | 0.31782 | 0.31782 | 0.31782 | 0.31782 | 0.31782 | 0.31782 | 0.31782 | 0.31782 | 0.31782 | 0.31782 | 0.31782 | 0.31782 | 0.31782 | 0.31782 | 0.31782 | 0.31782 | 0.31782 | 0.31782 | 0.31782 | 0.31782 | 0.31782
F1_Commercial_School_New_Space Heating_Natural Gas_Boiler_E2 | F1 | Commercial | School | New | Space Heating | Natural Gas | Boiler | E2 | RVT - Cost of Equipment | 0.36158 | 0.36158 | 0.36158 | 0.36158 | 0.36158 | 0.36158 | 0.36158 | 0.36158 | 0.36158 | 0.36158 | 0.36158 | 0.36158 | 0.36158 | 0.36158 | 0.36158 | 0.36158 | 0.36158 | 0.36158 | 0.36158 | 0.36158 | 0.36158 | 0.36158 | 0.36158 | 0.36158 | 0.36158 | 0.36158 | 0.36158
F1_Commercial_School_New_Space Heating_Natural Gas_Boiler_E3 | F1 | Commercial | School | New | Space Heating | Natural Gas | Boiler | E3 | RVT - Cost of Equipment | 0.44948 | 0.44948 | 0.44948 | 0.44948 | 0.44948 | 0.44948 | 0.44948 | 0.44948 | 0.44948 | 0.44948 | 0.44948 | 0.44948 | 0.44948 | 0.44948 | 0.44948 | 0.44948 | 0.44948 | 0.44948 | 0.44948 | 0.44948 | 0.44948 | 0.44948 | 0.44948 | 0.44948 | 0.44948 | 0.44948 | 0.44948
F1_Commercial_School_New_Space Heating_Natural Gas_Boiler_E4 | F1 | Commercial | School | New | Space Heating | Natural Gas | Boiler | E4 | RVT - Cost of Equipment | 1.6764 | 1.6764 | 1.6764 | 1.6764 | 1.6764 | 1.6764 | 1.6764 | 1.6764 | 1.6764 | 1.6764 | 1.6764 | 1.6764 | 1.6764 | 1.6764 | 1.6764 | 1.6764 | 1.6764 | 1.6764 | 1.6764 | 1.6764 | 1.6764 | 1.6764 | 1.6764 | 1.6764 | 1.6764 | 1.6764 | 1.6764
F1_Commercial_School_New_Space Heating_Natural Gas_Boiler_E5 | F1 | Commercial | School | New | Space Heating | Natural Gas | Boiler | E5 | RVT - Cost of Equipment | 0 | 0 | 0 | 0 | 0 | 0 | 0 | 0 | 0 | 0 | 0 | 0 | 0 | 0 | 0 | 0 | 0 | 0 | 0 | 0 | 0 | 0 | 0 | 0 | 0 | 0 | 0
F1_Commercial_School_New_Space Heating_Natural Gas_Boiler_E6 | F1 | Commercial | School | New | Space Heating | Natural Gas | Boiler | E6 | RVT - Cost of Equipment | 0 | 0 | 0 | 0 | 0 | 0 | 0 | 0 | 0 | 0 | 0 | 0 | 0 | 0 | 0 | 0 | 0 | 0 | 0 | 0 | 0 | 0 | 0 | 0 | 0 | 0 | 0
F1_Commercial_School_New_Space Heating_Natural Gas_Boiler_E7 | F1 | Commercial | School | New | Space Heating | Natural Gas | Boiler | E7 | RVT - Cost of Equipment | 0 | 0 | 0 | 0 | 0 | 0 | 0 | 0 | 0 | 0 | 0 | 0 | 0 | 0 | 0 | 0 | 0 | 0 | 0 | 0 | 0 | 0 | 0 | 0 | 0 | 0 | 0
F1_Commercial_School_New_Space Heating_Natural Gas_Boiler_E8 | F1 | Commercial | School | New | Space Heating | Natural Gas | Boiler | E8 | RVT - Cost of Equipment | 0 | 0 | 0 | 0 | 0 | 0 | 0 | 0 | 0 | 0 | 0 | 0 | 0 | 0 | 0 | 0 | 0 | 0 | 0 | 0 | 0 | 0 | 0 | 0 | 0 | 0 | 0
F1_Commercial_School_New_Space Heating_Natural Gas_Boiler_E9 | F1 | Commercial | School | New | Space Heating | Natural Gas | Boiler | E9 | RVT - Cost of Equipment | 0 | 0 | 0 | 0 | 0 | 0 | 0 | 0 | 0 | 0 | 0 | 0 | 0 | 0 | 0 | 0 | 0 | 0 | 0 | 0 | 0 | 0 | 0 | 0 | 0 | 0 | 0
F1_Commercial_School_New_Space Heating_Natural Gas_Boiler_E10 | F1 | Commercial | School | New | Space Heating | Natural Gas | Boiler | E10 | RVT - Cost of Equipment | 0 | 0 | 0 | 0 | 0 | 0 | 0 | 0 | 0 | 0 | 0 | 0 | 0 | 0 | 0 | 0 | 0 | 0 | 0 | 0 | 0 | 0 | 0 | 0 | 0 | 0 | 0
F2_Commercial_School_New_Space Heating_Natural Gas_Boiler_E1 | F2 | Commercial | School | New | Space Heating | Natural Gas | Boiler | E1 | RVT - Cost of Operation | 0 | 0 | 0 | 0 | 0 | 0 | 0 | 0 | 0 | 0 | 0 | 0 | 0 | 0 | 0 | 0 | 0 | 0 | 0 | 0 | 0 | 0 | 0 | 0 | 0 | 0 | 0
F2_Commercial_School_New_Space Heating_Natural Gas_Boiler_E2 | F2 | Commercial | School | New | Space Heating | Natural Gas | Boiler | E2 | RVT - Cost of Operation | 0 | 0 | 0 | 0 | 0 | 0 | 0 | 0 | 0 | 0 | 0 | 0 | 0 | 0 | 0 | 0 | 0 | 0 | 0 | 0 | 0 | 0 | 0 | 0 | 0 | 0 | 0
F2_Commercial_School_New_Space Heating_Natural Gas_Boiler_E3 | F2 | Commercial | School | New | Space Heating | Natural Gas | Boiler | E3 | RVT - Cost of Operation | 0 | 0 | 0 | 0 | 0 | 0 | 0 | 0 | 0 | 0 | 0 | 0 | 0 | 0 | 0 | 0 | 0 | 0 | 0 | 0 | 0 | 0 | 0 | 0 | 0 | 0 | 0
F2_Commercial_School_New_Space Heating_Natural Gas_Boiler_E4 | F2 | Commercial | School | New | Space Heating | Natural Gas | Boiler | E4 | RVT - Cost of Operation | 0 | 0 | 0 | 0 | 0 | 0 | 0 | 0 | 0 | 0 | 0 | 0 | 0 | 0 | 0 | 0 | 0 | 0 | 0 | 0 | 0 | 0 | 0 | 0 | 0 | 0 | 0
F2_Commercial_School_New_Space Heating_Natural Gas_Boiler_E5 | F2 | Commercial | School | New | Space Heating | Natural Gas | Boiler | E5 | RVT - Cost of Operation | 0 | 0 | 0 | 0 | 0 | 0 | 0 | 0 | 0 | 0 | 0 | 0 | 0 | 0 | 0 | 0 | 0 | 0 | 0 | 0 | 0 | 0 | 0 | 0 | 0 | 0 | 0
F2_Commercial_School_New_Space Heating_Natural Gas_Boiler_E6 | F2 | Commercial | School | New | Space Heating | Natural Gas | Boiler | E6 | RVT - Cost of Operation | 0 | 0 | 0 | 0 | 0 | 0 | 0 | 0 | 0 | 0 | 0 | 0 | 0 | 0 | 0 | 0 | 0 | 0 | 0 | 0 | 0 | 0 | 0 | 0 | 0 | 0 | 0
F2_Commercial_School_New_Space Heating_Natural Gas_Boiler_E7 | F2 | Commercial | School | New | Space Heating | Natural Gas | Boiler | E7 | RVT - Cost of Operation | 0 | 0 | 0 | 0 | 0 | 0 | 0 | 0 | 0 | 0 | 0 | 0 | 0 | 0 | 0 | 0 | 0 | 0 | 0 | 0 | 0 | 0 | 0 | 0 | 0 | 0 | 0
F2_Commercial_School_New_Space Heating_Natural Gas_Boiler_E8 | F2 | Commercial | School | New | Space Heating | Natural Gas | Boiler | E8 | RVT - Cost of Operation | 0 | 0 | 0 | 0 | 0 | 0 | 0 | 0 | 0 | 0 | 0 | 0 | 0 | 0 | 0 | 0 | 0 | 0 | 0 | 0 | 0 | 0 | 0 | 0 | 0 | 0 | 0
F2_Commercial_School_New_Space Heating_Natural Gas_Boiler_E9 | F2 | Commercial | School | New | Space Heating | Natural Gas | Boiler | E9 | RVT - Cost of Operation | 0 | 0 | 0 | 0 | 0 | 0 | 0 | 0 | 0 | 0 | 0 | 0 | 0 | 0 | 0 | 0 | 0 | 0 | 0 | 0 | 0 | 0 | 0 | 0 | 0 | 0 | 0
F2_Commercial_School_New_Space Heating_Natural Gas_Boiler_E10 | F2 | Commercial | School | New | Space Heating | Natural Gas | Boiler | E10 | RVT - Cost of Operation | 0 | 0 | 0 | 0 | 0 | 0 | 0 | 0 | 0 | 0 | 0 | 0 | 0 | 0 | 0 | 0 | 0 | 0 | 0 | 0 | 0 | 0 | 0 | 0 | 0 | 0 | 0
F3_Commercial_School_New_Space Heating_Natural Gas_Boiler_E1 | F3 | Commercial | School | New | Space Heating | Natural Gas | Boiler | E1 | System - kBTUs of Consumption | 20.0182 | 20.0718 | 20.0687 | 20.0687 | 20.0687 | 20.0687 | 20.0687 | 20.0687 | 20.0687 | 20.0687 | 20.0687 | 20.0687 | 20.0687 | 20.0687 | 20.0687 | 20.0687 | 20.0687 | 20.0687 | 20.0687 | 20.0687 | 20.0687 | 20.0687 | 20.0687 | 20.0687 | 20.0687 | 20.0687 | 20.0687
F3_Commercial_School_New_Space Heating_Natural Gas_Boiler_E2 | F3 | Commercial | School | New | Space Heating | Natural Gas | Boiler | E2 | System - kBTUs of Consumption | 18.8406 | 18.8911 | 18.8882 | 18.8882 | 18.8882 | 18.8882 | 18.8882 | 18.8882 | 18.8882 | 18.8882 | 18.8882 | 18.8882 | 18.8882 | 18.8882 | 18.8882 | 18.8882 | 18.8882 | 18.8882 | 18.8882 | 18.8882 | 18.8882 | 18.8882 | 18.8882 | 18.8882 | 18.8882 | 18.8882 | 18.8882
F3_Commercial_School_New_Space Heating_Natural Gas_Boiler_E3 | F3 | Commercial | School | New | Space Heating | Natural Gas | Boiler | E3 | System - kBTUs of Consumption | 16.5098 | 16.5541 | 16.5515 | 16.5515 | 16.5515 | 16.5515 | 16.5515 | 16.5515 | 16.5515 | 16.5515 | 16.5515 | 16.5515 | 16.5515 | 16.5515 | 16.5515 | 16.5515 | 16.5515 | 16.5515 | 16.5515 | 16.5515 | 16.5515 | 16.5515 | 16.5515 | 16.5515 | 16.5515 | 16.5515 | 16.5515
F3_Commercial_School_New_Space Heating_Natural Gas_Boiler_E4 | F3 | Commercial | School | New | Space Heating | Natural Gas | Boiler | E4 | System - kBTUs of Consumption | 11.4197 | 11.4708 | 11.4678 | 11.4678 | 11.4678 | 11.4678 | 11.4678 | 11.4678 | 11.4678 | 11.4678 | 11.4678 | 11.4678 | 11.4678 | 11.4678 | 11.4678 | 11.4678 | 11.4678 | 11.4678 | 11.4678 | 11.4678 | 11.4678 | 11.4678 | 11.4678 | 11.4678 | 11.4678 | 11.4678 | 11.4678
F3_Commercial_School_New_Space Heating_Natural Gas_Boiler_E5 | F3 | Commercial | School | New | Space Heating | Natural Gas | Boiler | E5 | System - kBTUs of Consumption | 0 | 0 | 0 | 0 | 0 | 0 | 0 | 0 | 0 | 0 | 0 | 0 | 0 | 0 | 0 | 0 | 0 | 0 | 0 | 0 | 0 | 0 | 0 | 0 | 0 | 0 | 0
F3_Commercial_School_New_Space Heating_Natural Gas_Boiler_E6 | F3 | Commercial | School | New | Space Heating | Natural Gas | Boiler | E6 | System - kBTUs of Consumption | 0 | 0 | 0 | 0 | 0 | 0 | 0 | 0 | 0 | 0 | 0 | 0 | 0 | 0 | 0 | 0 | 0 | 0 | 0 | 0 | 0 | 0 | 0 | 0 | 0 | 0 | 0
F3_Commercial_School_New_Space Heating_Natural Gas_Boiler_E7 | F3 | Commercial | School | New | Space Heating | Natural Gas | Boiler | E7 | System - kBTUs of Consumption | 0 | 0 | 0 | 0 | 0 | 0 | 0 | 0 | 0 | 0 | 0 | 0 | 0 | 0 | 0 | 0 | 0 | 0 | 0 | 0 | 0 | 0 | 0 | 0 | 0 | 0 | 0
F3_Commercial_School_New_Space Heating_Natural Gas_Boiler_E8 | F3 | Commercial | School | New | Space Heating | Natural Gas | Boiler | E8 | System - kBTUs of Consumption | 0 | 0 | 0 | 0 | 0 | 0 | 0 | 0 | 0 | 0 | 0 | 0 | 0 | 0 | 0 | 0 | 0 | 0 | 0 | 0 | 0 | 0 | 0 | 0 | 0 | 0 | 0
F3_Commercial_School_New_Space Heating_Natural Gas_Boiler_E9 | F3 | Commercial | School | New | Space Heating | Natural Gas | Boiler | E9 | System - kBTUs of Consumption | 0 | 0 | 0 | 0 | 0 | 0 | 0 | 0 | 0 | 0 | 0 | 0 | 0 | 0 | 0 | 0 | 0 | 0 | 0 | 0 | 0 | 0 | 0 | 0 | 0 | 0 | 0
F3_Commercial_School_New_Space Heating_Natural Gas_Boiler_E10 | F3 | Commercial | School | New | Space Heating | Natural Gas | Boiler | E10 | System - kBTUs of Consumption | 0 | 0 | 0 | 0 | 0 | 0 | 0 | 0 | 0 | 0 | 0 | 0 | 0 | 0 | 0 | 0 | 0 | 0 | 0 | 0 | 0 | 0 | 0 | 0 | 0 | 0 | 0
F4_Commercial_School_New_Space Heating_Natural Gas_Boiler_E1 | F4 | Commercial | School | New | Space Heating | Natural Gas | Boiler | E1 | Utility - Cost of Equipment | 0.31782 | 0.31782 | 0.31782 | 0.31782 | 0.31782 | 0.31782 | 0.31782 | 0.31782 | 0.31782 | 0.31782 | 0.31782 | 0.31782 | 0.31782 | 0.31782 | 0.31782 | 0.31782 | 0.31782 | 0.31782 | 0.31782 | 0.31782 | 0.31782 | 0.31782 | 0.31782 | 0.31782 | 0.31782 | 0.31782 | 0.31782
F4_Commercial_School_New_Space Heating_Natural Gas_Boiler_E2 | F4 | Commercial | School | New | Space Heating | Natural Gas | Boiler | E2 | Utility - Cost of Equipment | 0.36158 | 0.36158 | 0.36158 | 0.36158 | 0.36158 | 0.36158 | 0.36158 | 0.36158 | 0.36158 | 0.36158 | 0.36158 | 0.36158 | 0.36158 | 0.36158 | 0.36158 | 0.36158 | 0.36158 | 0.36158 | 0.36158 | 0.36158 | 0.36158 | 0.36158 | 0.36158 | 0.36158 | 0.36158 | 0.36158 | 0.36158
F4_Commercial_School_New_Space Heating_Natural Gas_Boiler_E3 | F4 | Commercial | School | New | Space Heating | Natural Gas | Boiler | E3 | Utility - Cost of Equipment | 0.44948 | 0.44948 | 0.44948 | 0.44948 | 0.44948 | 0.44948 | 0.44948 | 0.44948 | 0.44948 | 0.44948 | 0.44948 | 0.44948 | 0.44948 | 0.44948 | 0.44948 | 0.44948 | 0.44948 | 0.44948 | 0.44948 | 0.44948 | 0.44948 | 0.44948 | 0.44948 | 0.44948 | 0.44948 | 0.44948 | 0.44948
F4_Commercial_School_New_Space Heating_Natural Gas_Boiler_E4 | F4 | Commercial | School | New | Space Heating | Natural Gas | Boiler | E4 | Utility - Cost of Equipment | 1.6764 | 1.6764 | 1.6764 | 1.6764 | 1.6764 | 1.6764 | 1.6764 | 1.6764 | 1.6764 | 1.6764 | 1.6764 | 1.6764 | 1.6764 | 1.6764 | 1.6764 | 1.6764 | 1.6764 | 1.6764 | 1.6764 | 1.6764 | 1.6764 | 1.6764 | 1.6764 | 1.6764 | 1.6764 | 1.6764 | 1.6764
F4_Commercial_School_New_Space Heating_Natural Gas_Boiler_E5 | F4 | Commercial | School | New | Space Heating | Natural Gas | Boiler | E5 | Utility - Cost of Equipment | 0 | 0 | 0 | 0 | 0 | 0 | 0 | 0 | 0 | 0 | 0 | 0 | 0 | 0 | 0 | 0 | 0 | 0 | 0 | 0 | 0 | 0 | 0 | 0 | 0 | 0 | 0
F4_Commercial_School_New_Space Heating_Natural Gas_Boiler_E6 | F4 | Commercial | School | New | Space Heating | Natural Gas | Boiler | E6 | Utility - Cost of Equipment | 0 | 0 | 0 | 0 | 0 | 0 | 0 | 0 | 0 | 0 | 0 | 0 | 0 | 0 | 0 | 0 | 0 | 0 | 0 | 0 | 0 | 0 | 0 | 0 | 0 | 0 | 0
F4_Commercial_School_New_Space Heating_Natural Gas_Boiler_E7 | F4 | Commercial | School | New | Space Heating | Natural Gas | Boiler | E7 | Utility - Cost of Equipment | 0 | 0 | 0 | 0 | 0 | 0 | 0 | 0 | 0 | 0 | 0 | 0 | 0 | 0 | 0 | 0 | 0 | 0 | 0 | 0 | 0 | 0 | 0 | 0 | 0 | 0 | 0
F4_Commercial_School_New_Space Heating_Natural Gas_Boiler_E8 | F4 | Commercial | School | New | Space Heating | Natural Gas | Boiler | E8 | Utility - Cost of Equipment | 0 | 0 | 0 | 0 | 0 | 0 | 0 | 0 | 0 | 0 | 0 | 0 | 0 | 0 | 0 | 0 | 0 | 0 | 0 | 0 | 0 | 0 | 0 | 0 | 0 | 0 | 0
F4_Commercial_School_New_Space Heating_Natural Gas_Boiler_E9 | F4 | Commercial | School | New | Space Heating | Natural Gas | Boiler | E9 | Utility - Cost of Equipment | 0 | 0 | 0 | 0 | 0 | 0 | 0 | 0 | 0 | 0 | 0 | 0 | 0 | 0 | 0 | 0 | 0 | 0 | 0 | 0 | 0 | 0 | 0 | 0 | 0 | 0 | 0
F4_Commercial_School_New_Space Heating_Natural Gas_Boiler_E10 | F4 | Commercial | School | New | Space Heating | Natural Gas | Boiler | E10 | Utility - Cost of Equipment | 0 | 0 | 0 | 0 | 0 | 0 | 0 | 0 | 0 | 0 | 0 | 0 | 0 | 0 | 0 | 0 | 0 | 0 | 0 | 0 | 0 | 0 | 0 | 0 | 0 | 0 | 0
F5_Commercial_School_New_Space Heating_Natural Gas_Boiler_E1 | F5 | Commercial | School | New | Space Heating | Natural Gas | Boiler | E1 | Utility - Cost of Operation | 0.29163 | 0.28964 | 0.2853 | 0.28061 | 0.27901 | 0.27853 | 0.27892 | 0.27962 | 0.28022 | 0.28054 | 0.28055 | 0.28024 | 0.27949 | 0.27811 | 0.27609 | 0.27356 | 0.27029 | 0.26641 | 0.26179 | 0.25626 | 0.24967 | 0.24218 | 0.236 | 0.23214 | 0.23071 | 0.23184 | 0.23298
F5_Commercial_School_New_Space Heating_Natural Gas_Boiler_E2 | F5 | Commercial | School | New | Space Heating | Natural Gas | Boiler | E2 | Utility - Cost of Operation | 0.27448 | 0.2726 | 0.26852 | 0.26411 | 0.2626 | 0.26214 | 0.26251 | 0.26317 | 0.26374 | 0.26404 | 0.26405 | 0.26375 | 0.26305 | 0.26175 | 0.25985 | 0.25747 | 0.25439 | 0.25074 | 0.24639 | 0.24118 | 0.23499 | 0.22794 | 0.22212 | 0.21849 | 0.21714 | 0.21821 | 0.21928
F5_Commercial_School_New_Space Heating_Natural Gas_Boiler_E3 | F5 | Commercial | School | New | Space Heating | Natural Gas | Boiler | E3 | Utility - Cost of Operation | 0.24052 | 0.23888 | 0.2353 | 0.23143 | 0.23011 | 0.22971 | 0.23004 | 0.23061 | 0.23111 | 0.23137 | 0.23139 | 0.23112 | 0.23051 | 0.22937 | 0.22771 | 0.22562 | 0.22292 | 0.21972 | 0.21591 | 0.21135 | 0.20591 | 0.19974 | 0.19464 | 0.19146 | 0.19028 | 0.19121 | 0.19215
F5_Commercial_School_New_Space Heating_Natural Gas_Boiler_E4 | F5 | Commercial | School | New | Space Heating | Natural Gas | Boiler | E4 | Utility - Cost of Operation | 0.16454 | 0.16365 | 0.16133 | 0.15898 | 0.15903 | 0.15993 | 0.16144 | 0.16311 | 0.16462 | 0.16579 | 0.16658 | 0.16691 | 0.16667 | 0.16572 | 0.16414 | 0.1621 | 0.15951 | 0.15648 | 0.1529 | 0.14866 | 0.14364 | 0.13796 | 0.13324 | 0.13021 | 0.12897 | 0.1296 | 0.13024
F5_Commercial_School_New_Space Heating_Natural Gas_Boiler_E5 | F5 | Commercial | School | New | Space Heating | Natural Gas | Boiler | E5 | Utility - Cost of Operation | 0 | 0 | 0 | 0 | 0 | 0 | 0 | 0 | 0 | 0 | 0 | 0 | 0 | 0 | 0 | 0 | 0 | 0 | 0 | 0 | 0 | 0 | 0 | 0 | 0 | 0 | 0
F5_Commercial_School_New_Space Heating_Natural Gas_Boiler_E6 | F5 | Commercial | School | New | Space Heating | Natural Gas | Boiler | E6 | Utility - Cost of Operation | 0 | 0 | 0 | 0 | 0 | 0 | 0 | 0 | 0 | 0 | 0 | 0 | 0 | 0 | 0 | 0 | 0 | 0 | 0 | 0 | 0 | 0 | 0 | 0 | 0 | 0 | 0
F5_Commercial_School_New_Space Heating_Natural Gas_Boiler_E7 | F5 | Commercial | School | New | Space Heating | Natural Gas | Boiler | E7 | Utility - Cost of Operation | 0 | 0 | 0 | 0 | 0 | 0 | 0 | 0 | 0 | 0 | 0 | 0 | 0 | 0 | 0 | 0 | 0 | 0 | 0 | 0 | 0 | 0 | 0 | 0 | 0 | 0 | 0
F5_Commercial_School_New_Space Heating_Natural Gas_Boiler_E8 | F5 | Commercial | School | New | Space Heating | Natural Gas | Boiler | E8 | Utility - Cost of Operation | 0 | 0 | 0 | 0 | 0 | 0 | 0 | 0 | 0 | 0 | 0 | 0 | 0 | 0 | 0 | 0 | 0 | 0 | 0 | 0 | 0 | 0 | 0 | 0 | 0 | 0 | 0
F5_Commercial_School_New_Space Heating_Natural Gas_Boiler_E9 | F5 | Commercial | School | New | Space Heating | Natural Gas | Boiler | E9 | Utility - Cost of Operation | 0 | 0 | 0 | 0 | 0 | 0 | 0 | 0 | 0 | 0 | 0 | 0 | 0 | 0 | 0 | 0 | 0 | 0 | 0 | 0 | 0 | 0 | 0 | 0 | 0 | 0 | 0
F5_Commercial_School_New_Space Heating_Natural Gas_Boiler_E10 | F5 | Commercial | School | New | Space Heating | Natural Gas | Boiler | E10 | Utility - Cost of Operation | 0 | 0 | 0 | 0 | 0 | 0 | 0 | 0 | 0 | 0 | 0 | 0 | 0 | 0 | 0 | 0 | 0 | 0 | 0 | 0 | 0 | 0 | 0 | 0 | 0 | 0 | 0
F6_Commercial_School_New_Space Heating_Natural Gas_Boiler_E1 | F6 | Commercial | School | New | Space Heating | Natural Gas | Boiler | E1 | Utility - Value of Sales | 0 | 0 | 0 | 0 | 0 | 0 | 0 | 0 | 0 | 0 | 0 | 0 | 0 | 0 | 0 | 0 | 0 | 0 | 0 | 0 | 0 | 0 | 0 | 0 | 0 | 0 | 0
F6_Commercial_School_New_Space Heating_Natural Gas_Boiler_E2 | F6 | Commercial | School | New | Space Heating | Natural Gas | Boiler | E2 | Utility - Value of Sales | 0 | 0 | 0 | 0 | 0 | 0 | 0 | 0 | 0 | 0 | 0 | 0 | 0 | 0 | 0 | 0 | 0 | 0 | 0 | 0 | 0 | 0 | 0 | 0 | 0 | 0 | 0
F6_Commercial_School_New_Space Heating_Natural Gas_Boiler_E3 | F6 | Commercial | School | New | Space Heating | Natural Gas | Boiler | E3 | Utility - Value of Sales | 0 | 0 | 0 | 0 | 0 | 0 | 0 | 0 | 0 | 0 | 0 | 0 | 0 | 0 | 0 | 0 | 0 | 0 | 0 | 0 | 0 | 0 | 0 | 0 | 0 | 0 | 0
F6_Commercial_School_New_Space Heating_Natural Gas_Boiler_E4 | F6 | Commercial | School | New | Space Heating | Natural Gas | Boiler | E4 | Utility - Value of Sales | 0 | 0 | 0 | 0 | 0 | 0 | 0 | 0 | 0 | 0 | 0 | 0 | 0 | 0 | 0 | 0 | 0 | 0 | 0 | 0 | 0 | 0 | 0 | 0 | 0 | 0 | 0
F6_Commercial_School_New_Space Heating_Natural Gas_Boiler_E5 | F6 | Commercial | School | New | Space Heating | Natural Gas | Boiler | E5 | Utility - Value of Sales | 0 | 0 | 0 | 0 | 0 | 0 | 0 | 0 | 0 | 0 | 0 | 0 | 0 | 0 | 0 | 0 | 0 | 0 | 0 | 0 | 0 | 0 | 0 | 0 | 0 | 0 | 0
F6_Commercial_School_New_Space Heating_Natural Gas_Boiler_E6 | F6 | Commercial | School | New | Space Heating | Natural Gas | Boiler | E6 | Utility - Value of Sales | 0 | 0 | 0 | 0 | 0 | 0 | 0 | 0 | 0 | 0 | 0 | 0 | 0 | 0 | 0 | 0 | 0 | 0 | 0 | 0 | 0 | 0 | 0 | 0 | 0 | 0 | 0
F6_Commercial_School_New_Space Heating_Natural Gas_Boiler_E7 | F6 | Commercial | School | New | Space Heating | Natural Gas | Boiler | E7 | Utility - Value of Sales | 0 | 0 | 0 | 0 | 0 | 0 | 0 | 0 | 0 | 0 | 0 | 0 | 0 | 0 | 0 | 0 | 0 | 0 | 0 | 0 | 0 | 0 | 0 | 0 | 0 | 0 | 0
F6_Commercial_School_New_Space Heating_Natural Gas_Boiler_E8 | F6 | Commercial | School | New | Space Heating | Natural Gas | Boiler | E8 | Utility - Value of Sales | 0 | 0 | 0 | 0 | 0 | 0 | 0 | 0 | 0 | 0 | 0 | 0 | 0 | 0 | 0 | 0 | 0 | 0 | 0 | 0 | 0 | 0 | 0 | 0 | 0 | 0 | 0
F6_Commercial_School_New_Space Heating_Natural Gas_Boiler_E9 | F6 | Commercial | School | New | Space Heating | Natural Gas | Boiler | E9 | Utility - Value of Sales | 0 | 0 | 0 | 0 | 0 | 0 | 0 | 0 | 0 | 0 | 0 | 0 | 0 | 0 | 0 | 0 | 0 | 0 | 0 | 0 | 0 | 0 | 0 | 0 | 0 | 0 | 0
F6_Commercial_School_New_Space Heating_Natural Gas_Boiler_E10 | F6 | Commercial | School | New | Space Heating | Natural Gas | Boiler | E10 | Utility - Value of Sales | 0 | 0 | 0 | 0 | 0 | 0 | 0 | 0 | 0 | 0 | 0 | 0 | 0 | 0 | 0 | 0 | 0 | 0 | 0 | 0 | 0 | 0 | 0 | 0 | 0 | 0 | 0
F1_Commercial_School_New_Space Heating_Natural Gas_Unit Heater_E1 | F1 | Commercial | School | New | Space Heating | Natural Gas | Unit Heater | E1 | RVT - Cost of Equipment | 0.002201 | 0.002201 | 0.002201 | 0.002201 | 0.002201 | 0.002201 | 0.002201 | 0.002201 | 0.002201 | 0.002201 | 0.002201 | 0.002201 | 0.002201 | 0.002201 | 0.002201 | 0.002201 | 0.002201 | 0.002201 | 0.002201 | 0.002201 | 0.002201 | 0.002201 | 0.002201 | 0.002201 | 0.002201 | 0.002201 | 0.002201
F1_Commercial_School_New_Space Heating_Natural Gas_Unit Heater_E2 | F1 | Commercial | School | New | Space Heating | Natural Gas | Unit Heater | E2 | RVT - Cost of Equipment | 0.0026245 | 0.0026245 | 0.0026245 | 0.0026245 | 0.0026245 | 0.0026245 | 0.0026245 | 0.0026245 | 0.0026245 | 0.0026245 | 0.0026245 | 0.0026245 | 0.0026245 | 0.0026245 | 0.0026245 | 0.0026245 | 0.0026245 | 0.0026245 | 0.0026245 | 0.0026245 | 0.0026245 | 0.0026245 | 0.0026245 | 0.0026245 | 0.0026245 | 0.0026245 | 0.0026245
F1_Commercial_School_New_Space Heating_Natural Gas_Unit Heater_E3 | F1 | Commercial | School | New | Space Heating | Natural Gas | Unit Heater | E3 | RVT - Cost of Equipment | 0.0028771 | 0.0028771 | 0.0028771 | 0.0028771 | 0.0028771 | 0.0028771 | 0.0028771 | 0.0028771 | 0.0028771 | 0.0028771 | 0.0028771 | 0.0028771 | 0.0028771 | 0.0028771 | 0.0028771 | 0.0028771 | 0.0028771 | 0.0028771 | 0.0028771 | 0.0028771 | 0.0028771 | 0.0028771 | 0.0028771 | 0.0028771 | 0.0028771 | 0.0028771 | 0.0028771
F1_Commercial_School_New_Space Heating_Natural Gas_Unit Heater_E4 | F1 | Commercial | School | New | Space Heating | Natural Gas | Unit Heater | E4 | RVT - Cost of Equipment | 0 | 0 | 0 | 0 | 0 | 0 | 0 | 0 | 0 | 0 | 0 | 0 | 0 | 0 | 0 | 0 | 0 | 0 | 0 | 0 | 0 | 0 | 0 | 0 | 0 | 0 | 0
F1_Commercial_School_New_Space Heating_Natural Gas_Unit Heater_E5 | F1 | Commercial | School | New | Space Heating | Natural Gas | Unit Heater | E5 | RVT - Cost of Equipment | 0 | 0 | 0 | 0 | 0 | 0 | 0 | 0 | 0 | 0 | 0 | 0 | 0 | 0 | 0 | 0 | 0 | 0 | 0 | 0 | 0 | 0 | 0 | 0 | 0 | 0 | 0
F1_Commercial_School_New_Space Heating_Natural Gas_Unit Heater_E6 | F1 | Commercial | School | New | Space Heating | Natural Gas | Unit Heater | E6 | RVT - Cost of Equipment | 0 | 0 | 0 | 0 | 0 | 0 | 0 | 0 | 0 | 0 | 0 | 0 | 0 | 0 | 0 | 0 | 0 | 0 | 0 | 0 | 0 | 0 | 0 | 0 | 0 | 0 | 0
F1_Commercial_School_New_Space Heating_Natural Gas_Unit Heater_E7 | F1 | Commercial | School | New | Space Heating | Natural Gas | Unit Heater | E7 | RVT - Cost of Equipment | 0 | 0 | 0 | 0 | 0 | 0 | 0 | 0 | 0 | 0 | 0 | 0 | 0 | 0 | 0 | 0 | 0 | 0 | 0 | 0 | 0 | 0 | 0 | 0 | 0 | 0 | 0
F1_Commercial_School_New_Space Heating_Natural Gas_Unit Heater_E8 | F1 | Commercial | School | New | Space Heating | Natural Gas | Unit Heater | E8 | RVT - Cost of Equipment | 0 | 0 | 0 | 0 | 0 | 0 | 0 | 0 | 0 | 0 | 0 | 0 | 0 | 0 | 0 | 0 | 0 | 0 | 0 | 0 | 0 | 0 | 0 | 0 | 0 | 0 | 0
F1_Commercial_School_New_Space Heating_Natural Gas_Unit Heater_E9 | F1 | Commercial | School | New | Space Heating | Natural Gas | Unit Heater | E9 | RVT - Cost of Equipment | 0 | 0 | 0 | 0 | 0 | 0 | 0 | 0 | 0 | 0 | 0 | 0 | 0 | 0 | 0 | 0 | 0 | 0 | 0 | 0 | 0 | 0 | 0 | 0 | 0 | 0 | 0
F1_Commercial_School_New_Space Heating_Natural Gas_Unit Heater_E10 | F1 | Commercial | School | New | Space Heating | Natural Gas | Unit Heater | E10 | RVT - Cost of Equipment | 0 | 0 | 0 | 0 | 0 | 0 | 0 | 0 | 0 | 0 | 0 | 0 | 0 | 0 | 0 | 0 | 0 | 0 | 0 | 0 | 0 | 0 | 0 | 0 | 0 | 0 | 0
F2_Commercial_School_New_Space Heating_Natural Gas_Unit Heater_E1 | F2 | Commercial | School | New | Space Heating | Natural Gas | Unit Heater | E1 | RVT - Cost of Operation | 0 | 0 | 0 | 0 | 0 | 0 | 0 | 0 | 0 | 0 | 0 | 0 | 0 | 0 | 0 | 0 | 0 | 0 | 0 | 0 | 0 | 0 | 0 | 0 | 0 | 0 | 0
F2_Commercial_School_New_Space Heating_Natural Gas_Unit Heater_E2 | F2 | Commercial | School | New | Space Heating | Natural Gas | Unit Heater | E2 | RVT - Cost of Operation | 0 | 0 | 0 | 0 | 0 | 0 | 0 | 0 | 0 | 0 | 0 | 0 | 0 | 0 | 0 | 0 | 0 | 0 | 0 | 0 | 0 | 0 | 0 | 0 | 0 | 0 | 0
F2_Commercial_School_New_Space Heating_Natural Gas_Unit Heater_E3 | F2 | Commercial | School | New | Space Heating | Natural Gas | Unit Heater | E3 | RVT - Cost of Operation | 0 | 0 | 0 | 0 | 0 | 0 | 0 | 0 | 0 | 0 | 0 | 0 | 0 | 0 | 0 | 0 | 0 | 0 | 0 | 0 | 0 | 0 | 0 | 0 | 0 | 0 | 0
F2_Commercial_School_New_Space Heating_Natural Gas_Unit Heater_E4 | F2 | Commercial | School | New | Space Heating | Natural Gas | Unit Heater | E4 | RVT - Cost of Operation | 0 | 0 | 0 | 0 | 0 | 0 | 0 | 0 | 0 | 0 | 0 | 0 | 0 | 0 | 0 | 0 | 0 | 0 | 0 | 0 | 0 | 0 | 0 | 0 | 0 | 0 | 0
F2_Commercial_School_New_Space Heating_Natural Gas_Unit Heater_E5 | F2 | Commercial | School | New | Space Heating | Natural Gas | Unit Heater | E5 | RVT - Cost of Operation | 0 | 0 | 0 | 0 | 0 | 0 | 0 | 0 | 0 | 0 | 0 | 0 | 0 | 0 | 0 | 0 | 0 | 0 | 0 | 0 | 0 | 0 | 0 | 0 | 0 | 0 | 0
F2_Commercial_School_New_Space Heating_Natural Gas_Unit Heater_E6 | F2 | Commercial | School | New | Space Heating | Natural Gas | Unit Heater | E6 | RVT - Cost of Operation | 0 | 0 | 0 | 0 | 0 | 0 | 0 | 0 | 0 | 0 | 0 | 0 | 0 | 0 | 0 | 0 | 0 | 0 | 0 | 0 | 0 | 0 | 0 | 0 | 0 | 0 | 0
F2_Commercial_School_New_Space Heating_Natural Gas_Unit Heater_E7 | F2 | Commercial | School | New | Space Heating | Natural Gas | Unit Heater | E7 | RVT - Cost of Operation | 0 | 0 | 0 | 0 | 0 | 0 | 0 | 0 | 0 | 0 | 0 | 0 | 0 | 0 | 0 | 0 | 0 | 0 | 0 | 0 | 0 | 0 | 0 | 0 | 0 | 0 | 0
F2_Commercial_School_New_Space Heating_Natural Gas_Unit Heater_E8 | F2 | Commercial | School | New | Space Heating | Natural Gas | Unit Heater | E8 | RVT - Cost of Operation | 0 | 0 | 0 | 0 | 0 | 0 | 0 | 0 | 0 | 0 | 0 | 0 | 0 | 0 | 0 | 0 | 0 | 0 | 0 | 0 | 0 | 0 | 0 | 0 | 0 | 0 | 0
F2_Commercial_School_New_Space Heating_Natural Gas_Unit Heater_E9 | F2 | Commercial | School | New | Space Heating | Natural Gas | Unit Heater | E9 | RVT - Cost of Operation | 0 | 0 | 0 | 0 | 0 | 0 | 0 | 0 | 0 | 0 | 0 | 0 | 0 | 0 | 0 | 0 | 0 | 0 | 0 | 0 | 0 | 0 | 0 | 0 | 0 | 0 | 0
F2_Commercial_School_New_Space Heating_Natural Gas_Unit Heater_E10 | F2 | Commercial | School | New | Space Heating | Natural Gas | Unit Heater | E10 | RVT - Cost of Operation | 0 | 0 | 0 | 0 | 0 | 0 | 0 | 0 | 0 | 0 | 0 | 0 | 0 | 0 | 0 | 0 | 0 | 0 | 0 | 0 | 0 | 0 | 0 | 0 | 0 | 0 | 0
F3_Commercial_School_New_Space Heating_Natural Gas_Unit Heater_E1 | F3 | Commercial | School | New | Space Heating | Natural Gas | Unit Heater | E1 | System - kBTUs of Consumption | 4.749 | 4.765 | 4.764 | 4.764 | 4.764 | 4.764 | 4.764 | 4.764 | 4.764 | 4.764 | 4.764 | 4.764 | 4.764 | 4.764 | 4.764 | 4.764 | 4.764 | 4.764 | 4.764 | 4.764 | 4.764 | 4.764 | 4.764 | 4.764 | 4.764 | 4.764 | 4.764
F3_Commercial_School_New_Space Heating_Natural Gas_Unit Heater_E2 | F3 | Commercial | School | New | Space Heating | Natural Gas | Unit Heater | E2 | System - kBTUs of Consumption | 4.2239 | 4.2381 | 4.2373 | 4.2373 | 4.2373 | 4.2373 | 4.2373 | 4.2373 | 4.2373 | 4.2373 | 4.2373 | 4.2373 | 4.2373 | 4.2373 | 4.2373 | 4.2373 | 4.2373 | 4.2373 | 4.2373 | 4.2373 | 4.2373 | 4.2373 | 4.2373 | 4.2373 | 4.2373 | 4.2373 | 4.2373
F3_Commercial_School_New_Space Heating_Natural Gas_Unit Heater_E3 | F3 | Commercial | School | New | Space Heating | Natural Gas | Unit Heater | E3 | System - kBTUs of Consumption | 4.1967 | 4.2154 | 4.2143 | 4.2143 | 4.2143 | 4.2143 | 4.2143 | 4.2143 | 4.2143 | 4.2143 | 4.2143 | 4.2143 | 4.2143 | 4.2143 | 4.2143 | 4.2143 | 4.2143 | 4.2143 | 4.2143 | 4.2143 | 4.2143 | 4.2143 | 4.2143 | 4.2143 | 4.2143 | 4.2143 | 4.2143
F3_Commercial_School_New_Space Heating_Natural Gas_Unit Heater_E4 | F3 | Commercial | School | New | Space Heating | Natural Gas | Unit Heater | E4 | System - kBTUs of Consumption | 0 | 0 | 0 | 0 | 0 | 0 | 0 | 0 | 0 | 0 | 0 | 0 | 0 | 0 | 0 | 0 | 0 | 0 | 0 | 0 | 0 | 0 | 0 | 0 | 0 | 0 | 0
F3_Commercial_School_New_Space Heating_Natural Gas_Unit Heater_E5 | F3 | Commercial | School | New | Space Heating | Natural Gas | Unit Heater | E5 | System - kBTUs of Consumption | 0 | 0 | 0 | 0 | 0 | 0 | 0 | 0 | 0 | 0 | 0 | 0 | 0 | 0 | 0 | 0 | 0 | 0 | 0 | 0 | 0 | 0 | 0 | 0 | 0 | 0 | 0
F3_Commercial_School_New_Space Heating_Natural Gas_Unit Heater_E6 | F3 | Commercial | School | New | Space Heating | Natural Gas | Unit Heater | E6 | System - kBTUs of Consumption | 0 | 0 | 0 | 0 | 0 | 0 | 0 | 0 | 0 | 0 | 0 | 0 | 0 | 0 | 0 | 0 | 0 | 0 | 0 | 0 | 0 | 0 | 0 | 0 | 0 | 0 | 0
F3_Commercial_School_New_Space Heating_Natural Gas_Unit Heater_E7 | F3 | Commercial | School | New | Space Heating | Natural Gas | Unit Heater | E7 | System - kBTUs of Consumption | 0 | 0 | 0 | 0 | 0 | 0 | 0 | 0 | 0 | 0 | 0 | 0 | 0 | 0 | 0 | 0 | 0 | 0 | 0 | 0 | 0 | 0 | 0 | 0 | 0 | 0 | 0
F3_Commercial_School_New_Space Heating_Natural Gas_Unit Heater_E8 | F3 | Commercial | School | New | Space Heating | Natural Gas | Unit Heater | E8 | System - kBTUs of Consumption | 0 | 0 | 0 | 0 | 0 | 0 | 0 | 0 | 0 | 0 | 0 | 0 | 0 | 0 | 0 | 0 | 0 | 0 | 0 | 0 | 0 | 0 | 0 | 0 | 0 | 0 | 0
F3_Commercial_School_New_Space Heating_Natural Gas_Unit Heater_E9 | F3 | Commercial | School | New | Space Heating | Natural Gas | Unit Heater | E9 | System - kBTUs of Consumption | 0 | 0 | 0 | 0 | 0 | 0 | 0 | 0 | 0 | 0 | 0 | 0 | 0 | 0 | 0 | 0 | 0 | 0 | 0 | 0 | 0 | 0 | 0 | 0 | 0 | 0 | 0
F3_Commercial_School_New_Space Heating_Natural Gas_Unit Heater_E10 | F3 | Commercial | School | New | Space Heating | Natural Gas | Unit Heater | E10 | System - kBTUs of Consumption | 0 | 0 | 0 | 0 | 0 | 0 | 0 | 0 | 0 | 0 | 0 | 0 | 0 | 0 | 0 | 0 | 0 | 0 | 0 | 0 | 0 | 0 | 0 | 0 | 0 | 0 | 0
F4_Commercial_School_New_Space Heating_Natural Gas_Unit Heater_E1 | F4 | Commercial | School | New | Space Heating | Natural Gas | Unit Heater | E1 | Utility - Cost of Equipment | 0.002201 | 0.002201 | 0.002201 | 0.002201 | 0.002201 | 0.002201 | 0.002201 | 0.002201 | 0.002201 | 0.002201 | 0.002201 | 0.002201 | 0.002201 | 0.002201 | 0.002201 | 0.002201 | 0.002201 | 0.002201 | 0.002201 | 0.002201 | 0.002201 | 0.002201 | 0.002201 | 0.002201 | 0.002201 | 0.002201 | 0.002201
F4_Commercial_School_New_Space Heating_Natural Gas_Unit Heater_E2 | F4 | Commercial | School | New | Space Heating | Natural Gas | Unit Heater | E2 | Utility - Cost of Equipment | 0.0026245 | 0.0026245 | 0.0026245 | 0.0026245 | 0.0026245 | 0.0026245 | 0.0026245 | 0.0026245 | 0.0026245 | 0.0026245 | 0.0026245 | 0.0026245 | 0.0026245 | 0.0026245 | 0.0026245 | 0.0026245 | 0.0026245 | 0.0026245 | 0.0026245 | 0.0026245 | 0.0026245 | 0.0026245 | 0.0026245 | 0.0026245 | 0.0026245 | 0.0026245 | 0.0026245
F4_Commercial_School_New_Space Heating_Natural Gas_Unit Heater_E3 | F4 | Commercial | School | New | Space Heating | Natural Gas | Unit Heater | E3 | Utility - Cost of Equipment | 0.0028771 | 0.0028771 | 0.0028771 | 0.0028771 | 0.0028771 | 0.0028771 | 0.0028771 | 0.0028771 | 0.0028771 | 0.0028771 | 0.0028771 | 0.0028771 | 0.0028771 | 0.0028771 | 0.0028771 | 0.0028771 | 0.0028771 | 0.0028771 | 0.0028771 | 0.0028771 | 0.0028771 | 0.0028771 | 0.0028771 | 0.0028771 | 0.0028771 | 0.0028771 | 0.0028771
F4_Commercial_School_New_Space Heating_Natural Gas_Unit Heater_E4 | F4 | Commercial | School | New | Space Heating | Natural Gas | Unit Heater | E4 | Utility - Cost of Equipment | 0 | 0 | 0 | 0 | 0 | 0 | 0 | 0 | 0 | 0 | 0 | 0 | 0 | 0 | 0 | 0 | 0 | 0 | 0 | 0 | 0 | 0 | 0 | 0 | 0 | 0 | 0
F4_Commercial_School_New_Space Heating_Natural Gas_Unit Heater_E5 | F4 | Commercial | School | New | Space Heating | Natural Gas | Unit Heater | E5 | Utility - Cost of Equipment | 0 | 0 | 0 | 0 | 0 | 0 | 0 | 0 | 0 | 0 | 0 | 0 | 0 | 0 | 0 | 0 | 0 | 0 | 0 | 0 | 0 | 0 | 0 | 0 | 0 | 0 | 0
F4_Commercial_School_New_Space Heating_Natural Gas_Unit Heater_E6 | F4 | Commercial | School | New | Space Heating | Natural Gas | Unit Heater | E6 | Utility - Cost of Equipment | 0 | 0 | 0 | 0 | 0 | 0 | 0 | 0 | 0 | 0 | 0 | 0 | 0 | 0 | 0 | 0 | 0 | 0 | 0 | 0 | 0 | 0 | 0 | 0 | 0 | 0 | 0
F4_Commercial_School_New_Space Heating_Natural Gas_Unit Heater_E7 | F4 | Commercial | School | New | Space Heating | Natural Gas | Unit Heater | E7 | Utility - Cost of Equipment | 0 | 0 | 0 | 0 | 0 | 0 | 0 | 0 | 0 | 0 | 0 | 0 | 0 | 0 | 0 | 0 | 0 | 0 | 0 | 0 | 0 | 0 | 0 | 0 | 0 | 0 | 0
F4_Commercial_School_New_Space Heating_Natural Gas_Unit Heater_E8 | F4 | Commercial | School | New | Space Heating | Natural Gas | Unit Heater | E8 | Utility - Cost of Equipment | 0 | 0 | 0 | 0 | 0 | 0 | 0 | 0 | 0 | 0 | 0 | 0 | 0 | 0 | 0 | 0 | 0 | 0 | 0 | 0 | 0 | 0 | 0 | 0 | 0 | 0 | 0
F4_Commercial_School_New_Space Heating_Natural Gas_Unit Heater_E9 | F4 | Commercial | School | New | Space Heating | Natural Gas | Unit Heater | E9 | Utility - Cost of Equipment | 0 | 0 | 0 | 0 | 0 | 0 | 0 | 0 | 0 | 0 | 0 | 0 | 0 | 0 | 0 | 0 | 0 | 0 | 0 | 0 | 0 | 0 | 0 | 0 | 0 | 0 | 0
F4_Commercial_School_New_Space Heating_Natural Gas_Unit Heater_E10 | F4 | Commercial | School | New | Space Heating | Natural Gas | Unit Heater | E10 | Utility - Cost of Equipment | 0 | 0 | 0 | 0 | 0 | 0 | 0 | 0 | 0 | 0 | 0 | 0 | 0 | 0 | 0 | 0 | 0 | 0 | 0 | 0 | 0 | 0 | 0 | 0 | 0 | 0 | 0
F5_Commercial_School_New_Space Heating_Natural Gas_Unit Heater_E1 | F5 | Commercial | School | New | Space Heating | Natural Gas | Unit Heater | E1 | Utility - Cost of Operation | 0.069188 | 0.068862 | 0.067955 | 0.066974 | 0.0668 | 0.066892 | 0.067158 | 0.067438 | 0.067633 | 0.06771 | 0.067687 | 0.067576 | 0.067353 | 0.066963 | 0.066409 | 0.065719 | 0.064834 | 0.063792 | 0.062554 | 0.061081 | 0.05933 | 0.057343 | 0.055698 | 0.054659 | 0.054256 | 0.054522 | 0.054789
F5_Commercial_School_New_Space Heating_Natural Gas_Unit Heater_E2 | F5 | Commercial | School | New | Space Heating | Natural Gas | Unit Heater | E2 | Utility - Cost of Operation | 0.061538 | 0.061247 | 0.060441 | 0.059568 | 0.059413 | 0.059496 | 0.059732 | 0.059981 | 0.060154 | 0.060223 | 0.060202 | 0.060104 | 0.059906 | 0.059559 | 0.059066 | 0.058452 | 0.057665 | 0.056738 | 0.055637 | 0.054327 | 0.052769 | 0.051002 | 0.049539 | 0.048615 | 0.048257 | 0.048493 | 0.048731
F5_Commercial_School_New_Space Heating_Natural Gas_Unit Heater_E3 | F5 | Commercial | School | New | Space Heating | Natural Gas | Unit Heater | E3 | Utility - Cost of Operation | 0.060469 | 0.060141 | 0.059289 | 0.058425 | 0.058443 | 0.058774 | 0.059328 | 0.059942 | 0.060496 | 0.060928 | 0.061219 | 0.06134 | 0.061249 | 0.060901 | 0.060322 | 0.059571 | 0.05862 | 0.057506 | 0.056191 | 0.054632 | 0.052787 | 0.050699 | 0.048964 | 0.047852 | 0.047395 | 0.047628 | 0.047861
F5_Commercial_School_New_Space Heating_Natural Gas_Unit Heater_E4 | F5 | Commercial | School | New | Space Heating | Natural Gas | Unit Heater | E4 | Utility - Cost of Operation | 0 | 0 | 0 | 0 | 0 | 0 | 0 | 0 | 0 | 0 | 0 | 0 | 0 | 0 | 0 | 0 | 0 | 0 | 0 | 0 | 0 | 0 | 0 | 0 | 0 | 0 | 0
F5_Commercial_School_New_Space Heating_Natural Gas_Unit Heater_E5 | F5 | Commercial | School | New | Space Heating | Natural Gas | Unit Heater | E5 | Utility - Cost of Operation | 0 | 0 | 0 | 0 | 0 | 0 | 0 | 0 | 0 | 0 | 0 | 0 | 0 | 0 | 0 | 0 | 0 | 0 | 0 | 0 | 0 | 0 | 0 | 0 | 0 | 0 | 0
F5_Commercial_School_New_Space Heating_Natural Gas_Unit Heater_E6 | F5 | Commercial | School | New | Space Heating | Natural Gas | Unit Heater | E6 | Utility - Cost of Operation | 0 | 0 | 0 | 0 | 0 | 0 | 0 | 0 | 0 | 0 | 0 | 0 | 0 | 0 | 0 | 0 | 0 | 0 | 0 | 0 | 0 | 0 | 0 | 0 | 0 | 0 | 0
F5_Commercial_School_New_Space Heating_Natural Gas_Unit Heater_E7 | F5 | Commercial | School | New | Space Heating | Natural Gas | Unit Heater | E7 | Utility - Cost of Operation | 0 | 0 | 0 | 0 | 0 | 0 | 0 | 0 | 0 | 0 | 0 | 0 | 0 | 0 | 0 | 0 | 0 | 0 | 0 | 0 | 0 | 0 | 0 | 0 | 0 | 0 | 0
F5_Commercial_School_New_Space Heating_Natural Gas_Unit Heater_E8 | F5 | Commercial | School | New | Space Heating | Natural Gas | Unit Heater | E8 | Utility - Cost of Operation | 0 | 0 | 0 | 0 | 0 | 0 | 0 | 0 | 0 | 0 | 0 | 0 | 0 | 0 | 0 | 0 | 0 | 0 | 0 | 0 | 0 | 0 | 0 | 0 | 0 | 0 | 0
F5_Commercial_School_New_Space Heating_Natural Gas_Unit Heater_E9 | F5 | Commercial | School | New | Space Heating | Natural Gas | Unit Heater | E9 | Utility - Cost of Operation | 0 | 0 | 0 | 0 | 0 | 0 | 0 | 0 | 0 | 0 | 0 | 0 | 0 | 0 | 0 | 0 | 0 | 0 | 0 | 0 | 0 | 0 | 0 | 0 | 0 | 0 | 0
F5_Commercial_School_New_Space Heating_Natural Gas_Unit Heater_E10 | F5 | Commercial | School | New | Space Heating | Natural Gas | Unit Heater | E10 | Utility - Cost of Operation | 0 | 0 | 0 | 0 | 0 | 0 | 0 | 0 | 0 | 0 | 0 | 0 | 0 | 0 | 0 | 0 | 0 | 0 | 0 | 0 | 0 | 0 | 0 | 0 | 0 | 0 | 0
F6_Commercial_School_New_Space Heating_Natural Gas_Unit Heater_E1 | F6 | Commercial | School | New | Space Heating | Natural Gas | Unit Heater | E1 | Utility - Value of Sales | 0 | 0 | 0 | 0 | 0 | 0 | 0 | 0 | 0 | 0 | 0 | 0 | 0 | 0 | 0 | 0 | 0 | 0 | 0 | 0 | 0 | 0 | 0 | 0 | 0 | 0 | 0
F6_Commercial_School_New_Space Heating_Natural Gas_Unit Heater_E2 | F6 | Commercial | School | New | Space Heating | Natural Gas | Unit Heater | E2 | Utility - Value of Sales | 0 | 0 | 0 | 0 | 0 | 0 | 0 | 0 | 0 | 0 | 0 | 0 | 0 | 0 | 0 | 0 | 0 | 0 | 0 | 0 | 0 | 0 | 0 | 0 | 0 | 0 | 0
F6_Commercial_School_New_Space Heating_Natural Gas_Unit Heater_E3 | F6 | Commercial | School | New | Space Heating | Natural Gas | Unit Heater | E3 | Utility - Value of Sales | 0 | 0 | 0 | 0 | 0 | 0 | 0 | 0 | 0 | 0 | 0 | 0 | 0 | 0 | 0 | 0 | 0 | 0 | 0 | 0 | 0 | 0 | 0 | 0 | 0 | 0 | 0
F6_Commercial_School_New_Space Heating_Natural Gas_Unit Heater_E4 | F6 | Commercial | School | New | Space Heating | Natural Gas | Unit Heater | E4 | Utility - Value of Sales | 0 | 0 | 0 | 0 | 0 | 0 | 0 | 0 | 0 | 0 | 0 | 0 | 0 | 0 | 0 | 0 | 0 | 0 | 0 | 0 | 0 | 0 | 0 | 0 | 0 | 0 | 0
F6_Commercial_School_New_Space Heating_Natural Gas_Unit Heater_E5 | F6 | Commercial | School | New | Space Heating | Natural Gas | Unit Heater | E5 | Utility - Value of Sales | 0 | 0 | 0 | 0 | 0 | 0 | 0 | 0 | 0 | 0 | 0 | 0 | 0 | 0 | 0 | 0 | 0 | 0 | 0 | 0 | 0 | 0 | 0 | 0 | 0 | 0 | 0
F6_Commercial_School_New_Space Heating_Natural Gas_Unit Heater_E6 | F6 | Commercial | School | New | Space Heating | Natural Gas | Unit Heater | E6 | Utility - Value of Sales | 0 | 0 | 0 | 0 | 0 | 0 | 0 | 0 | 0 | 0 | 0 | 0 | 0 | 0 | 0 | 0 | 0 | 0 | 0 | 0 | 0 | 0 | 0 | 0 | 0 | 0 | 0
F6_Commercial_School_New_Space Heating_Natural Gas_Unit Heater_E7 | F6 | Commercial | School | New | Space Heating | Natural Gas | Unit Heater | E7 | Utility - Value of Sales | 0 | 0 | 0 | 0 | 0 | 0 | 0 | 0 | 0 | 0 | 0 | 0 | 0 | 0 | 0 | 0 | 0 | 0 | 0 | 0 | 0 | 0 | 0 | 0 | 0 | 0 | 0
F6_Commercial_School_New_Space Heating_Natural Gas_Unit Heater_E8 | F6 | Commercial | School | New | Space Heating | Natural Gas | Unit Heater | E8 | Utility - Value of Sales | 0 | 0 | 0 | 0 | 0 | 0 | 0 | 0 | 0 | 0 | 0 | 0 | 0 | 0 | 0 | 0 | 0 | 0 | 0 | 0 | 0 | 0 | 0 | 0 | 0 | 0 | 0
F6_Commercial_School_New_Space Heating_Natural Gas_Unit Heater_E9 | F6 | Commercial | School | New | Space Heating | Natural Gas | Unit Heater | E9 | Utility - Value of Sales | 0 | 0 | 0 | 0 | 0 | 0 | 0 | 0 | 0 | 0 | 0 | 0 | 0 | 0 | 0 | 0 | 0 | 0 | 0 | 0 | 0 | 0 | 0 | 0 | 0 | 0 | 0
F6_Commercial_School_New_Space Heating_Natural Gas_Unit Heater_E10 | F6 | Commercial | School | New | Space Heating | Natural Gas | Unit Heater | E10 | Utility - Value of Sales | 0 | 0 | 0 | 0 | 0 | 0 | 0 | 0 | 0 | 0 | 0 | 0 | 0 | 0 | 0 | 0 | 0 | 0 | 0 | 0 | 0 | 0 | 0 | 0 | 0 | 0 | 0
F1_Commercial_School_New_Water Heating_Natural Gas_Water Heater_E1 | F1 | Commercial | School | New | Water Heating | Natural Gas | Water Heater | E1 | RVT - Cost of Equipment | 0.017356 | 0.017356 | 0.017356 | 0.017356 | 0.017356 | 0.017356 | 0.017356 | 0.017356 | 0.017356 | 0.017356 | 0.017356 | 0.017356 | 0.017356 | 0.017356 | 0.017356 | 0.017356 | 0.017356 | 0.017356 | 0.017356 | 0.017356 | 0.017356 | 0.017356 | 0.017356 | 0.017356 | 0.017356 | 0.017356 | 0.017356
F1_Commercial_School_New_Water Heating_Natural Gas_Water Heater_E2 | F1 | Commercial | School | New | Water Heating | Natural Gas | Water Heater | E2 | RVT - Cost of Equipment | 0.019444 | 0.019444 | 0.019444 | 0.019444 | 0.019444 | 0.019444 | 0.019444 | 0.019444 | 0.019444 | 0.019444 | 0.019444 | 0.019444 | 0.019444 | 0.019444 | 0.019444 | 0.019444 | 0.019444 | 0.019444 | 0.019444 | 0.019444 | 0.019444 | 0.019444 | 0.019444 | 0.019444 | 0.019444 | 0.019444 | 0.019444
F1_Commercial_School_New_Water Heating_Natural Gas_Water Heater_E3 | F1 | Commercial | School | New | Water Heating | Natural Gas | Water Heater | E3 | RVT - Cost of Equipment | 0.015338 | 0.015338 | 0.015338 | 0.015338 | 0.015338 | 0.015338 | 0.015338 | 0.015338 | 0.015338 | 0.015338 | 0.015338 | 0.015338 | 0.015338 | 0.015338 | 0.015338 | 0.015338 | 0.015338 | 0.015338 | 0.015338 | 0.015338 | 0.015338 | 0.015338 | 0.015338 | 0.015338 | 0.015338 | 0.015338 | 0.015338
F1_Commercial_School_New_Water Heating_Natural Gas_Water Heater_E4 | F1 | Commercial | School | New | Water Heating | Natural Gas | Water Heater | E4 | RVT - Cost of Equipment | 0 | 0 | 0.061994 | 0.061994 | 0.061994 | 0.061994 | 0.061994 | 0.061994 | 0.061994 | 0.061994 | 0.061994 | 0.061994 | 0.061994 | 0.061994 | 0.061994 | 0.061994 | 0.061994 | 0.061994 | 0.061994 | 0.061994 | 0.061994 | 0.061994 | 0.061994 | 0.061994 | 0.061994 | 0.061994 | 0.061994
F1_Commercial_School_New_Water Heating_Natural Gas_Water Heater_E5 | F1 | Commercial | School | New | Water Heating | Natural Gas | Water Heater | E5 | RVT - Cost of Equipment | 0 | 0 | 0 | 0 | 0 | 0 | 0 | 0 | 0 | 0 | 0 | 0 | 0 | 0 | 0 | 0 | 0 | 0 | 0 | 0 | 0 | 0 | 0 | 0 | 0 | 0 | 0
F1_Commercial_School_New_Water Heating_Natural Gas_Water Heater_E6 | F1 | Commercial | School | New | Water Heating | Natural Gas | Water Heater | E6 | RVT - Cost of Equipment | 0 | 0 | 0 | 0 | 0 | 0 | 0 | 0 | 0 | 0 | 0 | 0 | 0 | 0 | 0 | 0 | 0 | 0 | 0 | 0 | 0 | 0 | 0 | 0 | 0 | 0 | 0
F1_Commercial_School_New_Water Heating_Natural Gas_Water Heater_E7 | F1 | Commercial | School | New | Water Heating | Natural Gas | Water Heater | E7 | RVT - Cost of Equipment | 0 | 0 | 0 | 0 | 0 | 0 | 0 | 0 | 0 | 0 | 0 | 0 | 0 | 0 | 0 | 0 | 0 | 0 | 0 | 0 | 0 | 0 | 0 | 0 | 0 | 0 | 0
F1_Commercial_School_New_Water Heating_Natural Gas_Water Heater_E8 | F1 | Commercial | School | New | Water Heating | Natural Gas | Water Heater | E8 | RVT - Cost of Equipment | 0 | 0 | 0 | 0 | 0 | 0 | 0 | 0 | 0 | 0 | 0 | 0 | 0 | 0 | 0 | 0 | 0 | 0 | 0 | 0 | 0 | 0 | 0 | 0 | 0 | 0 | 0
F1_Commercial_School_New_Water Heating_Natural Gas_Water Heater_E9 | F1 | Commercial | School | New | Water Heating | Natural Gas | Water Heater | E9 | RVT - Cost of Equipment | 0 | 0 | 0 | 0 | 0 | 0 | 0 | 0 | 0 | 0 | 0 | 0 | 0 | 0 | 0 | 0 | 0 | 0 | 0 | 0 | 0 | 0 | 0 | 0 | 0 | 0 | 0
F1_Commercial_School_New_Water Heating_Natural Gas_Water Heater_E10 | F1 | Commercial | School | New | Water Heating | Natural Gas | Water Heater | E10 | RVT - Cost of Equipment | 0 | 0 | 0 | 0 | 0 | 0 | 0 | 0 | 0 | 0 | 0 | 0 | 0 | 0 | 0 | 0 | 0 | 0 | 0 | 0 | 0 | 0 | 0 | 0 | 0 | 0 | 0
F2_Commercial_School_New_Water Heating_Natural Gas_Water Heater_E1 | F2 | Commercial | School | New | Water Heating | Natural Gas | Water Heater | E1 | RVT - Cost of Operation | 0 | 0 | 0 | 0 | 0 | 0 | 0 | 0 | 0 | 0 | 0 | 0 | 0 | 0 | 0 | 0 | 0 | 0 | 0 | 0 | 0 | 0 | 0 | 0 | 0 | 0 | 0
F2_Commercial_School_New_Water Heating_Natural Gas_Water Heater_E2 | F2 | Commercial | School | New | Water Heating | Natural Gas | Water Heater | E2 | RVT - Cost of Operation | 0 | 0 | 0 | 0 | 0 | 0 | 0 | 0 | 0 | 0 | 0 | 0 | 0 | 0 | 0 | 0 | 0 | 0 | 0 | 0 | 0 | 0 | 0 | 0 | 0 | 0 | 0
F2_Commercial_School_New_Water Heating_Natural Gas_Water Heater_E3 | F2 | Commercial | School | New | Water Heating | Natural Gas | Water Heater | E3 | RVT - Cost of Operation | 0 | 0 | 0 | 0 | 0 | 0 | 0 | 0 | 0 | 0 | 0 | 0 | 0 | 0 | 0 | 0 | 0 | 0 | 0 | 0 | 0 | 0 | 0 | 0 | 0 | 0 | 0
F2_Commercial_School_New_Water Heating_Natural Gas_Water Heater_E4 | F2 | Commercial | School | New | Water Heating | Natural Gas | Water Heater | E4 | RVT - Cost of Operation | 0 | 0 | 0 | 0 | 0 | 0 | 0 | 0 | 0 | 0 | 0 | 0 | 0 | 0 | 0 | 0 | 0 | 0 | 0 | 0 | 0 | 0 | 0 | 0 | 0 | 0 | 0
F2_Commercial_School_New_Water Heating_Natural Gas_Water Heater_E5 | F2 | Commercial | School | New | Water Heating | Natural Gas | Water Heater | E5 | RVT - Cost of Operation | 0 | 0 | 0 | 0 | 0 | 0 | 0 | 0 | 0 | 0 | 0 | 0 | 0 | 0 | 0 | 0 | 0 | 0 | 0 | 0 | 0 | 0 | 0 | 0 | 0 | 0 | 0
F2_Commercial_School_New_Water Heating_Natural Gas_Water Heater_E6 | F2 | Commercial | School | New | Water Heating | Natural Gas | Water Heater | E6 | RVT - Cost of Operation | 0 | 0 | 0 | 0 | 0 | 0 | 0 | 0 | 0 | 0 | 0 | 0 | 0 | 0 | 0 | 0 | 0 | 0 | 0 | 0 | 0 | 0 | 0 | 0 | 0 | 0 | 0
F2_Commercial_School_New_Water Heating_Natural Gas_Water Heater_E7 | F2 | Commercial | School | New | Water Heating | Natural Gas | Water Heater | E7 | RVT - Cost of Operation | 0 | 0 | 0 | 0 | 0 | 0 | 0 | 0 | 0 | 0 | 0 | 0 | 0 | 0 | 0 | 0 | 0 | 0 | 0 | 0 | 0 | 0 | 0 | 0 | 0 | 0 | 0
F2_Commercial_School_New_Water Heating_Natural Gas_Water Heater_E8 | F2 | Commercial | School | New | Water Heating | Natural Gas | Water Heater | E8 | RVT - Cost of Operation | 0 | 0 | 0 | 0 | 0 | 0 | 0 | 0 | 0 | 0 | 0 | 0 | 0 | 0 | 0 | 0 | 0 | 0 | 0 | 0 | 0 | 0 | 0 | 0 | 0 | 0 | 0
F2_Commercial_School_New_Water Heating_Natural Gas_Water Heater_E9 | F2 | Commercial | School | New | Water Heating | Natural Gas | Water Heater | E9 | RVT - Cost of Operation | 0 | 0 | 0 | 0 | 0 | 0 | 0 | 0 | 0 | 0 | 0 | 0 | 0 | 0 | 0 | 0 | 0 | 0 | 0 | 0 | 0 | 0 | 0 | 0 | 0 | 0 | 0
F2_Commercial_School_New_Water Heating_Natural Gas_Water Heater_E10 | F2 | Commercial | School | New | Water Heating | Natural Gas | Water Heater | E10 | RVT - Cost of Operation | 0 | 0 | 0 | 0 | 0 | 0 | 0 | 0 | 0 | 0 | 0 | 0 | 0 | 0 | 0 | 0 | 0 | 0 | 0 | 0 | 0 | 0 | 0 | 0 | 0 | 0 | 0
F3_Commercial_School_New_Water Heating_Natural Gas_Water Heater_E1 | F3 | Commercial | School | New | Water Heating | Natural Gas | Water Heater | E1 | System - kBTUs of Consumption | 13.9556 | 13.9556 | 13.9556 | 13.9556 | 13.9556 | 13.9556 | 13.9556 | 13.9556 | 13.9556 | 13.9556 | 13.9556 | 13.9556 | 13.9556 | 13.9556 | 13.9556 | 13.9556 | 13.9556 | 13.9556 | 13.9556 | 13.9556 | 13.9556 | 13.9556 | 13.9556 | 13.9556 | 13.9556 | 13.9556 | 13.9556
F3_Commercial_School_New_Water Heating_Natural Gas_Water Heater_E2 | F3 | Commercial | School | New | Water Heating | Natural Gas | Water Heater | E2 | System - kBTUs of Consumption | 12.7927 | 12.7927 | 12.7927 | 12.7927 | 12.7927 | 12.7927 | 12.7927 | 12.7927 | 12.7927 | 12.7927 | 12.7927 | 12.7927 | 12.7927 | 12.7927 | 12.7927 | 12.7927 | 12.7927 | 12.7927 | 12.7927 | 12.7927 | 12.7927 | 12.7927 | 12.7927 | 12.7927 | 12.7927 | 12.7927 | 12.7927
F3_Commercial_School_New_Water Heating_Natural Gas_Water Heater_E3 | F3 | Commercial | School | New | Water Heating | Natural Gas | Water Heater | E3 | System - kBTUs of Consumption | 12.5316 | 12.5316 | 12.5316 | 12.5316 | 12.5316 | 12.5316 | 12.5316 | 12.5316 | 12.5316 | 12.5316 | 12.5316 | 12.5316 | 12.5316 | 12.5316 | 12.5316 | 12.5316 | 12.5316 | 12.5316 | 12.5316 | 12.5316 | 12.5316 | 12.5316 | 12.5316 | 12.5316 | 12.5316 | 12.5316 | 12.5316
F3_Commercial_School_New_Water Heating_Natural Gas_Water Heater_E4 | F3 | Commercial | School | New | Water Heating | Natural Gas | Water Heater | E4 | System - kBTUs of Consumption | 0 | 0 | 11.5858 | 11.5858 | 11.5858 | 11.5858 | 11.5858 | 11.5858 | 11.5858 | 11.5858 | 11.5858 | 11.5858 | 11.5858 | 11.5858 | 11.5858 | 11.5858 | 11.5858 | 11.5858 | 11.5858 | 11.5858 | 11.5858 | 11.5858 | 11.5858 | 11.5858 | 11.5858 | 11.5858 | 11.5858
F3_Commercial_School_New_Water Heating_Natural Gas_Water Heater_E5 | F3 | Commercial | School | New | Water Heating | Natural Gas | Water Heater | E5 | System - kBTUs of Consumption | 0 | 0 | 0 | 0 | 0 | 0 | 0 | 0 | 0 | 0 | 0 | 0 | 0 | 0 | 0 | 0 | 0 | 0 | 0 | 0 | 0 | 0 | 0 | 0 | 0 | 0 | 0
F3_Commercial_School_New_Water Heating_Natural Gas_Water Heater_E6 | F3 | Commercial | School | New | Water Heating | Natural Gas | Water Heater | E6 | System - kBTUs of Consumption | 0 | 0 | 0 | 0 | 0 | 0 | 0 | 0 | 0 | 0 | 0 | 0 | 0 | 0 | 0 | 0 | 0 | 0 | 0 | 0 | 0 | 0 | 0 | 0 | 0 | 0 | 0
F3_Commercial_School_New_Water Heating_Natural Gas_Water Heater_E7 | F3 | Commercial | School | New | Water Heating | Natural Gas | Water Heater | E7 | System - kBTUs of Consumption | 0 | 0 | 0 | 0 | 0 | 0 | 0 | 0 | 0 | 0 | 0 | 0 | 0 | 0 | 0 | 0 | 0 | 0 | 0 | 0 | 0 | 0 | 0 | 0 | 0 | 0 | 0
F3_Commercial_School_New_Water Heating_Natural Gas_Water Heater_E8 | F3 | Commercial | School | New | Water Heating | Natural Gas | Water Heater | E8 | System - kBTUs of Consumption | 0 | 0 | 0 | 0 | 0 | 0 | 0 | 0 | 0 | 0 | 0 | 0 | 0 | 0 | 0 | 0 | 0 | 0 | 0 | 0 | 0 | 0 | 0 | 0 | 0 | 0 | 0
F3_Commercial_School_New_Water Heating_Natural Gas_Water Heater_E9 | F3 | Commercial | School | New | Water Heating | Natural Gas | Water Heater | E9 | System - kBTUs of Consumption | 0 | 0 | 0 | 0 | 0 | 0 | 0 | 0 | 0 | 0 | 0 | 0 | 0 | 0 | 0 | 0 | 0 | 0 | 0 | 0 | 0 | 0 | 0 | 0 | 0 | 0 | 0
F3_Commercial_School_New_Water Heating_Natural Gas_Water Heater_E10 | F3 | Commercial | School | New | Water Heating | Natural Gas | Water Heater | E10 | System - kBTUs of Consumption | 0 | 0 | 0 | 0 | 0 | 0 | 0 | 0 | 0 | 0 | 0 | 0 | 0 | 0 | 0 | 0 | 0 | 0 | 0 | 0 | 0 | 0 | 0 | 0 | 0 | 0 | 0
F4_Commercial_School_New_Water Heating_Natural Gas_Water Heater_E1 | F4 | Commercial | School | New | Water Heating | Natural Gas | Water Heater | E1 | Utility - Cost of Equipment | 0.017356 | 0.017356 | 0.017356 | 0.017356 | 0.017356 | 0.017356 | 0.017356 | 0.017356 | 0.017356 | 0.017356 | 0.017356 | 0.017356 | 0.017356 | 0.017356 | 0.017356 | 0.017356 | 0.017356 | 0.017356 | 0.017356 | 0.017356 | 0.017356 | 0.017356 | 0.017356 | 0.017356 | 0.017356 | 0.017356 | 0.017356
F4_Commercial_School_New_Water Heating_Natural Gas_Water Heater_E2 | F4 | Commercial | School | New | Water Heating | Natural Gas | Water Heater | E2 | Utility - Cost of Equipment | 0.019444 | 0.019444 | 0.019444 | 0.019444 | 0.019444 | 0.019444 | 0.019444 | 0.019444 | 0.019444 | 0.019444 | 0.019444 | 0.019444 | 0.019444 | 0.019444 | 0.019444 | 0.019444 | 0.019444 | 0.019444 | 0.019444 | 0.019444 | 0.019444 | 0.019444 | 0.019444 | 0.019444 | 0.019444 | 0.019444 | 0.019444
F4_Commercial_School_New_Water Heating_Natural Gas_Water Heater_E3 | F4 | Commercial | School | New | Water Heating | Natural Gas | Water Heater | E3 | Utility - Cost of Equipment | 0.015338 | 0.015338 | 0.015338 | 0.015338 | 0.015338 | 0.015338 | 0.015338 | 0.015338 | 0.015338 | 0.015338 | 0.015338 | 0.015338 | 0.015338 | 0.015338 | 0.015338 | 0.015338 | 0.015338 | 0.015338 | 0.015338 | 0.015338 | 0.015338 | 0.015338 | 0.015338 | 0.015338 | 0.015338 | 0.015338 | 0.015338
F4_Commercial_School_New_Water Heating_Natural Gas_Water Heater_E4 | F4 | Commercial | School | New | Water Heating | Natural Gas | Water Heater | E4 | Utility - Cost of Equipment | 0 | 0 | 0.061994 | 0.061994 | 0.061994 | 0.061994 | 0.061994 | 0.061994 | 0.061994 | 0.061994 | 0.061994 | 0.061994 | 0.061994 | 0.061994 | 0.061994 | 0.061994 | 0.061994 | 0.061994 | 0.061994 | 0.061994 | 0.061994 | 0.061994 | 0.061994 | 0.061994 | 0.061994 | 0.061994 | 0.061994
F4_Commercial_School_New_Water Heating_Natural Gas_Water Heater_E5 | F4 | Commercial | School | New | Water Heating | Natural Gas | Water Heater | E5 | Utility - Cost of Equipment | 0 | 0 | 0 | 0 | 0 | 0 | 0 | 0 | 0 | 0 | 0 | 0 | 0 | 0 | 0 | 0 | 0 | 0 | 0 | 0 | 0 | 0 | 0 | 0 | 0 | 0 | 0
F4_Commercial_School_New_Water Heating_Natural Gas_Water Heater_E6 | F4 | Commercial | School | New | Water Heating | Natural Gas | Water Heater | E6 | Utility - Cost of Equipment | 0 | 0 | 0 | 0 | 0 | 0 | 0 | 0 | 0 | 0 | 0 | 0 | 0 | 0 | 0 | 0 | 0 | 0 | 0 | 0 | 0 | 0 | 0 | 0 | 0 | 0 | 0
F4_Commercial_School_New_Water Heating_Natural Gas_Water Heater_E7 | F4 | Commercial | School | New | Water Heating | Natural Gas | Water Heater | E7 | Utility - Cost of Equipment | 0 | 0 | 0 | 0 | 0 | 0 | 0 | 0 | 0 | 0 | 0 | 0 | 0 | 0 | 0 | 0 | 0 | 0 | 0 | 0 | 0 | 0 | 0 | 0 | 0 | 0 | 0
F4_Commercial_School_New_Water Heating_Natural Gas_Water Heater_E8 | F4 | Commercial | School | New | Water Heating | Natural Gas | Water Heater | E8 | Utility - Cost of Equipment | 0 | 0 | 0 | 0 | 0 | 0 | 0 | 0 | 0 | 0 | 0 | 0 | 0 | 0 | 0 | 0 | 0 | 0 | 0 | 0 | 0 | 0 | 0 | 0 | 0 | 0 | 0
F4_Commercial_School_New_Water Heating_Natural Gas_Water Heater_E9 | F4 | Commercial | School | New | Water Heating | Natural Gas | Water Heater | E9 | Utility - Cost of Equipment | 0 | 0 | 0 | 0 | 0 | 0 | 0 | 0 | 0 | 0 | 0 | 0 | 0 | 0 | 0 | 0 | 0 | 0 | 0 | 0 | 0 | 0 | 0 | 0 | 0 | 0 | 0
F4_Commercial_School_New_Water Heating_Natural Gas_Water Heater_E10 | F4 | Commercial | School | New | Water Heating | Natural Gas | Water Heater | E10 | Utility - Cost of Equipment | 0 | 0 | 0 | 0 | 0 | 0 | 0 | 0 | 0 | 0 | 0 | 0 | 0 | 0 | 0 | 0 | 0 | 0 | 0 | 0 | 0 | 0 | 0 | 0 | 0 | 0 | 0
F5_Commercial_School_New_Water Heating_Natural Gas_Water Heater_E1 | F5 | Commercial | School | New | Water Heating | Natural Gas | Water Heater | E1 | Utility - Cost of Operation | 0.19178 | 0.18901 | 0.18631 | 0.18369 | 0.18372 | 0.18546 | 0.18828 | 0.19171 | 0.1954 | 0.19918 | 0.20291 | 0.20622 | 0.20875 | 0.20982 | 0.20932 | 0.20727 | 0.20382 | 0.1993 | 0.19392 | 0.18755 | 0.18009 | 0.1715 | 0.16388 | 0.15895 | 0.15682 | 0.15759 | 0.15836
F5_Commercial_School_New_Water Heating_Natural Gas_Water Heater_E2 | F5 | Commercial | School | New | Water Heating | Natural Gas | Water Heater | E2 | Utility - Cost of Operation | 0.17579 | 0.17326 | 0.17078 | 0.16839 | 0.16841 | 0.17 | 0.17259 | 0.17573 | 0.17912 | 0.18258 | 0.186 | 0.18904 | 0.19135 | 0.19233 | 0.19188 | 0.19 | 0.18683 | 0.18269 | 0.17776 | 0.17192 | 0.16508 | 0.15721 | 0.15022 | 0.1457 | 0.14375 | 0.14445 | 0.14516
F5_Commercial_School_New_Water Heating_Natural Gas_Water Heater_E3 | F5 | Commercial | School | New | Water Heating | Natural Gas | Water Heater | E3 | Utility - Cost of Operation | 0.17221 | 0.16972 | 0.1673 | 0.16495 | 0.16497 | 0.16654 | 0.16907 | 0.17214 | 0.17546 | 0.17885 | 0.18221 | 0.18518 | 0.18745 | 0.18841 | 0.18796 | 0.18612 | 0.18302 | 0.17896 | 0.17413 | 0.16841 | 0.16171 | 0.154 | 0.14716 | 0.14273 | 0.14081 | 0.1415 | 0.1422
F5_Commercial_School_New_Water Heating_Natural Gas_Water Heater_E4 | F5 | Commercial | School | New | Water Heating | Natural Gas | Water Heater | E4 | Utility - Cost of Operation | 0 | 0 | 0.1561 | 0.1548 | 0.15535 | 0.15711 | 0.15958 | 0.16226 | 0.16478 | 0.16682 | 0.16833 | 0.1692 | 0.16934 | 0.16861 | 0.16718 | 0.16517 | 0.16263 | 0.15958 | 0.15593 | 0.15159 | 0.14649 | 0.14061 | 0.1354 | 0.13207 | 0.13068 | 0.13132 | 0.13197
F5_Commercial_School_New_Water Heating_Natural Gas_Water Heater_E5 | F5 | Commercial | School | New | Water Heating | Natural Gas | Water Heater | E5 | Utility - Cost of Operation | 0 | 0 | 0 | 0 | 0 | 0 | 0 | 0 | 0 | 0 | 0 | 0 | 0 | 0 | 0 | 0 | 0 | 0 | 0 | 0 | 0 | 0 | 0 | 0 | 0 | 0 | 0
F5_Commercial_School_New_Water Heating_Natural Gas_Water Heater_E6 | F5 | Commercial | School | New | Water Heating | Natural Gas | Water Heater | E6 | Utility - Cost of Operation | 0 | 0 | 0 | 0 | 0 | 0 | 0 | 0 | 0 | 0 | 0 | 0 | 0 | 0 | 0 | 0 | 0 | 0 | 0 | 0 | 0 | 0 | 0 | 0 | 0 | 0 | 0
F5_Commercial_School_New_Water Heating_Natural Gas_Water Heater_E7 | F5 | Commercial | School | New | Water Heating | Natural Gas | Water Heater | E7 | Utility - Cost of Operation | 0 | 0 | 0 | 0 | 0 | 0 | 0 | 0 | 0 | 0 | 0 | 0 | 0 | 0 | 0 | 0 | 0 | 0 | 0 | 0 | 0 | 0 | 0 | 0 | 0 | 0 | 0
F5_Commercial_School_New_Water Heating_Natural Gas_Water Heater_E8 | F5 | Commercial | School | New | Water Heating | Natural Gas | Water Heater | E8 | Utility - Cost of Operation | 0 | 0 | 0 | 0 | 0 | 0 | 0 | 0 | 0 | 0 | 0 | 0 | 0 | 0 | 0 | 0 | 0 | 0 | 0 | 0 | 0 | 0 | 0 | 0 | 0 | 0 | 0
F5_Commercial_School_New_Water Heating_Natural Gas_Water Heater_E9 | F5 | Commercial | School | New | Water Heating | Natural Gas | Water Heater | E9 | Utility - Cost of Operation | 0 | 0 | 0 | 0 | 0 | 0 | 0 | 0 | 0 | 0 | 0 | 0 | 0 | 0 | 0 | 0 | 0 | 0 | 0 | 0 | 0 | 0 | 0 | 0 | 0 | 0 | 0
F5_Commercial_School_New_Water Heating_Natural Gas_Water Heater_E10 | F5 | Commercial | School | New | Water Heating | Natural Gas | Water Heater | E10 | Utility - Cost of Operation | 0 | 0 | 0 | 0 | 0 | 0 | 0 | 0 | 0 | 0 | 0 | 0 | 0 | 0 | 0 | 0 | 0 | 0 | 0 | 0 | 0 | 0 | 0 | 0 | 0 | 0 | 0
F6_Commercial_School_New_Water Heating_Natural Gas_Water Heater_E1 | F6 | Commercial | School | New | Water Heating | Natural Gas | Water Heater | E1 | Utility - Value of Sales | 0 | 0 | 0 | 0 | 0 | 0 | 0 | 0 | 0 | 0 | 0 | 0 | 0 | 0 | 0 | 0 | 0 | 0 | 0 | 0 | 0 | 0 | 0 | 0 | 0 | 0 | 0
F6_Commercial_School_New_Water Heating_Natural Gas_Water Heater_E2 | F6 | Commercial | School | New | Water Heating | Natural Gas | Water Heater | E2 | Utility - Value of Sales | 0 | 0 | 0 | 0 | 0 | 0 | 0 | 0 | 0 | 0 | 0 | 0 | 0 | 0 | 0 | 0 | 0 | 0 | 0 | 0 | 0 | 0 | 0 | 0 | 0 | 0 | 0
F6_Commercial_School_New_Water Heating_Natural Gas_Water Heater_E3 | F6 | Commercial | School | New | Water Heating | Natural Gas | Water Heater | E3 | Utility - Value of Sales | 0 | 0 | 0 | 0 | 0 | 0 | 0 | 0 | 0 | 0 | 0 | 0 | 0 | 0 | 0 | 0 | 0 | 0 | 0 | 0 | 0 | 0 | 0 | 0 | 0 | 0 | 0
F6_Commercial_School_New_Water Heating_Natural Gas_Water Heater_E4 | F6 | Commercial | School | New | Water Heating | Natural Gas | Water Heater | E4 | Utility - Value of Sales | 0 | 0 | 0 | 0 | 0 | 0 | 0 | 0 | 0 | 0 | 0 | 0 | 0 | 0 | 0 | 0 | 0 | 0 | 0 | 0 | 0 | 0 | 0 | 0 | 0 | 0 | 0
F6_Commercial_School_New_Water Heating_Natural Gas_Water Heater_E5 | F6 | Commercial | School | New | Water Heating | Natural Gas | Water Heater | E5 | Utility - Value of Sales | 0 | 0 | 0 | 0 | 0 | 0 | 0 | 0 | 0 | 0 | 0 | 0 | 0 | 0 | 0 | 0 | 0 | 0 | 0 | 0 | 0 | 0 | 0 | 0 | 0 | 0 | 0
F6_Commercial_School_New_Water Heating_Natural Gas_Water Heater_E6 | F6 | Commercial | School | New | Water Heating | Natural Gas | Water Heater | E6 | Utility - Value of Sales | 0 | 0 | 0 | 0 | 0 | 0 | 0 | 0 | 0 | 0 | 0 | 0 | 0 | 0 | 0 | 0 | 0 | 0 | 0 | 0 | 0 | 0 | 0 | 0 | 0 | 0 | 0
F6_Commercial_School_New_Water Heating_Natural Gas_Water Heater_E7 | F6 | Commercial | School | New | Water Heating | Natural Gas | Water Heater | E7 | Utility - Value of Sales | 0 | 0 | 0 | 0 | 0 | 0 | 0 | 0 | 0 | 0 | 0 | 0 | 0 | 0 | 0 | 0 | 0 | 0 | 0 | 0 | 0 | 0 | 0 | 0 | 0 | 0 | 0
F6_Commercial_School_New_Water Heating_Natural Gas_Water Heater_E8 | F6 | Commercial | School | New | Water Heating | Natural Gas | Water Heater | E8 | Utility - Value of Sales | 0 | 0 | 0 | 0 | 0 | 0 | 0 | 0 | 0 | 0 | 0 | 0 | 0 | 0 | 0 | 0 | 0 | 0 | 0 | 0 | 0 | 0 | 0 | 0 | 0 | 0 | 0
F6_Commercial_School_New_Water Heating_Natural Gas_Water Heater_E9 | F6 | Commercial | School | New | Water Heating | Natural Gas | Water Heater | E9 | Utility - Value of Sales | 0 | 0 | 0 | 0 | 0 | 0 | 0 | 0 | 0 | 0 | 0 | 0 | 0 | 0 | 0 | 0 | 0 | 0 | 0 | 0 | 0 | 0 | 0 | 0 | 0 | 0 | 0
F6_Commercial_School_New_Water Heating_Natural Gas_Water Heater_E10 | F6 | Commercial | School | New | Water Heating | Natural Gas | Water Heater | E10 | Utility - Value of Sales | 0 | 0 | 0 | 0 | 0 | 0 | 0 | 0 | 0 | 0 | 0 | 0 | 0 | 0 | 0 | 0 | 0 | 0 | 0 | 0 | 0 | 0 | 0 | 0 | 0 | 0 | 0
F1_Commercial_School_New_Food Preparation_Natural Gas_Oven_E1 | F1 | Commercial | School | New | Food Preparation | Natural Gas | Oven | E1 | RVT - Cost of Equipment | 0.022679 | 0.022679 | 0.022679 | 0.022679 | 0.022679 | 0.022679 | 0.022679 | 0.022679 | 0.022679 | 0.022679 | 0.022679 | 0.022679 | 0.022679 | 0.022679 | 0.022679 | 0.022679 | 0.022679 | 0.022679 | 0.022679 | 0.022679 | 0.022679 | 0.022679 | 0.022679 | 0.022679 | 0.022679 | 0.022679 | 0.022679
F1_Commercial_School_New_Food Preparation_Natural Gas_Oven_E2 | F1 | Commercial | School | New | Food Preparation | Natural Gas | Oven | E2 | RVT - Cost of Equipment | 0.023891 | 0.023891 | 0.023891 | 0.023891 | 0.023891 | 0.023891 | 0.023891 | 0.023891 | 0.023891 | 0.023891 | 0.023891 | 0.023891 | 0.023891 | 0.023891 | 0.023891 | 0.023891 | 0.023891 | 0.023891 | 0.023891 | 0.023891 | 0.023891 | 0.023891 | 0.023891 | 0.023891 | 0.023891 | 0.023891 | 0.023891
F1_Commercial_School_New_Food Preparation_Natural Gas_Oven_E3 | F1 | Commercial | School | New | Food Preparation | Natural Gas | Oven | E3 | RVT - Cost of Equipment | 0 | 0 | 0 | 0 | 0 | 0 | 0 | 0 | 0 | 0 | 0 | 0 | 0 | 0 | 0 | 0 | 0 | 0 | 0 | 0 | 0 | 0 | 0 | 0 | 0 | 0 | 0
F1_Commercial_School_New_Food Preparation_Natural Gas_Oven_E4 | F1 | Commercial | School | New | Food Preparation | Natural Gas | Oven | E4 | RVT - Cost of Equipment | 0 | 0 | 0 | 0 | 0 | 0 | 0 | 0 | 0 | 0 | 0 | 0 | 0 | 0 | 0 | 0 | 0 | 0 | 0 | 0 | 0 | 0 | 0 | 0 | 0 | 0 | 0
F1_Commercial_School_New_Food Preparation_Natural Gas_Oven_E5 | F1 | Commercial | School | New | Food Preparation | Natural Gas | Oven | E5 | RVT - Cost of Equipment | 0 | 0 | 0 | 0 | 0 | 0 | 0 | 0 | 0 | 0 | 0 | 0 | 0 | 0 | 0 | 0 | 0 | 0 | 0 | 0 | 0 | 0 | 0 | 0 | 0 | 0 | 0
F1_Commercial_School_New_Food Preparation_Natural Gas_Oven_E6 | F1 | Commercial | School | New | Food Preparation | Natural Gas | Oven | E6 | RVT - Cost of Equipment | 0 | 0 | 0 | 0 | 0 | 0 | 0 | 0 | 0 | 0 | 0 | 0 | 0 | 0 | 0 | 0 | 0 | 0 | 0 | 0 | 0 | 0 | 0 | 0 | 0 | 0 | 0
F1_Commercial_School_New_Food Preparation_Natural Gas_Oven_E7 | F1 | Commercial | School | New | Food Preparation | Natural Gas | Oven | E7 | RVT - Cost of Equipment | 0 | 0 | 0 | 0 | 0 | 0 | 0 | 0 | 0 | 0 | 0 | 0 | 0 | 0 | 0 | 0 | 0 | 0 | 0 | 0 | 0 | 0 | 0 | 0 | 0 | 0 | 0
F1_Commercial_School_New_Food Preparation_Natural Gas_Oven_E8 | F1 | Commercial | School | New | Food Preparation | Natural Gas | Oven | E8 | RVT - Cost of Equipment | 0 | 0 | 0 | 0 | 0 | 0 | 0 | 0 | 0 | 0 | 0 | 0 | 0 | 0 | 0 | 0 | 0 | 0 | 0 | 0 | 0 | 0 | 0 | 0 | 0 | 0 | 0
F1_Commercial_School_New_Food Preparation_Natural Gas_Oven_E9 | F1 | Commercial | School | New | Food Preparation | Natural Gas | Oven | E9 | RVT - Cost of Equipment | 0 | 0 | 0 | 0 | 0 | 0 | 0 | 0 | 0 | 0 | 0 | 0 | 0 | 0 | 0 | 0 | 0 | 0 | 0 | 0 | 0 | 0 | 0 | 0 | 0 | 0 | 0
F1_Commercial_School_New_Food Preparation_Natural Gas_Oven_E10 | F1 | Commercial | School | New | Food Preparation | Natural Gas | Oven | E10 | RVT - Cost of Equipment | 0 | 0 | 0 | 0 | 0 | 0 | 0 | 0 | 0 | 0 | 0 | 0 | 0 | 0 | 0 | 0 | 0 | 0 | 0 | 0 | 0 | 0 | 0 | 0 | 0 | 0 | 0
F2_Commercial_School_New_Food Preparation_Natural Gas_Oven_E1 | F2 | Commercial | School | New | Food Preparation | Natural Gas | Oven | E1 | RVT - Cost of Operation | 0 | 0 | 0 | 0 | 0 | 0 | 0 | 0 | 0 | 0 | 0 | 0 | 0 | 0 | 0 | 0 | 0 | 0 | 0 | 0 | 0 | 0 | 0 | 0 | 0 | 0 | 0
F2_Commercial_School_New_Food Preparation_Natural Gas_Oven_E2 | F2 | Commercial | School | New | Food Preparation | Natural Gas | Oven | E2 | RVT - Cost of Operation | 0 | 0 | 0 | 0 | 0 | 0 | 0 | 0 | 0 | 0 | 0 | 0 | 0 | 0 | 0 | 0 | 0 | 0 | 0 | 0 | 0 | 0 | 0 | 0 | 0 | 0 | 0
F2_Commercial_School_New_Food Preparation_Natural Gas_Oven_E3 | F2 | Commercial | School | New | Food Preparation | Natural Gas | Oven | E3 | RVT - Cost of Operation | 0 | 0 | 0 | 0 | 0 | 0 | 0 | 0 | 0 | 0 | 0 | 0 | 0 | 0 | 0 | 0 | 0 | 0 | 0 | 0 | 0 | 0 | 0 | 0 | 0 | 0 | 0
F2_Commercial_School_New_Food Preparation_Natural Gas_Oven_E4 | F2 | Commercial | School | New | Food Preparation | Natural Gas | Oven | E4 | RVT - Cost of Operation | 0 | 0 | 0 | 0 | 0 | 0 | 0 | 0 | 0 | 0 | 0 | 0 | 0 | 0 | 0 | 0 | 0 | 0 | 0 | 0 | 0 | 0 | 0 | 0 | 0 | 0 | 0
F2_Commercial_School_New_Food Preparation_Natural Gas_Oven_E5 | F2 | Commercial | School | New | Food Preparation | Natural Gas | Oven | E5 | RVT - Cost of Operation | 0 | 0 | 0 | 0 | 0 | 0 | 0 | 0 | 0 | 0 | 0 | 0 | 0 | 0 | 0 | 0 | 0 | 0 | 0 | 0 | 0 | 0 | 0 | 0 | 0 | 0 | 0
F2_Commercial_School_New_Food Preparation_Natural Gas_Oven_E6 | F2 | Commercial | School | New | Food Preparation | Natural Gas | Oven | E6 | RVT - Cost of Operation | 0 | 0 | 0 | 0 | 0 | 0 | 0 | 0 | 0 | 0 | 0 | 0 | 0 | 0 | 0 | 0 | 0 | 0 | 0 | 0 | 0 | 0 | 0 | 0 | 0 | 0 | 0
F2_Commercial_School_New_Food Preparation_Natural Gas_Oven_E7 | F2 | Commercial | School | New | Food Preparation | Natural Gas | Oven | E7 | RVT - Cost of Operation | 0 | 0 | 0 | 0 | 0 | 0 | 0 | 0 | 0 | 0 | 0 | 0 | 0 | 0 | 0 | 0 | 0 | 0 | 0 | 0 | 0 | 0 | 0 | 0 | 0 | 0 | 0
F2_Commercial_School_New_Food Preparation_Natural Gas_Oven_E8 | F2 | Commercial | School | New | Food Preparation | Natural Gas | Oven | E8 | RVT - Cost of Operation | 0 | 0 | 0 | 0 | 0 | 0 | 0 | 0 | 0 | 0 | 0 | 0 | 0 | 0 | 0 | 0 | 0 | 0 | 0 | 0 | 0 | 0 | 0 | 0 | 0 | 0 | 0
F2_Commercial_School_New_Food Preparation_Natural Gas_Oven_E9 | F2 | Commercial | School | New | Food Preparation | Natural Gas | Oven | E9 | RVT - Cost of Operation | 0 | 0 | 0 | 0 | 0 | 0 | 0 | 0 | 0 | 0 | 0 | 0 | 0 | 0 | 0 | 0 | 0 | 0 | 0 | 0 | 0 | 0 | 0 | 0 | 0 | 0 | 0
F2_Commercial_School_New_Food Preparation_Natural Gas_Oven_E10 | F2 | Commercial | School | New | Food Preparation | Natural Gas | Oven | E10 | RVT - Cost of Operation | 0 | 0 | 0 | 0 | 0 | 0 | 0 | 0 | 0 | 0 | 0 | 0 | 0 | 0 | 0 | 0 | 0 | 0 | 0 | 0 | 0 | 0 | 0 | 0 | 0 | 0 | 0
F3_Commercial_School_New_Food Preparation_Natural Gas_Oven_E1 | F3 | Commercial | School | New | Food Preparation | Natural Gas | Oven | E1 | System - kBTUs of Consumption | 1.8027 | 1.8027 | 1.8027 | 1.8027 | 1.8027 | 1.8027 | 1.8027 | 1.8027 | 1.8027 | 1.8027 | 1.8027 | 1.8027 | 1.8027 | 1.8027 | 1.8027 | 1.8027 | 1.8027 | 1.8027 | 1.8027 | 1.8027 | 1.8027 | 1.8027 | 1.8027 | 1.8027 | 1.8027 | 1.8027 | 1.8027
F3_Commercial_School_New_Food Preparation_Natural Gas_Oven_E2 | F3 | Commercial | School | New | Food Preparation | Natural Gas | Oven | E2 | System - kBTUs of Consumption | 1.5663 | 1.5663 | 1.5663 | 1.5663 | 1.5663 | 1.5663 | 1.5663 | 1.5663 | 1.5663 | 1.5663 | 1.5663 | 1.5663 | 1.5663 | 1.5663 | 1.5663 | 1.5663 | 1.5663 | 1.5663 | 1.5663 | 1.5663 | 1.5663 | 1.5663 | 1.5663 | 1.5663 | 1.5663 | 1.5663 | 1.5663
F3_Commercial_School_New_Food Preparation_Natural Gas_Oven_E3 | F3 | Commercial | School | New | Food Preparation | Natural Gas | Oven | E3 | System - kBTUs of Consumption | 0 | 0 | 0 | 0 | 0 | 0 | 0 | 0 | 0 | 0 | 0 | 0 | 0 | 0 | 0 | 0 | 0 | 0 | 0 | 0 | 0 | 0 | 0 | 0 | 0 | 0 | 0
F3_Commercial_School_New_Food Preparation_Natural Gas_Oven_E4 | F3 | Commercial | School | New | Food Preparation | Natural Gas | Oven | E4 | System - kBTUs of Consumption | 0 | 0 | 0 | 0 | 0 | 0 | 0 | 0 | 0 | 0 | 0 | 0 | 0 | 0 | 0 | 0 | 0 | 0 | 0 | 0 | 0 | 0 | 0 | 0 | 0 | 0 | 0
F3_Commercial_School_New_Food Preparation_Natural Gas_Oven_E5 | F3 | Commercial | School | New | Food Preparation | Natural Gas | Oven | E5 | System - kBTUs of Consumption | 0 | 0 | 0 | 0 | 0 | 0 | 0 | 0 | 0 | 0 | 0 | 0 | 0 | 0 | 0 | 0 | 0 | 0 | 0 | 0 | 0 | 0 | 0 | 0 | 0 | 0 | 0
F3_Commercial_School_New_Food Preparation_Natural Gas_Oven_E6 | F3 | Commercial | School | New | Food Preparation | Natural Gas | Oven | E6 | System - kBTUs of Consumption | 0 | 0 | 0 | 0 | 0 | 0 | 0 | 0 | 0 | 0 | 0 | 0 | 0 | 0 | 0 | 0 | 0 | 0 | 0 | 0 | 0 | 0 | 0 | 0 | 0 | 0 | 0
F3_Commercial_School_New_Food Preparation_Natural Gas_Oven_E7 | F3 | Commercial | School | New | Food Preparation | Natural Gas | Oven | E7 | System - kBTUs of Consumption | 0 | 0 | 0 | 0 | 0 | 0 | 0 | 0 | 0 | 0 | 0 | 0 | 0 | 0 | 0 | 0 | 0 | 0 | 0 | 0 | 0 | 0 | 0 | 0 | 0 | 0 | 0
F3_Commercial_School_New_Food Preparation_Natural Gas_Oven_E8 | F3 | Commercial | School | New | Food Preparation | Natural Gas | Oven | E8 | System - kBTUs of Consumption | 0 | 0 | 0 | 0 | 0 | 0 | 0 | 0 | 0 | 0 | 0 | 0 | 0 | 0 | 0 | 0 | 0 | 0 | 0 | 0 | 0 | 0 | 0 | 0 | 0 | 0 | 0
F3_Commercial_School_New_Food Preparation_Natural Gas_Oven_E9 | F3 | Commercial | School | New | Food Preparation | Natural Gas | Oven | E9 | System - kBTUs of Consumption | 0 | 0 | 0 | 0 | 0 | 0 | 0 | 0 | 0 | 0 | 0 | 0 | 0 | 0 | 0 | 0 | 0 | 0 | 0 | 0 | 0 | 0 | 0 | 0 | 0 | 0 | 0
F3_Commercial_School_New_Food Preparation_Natural Gas_Oven_E10 | F3 | Commercial | School | New | Food Preparation | Natural Gas | Oven | E10 | System - kBTUs of Consumption | 0 | 0 | 0 | 0 | 0 | 0 | 0 | 0 | 0 | 0 | 0 | 0 | 0 | 0 | 0 | 0 | 0 | 0 | 0 | 0 | 0 | 0 | 0 | 0 | 0 | 0 | 0
F4_Commercial_School_New_Food Preparation_Natural Gas_Oven_E1 | F4 | Commercial | School | New | Food Preparation | Natural Gas | Oven | E1 | Utility - Cost of Equipment | 0.022679 | 0.022679 | 0.022679 | 0.022679 | 0.022679 | 0.022679 | 0.022679 | 0.022679 | 0.022679 | 0.022679 | 0.022679 | 0.022679 | 0.022679 | 0.022679 | 0.022679 | 0.022679 | 0.022679 | 0.022679 | 0.022679 | 0.022679 | 0.022679 | 0.022679 | 0.022679 | 0.022679 | 0.022679 | 0.022679 | 0.022679
F4_Commercial_School_New_Food Preparation_Natural Gas_Oven_E2 | F4 | Commercial | School | New | Food Preparation | Natural Gas | Oven | E2 | Utility - Cost of Equipment | 0.023891 | 0.023891 | 0.023891 | 0.023891 | 0.023891 | 0.023891 | 0.023891 | 0.023891 | 0.023891 | 0.023891 | 0.023891 | 0.023891 | 0.023891 | 0.023891 | 0.023891 | 0.023891 | 0.023891 | 0.023891 | 0.023891 | 0.023891 | 0.023891 | 0.023891 | 0.023891 | 0.023891 | 0.023891 | 0.023891 | 0.023891
F4_Commercial_School_New_Food Preparation_Natural Gas_Oven_E3 | F4 | Commercial | School | New | Food Preparation | Natural Gas | Oven | E3 | Utility - Cost of Equipment | 0 | 0 | 0 | 0 | 0 | 0 | 0 | 0 | 0 | 0 | 0 | 0 | 0 | 0 | 0 | 0 | 0 | 0 | 0 | 0 | 0 | 0 | 0 | 0 | 0 | 0 | 0
F4_Commercial_School_New_Food Preparation_Natural Gas_Oven_E4 | F4 | Commercial | School | New | Food Preparation | Natural Gas | Oven | E4 | Utility - Cost of Equipment | 0 | 0 | 0 | 0 | 0 | 0 | 0 | 0 | 0 | 0 | 0 | 0 | 0 | 0 | 0 | 0 | 0 | 0 | 0 | 0 | 0 | 0 | 0 | 0 | 0 | 0 | 0
F4_Commercial_School_New_Food Preparation_Natural Gas_Oven_E5 | F4 | Commercial | School | New | Food Preparation | Natural Gas | Oven | E5 | Utility - Cost of Equipment | 0 | 0 | 0 | 0 | 0 | 0 | 0 | 0 | 0 | 0 | 0 | 0 | 0 | 0 | 0 | 0 | 0 | 0 | 0 | 0 | 0 | 0 | 0 | 0 | 0 | 0 | 0
F4_Commercial_School_New_Food Preparation_Natural Gas_Oven_E6 | F4 | Commercial | School | New | Food Preparation | Natural Gas | Oven | E6 | Utility - Cost of Equipment | 0 | 0 | 0 | 0 | 0 | 0 | 0 | 0 | 0 | 0 | 0 | 0 | 0 | 0 | 0 | 0 | 0 | 0 | 0 | 0 | 0 | 0 | 0 | 0 | 0 | 0 | 0
F4_Commercial_School_New_Food Preparation_Natural Gas_Oven_E7 | F4 | Commercial | School | New | Food Preparation | Natural Gas | Oven | E7 | Utility - Cost of Equipment | 0 | 0 | 0 | 0 | 0 | 0 | 0 | 0 | 0 | 0 | 0 | 0 | 0 | 0 | 0 | 0 | 0 | 0 | 0 | 0 | 0 | 0 | 0 | 0 | 0 | 0 | 0
F4_Commercial_School_New_Food Preparation_Natural Gas_Oven_E8 | F4 | Commercial | School | New | Food Preparation | Natural Gas | Oven | E8 | Utility - Cost of Equipment | 0 | 0 | 0 | 0 | 0 | 0 | 0 | 0 | 0 | 0 | 0 | 0 | 0 | 0 | 0 | 0 | 0 | 0 | 0 | 0 | 0 | 0 | 0 | 0 | 0 | 0 | 0
F4_Commercial_School_New_Food Preparation_Natural Gas_Oven_E9 | F4 | Commercial | School | New | Food Preparation | Natural Gas | Oven | E9 | Utility - Cost of Equipment | 0 | 0 | 0 | 0 | 0 | 0 | 0 | 0 | 0 | 0 | 0 | 0 | 0 | 0 | 0 | 0 | 0 | 0 | 0 | 0 | 0 | 0 | 0 | 0 | 0 | 0 | 0
F4_Commercial_School_New_Food Preparation_Natural Gas_Oven_E10 | F4 | Commercial | School | New | Food Preparation | Natural Gas | Oven | E10 | Utility - Cost of Equipment | 0 | 0 | 0 | 0 | 0 | 0 | 0 | 0 | 0 | 0 | 0 | 0 | 0 | 0 | 0 | 0 | 0 | 0 | 0 | 0 | 0 | 0 | 0 | 0 | 0 | 0 | 0
F5_Commercial_School_New_Food Preparation_Natural Gas_Oven_E1 | F5 | Commercial | School | New | Food Preparation | Natural Gas | Oven | E1 | Utility - Cost of Operation | 0.024756 | 0.024495 | 0.024244 | 0.024004 | 0.024067 | 0.024326 | 0.024712 | 0.025169 | 0.02564 | 0.026067 | 0.026414 | 0.026632 | 0.026705 | 0.026609 | 0.026381 | 0.026046 | 0.025624 | 0.02512 | 0.024518 | 0.023801 | 0.022962 | 0.021994 | 0.021135 | 0.020584 | 0.020353 | 0.020453 | 0.020553
F5_Commercial_School_New_Food Preparation_Natural Gas_Oven_E2 | F5 | Commercial | School | New | Food Preparation | Natural Gas | Oven | E2 | Utility - Cost of Operation | 0.02151 | 0.021283 | 0.021064 | 0.020856 | 0.020911 | 0.021136 | 0.021471 | 0.021868 | 0.022277 | 0.022648 | 0.02295 | 0.02314 | 0.023203 | 0.02312 | 0.022921 | 0.02263 | 0.022264 | 0.021826 | 0.021302 | 0.02068 | 0.01995 | 0.019109 | 0.018364 | 0.017885 | 0.017684 | 0.01777 | 0.017857
F5_Commercial_School_New_Food Preparation_Natural Gas_Oven_E3 | F5 | Commercial | School | New | Food Preparation | Natural Gas | Oven | E3 | Utility - Cost of Operation | 0 | 0 | 0 | 0 | 0 | 0 | 0 | 0 | 0 | 0 | 0 | 0 | 0 | 0 | 0 | 0 | 0 | 0 | 0 | 0 | 0 | 0 | 0 | 0 | 0 | 0 | 0
F5_Commercial_School_New_Food Preparation_Natural Gas_Oven_E4 | F5 | Commercial | School | New | Food Preparation | Natural Gas | Oven | E4 | Utility - Cost of Operation | 0 | 0 | 0 | 0 | 0 | 0 | 0 | 0 | 0 | 0 | 0 | 0 | 0 | 0 | 0 | 0 | 0 | 0 | 0 | 0 | 0 | 0 | 0 | 0 | 0 | 0 | 0
F5_Commercial_School_New_Food Preparation_Natural Gas_Oven_E5 | F5 | Commercial | School | New | Food Preparation | Natural Gas | Oven | E5 | Utility - Cost of Operation | 0 | 0 | 0 | 0 | 0 | 0 | 0 | 0 | 0 | 0 | 0 | 0 | 0 | 0 | 0 | 0 | 0 | 0 | 0 | 0 | 0 | 0 | 0 | 0 | 0 | 0 | 0
F5_Commercial_School_New_Food Preparation_Natural Gas_Oven_E6 | F5 | Commercial | School | New | Food Preparation | Natural Gas | Oven | E6 | Utility - Cost of Operation | 0 | 0 | 0 | 0 | 0 | 0 | 0 | 0 | 0 | 0 | 0 | 0 | 0 | 0 | 0 | 0 | 0 | 0 | 0 | 0 | 0 | 0 | 0 | 0 | 0 | 0 | 0
F5_Commercial_School_New_Food Preparation_Natural Gas_Oven_E7 | F5 | Commercial | School | New | Food Preparation | Natural Gas | Oven | E7 | Utility - Cost of Operation | 0 | 0 | 0 | 0 | 0 | 0 | 0 | 0 | 0 | 0 | 0 | 0 | 0 | 0 | 0 | 0 | 0 | 0 | 0 | 0 | 0 | 0 | 0 | 0 | 0 | 0 | 0
F5_Commercial_School_New_Food Preparation_Natural Gas_Oven_E8 | F5 | Commercial | School | New | Food Preparation | Natural Gas | Oven | E8 | Utility - Cost of Operation | 0 | 0 | 0 | 0 | 0 | 0 | 0 | 0 | 0 | 0 | 0 | 0 | 0 | 0 | 0 | 0 | 0 | 0 | 0 | 0 | 0 | 0 | 0 | 0 | 0 | 0 | 0
F5_Commercial_School_New_Food Preparation_Natural Gas_Oven_E9 | F5 | Commercial | School | New | Food Preparation | Natural Gas | Oven | E9 | Utility - Cost of Operation | 0 | 0 | 0 | 0 | 0 | 0 | 0 | 0 | 0 | 0 | 0 | 0 | 0 | 0 | 0 | 0 | 0 | 0 | 0 | 0 | 0 | 0 | 0 | 0 | 0 | 0 | 0
F5_Commercial_School_New_Food Preparation_Natural Gas_Oven_E10 | F5 | Commercial | School | New | Food Preparation | Natural Gas | Oven | E10 | Utility - Cost of Operation | 0 | 0 | 0 | 0 | 0 | 0 | 0 | 0 | 0 | 0 | 0 | 0 | 0 | 0 | 0 | 0 | 0 | 0 | 0 | 0 | 0 | 0 | 0 | 0 | 0 | 0 | 0
F6_Commercial_School_New_Food Preparation_Natural Gas_Oven_E1 | F6 | Commercial | School | New | Food Preparation | Natural Gas | Oven | E1 | Utility - Value of Sales | 0 | 0 | 0 | 0 | 0 | 0 | 0 | 0 | 0 | 0 | 0 | 0 | 0 | 0 | 0 | 0 | 0 | 0 | 0 | 0 | 0 | 0 | 0 | 0 | 0 | 0 | 0
F6_Commercial_School_New_Food Preparation_Natural Gas_Oven_E2 | F6 | Commercial | School | New | Food Preparation | Natural Gas | Oven | E2 | Utility - Value of Sales | 0 | 0 | 0 | 0 | 0 | 0 | 0 | 0 | 0 | 0 | 0 | 0 | 0 | 0 | 0 | 0 | 0 | 0 | 0 | 0 | 0 | 0 | 0 | 0 | 0 | 0 | 0
F6_Commercial_School_New_Food Preparation_Natural Gas_Oven_E3 | F6 | Commercial | School | New | Food Preparation | Natural Gas | Oven | E3 | Utility - Value of Sales | 0 | 0 | 0 | 0 | 0 | 0 | 0 | 0 | 0 | 0 | 0 | 0 | 0 | 0 | 0 | 0 | 0 | 0 | 0 | 0 | 0 | 0 | 0 | 0 | 0 | 0 | 0
F6_Commercial_School_New_Food Preparation_Natural Gas_Oven_E4 | F6 | Commercial | School | New | Food Preparation | Natural Gas | Oven | E4 | Utility - Value of Sales | 0 | 0 | 0 | 0 | 0 | 0 | 0 | 0 | 0 | 0 | 0 | 0 | 0 | 0 | 0 | 0 | 0 | 0 | 0 | 0 | 0 | 0 | 0 | 0 | 0 | 0 | 0
F6_Commercial_School_New_Food Preparation_Natural Gas_Oven_E5 | F6 | Commercial | School | New | Food Preparation | Natural Gas | Oven | E5 | Utility - Value of Sales | 0 | 0 | 0 | 0 | 0 | 0 | 0 | 0 | 0 | 0 | 0 | 0 | 0 | 0 | 0 | 0 | 0 | 0 | 0 | 0 | 0 | 0 | 0 | 0 | 0 | 0 | 0
F6_Commercial_School_New_Food Preparation_Natural Gas_Oven_E6 | F6 | Commercial | School | New | Food Preparation | Natural Gas | Oven | E6 | Utility - Value of Sales | 0 | 0 | 0 | 0 | 0 | 0 | 0 | 0 | 0 | 0 | 0 | 0 | 0 | 0 | 0 | 0 | 0 | 0 | 0 | 0 | 0 | 0 | 0 | 0 | 0 | 0 | 0
F6_Commercial_School_New_Food Preparation_Natural Gas_Oven_E7 | F6 | Commercial | School | New | Food Preparation | Natural Gas | Oven | E7 | Utility - Value of Sales | 0 | 0 | 0 | 0 | 0 | 0 | 0 | 0 | 0 | 0 | 0 | 0 | 0 | 0 | 0 | 0 | 0 | 0 | 0 | 0 | 0 | 0 | 0 | 0 | 0 | 0 | 0
F6_Commercial_School_New_Food Preparation_Natural Gas_Oven_E8 | F6 | Commercial | School | New | Food Preparation | Natural Gas | Oven | E8 | Utility - Value of Sales | 0 | 0 | 0 | 0 | 0 | 0 | 0 | 0 | 0 | 0 | 0 | 0 | 0 | 0 | 0 | 0 | 0 | 0 | 0 | 0 | 0 | 0 | 0 | 0 | 0 | 0 | 0
F6_Commercial_School_New_Food Preparation_Natural Gas_Oven_E9 | F6 | Commercial | School | New | Food Preparation | Natural Gas | Oven | E9 | Utility - Value of Sales | 0 | 0 | 0 | 0 | 0 | 0 | 0 | 0 | 0 | 0 | 0 | 0 | 0 | 0 | 0 | 0 | 0 | 0 | 0 | 0 | 0 | 0 | 0 | 0 | 0 | 0 | 0
F6_Commercial_School_New_Food Preparation_Natural Gas_Oven_E10 | F6 | Commercial | School | New | Food Preparation | Natural Gas | Oven | E10 | Utility - Value of Sales | 0 | 0 | 0 | 0 | 0 | 0 | 0 | 0 | 0 | 0 | 0 | 0 | 0 | 0 | 0 | 0 | 0 | 0 | 0 | 0 | 0 | 0 | 0 | 0 | 0 | 0 | 0
F1_Commercial_School_New_Food Preparation_Natural Gas_Conveyor Oven_E1 | F1 | Commercial | School | New | Food Preparation | Natural Gas | Conveyor Oven | E1 | RVT - Cost of Equipment | 0.012852 | 0.012852 | 0.012852 | 0.012852 | 0.012852 | 0.012852 | 0.012852 | 0.012852 | 0.012852 | 0.012852 | 0.012852 | 0.012852 | 0.012852 | 0.012852 | 0.012852 | 0.012852 | 0.012852 | 0.012852 | 0.012852 | 0.012852 | 0.012852 | 0.012852 | 0.012852 | 0.012852 | 0.012852 | 0.012852 | 0.012852
F1_Commercial_School_New_Food Preparation_Natural Gas_Conveyor Oven_E2 | F1 | Commercial | School | New | Food Preparation | Natural Gas | Conveyor Oven | E2 | RVT - Cost of Equipment | 0.015669 | 0.015669 | 0.015669 | 0.015669 | 0.015669 | 0.015669 | 0.015669 | 0.015669 | 0.015669 | 0.015669 | 0.015669 | 0.015669 | 0.015669 | 0.015669 | 0.015669 | 0.015669 | 0.015669 | 0.015669 | 0.015669 | 0.015669 | 0.015669 | 0.015669 | 0.015669 | 0.015669 | 0.015669 | 0.015669 | 0.015669
F1_Commercial_School_New_Food Preparation_Natural Gas_Conveyor Oven_E3 | F1 | Commercial | School | New | Food Preparation | Natural Gas | Conveyor Oven | E3 | RVT - Cost of Equipment | 0 | 0 | 0 | 0 | 0 | 0 | 0 | 0 | 0 | 0 | 0 | 0 | 0 | 0 | 0 | 0 | 0 | 0 | 0 | 0 | 0 | 0 | 0 | 0 | 0 | 0 | 0
F1_Commercial_School_New_Food Preparation_Natural Gas_Conveyor Oven_E4 | F1 | Commercial | School | New | Food Preparation | Natural Gas | Conveyor Oven | E4 | RVT - Cost of Equipment | 0 | 0 | 0 | 0 | 0 | 0 | 0 | 0 | 0 | 0 | 0 | 0 | 0 | 0 | 0 | 0 | 0 | 0 | 0 | 0 | 0 | 0 | 0 | 0 | 0 | 0 | 0
F1_Commercial_School_New_Food Preparation_Natural Gas_Conveyor Oven_E5 | F1 | Commercial | School | New | Food Preparation | Natural Gas | Conveyor Oven | E5 | RVT - Cost of Equipment | 0 | 0 | 0 | 0 | 0 | 0 | 0 | 0 | 0 | 0 | 0 | 0 | 0 | 0 | 0 | 0 | 0 | 0 | 0 | 0 | 0 | 0 | 0 | 0 | 0 | 0 | 0
F1_Commercial_School_New_Food Preparation_Natural Gas_Conveyor Oven_E6 | F1 | Commercial | School | New | Food Preparation | Natural Gas | Conveyor Oven | E6 | RVT - Cost of Equipment | 0 | 0 | 0 | 0 | 0 | 0 | 0 | 0 | 0 | 0 | 0 | 0 | 0 | 0 | 0 | 0 | 0 | 0 | 0 | 0 | 0 | 0 | 0 | 0 | 0 | 0 | 0
F1_Commercial_School_New_Food Preparation_Natural Gas_Conveyor Oven_E7 | F1 | Commercial | School | New | Food Preparation | Natural Gas | Conveyor Oven | E7 | RVT - Cost of Equipment | 0 | 0 | 0 | 0 | 0 | 0 | 0 | 0 | 0 | 0 | 0 | 0 | 0 | 0 | 0 | 0 | 0 | 0 | 0 | 0 | 0 | 0 | 0 | 0 | 0 | 0 | 0
F1_Commercial_School_New_Food Preparation_Natural Gas_Conveyor Oven_E8 | F1 | Commercial | School | New | Food Preparation | Natural Gas | Conveyor Oven | E8 | RVT - Cost of Equipment | 0 | 0 | 0 | 0 | 0 | 0 | 0 | 0 | 0 | 0 | 0 | 0 | 0 | 0 | 0 | 0 | 0 | 0 | 0 | 0 | 0 | 0 | 0 | 0 | 0 | 0 | 0
F1_Commercial_School_New_Food Preparation_Natural Gas_Conveyor Oven_E9 | F1 | Commercial | School | New | Food Preparation | Natural Gas | Conveyor Oven | E9 | RVT - Cost of Equipment | 0 | 0 | 0 | 0 | 0 | 0 | 0 | 0 | 0 | 0 | 0 | 0 | 0 | 0 | 0 | 0 | 0 | 0 | 0 | 0 | 0 | 0 | 0 | 0 | 0 | 0 | 0
F1_Commercial_School_New_Food Preparation_Natural Gas_Conveyor Oven_E10 | F1 | Commercial | School | New | Food Preparation | Natural Gas | Conveyor Oven | E10 | RVT - Cost of Equipment | 0 | 0 | 0 | 0 | 0 | 0 | 0 | 0 | 0 | 0 | 0 | 0 | 0 | 0 | 0 | 0 | 0 | 0 | 0 | 0 | 0 | 0 | 0 | 0 | 0 | 0 | 0
F2_Commercial_School_New_Food Preparation_Natural Gas_Conveyor Oven_E1 | F2 | Commercial | School | New | Food Preparation | Natural Gas | Conveyor Oven | E1 | RVT - Cost of Operation | 0 | 0 | 0 | 0 | 0 | 0 | 0 | 0 | 0 | 0 | 0 | 0 | 0 | 0 | 0 | 0 | 0 | 0 | 0 | 0 | 0 | 0 | 0 | 0 | 0 | 0 | 0
F2_Commercial_School_New_Food Preparation_Natural Gas_Conveyor Oven_E2 | F2 | Commercial | School | New | Food Preparation | Natural Gas | Conveyor Oven | E2 | RVT - Cost of Operation | 0 | 0 | 0 | 0 | 0 | 0 | 0 | 0 | 0 | 0 | 0 | 0 | 0 | 0 | 0 | 0 | 0 | 0 | 0 | 0 | 0 | 0 | 0 | 0 | 0 | 0 | 0
F2_Commercial_School_New_Food Preparation_Natural Gas_Conveyor Oven_E3 | F2 | Commercial | School | New | Food Preparation | Natural Gas | Conveyor Oven | E3 | RVT - Cost of Operation | 0 | 0 | 0 | 0 | 0 | 0 | 0 | 0 | 0 | 0 | 0 | 0 | 0 | 0 | 0 | 0 | 0 | 0 | 0 | 0 | 0 | 0 | 0 | 0 | 0 | 0 | 0
F2_Commercial_School_New_Food Preparation_Natural Gas_Conveyor Oven_E4 | F2 | Commercial | School | New | Food Preparation | Natural Gas | Conveyor Oven | E4 | RVT - Cost of Operation | 0 | 0 | 0 | 0 | 0 | 0 | 0 | 0 | 0 | 0 | 0 | 0 | 0 | 0 | 0 | 0 | 0 | 0 | 0 | 0 | 0 | 0 | 0 | 0 | 0 | 0 | 0
F2_Commercial_School_New_Food Preparation_Natural Gas_Conveyor Oven_E5 | F2 | Commercial | School | New | Food Preparation | Natural Gas | Conveyor Oven | E5 | RVT - Cost of Operation | 0 | 0 | 0 | 0 | 0 | 0 | 0 | 0 | 0 | 0 | 0 | 0 | 0 | 0 | 0 | 0 | 0 | 0 | 0 | 0 | 0 | 0 | 0 | 0 | 0 | 0 | 0
F2_Commercial_School_New_Food Preparation_Natural Gas_Conveyor Oven_E6 | F2 | Commercial | School | New | Food Preparation | Natural Gas | Conveyor Oven | E6 | RVT - Cost of Operation | 0 | 0 | 0 | 0 | 0 | 0 | 0 | 0 | 0 | 0 | 0 | 0 | 0 | 0 | 0 | 0 | 0 | 0 | 0 | 0 | 0 | 0 | 0 | 0 | 0 | 0 | 0
F2_Commercial_School_New_Food Preparation_Natural Gas_Conveyor Oven_E7 | F2 | Commercial | School | New | Food Preparation | Natural Gas | Conveyor Oven | E7 | RVT - Cost of Operation | 0 | 0 | 0 | 0 | 0 | 0 | 0 | 0 | 0 | 0 | 0 | 0 | 0 | 0 | 0 | 0 | 0 | 0 | 0 | 0 | 0 | 0 | 0 | 0 | 0 | 0 | 0
F2_Commercial_School_New_Food Preparation_Natural Gas_Conveyor Oven_E8 | F2 | Commercial | School | New | Food Preparation | Natural Gas | Conveyor Oven | E8 | RVT - Cost of Operation | 0 | 0 | 0 | 0 | 0 | 0 | 0 | 0 | 0 | 0 | 0 | 0 | 0 | 0 | 0 | 0 | 0 | 0 | 0 | 0 | 0 | 0 | 0 | 0 | 0 | 0 | 0
F2_Commercial_School_New_Food Preparation_Natural Gas_Conveyor Oven_E9 | F2 | Commercial | School | New | Food Preparation | Natural Gas | Conveyor Oven | E9 | RVT - Cost of Operation | 0 | 0 | 0 | 0 | 0 | 0 | 0 | 0 | 0 | 0 | 0 | 0 | 0 | 0 | 0 | 0 | 0 | 0 | 0 | 0 | 0 | 0 | 0 | 0 | 0 | 0 | 0
F2_Commercial_School_New_Food Preparation_Natural Gas_Conveyor Oven_E10 | F2 | Commercial | School | New | Food Preparation | Natural Gas | Conveyor Oven | E10 | RVT - Cost of Operation | 0 | 0 | 0 | 0 | 0 | 0 | 0 | 0 | 0 | 0 | 0 | 0 | 0 | 0 | 0 | 0 | 0 | 0 | 0 | 0 | 0 | 0 | 0 | 0 | 0 | 0 | 0
F3_Commercial_School_New_Food Preparation_Natural Gas_Conveyor Oven_E1 | F3 | Commercial | School | New | Food Preparation | Natural Gas | Conveyor Oven | E1 | System - kBTUs of Consumption | 3.2925 | 3.2925 | 3.2925 | 3.2925 | 3.2925 | 3.2925 | 3.2925 | 3.2925 | 3.2925 | 3.2925 | 3.2925 | 3.2925 | 3.2925 | 3.2925 | 3.2925 | 3.2925 | 3.2925 | 3.2925 | 3.2925 | 3.2925 | 3.2925 | 3.2925 | 3.2925 | 3.2925 | 3.2925 | 3.2925 | 3.2925
F3_Commercial_School_New_Food Preparation_Natural Gas_Conveyor Oven_E2 | F3 | Commercial | School | New | Food Preparation | Natural Gas | Conveyor Oven | E2 | System - kBTUs of Consumption | 2.5028 | 2.5028 | 2.5028 | 2.5028 | 2.5028 | 2.5028 | 2.5028 | 2.5028 | 2.5028 | 2.5028 | 2.5028 | 2.5028 | 2.5028 | 2.5028 | 2.5028 | 2.5028 | 2.5028 | 2.5028 | 2.5028 | 2.5028 | 2.5028 | 2.5028 | 2.5028 | 2.5028 | 2.5028 | 2.5028 | 2.5028
F3_Commercial_School_New_Food Preparation_Natural Gas_Conveyor Oven_E3 | F3 | Commercial | School | New | Food Preparation | Natural Gas | Conveyor Oven | E3 | System - kBTUs of Consumption | 0 | 0 | 0 | 0 | 0 | 0 | 0 | 0 | 0 | 0 | 0 | 0 | 0 | 0 | 0 | 0 | 0 | 0 | 0 | 0 | 0 | 0 | 0 | 0 | 0 | 0 | 0
F3_Commercial_School_New_Food Preparation_Natural Gas_Conveyor Oven_E4 | F3 | Commercial | School | New | Food Preparation | Natural Gas | Conveyor Oven | E4 | System - kBTUs of Consumption | 0 | 0 | 0 | 0 | 0 | 0 | 0 | 0 | 0 | 0 | 0 | 0 | 0 | 0 | 0 | 0 | 0 | 0 | 0 | 0 | 0 | 0 | 0 | 0 | 0 | 0 | 0
F3_Commercial_School_New_Food Preparation_Natural Gas_Conveyor Oven_E5 | F3 | Commercial | School | New | Food Preparation | Natural Gas | Conveyor Oven | E5 | System - kBTUs of Consumption | 0 | 0 | 0 | 0 | 0 | 0 | 0 | 0 | 0 | 0 | 0 | 0 | 0 | 0 | 0 | 0 | 0 | 0 | 0 | 0 | 0 | 0 | 0 | 0 | 0 | 0 | 0
F3_Commercial_School_New_Food Preparation_Natural Gas_Conveyor Oven_E6 | F3 | Commercial | School | New | Food Preparation | Natural Gas | Conveyor Oven | E6 | System - kBTUs of Consumption | 0 | 0 | 0 | 0 | 0 | 0 | 0 | 0 | 0 | 0 | 0 | 0 | 0 | 0 | 0 | 0 | 0 | 0 | 0 | 0 | 0 | 0 | 0 | 0 | 0 | 0 | 0
F3_Commercial_School_New_Food Preparation_Natural Gas_Conveyor Oven_E7 | F3 | Commercial | School | New | Food Preparation | Natural Gas | Conveyor Oven | E7 | System - kBTUs of Consumption | 0 | 0 | 0 | 0 | 0 | 0 | 0 | 0 | 0 | 0 | 0 | 0 | 0 | 0 | 0 | 0 | 0 | 0 | 0 | 0 | 0 | 0 | 0 | 0 | 0 | 0 | 0
F3_Commercial_School_New_Food Preparation_Natural Gas_Conveyor Oven_E8 | F3 | Commercial | School | New | Food Preparation | Natural Gas | Conveyor Oven | E8 | System - kBTUs of Consumption | 0 | 0 | 0 | 0 | 0 | 0 | 0 | 0 | 0 | 0 | 0 | 0 | 0 | 0 | 0 | 0 | 0 | 0 | 0 | 0 | 0 | 0 | 0 | 0 | 0 | 0 | 0
F3_Commercial_School_New_Food Preparation_Natural Gas_Conveyor Oven_E9 | F3 | Commercial | School | New | Food Preparation | Natural Gas | Conveyor Oven | E9 | System - kBTUs of Consumption | 0 | 0 | 0 | 0 | 0 | 0 | 0 | 0 | 0 | 0 | 0 | 0 | 0 | 0 | 0 | 0 | 0 | 0 | 0 | 0 | 0 | 0 | 0 | 0 | 0 | 0 | 0
F3_Commercial_School_New_Food Preparation_Natural Gas_Conveyor Oven_E10 | F3 | Commercial | School | New | Food Preparation | Natural Gas | Conveyor Oven | E10 | System - kBTUs of Consumption | 0 | 0 | 0 | 0 | 0 | 0 | 0 | 0 | 0 | 0 | 0 | 0 | 0 | 0 | 0 | 0 | 0 | 0 | 0 | 0 | 0 | 0 | 0 | 0 | 0 | 0 | 0
F4_Commercial_School_New_Food Preparation_Natural Gas_Conveyor Oven_E1 | F4 | Commercial | School | New | Food Preparation | Natural Gas | Conveyor Oven | E1 | Utility - Cost of Equipment | 0.012852 | 0.012852 | 0.012852 | 0.012852 | 0.012852 | 0.012852 | 0.012852 | 0.012852 | 0.012852 | 0.012852 | 0.012852 | 0.012852 | 0.012852 | 0.012852 | 0.012852 | 0.012852 | 0.012852 | 0.012852 | 0.012852 | 0.012852 | 0.012852 | 0.012852 | 0.012852 | 0.012852 | 0.012852 | 0.012852 | 0.012852
F4_Commercial_School_New_Food Preparation_Natural Gas_Conveyor Oven_E2 | F4 | Commercial | School | New | Food Preparation | Natural Gas | Conveyor Oven | E2 | Utility - Cost of Equipment | 0.015669 | 0.015669 | 0.015669 | 0.015669 | 0.015669 | 0.015669 | 0.015669 | 0.015669 | 0.015669 | 0.015669 | 0.015669 | 0.015669 | 0.015669 | 0.015669 | 0.015669 | 0.015669 | 0.015669 | 0.015669 | 0.015669 | 0.015669 | 0.015669 | 0.015669 | 0.015669 | 0.015669 | 0.015669 | 0.015669 | 0.015669
F4_Commercial_School_New_Food Preparation_Natural Gas_Conveyor Oven_E3 | F4 | Commercial | School | New | Food Preparation | Natural Gas | Conveyor Oven | E3 | Utility - Cost of Equipment | 0 | 0 | 0 | 0 | 0 | 0 | 0 | 0 | 0 | 0 | 0 | 0 | 0 | 0 | 0 | 0 | 0 | 0 | 0 | 0 | 0 | 0 | 0 | 0 | 0 | 0 | 0
F4_Commercial_School_New_Food Preparation_Natural Gas_Conveyor Oven_E4 | F4 | Commercial | School | New | Food Preparation | Natural Gas | Conveyor Oven | E4 | Utility - Cost of Equipment | 0 | 0 | 0 | 0 | 0 | 0 | 0 | 0 | 0 | 0 | 0 | 0 | 0 | 0 | 0 | 0 | 0 | 0 | 0 | 0 | 0 | 0 | 0 | 0 | 0 | 0 | 0
F4_Commercial_School_New_Food Preparation_Natural Gas_Conveyor Oven_E5 | F4 | Commercial | School | New | Food Preparation | Natural Gas | Conveyor Oven | E5 | Utility - Cost of Equipment | 0 | 0 | 0 | 0 | 0 | 0 | 0 | 0 | 0 | 0 | 0 | 0 | 0 | 0 | 0 | 0 | 0 | 0 | 0 | 0 | 0 | 0 | 0 | 0 | 0 | 0 | 0
F4_Commercial_School_New_Food Preparation_Natural Gas_Conveyor Oven_E6 | F4 | Commercial | School | New | Food Preparation | Natural Gas | Conveyor Oven | E6 | Utility - Cost of Equipment | 0 | 0 | 0 | 0 | 0 | 0 | 0 | 0 | 0 | 0 | 0 | 0 | 0 | 0 | 0 | 0 | 0 | 0 | 0 | 0 | 0 | 0 | 0 | 0 | 0 | 0 | 0
F4_Commercial_School_New_Food Preparation_Natural Gas_Conveyor Oven_E7 | F4 | Commercial | School | New | Food Preparation | Natural Gas | Conveyor Oven | E7 | Utility - Cost of Equipment | 0 | 0 | 0 | 0 | 0 | 0 | 0 | 0 | 0 | 0 | 0 | 0 | 0 | 0 | 0 | 0 | 0 | 0 | 0 | 0 | 0 | 0 | 0 | 0 | 0 | 0 | 0
F4_Commercial_School_New_Food Preparation_Natural Gas_Conveyor Oven_E8 | F4 | Commercial | School | New | Food Preparation | Natural Gas | Conveyor Oven | E8 | Utility - Cost of Equipment | 0 | 0 | 0 | 0 | 0 | 0 | 0 | 0 | 0 | 0 | 0 | 0 | 0 | 0 | 0 | 0 | 0 | 0 | 0 | 0 | 0 | 0 | 0 | 0 | 0 | 0 | 0
F4_Commercial_School_New_Food Preparation_Natural Gas_Conveyor Oven_E9 | F4 | Commercial | School | New | Food Preparation | Natural Gas | Conveyor Oven | E9 | Utility - Cost of Equipment | 0 | 0 | 0 | 0 | 0 | 0 | 0 | 0 | 0 | 0 | 0 | 0 | 0 | 0 | 0 | 0 | 0 | 0 | 0 | 0 | 0 | 0 | 0 | 0 | 0 | 0 | 0
F4_Commercial_School_New_Food Preparation_Natural Gas_Conveyor Oven_E10 | F4 | Commercial | School | New | Food Preparation | Natural Gas | Conveyor Oven | E10 | Utility - Cost of Equipment | 0 | 0 | 0 | 0 | 0 | 0 | 0 | 0 | 0 | 0 | 0 | 0 | 0 | 0 | 0 | 0 | 0 | 0 | 0 | 0 | 0 | 0 | 0 | 0 | 0 | 0 | 0
F5_Commercial_School_New_Food Preparation_Natural Gas_Conveyor Oven_E1 | F5 | Commercial | School | New | Food Preparation | Natural Gas | Conveyor Oven | E1 | Utility - Cost of Operation | 0.045748 | 0.045539 | 0.04535 | 0.045164 | 0.045374 | 0.045778 | 0.046222 | 0.046595 | 0.04684 | 0.046949 | 0.046957 | 0.046888 | 0.046748 | 0.046494 | 0.046139 | 0.045676 | 0.045085 | 0.044372 | 0.043513 | 0.042485 | 0.041274 | 0.039873 | 0.038635 | 0.037853 | 0.037545 | 0.03773 | 0.037914
F5_Commercial_School_New_Food Preparation_Natural Gas_Conveyor Oven_E2 | F5 | Commercial | School | New | Food Preparation | Natural Gas | Conveyor Oven | E2 | Utility - Cost of Operation | 0.034775 | 0.034617 | 0.034473 | 0.034332 | 0.034491 | 0.034799 | 0.035136 | 0.035419 | 0.035606 | 0.035688 | 0.035694 | 0.035642 | 0.035536 | 0.035343 | 0.035072 | 0.034721 | 0.034272 | 0.033729 | 0.033076 | 0.032295 | 0.031375 | 0.03031 | 0.029369 | 0.028774 | 0.02854 | 0.02868 | 0.028821
F5_Commercial_School_New_Food Preparation_Natural Gas_Conveyor Oven_E3 | F5 | Commercial | School | New | Food Preparation | Natural Gas | Conveyor Oven | E3 | Utility - Cost of Operation | 0 | 0 | 0 | 0 | 0 | 0 | 0 | 0 | 0 | 0 | 0 | 0 | 0 | 0 | 0 | 0 | 0 | 0 | 0 | 0 | 0 | 0 | 0 | 0 | 0 | 0 | 0
F5_Commercial_School_New_Food Preparation_Natural Gas_Conveyor Oven_E4 | F5 | Commercial | School | New | Food Preparation | Natural Gas | Conveyor Oven | E4 | Utility - Cost of Operation | 0 | 0 | 0 | 0 | 0 | 0 | 0 | 0 | 0 | 0 | 0 | 0 | 0 | 0 | 0 | 0 | 0 | 0 | 0 | 0 | 0 | 0 | 0 | 0 | 0 | 0 | 0
F5_Commercial_School_New_Food Preparation_Natural Gas_Conveyor Oven_E5 | F5 | Commercial | School | New | Food Preparation | Natural Gas | Conveyor Oven | E5 | Utility - Cost of Operation | 0 | 0 | 0 | 0 | 0 | 0 | 0 | 0 | 0 | 0 | 0 | 0 | 0 | 0 | 0 | 0 | 0 | 0 | 0 | 0 | 0 | 0 | 0 | 0 | 0 | 0 | 0
F5_Commercial_School_New_Food Preparation_Natural Gas_Conveyor Oven_E6 | F5 | Commercial | School | New | Food Preparation | Natural Gas | Conveyor Oven | E6 | Utility - Cost of Operation | 0 | 0 | 0 | 0 | 0 | 0 | 0 | 0 | 0 | 0 | 0 | 0 | 0 | 0 | 0 | 0 | 0 | 0 | 0 | 0 | 0 | 0 | 0 | 0 | 0 | 0 | 0
F5_Commercial_School_New_Food Preparation_Natural Gas_Conveyor Oven_E7 | F5 | Commercial | School | New | Food Preparation | Natural Gas | Conveyor Oven | E7 | Utility - Cost of Operation | 0 | 0 | 0 | 0 | 0 | 0 | 0 | 0 | 0 | 0 | 0 | 0 | 0 | 0 | 0 | 0 | 0 | 0 | 0 | 0 | 0 | 0 | 0 | 0 | 0 | 0 | 0
F5_Commercial_School_New_Food Preparation_Natural Gas_Conveyor Oven_E8 | F5 | Commercial | School | New | Food Preparation | Natural Gas | Conveyor Oven | E8 | Utility - Cost of Operation | 0 | 0 | 0 | 0 | 0 | 0 | 0 | 0 | 0 | 0 | 0 | 0 | 0 | 0 | 0 | 0 | 0 | 0 | 0 | 0 | 0 | 0 | 0 | 0 | 0 | 0 | 0
F5_Commercial_School_New_Food Preparation_Natural Gas_Conveyor Oven_E9 | F5 | Commercial | School | New | Food Preparation | Natural Gas | Conveyor Oven | E9 | Utility - Cost of Operation | 0 | 0 | 0 | 0 | 0 | 0 | 0 | 0 | 0 | 0 | 0 | 0 | 0 | 0 | 0 | 0 | 0 | 0 | 0 | 0 | 0 | 0 | 0 | 0 | 0 | 0 | 0
F5_Commercial_School_New_Food Preparation_Natural Gas_Conveyor Oven_E10 | F5 | Commercial | School | New | Food Preparation | Natural Gas | Conveyor Oven | E10 | Utility - Cost of Operation | 0 | 0 | 0 | 0 | 0 | 0 | 0 | 0 | 0 | 0 | 0 | 0 | 0 | 0 | 0 | 0 | 0 | 0 | 0 | 0 | 0 | 0 | 0 | 0 | 0 | 0 | 0
F6_Commercial_School_New_Food Preparation_Natural Gas_Conveyor Oven_E1 | F6 | Commercial | School | New | Food Preparation | Natural Gas | Conveyor Oven | E1 | Utility - Value of Sales | 0 | 0 | 0 | 0 | 0 | 0 | 0 | 0 | 0 | 0 | 0 | 0 | 0 | 0 | 0 | 0 | 0 | 0 | 0 | 0 | 0 | 0 | 0 | 0 | 0 | 0 | 0
F6_Commercial_School_New_Food Preparation_Natural Gas_Conveyor Oven_E2 | F6 | Commercial | School | New | Food Preparation | Natural Gas | Conveyor Oven | E2 | Utility - Value of Sales | 0 | 0 | 0 | 0 | 0 | 0 | 0 | 0 | 0 | 0 | 0 | 0 | 0 | 0 | 0 | 0 | 0 | 0 | 0 | 0 | 0 | 0 | 0 | 0 | 0 | 0 | 0
F6_Commercial_School_New_Food Preparation_Natural Gas_Conveyor Oven_E3 | F6 | Commercial | School | New | Food Preparation | Natural Gas | Conveyor Oven | E3 | Utility - Value of Sales | 0 | 0 | 0 | 0 | 0 | 0 | 0 | 0 | 0 | 0 | 0 | 0 | 0 | 0 | 0 | 0 | 0 | 0 | 0 | 0 | 0 | 0 | 0 | 0 | 0 | 0 | 0
F6_Commercial_School_New_Food Preparation_Natural Gas_Conveyor Oven_E4 | F6 | Commercial | School | New | Food Preparation | Natural Gas | Conveyor Oven | E4 | Utility - Value of Sales | 0 | 0 | 0 | 0 | 0 | 0 | 0 | 0 | 0 | 0 | 0 | 0 | 0 | 0 | 0 | 0 | 0 | 0 | 0 | 0 | 0 | 0 | 0 | 0 | 0 | 0 | 0
F6_Commercial_School_New_Food Preparation_Natural Gas_Conveyor Oven_E5 | F6 | Commercial | School | New | Food Preparation | Natural Gas | Conveyor Oven | E5 | Utility - Value of Sales | 0 | 0 | 0 | 0 | 0 | 0 | 0 | 0 | 0 | 0 | 0 | 0 | 0 | 0 | 0 | 0 | 0 | 0 | 0 | 0 | 0 | 0 | 0 | 0 | 0 | 0 | 0
F6_Commercial_School_New_Food Preparation_Natural Gas_Conveyor Oven_E6 | F6 | Commercial | School | New | Food Preparation | Natural Gas | Conveyor Oven | E6 | Utility - Value of Sales | 0 | 0 | 0 | 0 | 0 | 0 | 0 | 0 | 0 | 0 | 0 | 0 | 0 | 0 | 0 | 0 | 0 | 0 | 0 | 0 | 0 | 0 | 0 | 0 | 0 | 0 | 0
F6_Commercial_School_New_Food Preparation_Natural Gas_Conveyor Oven_E7 | F6 | Commercial | School | New | Food Preparation | Natural Gas | Conveyor Oven | E7 | Utility - Value of Sales | 0 | 0 | 0 | 0 | 0 | 0 | 0 | 0 | 0 | 0 | 0 | 0 | 0 | 0 | 0 | 0 | 0 | 0 | 0 | 0 | 0 | 0 | 0 | 0 | 0 | 0 | 0
F6_Commercial_School_New_Food Preparation_Natural Gas_Conveyor Oven_E8 | F6 | Commercial | School | New | Food Preparation | Natural Gas | Conveyor Oven | E8 | Utility - Value of Sales | 0 | 0 | 0 | 0 | 0 | 0 | 0 | 0 | 0 | 0 | 0 | 0 | 0 | 0 | 0 | 0 | 0 | 0 | 0 | 0 | 0 | 0 | 0 | 0 | 0 | 0 | 0
F6_Commercial_School_New_Food Preparation_Natural Gas_Conveyor Oven_E9 | F6 | Commercial | School | New | Food Preparation | Natural Gas | Conveyor Oven | E9 | Utility - Value of Sales | 0 | 0 | 0 | 0 | 0 | 0 | 0 | 0 | 0 | 0 | 0 | 0 | 0 | 0 | 0 | 0 | 0 | 0 | 0 | 0 | 0 | 0 | 0 | 0 | 0 | 0 | 0
F6_Commercial_School_New_Food Preparation_Natural Gas_Conveyor Oven_E10 | F6 | Commercial | School | New | Food Preparation | Natural Gas | Conveyor Oven | E10 | Utility - Value of Sales | 0 | 0 | 0 | 0 | 0 | 0 | 0 | 0 | 0 | 0 | 0 | 0 | 0 | 0 | 0 | 0 | 0 | 0 | 0 | 0 | 0 | 0 | 0 | 0 | 0 | 0 | 0
F1_Commercial_School_New_Food Preparation_Natural Gas_Double Rack Oven_E1 | F1 | Commercial | School | New | Food Preparation | Natural Gas | Double Rack Oven | E1 | RVT - Cost of Equipment | 0.025069 | 0.025069 | 0.025069 | 0.025069 | 0.025069 | 0.025069 | 0.025069 | 0.025069 | 0.025069 | 0.025069 | 0.025069 | 0.025069 | 0.025069 | 0.025069 | 0.025069 | 0.025069 | 0.025069 | 0.025069 | 0.025069 | 0.025069 | 0.025069 | 0.025069 | 0.025069 | 0.025069 | 0.025069 | 0.025069 | 0.025069
F1_Commercial_School_New_Food Preparation_Natural Gas_Double Rack Oven_E2 | F1 | Commercial | School | New | Food Preparation | Natural Gas | Double Rack Oven | E2 | RVT - Cost of Equipment | 0.034586 | 0.034586 | 0.034586 | 0.034586 | 0.034586 | 0.034586 | 0.034586 | 0.034586 | 0.034586 | 0.034586 | 0.034586 | 0.034586 | 0.034586 | 0.034586 | 0.034586 | 0.034586 | 0.034586 | 0.034586 | 0.034586 | 0.034586 | 0.034586 | 0.034586 | 0.034586 | 0.034586 | 0.034586 | 0.034586 | 0.034586
F1_Commercial_School_New_Food Preparation_Natural Gas_Double Rack Oven_E3 | F1 | Commercial | School | New | Food Preparation | Natural Gas | Double Rack Oven | E3 | RVT - Cost of Equipment | 0 | 0 | 0 | 0 | 0 | 0 | 0 | 0 | 0 | 0 | 0 | 0 | 0 | 0 | 0 | 0 | 0 | 0 | 0 | 0 | 0 | 0 | 0 | 0 | 0 | 0 | 0
F1_Commercial_School_New_Food Preparation_Natural Gas_Double Rack Oven_E4 | F1 | Commercial | School | New | Food Preparation | Natural Gas | Double Rack Oven | E4 | RVT - Cost of Equipment | 0 | 0 | 0 | 0 | 0 | 0 | 0 | 0 | 0 | 0 | 0 | 0 | 0 | 0 | 0 | 0 | 0 | 0 | 0 | 0 | 0 | 0 | 0 | 0 | 0 | 0 | 0
F1_Commercial_School_New_Food Preparation_Natural Gas_Double Rack Oven_E5 | F1 | Commercial | School | New | Food Preparation | Natural Gas | Double Rack Oven | E5 | RVT - Cost of Equipment | 0 | 0 | 0 | 0 | 0 | 0 | 0 | 0 | 0 | 0 | 0 | 0 | 0 | 0 | 0 | 0 | 0 | 0 | 0 | 0 | 0 | 0 | 0 | 0 | 0 | 0 | 0
F1_Commercial_School_New_Food Preparation_Natural Gas_Double Rack Oven_E6 | F1 | Commercial | School | New | Food Preparation | Natural Gas | Double Rack Oven | E6 | RVT - Cost of Equipment | 0 | 0 | 0 | 0 | 0 | 0 | 0 | 0 | 0 | 0 | 0 | 0 | 0 | 0 | 0 | 0 | 0 | 0 | 0 | 0 | 0 | 0 | 0 | 0 | 0 | 0 | 0
F1_Commercial_School_New_Food Preparation_Natural Gas_Double Rack Oven_E7 | F1 | Commercial | School | New | Food Preparation | Natural Gas | Double Rack Oven | E7 | RVT - Cost of Equipment | 0 | 0 | 0 | 0 | 0 | 0 | 0 | 0 | 0 | 0 | 0 | 0 | 0 | 0 | 0 | 0 | 0 | 0 | 0 | 0 | 0 | 0 | 0 | 0 | 0 | 0 | 0
F1_Commercial_School_New_Food Preparation_Natural Gas_Double Rack Oven_E8 | F1 | Commercial | School | New | Food Preparation | Natural Gas | Double Rack Oven | E8 | RVT - Cost of Equipment | 0 | 0 | 0 | 0 | 0 | 0 | 0 | 0 | 0 | 0 | 0 | 0 | 0 | 0 | 0 | 0 | 0 | 0 | 0 | 0 | 0 | 0 | 0 | 0 | 0 | 0 | 0
F1_Commercial_School_New_Food Preparation_Natural Gas_Double Rack Oven_E9 | F1 | Commercial | School | New | Food Preparation | Natural Gas | Double Rack Oven | E9 | RVT - Cost of Equipment | 0 | 0 | 0 | 0 | 0 | 0 | 0 | 0 | 0 | 0 | 0 | 0 | 0 | 0 | 0 | 0 | 0 | 0 | 0 | 0 | 0 | 0 | 0 | 0 | 0 | 0 | 0
F1_Commercial_School_New_Food Preparation_Natural Gas_Double Rack Oven_E10 | F1 | Commercial | School | New | Food Preparation | Natural Gas | Double Rack Oven | E10 | RVT - Cost of Equipment | 0 | 0 | 0 | 0 | 0 | 0 | 0 | 0 | 0 | 0 | 0 | 0 | 0 | 0 | 0 | 0 | 0 | 0 | 0 | 0 | 0 | 0 | 0 | 0 | 0 | 0 | 0
F2_Commercial_School_New_Food Preparation_Natural Gas_Double Rack Oven_E1 | F2 | Commercial | School | New | Food Preparation | Natural Gas | Double Rack Oven | E1 | RVT - Cost of Operation | 0 | 0 | 0 | 0 | 0 | 0 | 0 | 0 | 0 | 0 | 0 | 0 | 0 | 0 | 0 | 0 | 0 | 0 | 0 | 0 | 0 | 0 | 0 | 0 | 0 | 0 | 0
F2_Commercial_School_New_Food Preparation_Natural Gas_Double Rack Oven_E2 | F2 | Commercial | School | New | Food Preparation | Natural Gas | Double Rack Oven | E2 | RVT - Cost of Operation | 0 | 0 | 0 | 0 | 0 | 0 | 0 | 0 | 0 | 0 | 0 | 0 | 0 | 0 | 0 | 0 | 0 | 0 | 0 | 0 | 0 | 0 | 0 | 0 | 0 | 0 | 0
F2_Commercial_School_New_Food Preparation_Natural Gas_Double Rack Oven_E3 | F2 | Commercial | School | New | Food Preparation | Natural Gas | Double Rack Oven | E3 | RVT - Cost of Operation | 0 | 0 | 0 | 0 | 0 | 0 | 0 | 0 | 0 | 0 | 0 | 0 | 0 | 0 | 0 | 0 | 0 | 0 | 0 | 0 | 0 | 0 | 0 | 0 | 0 | 0 | 0
F2_Commercial_School_New_Food Preparation_Natural Gas_Double Rack Oven_E4 | F2 | Commercial | School | New | Food Preparation | Natural Gas | Double Rack Oven | E4 | RVT - Cost of Operation | 0 | 0 | 0 | 0 | 0 | 0 | 0 | 0 | 0 | 0 | 0 | 0 | 0 | 0 | 0 | 0 | 0 | 0 | 0 | 0 | 0 | 0 | 0 | 0 | 0 | 0 | 0
F2_Commercial_School_New_Food Preparation_Natural Gas_Double Rack Oven_E5 | F2 | Commercial | School | New | Food Preparation | Natural Gas | Double Rack Oven | E5 | RVT - Cost of Operation | 0 | 0 | 0 | 0 | 0 | 0 | 0 | 0 | 0 | 0 | 0 | 0 | 0 | 0 | 0 | 0 | 0 | 0 | 0 | 0 | 0 | 0 | 0 | 0 | 0 | 0 | 0
F2_Commercial_School_New_Food Preparation_Natural Gas_Double Rack Oven_E6 | F2 | Commercial | School | New | Food Preparation | Natural Gas | Double Rack Oven | E6 | RVT - Cost of Operation | 0 | 0 | 0 | 0 | 0 | 0 | 0 | 0 | 0 | 0 | 0 | 0 | 0 | 0 | 0 | 0 | 0 | 0 | 0 | 0 | 0 | 0 | 0 | 0 | 0 | 0 | 0
F2_Commercial_School_New_Food Preparation_Natural Gas_Double Rack Oven_E7 | F2 | Commercial | School | New | Food Preparation | Natural Gas | Double Rack Oven | E7 | RVT - Cost of Operation | 0 | 0 | 0 | 0 | 0 | 0 | 0 | 0 | 0 | 0 | 0 | 0 | 0 | 0 | 0 | 0 | 0 | 0 | 0 | 0 | 0 | 0 | 0 | 0 | 0 | 0 | 0
F2_Commercial_School_New_Food Preparation_Natural Gas_Double Rack Oven_E8 | F2 | Commercial | School | New | Food Preparation | Natural Gas | Double Rack Oven | E8 | RVT - Cost of Operation | 0 | 0 | 0 | 0 | 0 | 0 | 0 | 0 | 0 | 0 | 0 | 0 | 0 | 0 | 0 | 0 | 0 | 0 | 0 | 0 | 0 | 0 | 0 | 0 | 0 | 0 | 0
F2_Commercial_School_New_Food Preparation_Natural Gas_Double Rack Oven_E9 | F2 | Commercial | School | New | Food Preparation | Natural Gas | Double Rack Oven | E9 | RVT - Cost of Operation | 0 | 0 | 0 | 0 | 0 | 0 | 0 | 0 | 0 | 0 | 0 | 0 | 0 | 0 | 0 | 0 | 0 | 0 | 0 | 0 | 0 | 0 | 0 | 0 | 0 | 0 | 0
F2_Commercial_School_New_Food Preparation_Natural Gas_Double Rack Oven_E10 | F2 | Commercial | School | New | Food Preparation | Natural Gas | Double Rack Oven | E10 | RVT - Cost of Operation | 0 | 0 | 0 | 0 | 0 | 0 | 0 | 0 | 0 | 0 | 0 | 0 | 0 | 0 | 0 | 0 | 0 | 0 | 0 | 0 | 0 | 0 | 0 | 0 | 0 | 0 | 0
F3_Commercial_School_New_Food Preparation_Natural Gas_Double Rack Oven_E1 | F3 | Commercial | School | New | Food Preparation | Natural Gas | Double Rack Oven | E1 | System - kBTUs of Consumption | 5.599 | 5.599 | 5.599 | 5.599 | 5.599 | 5.599 | 5.599 | 5.599 | 5.599 | 5.599 | 5.599 | 5.599 | 5.599 | 5.599 | 5.599 | 5.599 | 5.599 | 5.599 | 5.599 | 5.599 | 5.599 | 5.599 | 5.599 | 5.599 | 5.599 | 5.599 | 5.599
F3_Commercial_School_New_Food Preparation_Natural Gas_Double Rack Oven_E2 | F3 | Commercial | School | New | Food Preparation | Natural Gas | Double Rack Oven | E2 | System - kBTUs of Consumption | 3.2936 | 3.2936 | 3.2936 | 3.2936 | 3.2936 | 3.2936 | 3.2936 | 3.2936 | 3.2936 | 3.2936 | 3.2936 | 3.2936 | 3.2936 | 3.2936 | 3.2936 | 3.2936 | 3.2936 | 3.2936 | 3.2936 | 3.2936 | 3.2936 | 3.2936 | 3.2936 | 3.2936 | 3.2936 | 3.2936 | 3.2936
F3_Commercial_School_New_Food Preparation_Natural Gas_Double Rack Oven_E3 | F3 | Commercial | School | New | Food Preparation | Natural Gas | Double Rack Oven | E3 | System - kBTUs of Consumption | 0 | 0 | 0 | 0 | 0 | 0 | 0 | 0 | 0 | 0 | 0 | 0 | 0 | 0 | 0 | 0 | 0 | 0 | 0 | 0 | 0 | 0 | 0 | 0 | 0 | 0 | 0
F3_Commercial_School_New_Food Preparation_Natural Gas_Double Rack Oven_E4 | F3 | Commercial | School | New | Food Preparation | Natural Gas | Double Rack Oven | E4 | System - kBTUs of Consumption | 0 | 0 | 0 | 0 | 0 | 0 | 0 | 0 | 0 | 0 | 0 | 0 | 0 | 0 | 0 | 0 | 0 | 0 | 0 | 0 | 0 | 0 | 0 | 0 | 0 | 0 | 0
F3_Commercial_School_New_Food Preparation_Natural Gas_Double Rack Oven_E5 | F3 | Commercial | School | New | Food Preparation | Natural Gas | Double Rack Oven | E5 | System - kBTUs of Consumption | 0 | 0 | 0 | 0 | 0 | 0 | 0 | 0 | 0 | 0 | 0 | 0 | 0 | 0 | 0 | 0 | 0 | 0 | 0 | 0 | 0 | 0 | 0 | 0 | 0 | 0 | 0
F3_Commercial_School_New_Food Preparation_Natural Gas_Double Rack Oven_E6 | F3 | Commercial | School | New | Food Preparation | Natural Gas | Double Rack Oven | E6 | System - kBTUs of Consumption | 0 | 0 | 0 | 0 | 0 | 0 | 0 | 0 | 0 | 0 | 0 | 0 | 0 | 0 | 0 | 0 | 0 | 0 | 0 | 0 | 0 | 0 | 0 | 0 | 0 | 0 | 0
F3_Commercial_School_New_Food Preparation_Natural Gas_Double Rack Oven_E7 | F3 | Commercial | School | New | Food Preparation | Natural Gas | Double Rack Oven | E7 | System - kBTUs of Consumption | 0 | 0 | 0 | 0 | 0 | 0 | 0 | 0 | 0 | 0 | 0 | 0 | 0 | 0 | 0 | 0 | 0 | 0 | 0 | 0 | 0 | 0 | 0 | 0 | 0 | 0 | 0
F3_Commercial_School_New_Food Preparation_Natural Gas_Double Rack Oven_E8 | F3 | Commercial | School | New | Food Preparation | Natural Gas | Double Rack Oven | E8 | System - kBTUs of Consumption | 0 | 0 | 0 | 0 | 0 | 0 | 0 | 0 | 0 | 0 | 0 | 0 | 0 | 0 | 0 | 0 | 0 | 0 | 0 | 0 | 0 | 0 | 0 | 0 | 0 | 0 | 0
F3_Commercial_School_New_Food Preparation_Natural Gas_Double Rack Oven_E9 | F3 | Commercial | School | New | Food Preparation | Natural Gas | Double Rack Oven | E9 | System - kBTUs of Consumption | 0 | 0 | 0 | 0 | 0 | 0 | 0 | 0 | 0 | 0 | 0 | 0 | 0 | 0 | 0 | 0 | 0 | 0 | 0 | 0 | 0 | 0 | 0 | 0 | 0 | 0 | 0
F3_Commercial_School_New_Food Preparation_Natural Gas_Double Rack Oven_E10 | F3 | Commercial | School | New | Food Preparation | Natural Gas | Double Rack Oven | E10 | System - kBTUs of Consumption | 0 | 0 | 0 | 0 | 0 | 0 | 0 | 0 | 0 | 0 | 0 | 0 | 0 | 0 | 0 | 0 | 0 | 0 | 0 | 0 | 0 | 0 | 0 | 0 | 0 | 0 | 0
F4_Commercial_School_New_Food Preparation_Natural Gas_Double Rack Oven_E1 | F4 | Commercial | School | New | Food Preparation | Natural Gas | Double Rack Oven | E1 | Utility - Cost of Equipment | 0.025069 | 0.025069 | 0.025069 | 0.025069 | 0.025069 | 0.025069 | 0.025069 | 0.025069 | 0.025069 | 0.025069 | 0.025069 | 0.025069 | 0.025069 | 0.025069 | 0.025069 | 0.025069 | 0.025069 | 0.025069 | 0.025069 | 0.025069 | 0.025069 | 0.025069 | 0.025069 | 0.025069 | 0.025069 | 0.025069 | 0.025069
F4_Commercial_School_New_Food Preparation_Natural Gas_Double Rack Oven_E2 | F4 | Commercial | School | New | Food Preparation | Natural Gas | Double Rack Oven | E2 | Utility - Cost of Equipment | 0.034586 | 0.034586 | 0.034586 | 0.034586 | 0.034586 | 0.034586 | 0.034586 | 0.034586 | 0.034586 | 0.034586 | 0.034586 | 0.034586 | 0.034586 | 0.034586 | 0.034586 | 0.034586 | 0.034586 | 0.034586 | 0.034586 | 0.034586 | 0.034586 | 0.034586 | 0.034586 | 0.034586 | 0.034586 | 0.034586 | 0.034586
F4_Commercial_School_New_Food Preparation_Natural Gas_Double Rack Oven_E3 | F4 | Commercial | School | New | Food Preparation | Natural Gas | Double Rack Oven | E3 | Utility - Cost of Equipment | 0 | 0 | 0 | 0 | 0 | 0 | 0 | 0 | 0 | 0 | 0 | 0 | 0 | 0 | 0 | 0 | 0 | 0 | 0 | 0 | 0 | 0 | 0 | 0 | 0 | 0 | 0
F4_Commercial_School_New_Food Preparation_Natural Gas_Double Rack Oven_E4 | F4 | Commercial | School | New | Food Preparation | Natural Gas | Double Rack Oven | E4 | Utility - Cost of Equipment | 0 | 0 | 0 | 0 | 0 | 0 | 0 | 0 | 0 | 0 | 0 | 0 | 0 | 0 | 0 | 0 | 0 | 0 | 0 | 0 | 0 | 0 | 0 | 0 | 0 | 0 | 0
F4_Commercial_School_New_Food Preparation_Natural Gas_Double Rack Oven_E5 | F4 | Commercial | School | New | Food Preparation | Natural Gas | Double Rack Oven | E5 | Utility - Cost of Equipment | 0 | 0 | 0 | 0 | 0 | 0 | 0 | 0 | 0 | 0 | 0 | 0 | 0 | 0 | 0 | 0 | 0 | 0 | 0 | 0 | 0 | 0 | 0 | 0 | 0 | 0 | 0
F4_Commercial_School_New_Food Preparation_Natural Gas_Double Rack Oven_E6 | F4 | Commercial | School | New | Food Preparation | Natural Gas | Double Rack Oven | E6 | Utility - Cost of Equipment | 0 | 0 | 0 | 0 | 0 | 0 | 0 | 0 | 0 | 0 | 0 | 0 | 0 | 0 | 0 | 0 | 0 | 0 | 0 | 0 | 0 | 0 | 0 | 0 | 0 | 0 | 0
F4_Commercial_School_New_Food Preparation_Natural Gas_Double Rack Oven_E7 | F4 | Commercial | School | New | Food Preparation | Natural Gas | Double Rack Oven | E7 | Utility - Cost of Equipment | 0 | 0 | 0 | 0 | 0 | 0 | 0 | 0 | 0 | 0 | 0 | 0 | 0 | 0 | 0 | 0 | 0 | 0 | 0 | 0 | 0 | 0 | 0 | 0 | 0 | 0 | 0
F4_Commercial_School_New_Food Preparation_Natural Gas_Double Rack Oven_E8 | F4 | Commercial | School | New | Food Preparation | Natural Gas | Double Rack Oven | E8 | Utility - Cost of Equipment | 0 | 0 | 0 | 0 | 0 | 0 | 0 | 0 | 0 | 0 | 0 | 0 | 0 | 0 | 0 | 0 | 0 | 0 | 0 | 0 | 0 | 0 | 0 | 0 | 0 | 0 | 0
F4_Commercial_School_New_Food Preparation_Natural Gas_Double Rack Oven_E9 | F4 | Commercial | School | New | Food Preparation | Natural Gas | Double Rack Oven | E9 | Utility - Cost of Equipment | 0 | 0 | 0 | 0 | 0 | 0 | 0 | 0 | 0 | 0 | 0 | 0 | 0 | 0 | 0 | 0 | 0 | 0 | 0 | 0 | 0 | 0 | 0 | 0 | 0 | 0 | 0
F4_Commercial_School_New_Food Preparation_Natural Gas_Double Rack Oven_E10 | F4 | Commercial | School | New | Food Preparation | Natural Gas | Double Rack Oven | E10 | Utility - Cost of Equipment | 0 | 0 | 0 | 0 | 0 | 0 | 0 | 0 | 0 | 0 | 0 | 0 | 0 | 0 | 0 | 0 | 0 | 0 | 0 | 0 | 0 | 0 | 0 | 0 | 0 | 0 | 0
F5_Commercial_School_New_Food Preparation_Natural Gas_Double Rack Oven_E1 | F5 | Commercial | School | New | Food Preparation | Natural Gas | Double Rack Oven | E1 | Utility - Cost of Operation | 0.076421 | 0.075603 | 0.074814 | 0.074059 | 0.074246 | 0.075047 | 0.076211 | 0.077508 | 0.078758 | 0.079824 | 0.080692 | 0.081314 | 0.081666 | 0.081627 | 0.081184 | 0.080334 | 0.07909 | 0.077522 | 0.075648 | 0.073422 | 0.070811 | 0.067801 | 0.065133 | 0.063419 | 0.062698 | 0.063005 | 0.063314
F5_Commercial_School_New_Food Preparation_Natural Gas_Double Rack Oven_E2 | F5 | Commercial | School | New | Food Preparation | Natural Gas | Double Rack Oven | E2 | Utility - Cost of Operation | 0.044953 | 0.044472 | 0.044008 | 0.043564 | 0.043674 | 0.044145 | 0.04483 | 0.045593 | 0.046328 | 0.046955 | 0.047466 | 0.047832 | 0.048039 | 0.048016 | 0.047755 | 0.047255 | 0.046524 | 0.045601 | 0.044499 | 0.043189 | 0.041653 | 0.039883 | 0.038314 | 0.037305 | 0.036881 | 0.037062 | 0.037243
F5_Commercial_School_New_Food Preparation_Natural Gas_Double Rack Oven_E3 | F5 | Commercial | School | New | Food Preparation | Natural Gas | Double Rack Oven | E3 | Utility - Cost of Operation | 0 | 0 | 0 | 0 | 0 | 0 | 0 | 0 | 0 | 0 | 0 | 0 | 0 | 0 | 0 | 0 | 0 | 0 | 0 | 0 | 0 | 0 | 0 | 0 | 0 | 0 | 0
F5_Commercial_School_New_Food Preparation_Natural Gas_Double Rack Oven_E4 | F5 | Commercial | School | New | Food Preparation | Natural Gas | Double Rack Oven | E4 | Utility - Cost of Operation | 0 | 0 | 0 | 0 | 0 | 0 | 0 | 0 | 0 | 0 | 0 | 0 | 0 | 0 | 0 | 0 | 0 | 0 | 0 | 0 | 0 | 0 | 0 | 0 | 0 | 0 | 0
F5_Commercial_School_New_Food Preparation_Natural Gas_Double Rack Oven_E5 | F5 | Commercial | School | New | Food Preparation | Natural Gas | Double Rack Oven | E5 | Utility - Cost of Operation | 0 | 0 | 0 | 0 | 0 | 0 | 0 | 0 | 0 | 0 | 0 | 0 | 0 | 0 | 0 | 0 | 0 | 0 | 0 | 0 | 0 | 0 | 0 | 0 | 0 | 0 | 0
F5_Commercial_School_New_Food Preparation_Natural Gas_Double Rack Oven_E6 | F5 | Commercial | School | New | Food Preparation | Natural Gas | Double Rack Oven | E6 | Utility - Cost of Operation | 0 | 0 | 0 | 0 | 0 | 0 | 0 | 0 | 0 | 0 | 0 | 0 | 0 | 0 | 0 | 0 | 0 | 0 | 0 | 0 | 0 | 0 | 0 | 0 | 0 | 0 | 0
F5_Commercial_School_New_Food Preparation_Natural Gas_Double Rack Oven_E7 | F5 | Commercial | School | New | Food Preparation | Natural Gas | Double Rack Oven | E7 | Utility - Cost of Operation | 0 | 0 | 0 | 0 | 0 | 0 | 0 | 0 | 0 | 0 | 0 | 0 | 0 | 0 | 0 | 0 | 0 | 0 | 0 | 0 | 0 | 0 | 0 | 0 | 0 | 0 | 0
F5_Commercial_School_New_Food Preparation_Natural Gas_Double Rack Oven_E8 | F5 | Commercial | School | New | Food Preparation | Natural Gas | Double Rack Oven | E8 | Utility - Cost of Operation | 0 | 0 | 0 | 0 | 0 | 0 | 0 | 0 | 0 | 0 | 0 | 0 | 0 | 0 | 0 | 0 | 0 | 0 | 0 | 0 | 0 | 0 | 0 | 0 | 0 | 0 | 0
F5_Commercial_School_New_Food Preparation_Natural Gas_Double Rack Oven_E9 | F5 | Commercial | School | New | Food Preparation | Natural Gas | Double Rack Oven | E9 | Utility - Cost of Operation | 0 | 0 | 0 | 0 | 0 | 0 | 0 | 0 | 0 | 0 | 0 | 0 | 0 | 0 | 0 | 0 | 0 | 0 | 0 | 0 | 0 | 0 | 0 | 0 | 0 | 0 | 0
F5_Commercial_School_New_Food Preparation_Natural Gas_Double Rack Oven_E10 | F5 | Commercial | School | New | Food Preparation | Natural Gas | Double Rack Oven | E10 | Utility - Cost of Operation | 0 | 0 | 0 | 0 | 0 | 0 | 0 | 0 | 0 | 0 | 0 | 0 | 0 | 0 | 0 | 0 | 0 | 0 | 0 | 0 | 0 | 0 | 0 | 0 | 0 | 0 | 0
F6_Commercial_School_New_Food Preparation_Natural Gas_Double Rack Oven_E1 | F6 | Commercial | School | New | Food Preparation | Natural Gas | Double Rack Oven | E1 | Utility - Value of Sales | 0 | 0 | 0 | 0 | 0 | 0 | 0 | 0 | 0 | 0 | 0 | 0 | 0 | 0 | 0 | 0 | 0 | 0 | 0 | 0 | 0 | 0 | 0 | 0 | 0 | 0 | 0
F6_Commercial_School_New_Food Preparation_Natural Gas_Double Rack Oven_E2 | F6 | Commercial | School | New | Food Preparation | Natural Gas | Double Rack Oven | E2 | Utility - Value of Sales | 0 | 0 | 0 | 0 | 0 | 0 | 0 | 0 | 0 | 0 | 0 | 0 | 0 | 0 | 0 | 0 | 0 | 0 | 0 | 0 | 0 | 0 | 0 | 0 | 0 | 0 | 0
F6_Commercial_School_New_Food Preparation_Natural Gas_Double Rack Oven_E3 | F6 | Commercial | School | New | Food Preparation | Natural Gas | Double Rack Oven | E3 | Utility - Value of Sales | 0 | 0 | 0 | 0 | 0 | 0 | 0 | 0 | 0 | 0 | 0 | 0 | 0 | 0 | 0 | 0 | 0 | 0 | 0 | 0 | 0 | 0 | 0 | 0 | 0 | 0 | 0
F6_Commercial_School_New_Food Preparation_Natural Gas_Double Rack Oven_E4 | F6 | Commercial | School | New | Food Preparation | Natural Gas | Double Rack Oven | E4 | Utility - Value of Sales | 0 | 0 | 0 | 0 | 0 | 0 | 0 | 0 | 0 | 0 | 0 | 0 | 0 | 0 | 0 | 0 | 0 | 0 | 0 | 0 | 0 | 0 | 0 | 0 | 0 | 0 | 0
F6_Commercial_School_New_Food Preparation_Natural Gas_Double Rack Oven_E5 | F6 | Commercial | School | New | Food Preparation | Natural Gas | Double Rack Oven | E5 | Utility - Value of Sales | 0 | 0 | 0 | 0 | 0 | 0 | 0 | 0 | 0 | 0 | 0 | 0 | 0 | 0 | 0 | 0 | 0 | 0 | 0 | 0 | 0 | 0 | 0 | 0 | 0 | 0 | 0
F6_Commercial_School_New_Food Preparation_Natural Gas_Double Rack Oven_E6 | F6 | Commercial | School | New | Food Preparation | Natural Gas | Double Rack Oven | E6 | Utility - Value of Sales | 0 | 0 | 0 | 0 | 0 | 0 | 0 | 0 | 0 | 0 | 0 | 0 | 0 | 0 | 0 | 0 | 0 | 0 | 0 | 0 | 0 | 0 | 0 | 0 | 0 | 0 | 0
F6_Commercial_School_New_Food Preparation_Natural Gas_Double Rack Oven_E7 | F6 | Commercial | School | New | Food Preparation | Natural Gas | Double Rack Oven | E7 | Utility - Value of Sales | 0 | 0 | 0 | 0 | 0 | 0 | 0 | 0 | 0 | 0 | 0 | 0 | 0 | 0 | 0 | 0 | 0 | 0 | 0 | 0 | 0 | 0 | 0 | 0 | 0 | 0 | 0
F6_Commercial_School_New_Food Preparation_Natural Gas_Double Rack Oven_E8 | F6 | Commercial | School | New | Food Preparation | Natural Gas | Double Rack Oven | E8 | Utility - Value of Sales | 0 | 0 | 0 | 0 | 0 | 0 | 0 | 0 | 0 | 0 | 0 | 0 | 0 | 0 | 0 | 0 | 0 | 0 | 0 | 0 | 0 | 0 | 0 | 0 | 0 | 0 | 0
F6_Commercial_School_New_Food Preparation_Natural Gas_Double Rack Oven_E9 | F6 | Commercial | School | New | Food Preparation | Natural Gas | Double Rack Oven | E9 | Utility - Value of Sales | 0 | 0 | 0 | 0 | 0 | 0 | 0 | 0 | 0 | 0 | 0 | 0 | 0 | 0 | 0 | 0 | 0 | 0 | 0 | 0 | 0 | 0 | 0 | 0 | 0 | 0 | 0
F6_Commercial_School_New_Food Preparation_Natural Gas_Double Rack Oven_E10 | F6 | Commercial | School | New | Food Preparation | Natural Gas | Double Rack Oven | E10 | Utility - Value of Sales | 0 | 0 | 0 | 0 | 0 | 0 | 0 | 0 | 0 | 0 | 0 | 0 | 0 | 0 | 0 | 0 | 0 | 0 | 0 | 0 | 0 | 0 | 0 | 0 | 0 | 0 | 0
F1_Commercial_School_New_Food Preparation_Natural Gas_Fryer_E1 | F1 | Commercial | School | New | Food Preparation | Natural Gas | Fryer | E1 | RVT - Cost of Equipment | 0.015389 | 0 | 0 | 0 | 0 | 0 | 0 | 0 | 0 | 0 | 0 | 0 | 0 | 0 | 0 | 0 | 0 | 0 | 0 | 0 | 0 | 0 | 0 | 0 | 0 | 0 | 0
F1_Commercial_School_New_Food Preparation_Natural Gas_Fryer_E2 | F1 | Commercial | School | New | Food Preparation | Natural Gas | Fryer | E2 | RVT - Cost of Equipment | 0.019344 | 0.019344 | 0.019344 | 0.019344 | 0.019344 | 0.019344 | 0.019344 | 0.019344 | 0.019344 | 0.019344 | 0.019344 | 0.019344 | 0.019344 | 0.019344 | 0.019344 | 0.019344 | 0.019344 | 0.019344 | 0.019344 | 0.019344 | 0.019344 | 0.019344 | 0.019344 | 0.019344 | 0.019344 | 0.019344 | 0.019344
F1_Commercial_School_New_Food Preparation_Natural Gas_Fryer_E3 | F1 | Commercial | School | New | Food Preparation | Natural Gas | Fryer | E3 | RVT - Cost of Equipment | 0 | 0 | 0 | 0 | 0 | 0 | 0 | 0 | 0 | 0 | 0 | 0 | 0 | 0 | 0 | 0 | 0 | 0 | 0 | 0 | 0 | 0 | 0 | 0 | 0 | 0 | 0
F1_Commercial_School_New_Food Preparation_Natural Gas_Fryer_E4 | F1 | Commercial | School | New | Food Preparation | Natural Gas | Fryer | E4 | RVT - Cost of Equipment | 0 | 0 | 0 | 0 | 0 | 0 | 0 | 0 | 0 | 0 | 0 | 0 | 0 | 0 | 0 | 0 | 0 | 0 | 0 | 0 | 0 | 0 | 0 | 0 | 0 | 0 | 0
F1_Commercial_School_New_Food Preparation_Natural Gas_Fryer_E5 | F1 | Commercial | School | New | Food Preparation | Natural Gas | Fryer | E5 | RVT - Cost of Equipment | 0 | 0 | 0 | 0 | 0 | 0 | 0 | 0 | 0 | 0 | 0 | 0 | 0 | 0 | 0 | 0 | 0 | 0 | 0 | 0 | 0 | 0 | 0 | 0 | 0 | 0 | 0
F1_Commercial_School_New_Food Preparation_Natural Gas_Fryer_E6 | F1 | Commercial | School | New | Food Preparation | Natural Gas | Fryer | E6 | RVT - Cost of Equipment | 0 | 0 | 0 | 0 | 0 | 0 | 0 | 0 | 0 | 0 | 0 | 0 | 0 | 0 | 0 | 0 | 0 | 0 | 0 | 0 | 0 | 0 | 0 | 0 | 0 | 0 | 0
F1_Commercial_School_New_Food Preparation_Natural Gas_Fryer_E7 | F1 | Commercial | School | New | Food Preparation | Natural Gas | Fryer | E7 | RVT - Cost of Equipment | 0 | 0 | 0 | 0 | 0 | 0 | 0 | 0 | 0 | 0 | 0 | 0 | 0 | 0 | 0 | 0 | 0 | 0 | 0 | 0 | 0 | 0 | 0 | 0 | 0 | 0 | 0
F1_Commercial_School_New_Food Preparation_Natural Gas_Fryer_E8 | F1 | Commercial | School | New | Food Preparation | Natural Gas | Fryer | E8 | RVT - Cost of Equipment | 0 | 0 | 0 | 0 | 0 | 0 | 0 | 0 | 0 | 0 | 0 | 0 | 0 | 0 | 0 | 0 | 0 | 0 | 0 | 0 | 0 | 0 | 0 | 0 | 0 | 0 | 0
F1_Commercial_School_New_Food Preparation_Natural Gas_Fryer_E9 | F1 | Commercial | School | New | Food Preparation | Natural Gas | Fryer | E9 | RVT - Cost of Equipment | 0 | 0 | 0 | 0 | 0 | 0 | 0 | 0 | 0 | 0 | 0 | 0 | 0 | 0 | 0 | 0 | 0 | 0 | 0 | 0 | 0 | 0 | 0 | 0 | 0 | 0 | 0
F1_Commercial_School_New_Food Preparation_Natural Gas_Fryer_E10 | F1 | Commercial | School | New | Food Preparation | Natural Gas | Fryer | E10 | RVT - Cost of Equipment | 0 | 0 | 0 | 0 | 0 | 0 | 0 | 0 | 0 | 0 | 0 | 0 | 0 | 0 | 0 | 0 | 0 | 0 | 0 | 0 | 0 | 0 | 0 | 0 | 0 | 0 | 0
F2_Commercial_School_New_Food Preparation_Natural Gas_Fryer_E1 | F2 | Commercial | School | New | Food Preparation | Natural Gas | Fryer | E1 | RVT - Cost of Operation | 0 | 0 | 0 | 0 | 0 | 0 | 0 | 0 | 0 | 0 | 0 | 0 | 0 | 0 | 0 | 0 | 0 | 0 | 0 | 0 | 0 | 0 | 0 | 0 | 0 | 0 | 0
F2_Commercial_School_New_Food Preparation_Natural Gas_Fryer_E2 | F2 | Commercial | School | New | Food Preparation | Natural Gas | Fryer | E2 | RVT - Cost of Operation | 0 | 0 | 0 | 0 | 0 | 0 | 0 | 0 | 0 | 0 | 0 | 0 | 0 | 0 | 0 | 0 | 0 | 0 | 0 | 0 | 0 | 0 | 0 | 0 | 0 | 0 | 0
F2_Commercial_School_New_Food Preparation_Natural Gas_Fryer_E3 | F2 | Commercial | School | New | Food Preparation | Natural Gas | Fryer | E3 | RVT - Cost of Operation | 0 | 0 | 0 | 0 | 0 | 0 | 0 | 0 | 0 | 0 | 0 | 0 | 0 | 0 | 0 | 0 | 0 | 0 | 0 | 0 | 0 | 0 | 0 | 0 | 0 | 0 | 0
F2_Commercial_School_New_Food Preparation_Natural Gas_Fryer_E4 | F2 | Commercial | School | New | Food Preparation | Natural Gas | Fryer | E4 | RVT - Cost of Operation | 0 | 0 | 0 | 0 | 0 | 0 | 0 | 0 | 0 | 0 | 0 | 0 | 0 | 0 | 0 | 0 | 0 | 0 | 0 | 0 | 0 | 0 | 0 | 0 | 0 | 0 | 0
F2_Commercial_School_New_Food Preparation_Natural Gas_Fryer_E5 | F2 | Commercial | School | New | Food Preparation | Natural Gas | Fryer | E5 | RVT - Cost of Operation | 0 | 0 | 0 | 0 | 0 | 0 | 0 | 0 | 0 | 0 | 0 | 0 | 0 | 0 | 0 | 0 | 0 | 0 | 0 | 0 | 0 | 0 | 0 | 0 | 0 | 0 | 0
F2_Commercial_School_New_Food Preparation_Natural Gas_Fryer_E6 | F2 | Commercial | School | New | Food Preparation | Natural Gas | Fryer | E6 | RVT - Cost of Operation | 0 | 0 | 0 | 0 | 0 | 0 | 0 | 0 | 0 | 0 | 0 | 0 | 0 | 0 | 0 | 0 | 0 | 0 | 0 | 0 | 0 | 0 | 0 | 0 | 0 | 0 | 0
F2_Commercial_School_New_Food Preparation_Natural Gas_Fryer_E7 | F2 | Commercial | School | New | Food Preparation | Natural Gas | Fryer | E7 | RVT - Cost of Operation | 0 | 0 | 0 | 0 | 0 | 0 | 0 | 0 | 0 | 0 | 0 | 0 | 0 | 0 | 0 | 0 | 0 | 0 | 0 | 0 | 0 | 0 | 0 | 0 | 0 | 0 | 0
F2_Commercial_School_New_Food Preparation_Natural Gas_Fryer_E8 | F2 | Commercial | School | New | Food Preparation | Natural Gas | Fryer | E8 | RVT - Cost of Operation | 0 | 0 | 0 | 0 | 0 | 0 | 0 | 0 | 0 | 0 | 0 | 0 | 0 | 0 | 0 | 0 | 0 | 0 | 0 | 0 | 0 | 0 | 0 | 0 | 0 | 0 | 0
F2_Commercial_School_New_Food Preparation_Natural Gas_Fryer_E9 | F2 | Commercial | School | New | Food Preparation | Natural Gas | Fryer | E9 | RVT - Cost of Operation | 0 | 0 | 0 | 0 | 0 | 0 | 0 | 0 | 0 | 0 | 0 | 0 | 0 | 0 | 0 | 0 | 0 | 0 | 0 | 0 | 0 | 0 | 0 | 0 | 0 | 0 | 0
F2_Commercial_School_New_Food Preparation_Natural Gas_Fryer_E10 | F2 | Commercial | School | New | Food Preparation | Natural Gas | Fryer | E10 | RVT - Cost of Operation | 0 | 0 | 0 | 0 | 0 | 0 | 0 | 0 | 0 | 0 | 0 | 0 | 0 | 0 | 0 | 0 | 0 | 0 | 0 | 0 | 0 | 0 | 0 | 0 | 0 | 0 | 0
F3_Commercial_School_New_Food Preparation_Natural Gas_Fryer_E1 | F3 | Commercial | School | New | Food Preparation | Natural Gas | Fryer | E1 | System - kBTUs of Consumption | 2.869 | 0 | 0 | 0 | 0 | 0 | 0 | 0 | 0 | 0 | 0 | 0 | 0 | 0 | 0 | 0 | 0 | 0 | 0 | 0 | 0 | 0 | 0 | 0 | 0 | 0 | 0
F3_Commercial_School_New_Food Preparation_Natural Gas_Fryer_E2 | F3 | Commercial | School | New | Food Preparation | Natural Gas | Fryer | E2 | System - kBTUs of Consumption | 1.7733 | 1.7733 | 1.7733 | 1.7733 | 1.7733 | 1.7733 | 1.7733 | 1.7733 | 1.7733 | 1.7733 | 1.7733 | 1.7733 | 1.7733 | 1.7733 | 1.7733 | 1.7733 | 1.7733 | 1.7733 | 1.7733 | 1.7733 | 1.7733 | 1.7733 | 1.7733 | 1.7733 | 1.7733 | 1.7733 | 1.7733
F3_Commercial_School_New_Food Preparation_Natural Gas_Fryer_E3 | F3 | Commercial | School | New | Food Preparation | Natural Gas | Fryer | E3 | System - kBTUs of Consumption | 0 | 0 | 0 | 0 | 0 | 0 | 0 | 0 | 0 | 0 | 0 | 0 | 0 | 0 | 0 | 0 | 0 | 0 | 0 | 0 | 0 | 0 | 0 | 0 | 0 | 0 | 0
F3_Commercial_School_New_Food Preparation_Natural Gas_Fryer_E4 | F3 | Commercial | School | New | Food Preparation | Natural Gas | Fryer | E4 | System - kBTUs of Consumption | 0 | 0 | 0 | 0 | 0 | 0 | 0 | 0 | 0 | 0 | 0 | 0 | 0 | 0 | 0 | 0 | 0 | 0 | 0 | 0 | 0 | 0 | 0 | 0 | 0 | 0 | 0
F3_Commercial_School_New_Food Preparation_Natural Gas_Fryer_E5 | F3 | Commercial | School | New | Food Preparation | Natural Gas | Fryer | E5 | System - kBTUs of Consumption | 0 | 0 | 0 | 0 | 0 | 0 | 0 | 0 | 0 | 0 | 0 | 0 | 0 | 0 | 0 | 0 | 0 | 0 | 0 | 0 | 0 | 0 | 0 | 0 | 0 | 0 | 0
F3_Commercial_School_New_Food Preparation_Natural Gas_Fryer_E6 | F3 | Commercial | School | New | Food Preparation | Natural Gas | Fryer | E6 | System - kBTUs of Consumption | 0 | 0 | 0 | 0 | 0 | 0 | 0 | 0 | 0 | 0 | 0 | 0 | 0 | 0 | 0 | 0 | 0 | 0 | 0 | 0 | 0 | 0 | 0 | 0 | 0 | 0 | 0
F3_Commercial_School_New_Food Preparation_Natural Gas_Fryer_E7 | F3 | Commercial | School | New | Food Preparation | Natural Gas | Fryer | E7 | System - kBTUs of Consumption | 0 | 0 | 0 | 0 | 0 | 0 | 0 | 0 | 0 | 0 | 0 | 0 | 0 | 0 | 0 | 0 | 0 | 0 | 0 | 0 | 0 | 0 | 0 | 0 | 0 | 0 | 0
F3_Commercial_School_New_Food Preparation_Natural Gas_Fryer_E8 | F3 | Commercial | School | New | Food Preparation | Natural Gas | Fryer | E8 | System - kBTUs of Consumption | 0 | 0 | 0 | 0 | 0 | 0 | 0 | 0 | 0 | 0 | 0 | 0 | 0 | 0 | 0 | 0 | 0 | 0 | 0 | 0 | 0 | 0 | 0 | 0 | 0 | 0 | 0
F3_Commercial_School_New_Food Preparation_Natural Gas_Fryer_E9 | F3 | Commercial | School | New | Food Preparation | Natural Gas | Fryer | E9 | System - kBTUs of Consumption | 0 | 0 | 0 | 0 | 0 | 0 | 0 | 0 | 0 | 0 | 0 | 0 | 0 | 0 | 0 | 0 | 0 | 0 | 0 | 0 | 0 | 0 | 0 | 0 | 0 | 0 | 0
F3_Commercial_School_New_Food Preparation_Natural Gas_Fryer_E10 | F3 | Commercial | School | New | Food Preparation | Natural Gas | Fryer | E10 | System - kBTUs of Consumption | 0 | 0 | 0 | 0 | 0 | 0 | 0 | 0 | 0 | 0 | 0 | 0 | 0 | 0 | 0 | 0 | 0 | 0 | 0 | 0 | 0 | 0 | 0 | 0 | 0 | 0 | 0
F4_Commercial_School_New_Food Preparation_Natural Gas_Fryer_E1 | F4 | Commercial | School | New | Food Preparation | Natural Gas | Fryer | E1 | Utility - Cost of Equipment | 0.015389 | 0 | 0 | 0 | 0 | 0 | 0 | 0 | 0 | 0 | 0 | 0 | 0 | 0 | 0 | 0 | 0 | 0 | 0 | 0 | 0 | 0 | 0 | 0 | 0 | 0 | 0
F4_Commercial_School_New_Food Preparation_Natural Gas_Fryer_E2 | F4 | Commercial | School | New | Food Preparation | Natural Gas | Fryer | E2 | Utility - Cost of Equipment | 0.019344 | 0.019344 | 0.019344 | 0.019344 | 0.019344 | 0.019344 | 0.019344 | 0.019344 | 0.019344 | 0.019344 | 0.019344 | 0.019344 | 0.019344 | 0.019344 | 0.019344 | 0.019344 | 0.019344 | 0.019344 | 0.019344 | 0.019344 | 0.019344 | 0.019344 | 0.019344 | 0.019344 | 0.019344 | 0.019344 | 0.019344
F4_Commercial_School_New_Food Preparation_Natural Gas_Fryer_E3 | F4 | Commercial | School | New | Food Preparation | Natural Gas | Fryer | E3 | Utility - Cost of Equipment | 0 | 0 | 0 | 0 | 0 | 0 | 0 | 0 | 0 | 0 | 0 | 0 | 0 | 0 | 0 | 0 | 0 | 0 | 0 | 0 | 0 | 0 | 0 | 0 | 0 | 0 | 0
F4_Commercial_School_New_Food Preparation_Natural Gas_Fryer_E4 | F4 | Commercial | School | New | Food Preparation | Natural Gas | Fryer | E4 | Utility - Cost of Equipment | 0 | 0 | 0 | 0 | 0 | 0 | 0 | 0 | 0 | 0 | 0 | 0 | 0 | 0 | 0 | 0 | 0 | 0 | 0 | 0 | 0 | 0 | 0 | 0 | 0 | 0 | 0
F4_Commercial_School_New_Food Preparation_Natural Gas_Fryer_E5 | F4 | Commercial | School | New | Food Preparation | Natural Gas | Fryer | E5 | Utility - Cost of Equipment | 0 | 0 | 0 | 0 | 0 | 0 | 0 | 0 | 0 | 0 | 0 | 0 | 0 | 0 | 0 | 0 | 0 | 0 | 0 | 0 | 0 | 0 | 0 | 0 | 0 | 0 | 0
F4_Commercial_School_New_Food Preparation_Natural Gas_Fryer_E6 | F4 | Commercial | School | New | Food Preparation | Natural Gas | Fryer | E6 | Utility - Cost of Equipment | 0 | 0 | 0 | 0 | 0 | 0 | 0 | 0 | 0 | 0 | 0 | 0 | 0 | 0 | 0 | 0 | 0 | 0 | 0 | 0 | 0 | 0 | 0 | 0 | 0 | 0 | 0
F4_Commercial_School_New_Food Preparation_Natural Gas_Fryer_E7 | F4 | Commercial | School | New | Food Preparation | Natural Gas | Fryer | E7 | Utility - Cost of Equipment | 0 | 0 | 0 | 0 | 0 | 0 | 0 | 0 | 0 | 0 | 0 | 0 | 0 | 0 | 0 | 0 | 0 | 0 | 0 | 0 | 0 | 0 | 0 | 0 | 0 | 0 | 0
F4_Commercial_School_New_Food Preparation_Natural Gas_Fryer_E8 | F4 | Commercial | School | New | Food Preparation | Natural Gas | Fryer | E8 | Utility - Cost of Equipment | 0 | 0 | 0 | 0 | 0 | 0 | 0 | 0 | 0 | 0 | 0 | 0 | 0 | 0 | 0 | 0 | 0 | 0 | 0 | 0 | 0 | 0 | 0 | 0 | 0 | 0 | 0
F4_Commercial_School_New_Food Preparation_Natural Gas_Fryer_E9 | F4 | Commercial | School | New | Food Preparation | Natural Gas | Fryer | E9 | Utility - Cost of Equipment | 0 | 0 | 0 | 0 | 0 | 0 | 0 | 0 | 0 | 0 | 0 | 0 | 0 | 0 | 0 | 0 | 0 | 0 | 0 | 0 | 0 | 0 | 0 | 0 | 0 | 0 | 0
F4_Commercial_School_New_Food Preparation_Natural Gas_Fryer_E10 | F4 | Commercial | School | New | Food Preparation | Natural Gas | Fryer | E10 | Utility - Cost of Equipment | 0 | 0 | 0 | 0 | 0 | 0 | 0 | 0 | 0 | 0 | 0 | 0 | 0 | 0 | 0 | 0 | 0 | 0 | 0 | 0 | 0 | 0 | 0 | 0 | 0 | 0 | 0
F5_Commercial_School_New_Food Preparation_Natural Gas_Fryer_E1 | F5 | Commercial | School | New | Food Preparation | Natural Gas | Fryer | E1 | Utility - Cost of Operation | 0.039527 | 0 | 0 | 0 | 0 | 0 | 0 | 0 | 0 | 0 | 0 | 0 | 0 | 0 | 0 | 0 | 0 | 0 | 0 | 0 | 0 | 0 | 0 | 0 | 0 | 0 | 0
F5_Commercial_School_New_Food Preparation_Natural Gas_Fryer_E2 | F5 | Commercial | School | New | Food Preparation | Natural Gas | Fryer | E2 | Utility - Cost of Operation | 0.024432 | 0.024017 | 0.023612 | 0.023216 | 0.023181 | 0.02338 | 0.023728 | 0.024156 | 0.024618 | 0.025092 | 0.025584 | 0.026064 | 0.02649 | 0.02677 | 0.026855 | 0.02671 | 0.026327 | 0.02575 | 0.025006 | 0.024124 | 0.023094 | 0.02191 | 0.020858 | 0.020174 | 0.019874 | 0.019972 | 0.02007
F5_Commercial_School_New_Food Preparation_Natural Gas_Fryer_E3 | F5 | Commercial | School | New | Food Preparation | Natural Gas | Fryer | E3 | Utility - Cost of Operation | 0 | 0 | 0 | 0 | 0 | 0 | 0 | 0 | 0 | 0 | 0 | 0 | 0 | 0 | 0 | 0 | 0 | 0 | 0 | 0 | 0 | 0 | 0 | 0 | 0 | 0 | 0
F5_Commercial_School_New_Food Preparation_Natural Gas_Fryer_E4 | F5 | Commercial | School | New | Food Preparation | Natural Gas | Fryer | E4 | Utility - Cost of Operation | 0 | 0 | 0 | 0 | 0 | 0 | 0 | 0 | 0 | 0 | 0 | 0 | 0 | 0 | 0 | 0 | 0 | 0 | 0 | 0 | 0 | 0 | 0 | 0 | 0 | 0 | 0
F5_Commercial_School_New_Food Preparation_Natural Gas_Fryer_E5 | F5 | Commercial | School | New | Food Preparation | Natural Gas | Fryer | E5 | Utility - Cost of Operation | 0 | 0 | 0 | 0 | 0 | 0 | 0 | 0 | 0 | 0 | 0 | 0 | 0 | 0 | 0 | 0 | 0 | 0 | 0 | 0 | 0 | 0 | 0 | 0 | 0 | 0 | 0
F5_Commercial_School_New_Food Preparation_Natural Gas_Fryer_E6 | F5 | Commercial | School | New | Food Preparation | Natural Gas | Fryer | E6 | Utility - Cost of Operation | 0 | 0 | 0 | 0 | 0 | 0 | 0 | 0 | 0 | 0 | 0 | 0 | 0 | 0 | 0 | 0 | 0 | 0 | 0 | 0 | 0 | 0 | 0 | 0 | 0 | 0 | 0
F5_Commercial_School_New_Food Preparation_Natural Gas_Fryer_E7 | F5 | Commercial | School | New | Food Preparation | Natural Gas | Fryer | E7 | Utility - Cost of Operation | 0 | 0 | 0 | 0 | 0 | 0 | 0 | 0 | 0 | 0 | 0 | 0 | 0 | 0 | 0 | 0 | 0 | 0 | 0 | 0 | 0 | 0 | 0 | 0 | 0 | 0 | 0
F5_Commercial_School_New_Food Preparation_Natural Gas_Fryer_E8 | F5 | Commercial | School | New | Food Preparation | Natural Gas | Fryer | E8 | Utility - Cost of Operation | 0 | 0 | 0 | 0 | 0 | 0 | 0 | 0 | 0 | 0 | 0 | 0 | 0 | 0 | 0 | 0 | 0 | 0 | 0 | 0 | 0 | 0 | 0 | 0 | 0 | 0 | 0
F5_Commercial_School_New_Food Preparation_Natural Gas_Fryer_E9 | F5 | Commercial | School | New | Food Preparation | Natural Gas | Fryer | E9 | Utility - Cost of Operation | 0 | 0 | 0 | 0 | 0 | 0 | 0 | 0 | 0 | 0 | 0 | 0 | 0 | 0 | 0 | 0 | 0 | 0 | 0 | 0 | 0 | 0 | 0 | 0 | 0 | 0 | 0
F5_Commercial_School_New_Food Preparation_Natural Gas_Fryer_E10 | F5 | Commercial | School | New | Food Preparation | Natural Gas | Fryer | E10 | Utility - Cost of Operation | 0 | 0 | 0 | 0 | 0 | 0 | 0 | 0 | 0 | 0 | 0 | 0 | 0 | 0 | 0 | 0 | 0 | 0 | 0 | 0 | 0 | 0 | 0 | 0 | 0 | 0 | 0
F6_Commercial_School_New_Food Preparation_Natural Gas_Fryer_E1 | F6 | Commercial | School | New | Food Preparation | Natural Gas | Fryer | E1 | Utility - Value of Sales | 0 | 0 | 0 | 0 | 0 | 0 | 0 | 0 | 0 | 0 | 0 | 0 | 0 | 0 | 0 | 0 | 0 | 0 | 0 | 0 | 0 | 0 | 0 | 0 | 0 | 0 | 0
F6_Commercial_School_New_Food Preparation_Natural Gas_Fryer_E2 | F6 | Commercial | School | New | Food Preparation | Natural Gas | Fryer | E2 | Utility - Value of Sales | 0 | 0 | 0 | 0 | 0 | 0 | 0 | 0 | 0 | 0 | 0 | 0 | 0 | 0 | 0 | 0 | 0 | 0 | 0 | 0 | 0 | 0 | 0 | 0 | 0 | 0 | 0
F6_Commercial_School_New_Food Preparation_Natural Gas_Fryer_E3 | F6 | Commercial | School | New | Food Preparation | Natural Gas | Fryer | E3 | Utility - Value of Sales | 0 | 0 | 0 | 0 | 0 | 0 | 0 | 0 | 0 | 0 | 0 | 0 | 0 | 0 | 0 | 0 | 0 | 0 | 0 | 0 | 0 | 0 | 0 | 0 | 0 | 0 | 0
F6_Commercial_School_New_Food Preparation_Natural Gas_Fryer_E4 | F6 | Commercial | School | New | Food Preparation | Natural Gas | Fryer | E4 | Utility - Value of Sales | 0 | 0 | 0 | 0 | 0 | 0 | 0 | 0 | 0 | 0 | 0 | 0 | 0 | 0 | 0 | 0 | 0 | 0 | 0 | 0 | 0 | 0 | 0 | 0 | 0 | 0 | 0
F6_Commercial_School_New_Food Preparation_Natural Gas_Fryer_E5 | F6 | Commercial | School | New | Food Preparation | Natural Gas | Fryer | E5 | Utility - Value of Sales | 0 | 0 | 0 | 0 | 0 | 0 | 0 | 0 | 0 | 0 | 0 | 0 | 0 | 0 | 0 | 0 | 0 | 0 | 0 | 0 | 0 | 0 | 0 | 0 | 0 | 0 | 0
F6_Commercial_School_New_Food Preparation_Natural Gas_Fryer_E6 | F6 | Commercial | School | New | Food Preparation | Natural Gas | Fryer | E6 | Utility - Value of Sales | 0 | 0 | 0 | 0 | 0 | 0 | 0 | 0 | 0 | 0 | 0 | 0 | 0 | 0 | 0 | 0 | 0 | 0 | 0 | 0 | 0 | 0 | 0 | 0 | 0 | 0 | 0
F6_Commercial_School_New_Food Preparation_Natural Gas_Fryer_E7 | F6 | Commercial | School | New | Food Preparation | Natural Gas | Fryer | E7 | Utility - Value of Sales | 0 | 0 | 0 | 0 | 0 | 0 | 0 | 0 | 0 | 0 | 0 | 0 | 0 | 0 | 0 | 0 | 0 | 0 | 0 | 0 | 0 | 0 | 0 | 0 | 0 | 0 | 0
F6_Commercial_School_New_Food Preparation_Natural Gas_Fryer_E8 | F6 | Commercial | School | New | Food Preparation | Natural Gas | Fryer | E8 | Utility - Value of Sales | 0 | 0 | 0 | 0 | 0 | 0 | 0 | 0 | 0 | 0 | 0 | 0 | 0 | 0 | 0 | 0 | 0 | 0 | 0 | 0 | 0 | 0 | 0 | 0 | 0 | 0 | 0
F6_Commercial_School_New_Food Preparation_Natural Gas_Fryer_E9 | F6 | Commercial | School | New | Food Preparation | Natural Gas | Fryer | E9 | Utility - Value of Sales | 0 | 0 | 0 | 0 | 0 | 0 | 0 | 0 | 0 | 0 | 0 | 0 | 0 | 0 | 0 | 0 | 0 | 0 | 0 | 0 | 0 | 0 | 0 | 0 | 0 | 0 | 0
F6_Commercial_School_New_Food Preparation_Natural Gas_Fryer_E10 | F6 | Commercial | School | New | Food Preparation | Natural Gas | Fryer | E10 | Utility - Value of Sales | 0 | 0 | 0 | 0 | 0 | 0 | 0 | 0 | 0 | 0 | 0 | 0 | 0 | 0 | 0 | 0 | 0 | 0 | 0 | 0 | 0 | 0 | 0 | 0 | 0 | 0 | 0
F1_Commercial_School_New_Food Preparation_Natural Gas_Broiler_E1 | F1 | Commercial | School | New | Food Preparation | Natural Gas | Broiler | E1 | RVT - Cost of Equipment | 0.015067 | 0.015067 | 0.015067 | 0.015067 | 0.015067 | 0.015067 | 0.015067 | 0.015067 | 0.015067 | 0.015067 | 0.015067 | 0.015067 | 0.015067 | 0.015067 | 0.015067 | 0.015067 | 0.015067 | 0.015067 | 0.015067 | 0.015067 | 0.015067 | 0.015067 | 0.015067 | 0.015067 | 0.015067 | 0.015067 | 0.015067
F1_Commercial_School_New_Food Preparation_Natural Gas_Broiler_E2 | F1 | Commercial | School | New | Food Preparation | Natural Gas | Broiler | E2 | RVT - Cost of Equipment | 0.021094 | 0.021094 | 0.021094 | 0.021094 | 0.021094 | 0.021094 | 0.021094 | 0.021094 | 0.021094 | 0.021094 | 0.021094 | 0.021094 | 0.021094 | 0.021094 | 0.021094 | 0.021094 | 0.021094 | 0.021094 | 0.021094 | 0.021094 | 0.021094 | 0.021094 | 0.021094 | 0.021094 | 0.021094 | 0.021094 | 0.021094
F1_Commercial_School_New_Food Preparation_Natural Gas_Broiler_E3 | F1 | Commercial | School | New | Food Preparation | Natural Gas | Broiler | E3 | RVT - Cost of Equipment | 0 | 0 | 0 | 0 | 0 | 0 | 0 | 0 | 0 | 0 | 0 | 0 | 0 | 0 | 0 | 0 | 0 | 0 | 0 | 0 | 0 | 0 | 0 | 0 | 0 | 0 | 0
F1_Commercial_School_New_Food Preparation_Natural Gas_Broiler_E4 | F1 | Commercial | School | New | Food Preparation | Natural Gas | Broiler | E4 | RVT - Cost of Equipment | 0 | 0 | 0 | 0 | 0 | 0 | 0 | 0 | 0 | 0 | 0 | 0 | 0 | 0 | 0 | 0 | 0 | 0 | 0 | 0 | 0 | 0 | 0 | 0 | 0 | 0 | 0
F1_Commercial_School_New_Food Preparation_Natural Gas_Broiler_E5 | F1 | Commercial | School | New | Food Preparation | Natural Gas | Broiler | E5 | RVT - Cost of Equipment | 0 | 0 | 0 | 0 | 0 | 0 | 0 | 0 | 0 | 0 | 0 | 0 | 0 | 0 | 0 | 0 | 0 | 0 | 0 | 0 | 0 | 0 | 0 | 0 | 0 | 0 | 0
F1_Commercial_School_New_Food Preparation_Natural Gas_Broiler_E6 | F1 | Commercial | School | New | Food Preparation | Natural Gas | Broiler | E6 | RVT - Cost of Equipment | 0 | 0 | 0 | 0 | 0 | 0 | 0 | 0 | 0 | 0 | 0 | 0 | 0 | 0 | 0 | 0 | 0 | 0 | 0 | 0 | 0 | 0 | 0 | 0 | 0 | 0 | 0
F1_Commercial_School_New_Food Preparation_Natural Gas_Broiler_E7 | F1 | Commercial | School | New | Food Preparation | Natural Gas | Broiler | E7 | RVT - Cost of Equipment | 0 | 0 | 0 | 0 | 0 | 0 | 0 | 0 | 0 | 0 | 0 | 0 | 0 | 0 | 0 | 0 | 0 | 0 | 0 | 0 | 0 | 0 | 0 | 0 | 0 | 0 | 0
F1_Commercial_School_New_Food Preparation_Natural Gas_Broiler_E8 | F1 | Commercial | School | New | Food Preparation | Natural Gas | Broiler | E8 | RVT - Cost of Equipment | 0 | 0 | 0 | 0 | 0 | 0 | 0 | 0 | 0 | 0 | 0 | 0 | 0 | 0 | 0 | 0 | 0 | 0 | 0 | 0 | 0 | 0 | 0 | 0 | 0 | 0 | 0
F1_Commercial_School_New_Food Preparation_Natural Gas_Broiler_E9 | F1 | Commercial | School | New | Food Preparation | Natural Gas | Broiler | E9 | RVT - Cost of Equipment | 0 | 0 | 0 | 0 | 0 | 0 | 0 | 0 | 0 | 0 | 0 | 0 | 0 | 0 | 0 | 0 | 0 | 0 | 0 | 0 | 0 | 0 | 0 | 0 | 0 | 0 | 0
F1_Commercial_School_New_Food Preparation_Natural Gas_Broiler_E10 | F1 | Commercial | School | New | Food Preparation | Natural Gas | Broiler | E10 | RVT - Cost of Equipment | 0 | 0 | 0 | 0 | 0 | 0 | 0 | 0 | 0 | 0 | 0 | 0 | 0 | 0 | 0 | 0 | 0 | 0 | 0 | 0 | 0 | 0 | 0 | 0 | 0 | 0 | 0
F2_Commercial_School_New_Food Preparation_Natural Gas_Broiler_E1 | F2 | Commercial | School | New | Food Preparation | Natural Gas | Broiler | E1 | RVT - Cost of Operation | 0 | 0 | 0 | 0 | 0 | 0 | 0 | 0 | 0 | 0 | 0 | 0 | 0 | 0 | 0 | 0 | 0 | 0 | 0 | 0 | 0 | 0 | 0 | 0 | 0 | 0 | 0
F2_Commercial_School_New_Food Preparation_Natural Gas_Broiler_E2 | F2 | Commercial | School | New | Food Preparation | Natural Gas | Broiler | E2 | RVT - Cost of Operation | 0 | 0 | 0 | 0 | 0 | 0 | 0 | 0 | 0 | 0 | 0 | 0 | 0 | 0 | 0 | 0 | 0 | 0 | 0 | 0 | 0 | 0 | 0 | 0 | 0 | 0 | 0
F2_Commercial_School_New_Food Preparation_Natural Gas_Broiler_E3 | F2 | Commercial | School | New | Food Preparation | Natural Gas | Broiler | E3 | RVT - Cost of Operation | 0 | 0 | 0 | 0 | 0 | 0 | 0 | 0 | 0 | 0 | 0 | 0 | 0 | 0 | 0 | 0 | 0 | 0 | 0 | 0 | 0 | 0 | 0 | 0 | 0 | 0 | 0
F2_Commercial_School_New_Food Preparation_Natural Gas_Broiler_E4 | F2 | Commercial | School | New | Food Preparation | Natural Gas | Broiler | E4 | RVT - Cost of Operation | 0 | 0 | 0 | 0 | 0 | 0 | 0 | 0 | 0 | 0 | 0 | 0 | 0 | 0 | 0 | 0 | 0 | 0 | 0 | 0 | 0 | 0 | 0 | 0 | 0 | 0 | 0
F2_Commercial_School_New_Food Preparation_Natural Gas_Broiler_E5 | F2 | Commercial | School | New | Food Preparation | Natural Gas | Broiler | E5 | RVT - Cost of Operation | 0 | 0 | 0 | 0 | 0 | 0 | 0 | 0 | 0 | 0 | 0 | 0 | 0 | 0 | 0 | 0 | 0 | 0 | 0 | 0 | 0 | 0 | 0 | 0 | 0 | 0 | 0
F2_Commercial_School_New_Food Preparation_Natural Gas_Broiler_E6 | F2 | Commercial | School | New | Food Preparation | Natural Gas | Broiler | E6 | RVT - Cost of Operation | 0 | 0 | 0 | 0 | 0 | 0 | 0 | 0 | 0 | 0 | 0 | 0 | 0 | 0 | 0 | 0 | 0 | 0 | 0 | 0 | 0 | 0 | 0 | 0 | 0 | 0 | 0
F2_Commercial_School_New_Food Preparation_Natural Gas_Broiler_E7 | F2 | Commercial | School | New | Food Preparation | Natural Gas | Broiler | E7 | RVT - Cost of Operation | 0 | 0 | 0 | 0 | 0 | 0 | 0 | 0 | 0 | 0 | 0 | 0 | 0 | 0 | 0 | 0 | 0 | 0 | 0 | 0 | 0 | 0 | 0 | 0 | 0 | 0 | 0
F2_Commercial_School_New_Food Preparation_Natural Gas_Broiler_E8 | F2 | Commercial | School | New | Food Preparation | Natural Gas | Broiler | E8 | RVT - Cost of Operation | 0 | 0 | 0 | 0 | 0 | 0 | 0 | 0 | 0 | 0 | 0 | 0 | 0 | 0 | 0 | 0 | 0 | 0 | 0 | 0 | 0 | 0 | 0 | 0 | 0 | 0 | 0
F2_Commercial_School_New_Food Preparation_Natural Gas_Broiler_E9 | F2 | Commercial | School | New | Food Preparation | Natural Gas | Broiler | E9 | RVT - Cost of Operation | 0 | 0 | 0 | 0 | 0 | 0 | 0 | 0 | 0 | 0 | 0 | 0 | 0 | 0 | 0 | 0 | 0 | 0 | 0 | 0 | 0 | 0 | 0 | 0 | 0 | 0 | 0
F2_Commercial_School_New_Food Preparation_Natural Gas_Broiler_E10 | F2 | Commercial | School | New | Food Preparation | Natural Gas | Broiler | E10 | RVT - Cost of Operation | 0 | 0 | 0 | 0 | 0 | 0 | 0 | 0 | 0 | 0 | 0 | 0 | 0 | 0 | 0 | 0 | 0 | 0 | 0 | 0 | 0 | 0 | 0 | 0 | 0 | 0 | 0
F3_Commercial_School_New_Food Preparation_Natural Gas_Broiler_E1 | F3 | Commercial | School | New | Food Preparation | Natural Gas | Broiler | E1 | System - kBTUs of Consumption | 2.7732 | 2.7732 | 2.7732 | 2.7732 | 2.7732 | 2.7732 | 2.7732 | 2.7732 | 2.7732 | 2.7732 | 2.7732 | 2.7732 | 2.7732 | 2.7732 | 2.7732 | 2.7732 | 2.7732 | 2.7732 | 2.7732 | 2.7732 | 2.7732 | 2.7732 | 2.7732 | 2.7732 | 2.7732 | 2.7732 | 2.7732
F3_Commercial_School_New_Food Preparation_Natural Gas_Broiler_E2 | F3 | Commercial | School | New | Food Preparation | Natural Gas | Broiler | E2 | System - kBTUs of Consumption | 1.7828 | 1.7828 | 1.7828 | 1.7828 | 1.7828 | 1.7828 | 1.7828 | 1.7828 | 1.7828 | 1.7828 | 1.7828 | 1.7828 | 1.7828 | 1.7828 | 1.7828 | 1.7828 | 1.7828 | 1.7828 | 1.7828 | 1.7828 | 1.7828 | 1.7828 | 1.7828 | 1.7828 | 1.7828 | 1.7828 | 1.7828
F3_Commercial_School_New_Food Preparation_Natural Gas_Broiler_E3 | F3 | Commercial | School | New | Food Preparation | Natural Gas | Broiler | E3 | System - kBTUs of Consumption | 0 | 0 | 0 | 0 | 0 | 0 | 0 | 0 | 0 | 0 | 0 | 0 | 0 | 0 | 0 | 0 | 0 | 0 | 0 | 0 | 0 | 0 | 0 | 0 | 0 | 0 | 0
F3_Commercial_School_New_Food Preparation_Natural Gas_Broiler_E4 | F3 | Commercial | School | New | Food Preparation | Natural Gas | Broiler | E4 | System - kBTUs of Consumption | 0 | 0 | 0 | 0 | 0 | 0 | 0 | 0 | 0 | 0 | 0 | 0 | 0 | 0 | 0 | 0 | 0 | 0 | 0 | 0 | 0 | 0 | 0 | 0 | 0 | 0 | 0
F3_Commercial_School_New_Food Preparation_Natural Gas_Broiler_E5 | F3 | Commercial | School | New | Food Preparation | Natural Gas | Broiler | E5 | System - kBTUs of Consumption | 0 | 0 | 0 | 0 | 0 | 0 | 0 | 0 | 0 | 0 | 0 | 0 | 0 | 0 | 0 | 0 | 0 | 0 | 0 | 0 | 0 | 0 | 0 | 0 | 0 | 0 | 0
F3_Commercial_School_New_Food Preparation_Natural Gas_Broiler_E6 | F3 | Commercial | School | New | Food Preparation | Natural Gas | Broiler | E6 | System - kBTUs of Consumption | 0 | 0 | 0 | 0 | 0 | 0 | 0 | 0 | 0 | 0 | 0 | 0 | 0 | 0 | 0 | 0 | 0 | 0 | 0 | 0 | 0 | 0 | 0 | 0 | 0 | 0 | 0
F3_Commercial_School_New_Food Preparation_Natural Gas_Broiler_E7 | F3 | Commercial | School | New | Food Preparation | Natural Gas | Broiler | E7 | System - kBTUs of Consumption | 0 | 0 | 0 | 0 | 0 | 0 | 0 | 0 | 0 | 0 | 0 | 0 | 0 | 0 | 0 | 0 | 0 | 0 | 0 | 0 | 0 | 0 | 0 | 0 | 0 | 0 | 0
F3_Commercial_School_New_Food Preparation_Natural Gas_Broiler_E8 | F3 | Commercial | School | New | Food Preparation | Natural Gas | Broiler | E8 | System - kBTUs of Consumption | 0 | 0 | 0 | 0 | 0 | 0 | 0 | 0 | 0 | 0 | 0 | 0 | 0 | 0 | 0 | 0 | 0 | 0 | 0 | 0 | 0 | 0 | 0 | 0 | 0 | 0 | 0
F3_Commercial_School_New_Food Preparation_Natural Gas_Broiler_E9 | F3 | Commercial | School | New | Food Preparation | Natural Gas | Broiler | E9 | System - kBTUs of Consumption | 0 | 0 | 0 | 0 | 0 | 0 | 0 | 0 | 0 | 0 | 0 | 0 | 0 | 0 | 0 | 0 | 0 | 0 | 0 | 0 | 0 | 0 | 0 | 0 | 0 | 0 | 0
F3_Commercial_School_New_Food Preparation_Natural Gas_Broiler_E10 | F3 | Commercial | School | New | Food Preparation | Natural Gas | Broiler | E10 | System - kBTUs of Consumption | 0 | 0 | 0 | 0 | 0 | 0 | 0 | 0 | 0 | 0 | 0 | 0 | 0 | 0 | 0 | 0 | 0 | 0 | 0 | 0 | 0 | 0 | 0 | 0 | 0 | 0 | 0
F4_Commercial_School_New_Food Preparation_Natural Gas_Broiler_E1 | F4 | Commercial | School | New | Food Preparation | Natural Gas | Broiler | E1 | Utility - Cost of Equipment | 0.015067 | 0.015067 | 0.015067 | 0.015067 | 0.015067 | 0.015067 | 0.015067 | 0.015067 | 0.015067 | 0.015067 | 0.015067 | 0.015067 | 0.015067 | 0.015067 | 0.015067 | 0.015067 | 0.015067 | 0.015067 | 0.015067 | 0.015067 | 0.015067 | 0.015067 | 0.015067 | 0.015067 | 0.015067 | 0.015067 | 0.015067
F4_Commercial_School_New_Food Preparation_Natural Gas_Broiler_E2 | F4 | Commercial | School | New | Food Preparation | Natural Gas | Broiler | E2 | Utility - Cost of Equipment | 0.021094 | 0.021094 | 0.021094 | 0.021094 | 0.021094 | 0.021094 | 0.021094 | 0.021094 | 0.021094 | 0.021094 | 0.021094 | 0.021094 | 0.021094 | 0.021094 | 0.021094 | 0.021094 | 0.021094 | 0.021094 | 0.021094 | 0.021094 | 0.021094 | 0.021094 | 0.021094 | 0.021094 | 0.021094 | 0.021094 | 0.021094
F4_Commercial_School_New_Food Preparation_Natural Gas_Broiler_E3 | F4 | Commercial | School | New | Food Preparation | Natural Gas | Broiler | E3 | Utility - Cost of Equipment | 0 | 0 | 0 | 0 | 0 | 0 | 0 | 0 | 0 | 0 | 0 | 0 | 0 | 0 | 0 | 0 | 0 | 0 | 0 | 0 | 0 | 0 | 0 | 0 | 0 | 0 | 0
F4_Commercial_School_New_Food Preparation_Natural Gas_Broiler_E4 | F4 | Commercial | School | New | Food Preparation | Natural Gas | Broiler | E4 | Utility - Cost of Equipment | 0 | 0 | 0 | 0 | 0 | 0 | 0 | 0 | 0 | 0 | 0 | 0 | 0 | 0 | 0 | 0 | 0 | 0 | 0 | 0 | 0 | 0 | 0 | 0 | 0 | 0 | 0
F4_Commercial_School_New_Food Preparation_Natural Gas_Broiler_E5 | F4 | Commercial | School | New | Food Preparation | Natural Gas | Broiler | E5 | Utility - Cost of Equipment | 0 | 0 | 0 | 0 | 0 | 0 | 0 | 0 | 0 | 0 | 0 | 0 | 0 | 0 | 0 | 0 | 0 | 0 | 0 | 0 | 0 | 0 | 0 | 0 | 0 | 0 | 0
F4_Commercial_School_New_Food Preparation_Natural Gas_Broiler_E6 | F4 | Commercial | School | New | Food Preparation | Natural Gas | Broiler | E6 | Utility - Cost of Equipment | 0 | 0 | 0 | 0 | 0 | 0 | 0 | 0 | 0 | 0 | 0 | 0 | 0 | 0 | 0 | 0 | 0 | 0 | 0 | 0 | 0 | 0 | 0 | 0 | 0 | 0 | 0
F4_Commercial_School_New_Food Preparation_Natural Gas_Broiler_E7 | F4 | Commercial | School | New | Food Preparation | Natural Gas | Broiler | E7 | Utility - Cost of Equipment | 0 | 0 | 0 | 0 | 0 | 0 | 0 | 0 | 0 | 0 | 0 | 0 | 0 | 0 | 0 | 0 | 0 | 0 | 0 | 0 | 0 | 0 | 0 | 0 | 0 | 0 | 0
F4_Commercial_School_New_Food Preparation_Natural Gas_Broiler_E8 | F4 | Commercial | School | New | Food Preparation | Natural Gas | Broiler | E8 | Utility - Cost of Equipment | 0 | 0 | 0 | 0 | 0 | 0 | 0 | 0 | 0 | 0 | 0 | 0 | 0 | 0 | 0 | 0 | 0 | 0 | 0 | 0 | 0 | 0 | 0 | 0 | 0 | 0 | 0
F4_Commercial_School_New_Food Preparation_Natural Gas_Broiler_E9 | F4 | Commercial | School | New | Food Preparation | Natural Gas | Broiler | E9 | Utility - Cost of Equipment | 0 | 0 | 0 | 0 | 0 | 0 | 0 | 0 | 0 | 0 | 0 | 0 | 0 | 0 | 0 | 0 | 0 | 0 | 0 | 0 | 0 | 0 | 0 | 0 | 0 | 0 | 0
F4_Commercial_School_New_Food Preparation_Natural Gas_Broiler_E10 | F4 | Commercial | School | New | Food Preparation | Natural Gas | Broiler | E10 | Utility - Cost of Equipment | 0 | 0 | 0 | 0 | 0 | 0 | 0 | 0 | 0 | 0 | 0 | 0 | 0 | 0 | 0 | 0 | 0 | 0 | 0 | 0 | 0 | 0 | 0 | 0 | 0 | 0 | 0
F5_Commercial_School_New_Food Preparation_Natural Gas_Broiler_E1 | F5 | Commercial | School | New | Food Preparation | Natural Gas | Broiler | E1 | Utility - Cost of Operation | 0.037852 | 0.037447 | 0.037056 | 0.036682 | 0.036774 | 0.037171 | 0.037748 | 0.03839 | 0.03901 | 0.039538 | 0.039967 | 0.040275 | 0.04045 | 0.04043 | 0.040211 | 0.03979 | 0.039174 | 0.038397 | 0.037469 | 0.036366 | 0.035073 | 0.033582 | 0.032261 | 0.031412 | 0.031055 | 0.031207 | 0.03136
F5_Commercial_School_New_Food Preparation_Natural Gas_Broiler_E2 | F5 | Commercial | School | New | Food Preparation | Natural Gas | Broiler | E2 | Utility - Cost of Operation | 0.024333 | 0.024073 | 0.023822 | 0.023581 | 0.023641 | 0.023896 | 0.024266 | 0.02468 | 0.025078 | 0.025417 | 0.025693 | 0.025891 | 0.026003 | 0.025991 | 0.02585 | 0.025579 | 0.025183 | 0.024684 | 0.024087 | 0.023378 | 0.022547 | 0.021589 | 0.020739 | 0.020193 | 0.019964 | 0.020061 | 0.02016
F5_Commercial_School_New_Food Preparation_Natural Gas_Broiler_E3 | F5 | Commercial | School | New | Food Preparation | Natural Gas | Broiler | E3 | Utility - Cost of Operation | 0 | 0 | 0 | 0 | 0 | 0 | 0 | 0 | 0 | 0 | 0 | 0 | 0 | 0 | 0 | 0 | 0 | 0 | 0 | 0 | 0 | 0 | 0 | 0 | 0 | 0 | 0
F5_Commercial_School_New_Food Preparation_Natural Gas_Broiler_E4 | F5 | Commercial | School | New | Food Preparation | Natural Gas | Broiler | E4 | Utility - Cost of Operation | 0 | 0 | 0 | 0 | 0 | 0 | 0 | 0 | 0 | 0 | 0 | 0 | 0 | 0 | 0 | 0 | 0 | 0 | 0 | 0 | 0 | 0 | 0 | 0 | 0 | 0 | 0
F5_Commercial_School_New_Food Preparation_Natural Gas_Broiler_E5 | F5 | Commercial | School | New | Food Preparation | Natural Gas | Broiler | E5 | Utility - Cost of Operation | 0 | 0 | 0 | 0 | 0 | 0 | 0 | 0 | 0 | 0 | 0 | 0 | 0 | 0 | 0 | 0 | 0 | 0 | 0 | 0 | 0 | 0 | 0 | 0 | 0 | 0 | 0
F5_Commercial_School_New_Food Preparation_Natural Gas_Broiler_E6 | F5 | Commercial | School | New | Food Preparation | Natural Gas | Broiler | E6 | Utility - Cost of Operation | 0 | 0 | 0 | 0 | 0 | 0 | 0 | 0 | 0 | 0 | 0 | 0 | 0 | 0 | 0 | 0 | 0 | 0 | 0 | 0 | 0 | 0 | 0 | 0 | 0 | 0 | 0
F5_Commercial_School_New_Food Preparation_Natural Gas_Broiler_E7 | F5 | Commercial | School | New | Food Preparation | Natural Gas | Broiler | E7 | Utility - Cost of Operation | 0 | 0 | 0 | 0 | 0 | 0 | 0 | 0 | 0 | 0 | 0 | 0 | 0 | 0 | 0 | 0 | 0 | 0 | 0 | 0 | 0 | 0 | 0 | 0 | 0 | 0 | 0
F5_Commercial_School_New_Food Preparation_Natural Gas_Broiler_E8 | F5 | Commercial | School | New | Food Preparation | Natural Gas | Broiler | E8 | Utility - Cost of Operation | 0 | 0 | 0 | 0 | 0 | 0 | 0 | 0 | 0 | 0 | 0 | 0 | 0 | 0 | 0 | 0 | 0 | 0 | 0 | 0 | 0 | 0 | 0 | 0 | 0 | 0 | 0
F5_Commercial_School_New_Food Preparation_Natural Gas_Broiler_E9 | F5 | Commercial | School | New | Food Preparation | Natural Gas | Broiler | E9 | Utility - Cost of Operation | 0 | 0 | 0 | 0 | 0 | 0 | 0 | 0 | 0 | 0 | 0 | 0 | 0 | 0 | 0 | 0 | 0 | 0 | 0 | 0 | 0 | 0 | 0 | 0 | 0 | 0 | 0
F5_Commercial_School_New_Food Preparation_Natural Gas_Broiler_E10 | F5 | Commercial | School | New | Food Preparation | Natural Gas | Broiler | E10 | Utility - Cost of Operation | 0 | 0 | 0 | 0 | 0 | 0 | 0 | 0 | 0 | 0 | 0 | 0 | 0 | 0 | 0 | 0 | 0 | 0 | 0 | 0 | 0 | 0 | 0 | 0 | 0 | 0 | 0
F6_Commercial_School_New_Food Preparation_Natural Gas_Broiler_E1 | F6 | Commercial | School | New | Food Preparation | Natural Gas | Broiler | E1 | Utility - Value of Sales | 0 | 0 | 0 | 0 | 0 | 0 | 0 | 0 | 0 | 0 | 0 | 0 | 0 | 0 | 0 | 0 | 0 | 0 | 0 | 0 | 0 | 0 | 0 | 0 | 0 | 0 | 0
F6_Commercial_School_New_Food Preparation_Natural Gas_Broiler_E2 | F6 | Commercial | School | New | Food Preparation | Natural Gas | Broiler | E2 | Utility - Value of Sales | 0 | 0 | 0 | 0 | 0 | 0 | 0 | 0 | 0 | 0 | 0 | 0 | 0 | 0 | 0 | 0 | 0 | 0 | 0 | 0 | 0 | 0 | 0 | 0 | 0 | 0 | 0
F6_Commercial_School_New_Food Preparation_Natural Gas_Broiler_E3 | F6 | Commercial | School | New | Food Preparation | Natural Gas | Broiler | E3 | Utility - Value of Sales | 0 | 0 | 0 | 0 | 0 | 0 | 0 | 0 | 0 | 0 | 0 | 0 | 0 | 0 | 0 | 0 | 0 | 0 | 0 | 0 | 0 | 0 | 0 | 0 | 0 | 0 | 0
F6_Commercial_School_New_Food Preparation_Natural Gas_Broiler_E4 | F6 | Commercial | School | New | Food Preparation | Natural Gas | Broiler | E4 | Utility - Value of Sales | 0 | 0 | 0 | 0 | 0 | 0 | 0 | 0 | 0 | 0 | 0 | 0 | 0 | 0 | 0 | 0 | 0 | 0 | 0 | 0 | 0 | 0 | 0 | 0 | 0 | 0 | 0
F6_Commercial_School_New_Food Preparation_Natural Gas_Broiler_E5 | F6 | Commercial | School | New | Food Preparation | Natural Gas | Broiler | E5 | Utility - Value of Sales | 0 | 0 | 0 | 0 | 0 | 0 | 0 | 0 | 0 | 0 | 0 | 0 | 0 | 0 | 0 | 0 | 0 | 0 | 0 | 0 | 0 | 0 | 0 | 0 | 0 | 0 | 0
F6_Commercial_School_New_Food Preparation_Natural Gas_Broiler_E6 | F6 | Commercial | School | New | Food Preparation | Natural Gas | Broiler | E6 | Utility - Value of Sales | 0 | 0 | 0 | 0 | 0 | 0 | 0 | 0 | 0 | 0 | 0 | 0 | 0 | 0 | 0 | 0 | 0 | 0 | 0 | 0 | 0 | 0 | 0 | 0 | 0 | 0 | 0
F6_Commercial_School_New_Food Preparation_Natural Gas_Broiler_E7 | F6 | Commercial | School | New | Food Preparation | Natural Gas | Broiler | E7 | Utility - Value of Sales | 0 | 0 | 0 | 0 | 0 | 0 | 0 | 0 | 0 | 0 | 0 | 0 | 0 | 0 | 0 | 0 | 0 | 0 | 0 | 0 | 0 | 0 | 0 | 0 | 0 | 0 | 0
F6_Commercial_School_New_Food Preparation_Natural Gas_Broiler_E8 | F6 | Commercial | School | New | Food Preparation | Natural Gas | Broiler | E8 | Utility - Value of Sales | 0 | 0 | 0 | 0 | 0 | 0 | 0 | 0 | 0 | 0 | 0 | 0 | 0 | 0 | 0 | 0 | 0 | 0 | 0 | 0 | 0 | 0 | 0 | 0 | 0 | 0 | 0
F6_Commercial_School_New_Food Preparation_Natural Gas_Broiler_E9 | F6 | Commercial | School | New | Food Preparation | Natural Gas | Broiler | E9 | Utility - Value of Sales | 0 | 0 | 0 | 0 | 0 | 0 | 0 | 0 | 0 | 0 | 0 | 0 | 0 | 0 | 0 | 0 | 0 | 0 | 0 | 0 | 0 | 0 | 0 | 0 | 0 | 0 | 0
F6_Commercial_School_New_Food Preparation_Natural Gas_Broiler_E10 | F6 | Commercial | School | New | Food Preparation | Natural Gas | Broiler | E10 | Utility - Value of Sales | 0 | 0 | 0 | 0 | 0 | 0 | 0 | 0 | 0 | 0 | 0 | 0 | 0 | 0 | 0 | 0 | 0 | 0 | 0 | 0 | 0 | 0 | 0 | 0 | 0 | 0 | 0
F1_Commercial_School_New_Food Preparation_Natural Gas_Griddle_E1 | F1 | Commercial | School | New | Food Preparation | Natural Gas | Griddle | E1 | RVT - Cost of Equipment | 0.011673 | 0.011673 | 0.011673 | 0.011673 | 0.011673 | 0.011673 | 0.011673 | 0.011673 | 0.011673 | 0.011673 | 0.011673 | 0.011673 | 0.011673 | 0.011673 | 0.011673 | 0.011673 | 0.011673 | 0.011673 | 0.011673 | 0.011673 | 0.011673 | 0.011673 | 0.011673 | 0.011673 | 0.011673 | 0.011673 | 0.011673
F1_Commercial_School_New_Food Preparation_Natural Gas_Griddle_E2 | F1 | Commercial | School | New | Food Preparation | Natural Gas | Griddle | E2 | RVT - Cost of Equipment | 0.014507 | 0.014507 | 0.014507 | 0.014507 | 0.014507 | 0.014507 | 0.014507 | 0.014507 | 0.014507 | 0.014507 | 0.014507 | 0.014507 | 0.014507 | 0.014507 | 0.014507 | 0.014507 | 0.014507 | 0.014507 | 0.014507 | 0.014507 | 0.014507 | 0.014507 | 0.014507 | 0.014507 | 0.014507 | 0.014507 | 0.014507
F1_Commercial_School_New_Food Preparation_Natural Gas_Griddle_E3 | F1 | Commercial | School | New | Food Preparation | Natural Gas | Griddle | E3 | RVT - Cost of Equipment | 0 | 0 | 0 | 0 | 0 | 0 | 0 | 0 | 0 | 0 | 0 | 0 | 0 | 0 | 0 | 0 | 0 | 0 | 0 | 0 | 0 | 0 | 0 | 0 | 0 | 0 | 0
F1_Commercial_School_New_Food Preparation_Natural Gas_Griddle_E4 | F1 | Commercial | School | New | Food Preparation | Natural Gas | Griddle | E4 | RVT - Cost of Equipment | 0 | 0 | 0 | 0 | 0 | 0 | 0 | 0 | 0 | 0 | 0 | 0 | 0 | 0 | 0 | 0 | 0 | 0 | 0 | 0 | 0 | 0 | 0 | 0 | 0 | 0 | 0
F1_Commercial_School_New_Food Preparation_Natural Gas_Griddle_E5 | F1 | Commercial | School | New | Food Preparation | Natural Gas | Griddle | E5 | RVT - Cost of Equipment | 0 | 0 | 0 | 0 | 0 | 0 | 0 | 0 | 0 | 0 | 0 | 0 | 0 | 0 | 0 | 0 | 0 | 0 | 0 | 0 | 0 | 0 | 0 | 0 | 0 | 0 | 0
F1_Commercial_School_New_Food Preparation_Natural Gas_Griddle_E6 | F1 | Commercial | School | New | Food Preparation | Natural Gas | Griddle | E6 | RVT - Cost of Equipment | 0 | 0 | 0 | 0 | 0 | 0 | 0 | 0 | 0 | 0 | 0 | 0 | 0 | 0 | 0 | 0 | 0 | 0 | 0 | 0 | 0 | 0 | 0 | 0 | 0 | 0 | 0
F1_Commercial_School_New_Food Preparation_Natural Gas_Griddle_E7 | F1 | Commercial | School | New | Food Preparation | Natural Gas | Griddle | E7 | RVT - Cost of Equipment | 0 | 0 | 0 | 0 | 0 | 0 | 0 | 0 | 0 | 0 | 0 | 0 | 0 | 0 | 0 | 0 | 0 | 0 | 0 | 0 | 0 | 0 | 0 | 0 | 0 | 0 | 0
F1_Commercial_School_New_Food Preparation_Natural Gas_Griddle_E8 | F1 | Commercial | School | New | Food Preparation | Natural Gas | Griddle | E8 | RVT - Cost of Equipment | 0 | 0 | 0 | 0 | 0 | 0 | 0 | 0 | 0 | 0 | 0 | 0 | 0 | 0 | 0 | 0 | 0 | 0 | 0 | 0 | 0 | 0 | 0 | 0 | 0 | 0 | 0
F1_Commercial_School_New_Food Preparation_Natural Gas_Griddle_E9 | F1 | Commercial | School | New | Food Preparation | Natural Gas | Griddle | E9 | RVT - Cost of Equipment | 0 | 0 | 0 | 0 | 0 | 0 | 0 | 0 | 0 | 0 | 0 | 0 | 0 | 0 | 0 | 0 | 0 | 0 | 0 | 0 | 0 | 0 | 0 | 0 | 0 | 0 | 0
F1_Commercial_School_New_Food Preparation_Natural Gas_Griddle_E10 | F1 | Commercial | School | New | Food Preparation | Natural Gas | Griddle | E10 | RVT - Cost of Equipment | 0 | 0 | 0 | 0 | 0 | 0 | 0 | 0 | 0 | 0 | 0 | 0 | 0 | 0 | 0 | 0 | 0 | 0 | 0 | 0 | 0 | 0 | 0 | 0 | 0 | 0 | 0
F2_Commercial_School_New_Food Preparation_Natural Gas_Griddle_E1 | F2 | Commercial | School | New | Food Preparation | Natural Gas | Griddle | E1 | RVT - Cost of Operation | 0 | 0 | 0 | 0 | 0 | 0 | 0 | 0 | 0 | 0 | 0 | 0 | 0 | 0 | 0 | 0 | 0 | 0 | 0 | 0 | 0 | 0 | 0 | 0 | 0 | 0 | 0
F2_Commercial_School_New_Food Preparation_Natural Gas_Griddle_E2 | F2 | Commercial | School | New | Food Preparation | Natural Gas | Griddle | E2 | RVT - Cost of Operation | 0 | 0 | 0 | 0 | 0 | 0 | 0 | 0 | 0 | 0 | 0 | 0 | 0 | 0 | 0 | 0 | 0 | 0 | 0 | 0 | 0 | 0 | 0 | 0 | 0 | 0 | 0
F2_Commercial_School_New_Food Preparation_Natural Gas_Griddle_E3 | F2 | Commercial | School | New | Food Preparation | Natural Gas | Griddle | E3 | RVT - Cost of Operation | 0 | 0 | 0 | 0 | 0 | 0 | 0 | 0 | 0 | 0 | 0 | 0 | 0 | 0 | 0 | 0 | 0 | 0 | 0 | 0 | 0 | 0 | 0 | 0 | 0 | 0 | 0
F2_Commercial_School_New_Food Preparation_Natural Gas_Griddle_E4 | F2 | Commercial | School | New | Food Preparation | Natural Gas | Griddle | E4 | RVT - Cost of Operation | 0 | 0 | 0 | 0 | 0 | 0 | 0 | 0 | 0 | 0 | 0 | 0 | 0 | 0 | 0 | 0 | 0 | 0 | 0 | 0 | 0 | 0 | 0 | 0 | 0 | 0 | 0
F2_Commercial_School_New_Food Preparation_Natural Gas_Griddle_E5 | F2 | Commercial | School | New | Food Preparation | Natural Gas | Griddle | E5 | RVT - Cost of Operation | 0 | 0 | 0 | 0 | 0 | 0 | 0 | 0 | 0 | 0 | 0 | 0 | 0 | 0 | 0 | 0 | 0 | 0 | 0 | 0 | 0 | 0 | 0 | 0 | 0 | 0 | 0
F2_Commercial_School_New_Food Preparation_Natural Gas_Griddle_E6 | F2 | Commercial | School | New | Food Preparation | Natural Gas | Griddle | E6 | RVT - Cost of Operation | 0 | 0 | 0 | 0 | 0 | 0 | 0 | 0 | 0 | 0 | 0 | 0 | 0 | 0 | 0 | 0 | 0 | 0 | 0 | 0 | 0 | 0 | 0 | 0 | 0 | 0 | 0
F2_Commercial_School_New_Food Preparation_Natural Gas_Griddle_E7 | F2 | Commercial | School | New | Food Preparation | Natural Gas | Griddle | E7 | RVT - Cost of Operation | 0 | 0 | 0 | 0 | 0 | 0 | 0 | 0 | 0 | 0 | 0 | 0 | 0 | 0 | 0 | 0 | 0 | 0 | 0 | 0 | 0 | 0 | 0 | 0 | 0 | 0 | 0
F2_Commercial_School_New_Food Preparation_Natural Gas_Griddle_E8 | F2 | Commercial | School | New | Food Preparation | Natural Gas | Griddle | E8 | RVT - Cost of Operation | 0 | 0 | 0 | 0 | 0 | 0 | 0 | 0 | 0 | 0 | 0 | 0 | 0 | 0 | 0 | 0 | 0 | 0 | 0 | 0 | 0 | 0 | 0 | 0 | 0 | 0 | 0
F2_Commercial_School_New_Food Preparation_Natural Gas_Griddle_E9 | F2 | Commercial | School | New | Food Preparation | Natural Gas | Griddle | E9 | RVT - Cost of Operation | 0 | 0 | 0 | 0 | 0 | 0 | 0 | 0 | 0 | 0 | 0 | 0 | 0 | 0 | 0 | 0 | 0 | 0 | 0 | 0 | 0 | 0 | 0 | 0 | 0 | 0 | 0
F2_Commercial_School_New_Food Preparation_Natural Gas_Griddle_E10 | F2 | Commercial | School | New | Food Preparation | Natural Gas | Griddle | E10 | RVT - Cost of Operation | 0 | 0 | 0 | 0 | 0 | 0 | 0 | 0 | 0 | 0 | 0 | 0 | 0 | 0 | 0 | 0 | 0 | 0 | 0 | 0 | 0 | 0 | 0 | 0 | 0 | 0 | 0
F3_Commercial_School_New_Food Preparation_Natural Gas_Griddle_E1 | F3 | Commercial | School | New | Food Preparation | Natural Gas | Griddle | E1 | System - kBTUs of Consumption | 1.9815 | 1.9815 | 1.9815 | 1.9815 | 1.9815 | 1.9815 | 1.9815 | 1.9815 | 1.9815 | 1.9815 | 1.9815 | 1.9815 | 1.9815 | 1.9815 | 1.9815 | 1.9815 | 1.9815 | 1.9815 | 1.9815 | 1.9815 | 1.9815 | 1.9815 | 1.9815 | 1.9815 | 1.9815 | 1.9815 | 1.9815
F3_Commercial_School_New_Food Preparation_Natural Gas_Griddle_E2 | F3 | Commercial | School | New | Food Preparation | Natural Gas | Griddle | E2 | System - kBTUs of Consumption | 1.7114 | 1.7114 | 1.7114 | 1.7114 | 1.7114 | 1.7114 | 1.7114 | 1.7114 | 1.7114 | 1.7114 | 1.7114 | 1.7114 | 1.7114 | 1.7114 | 1.7114 | 1.7114 | 1.7114 | 1.7114 | 1.7114 | 1.7114 | 1.7114 | 1.7114 | 1.7114 | 1.7114 | 1.7114 | 1.7114 | 1.7114
F3_Commercial_School_New_Food Preparation_Natural Gas_Griddle_E3 | F3 | Commercial | School | New | Food Preparation | Natural Gas | Griddle | E3 | System - kBTUs of Consumption | 0 | 0 | 0 | 0 | 0 | 0 | 0 | 0 | 0 | 0 | 0 | 0 | 0 | 0 | 0 | 0 | 0 | 0 | 0 | 0 | 0 | 0 | 0 | 0 | 0 | 0 | 0
F3_Commercial_School_New_Food Preparation_Natural Gas_Griddle_E4 | F3 | Commercial | School | New | Food Preparation | Natural Gas | Griddle | E4 | System - kBTUs of Consumption | 0 | 0 | 0 | 0 | 0 | 0 | 0 | 0 | 0 | 0 | 0 | 0 | 0 | 0 | 0 | 0 | 0 | 0 | 0 | 0 | 0 | 0 | 0 | 0 | 0 | 0 | 0
F3_Commercial_School_New_Food Preparation_Natural Gas_Griddle_E5 | F3 | Commercial | School | New | Food Preparation | Natural Gas | Griddle | E5 | System - kBTUs of Consumption | 0 | 0 | 0 | 0 | 0 | 0 | 0 | 0 | 0 | 0 | 0 | 0 | 0 | 0 | 0 | 0 | 0 | 0 | 0 | 0 | 0 | 0 | 0 | 0 | 0 | 0 | 0
F3_Commercial_School_New_Food Preparation_Natural Gas_Griddle_E6 | F3 | Commercial | School | New | Food Preparation | Natural Gas | Griddle | E6 | System - kBTUs of Consumption | 0 | 0 | 0 | 0 | 0 | 0 | 0 | 0 | 0 | 0 | 0 | 0 | 0 | 0 | 0 | 0 | 0 | 0 | 0 | 0 | 0 | 0 | 0 | 0 | 0 | 0 | 0
F3_Commercial_School_New_Food Preparation_Natural Gas_Griddle_E7 | F3 | Commercial | School | New | Food Preparation | Natural Gas | Griddle | E7 | System - kBTUs of Consumption | 0 | 0 | 0 | 0 | 0 | 0 | 0 | 0 | 0 | 0 | 0 | 0 | 0 | 0 | 0 | 0 | 0 | 0 | 0 | 0 | 0 | 0 | 0 | 0 | 0 | 0 | 0
F3_Commercial_School_New_Food Preparation_Natural Gas_Griddle_E8 | F3 | Commercial | School | New | Food Preparation | Natural Gas | Griddle | E8 | System - kBTUs of Consumption | 0 | 0 | 0 | 0 | 0 | 0 | 0 | 0 | 0 | 0 | 0 | 0 | 0 | 0 | 0 | 0 | 0 | 0 | 0 | 0 | 0 | 0 | 0 | 0 | 0 | 0 | 0
F3_Commercial_School_New_Food Preparation_Natural Gas_Griddle_E9 | F3 | Commercial | School | New | Food Preparation | Natural Gas | Griddle | E9 | System - kBTUs of Consumption | 0 | 0 | 0 | 0 | 0 | 0 | 0 | 0 | 0 | 0 | 0 | 0 | 0 | 0 | 0 | 0 | 0 | 0 | 0 | 0 | 0 | 0 | 0 | 0 | 0 | 0 | 0
F3_Commercial_School_New_Food Preparation_Natural Gas_Griddle_E10 | F3 | Commercial | School | New | Food Preparation | Natural Gas | Griddle | E10 | System - kBTUs of Consumption | 0 | 0 | 0 | 0 | 0 | 0 | 0 | 0 | 0 | 0 | 0 | 0 | 0 | 0 | 0 | 0 | 0 | 0 | 0 | 0 | 0 | 0 | 0 | 0 | 0 | 0 | 0
F4_Commercial_School_New_Food Preparation_Natural Gas_Griddle_E1 | F4 | Commercial | School | New | Food Preparation | Natural Gas | Griddle | E1 | Utility - Cost of Equipment | 0.011673 | 0.011673 | 0.011673 | 0.011673 | 0.011673 | 0.011673 | 0.011673 | 0.011673 | 0.011673 | 0.011673 | 0.011673 | 0.011673 | 0.011673 | 0.011673 | 0.011673 | 0.011673 | 0.011673 | 0.011673 | 0.011673 | 0.011673 | 0.011673 | 0.011673 | 0.011673 | 0.011673 | 0.011673 | 0.011673 | 0.011673
F4_Commercial_School_New_Food Preparation_Natural Gas_Griddle_E2 | F4 | Commercial | School | New | Food Preparation | Natural Gas | Griddle | E2 | Utility - Cost of Equipment | 0.014507 | 0.014507 | 0.014507 | 0.014507 | 0.014507 | 0.014507 | 0.014507 | 0.014507 | 0.014507 | 0.014507 | 0.014507 | 0.014507 | 0.014507 | 0.014507 | 0.014507 | 0.014507 | 0.014507 | 0.014507 | 0.014507 | 0.014507 | 0.014507 | 0.014507 | 0.014507 | 0.014507 | 0.014507 | 0.014507 | 0.014507
F4_Commercial_School_New_Food Preparation_Natural Gas_Griddle_E3 | F4 | Commercial | School | New | Food Preparation | Natural Gas | Griddle | E3 | Utility - Cost of Equipment | 0 | 0 | 0 | 0 | 0 | 0 | 0 | 0 | 0 | 0 | 0 | 0 | 0 | 0 | 0 | 0 | 0 | 0 | 0 | 0 | 0 | 0 | 0 | 0 | 0 | 0 | 0
F4_Commercial_School_New_Food Preparation_Natural Gas_Griddle_E4 | F4 | Commercial | School | New | Food Preparation | Natural Gas | Griddle | E4 | Utility - Cost of Equipment | 0 | 0 | 0 | 0 | 0 | 0 | 0 | 0 | 0 | 0 | 0 | 0 | 0 | 0 | 0 | 0 | 0 | 0 | 0 | 0 | 0 | 0 | 0 | 0 | 0 | 0 | 0
F4_Commercial_School_New_Food Preparation_Natural Gas_Griddle_E5 | F4 | Commercial | School | New | Food Preparation | Natural Gas | Griddle | E5 | Utility - Cost of Equipment | 0 | 0 | 0 | 0 | 0 | 0 | 0 | 0 | 0 | 0 | 0 | 0 | 0 | 0 | 0 | 0 | 0 | 0 | 0 | 0 | 0 | 0 | 0 | 0 | 0 | 0 | 0
F4_Commercial_School_New_Food Preparation_Natural Gas_Griddle_E6 | F4 | Commercial | School | New | Food Preparation | Natural Gas | Griddle | E6 | Utility - Cost of Equipment | 0 | 0 | 0 | 0 | 0 | 0 | 0 | 0 | 0 | 0 | 0 | 0 | 0 | 0 | 0 | 0 | 0 | 0 | 0 | 0 | 0 | 0 | 0 | 0 | 0 | 0 | 0
F4_Commercial_School_New_Food Preparation_Natural Gas_Griddle_E7 | F4 | Commercial | School | New | Food Preparation | Natural Gas | Griddle | E7 | Utility - Cost of Equipment | 0 | 0 | 0 | 0 | 0 | 0 | 0 | 0 | 0 | 0 | 0 | 0 | 0 | 0 | 0 | 0 | 0 | 0 | 0 | 0 | 0 | 0 | 0 | 0 | 0 | 0 | 0
F4_Commercial_School_New_Food Preparation_Natural Gas_Griddle_E8 | F4 | Commercial | School | New | Food Preparation | Natural Gas | Griddle | E8 | Utility - Cost of Equipment | 0 | 0 | 0 | 0 | 0 | 0 | 0 | 0 | 0 | 0 | 0 | 0 | 0 | 0 | 0 | 0 | 0 | 0 | 0 | 0 | 0 | 0 | 0 | 0 | 0 | 0 | 0
F4_Commercial_School_New_Food Preparation_Natural Gas_Griddle_E9 | F4 | Commercial | School | New | Food Preparation | Natural Gas | Griddle | E9 | Utility - Cost of Equipment | 0 | 0 | 0 | 0 | 0 | 0 | 0 | 0 | 0 | 0 | 0 | 0 | 0 | 0 | 0 | 0 | 0 | 0 | 0 | 0 | 0 | 0 | 0 | 0 | 0 | 0 | 0
F4_Commercial_School_New_Food Preparation_Natural Gas_Griddle_E10 | F4 | Commercial | School | New | Food Preparation | Natural Gas | Griddle | E10 | Utility - Cost of Equipment | 0 | 0 | 0 | 0 | 0 | 0 | 0 | 0 | 0 | 0 | 0 | 0 | 0 | 0 | 0 | 0 | 0 | 0 | 0 | 0 | 0 | 0 | 0 | 0 | 0 | 0 | 0
F5_Commercial_School_New_Food Preparation_Natural Gas_Griddle_E1 | F5 | Commercial | School | New | Food Preparation | Natural Gas | Griddle | E1 | Utility - Cost of Operation | 0.027045 | 0.026756 | 0.026477 | 0.026209 | 0.026275 | 0.026559 | 0.026971 | 0.02743 | 0.027873 | 0.02825 | 0.028557 | 0.028777 | 0.028902 | 0.028888 | 0.028731 | 0.02843 | 0.02799 | 0.027435 | 0.026772 | 0.025984 | 0.02506 | 0.023995 | 0.023051 | 0.022444 | 0.022189 | 0.022297 | 0.022407
F5_Commercial_School_New_Food Preparation_Natural Gas_Griddle_E2 | F5 | Commercial | School | New | Food Preparation | Natural Gas | Griddle | E2 | Utility - Cost of Operation | 0.023358 | 0.023108 | 0.022867 | 0.022636 | 0.022693 | 0.022938 | 0.023294 | 0.02369 | 0.024073 | 0.024398 | 0.024664 | 0.024854 | 0.024961 | 0.024949 | 0.024814 | 0.024554 | 0.024174 | 0.023695 | 0.023122 | 0.022441 | 0.021643 | 0.020724 | 0.019908 | 0.019384 | 0.019164 | 0.019258 | 0.019352
F5_Commercial_School_New_Food Preparation_Natural Gas_Griddle_E3 | F5 | Commercial | School | New | Food Preparation | Natural Gas | Griddle | E3 | Utility - Cost of Operation | 0 | 0 | 0 | 0 | 0 | 0 | 0 | 0 | 0 | 0 | 0 | 0 | 0 | 0 | 0 | 0 | 0 | 0 | 0 | 0 | 0 | 0 | 0 | 0 | 0 | 0 | 0
F5_Commercial_School_New_Food Preparation_Natural Gas_Griddle_E4 | F5 | Commercial | School | New | Food Preparation | Natural Gas | Griddle | E4 | Utility - Cost of Operation | 0 | 0 | 0 | 0 | 0 | 0 | 0 | 0 | 0 | 0 | 0 | 0 | 0 | 0 | 0 | 0 | 0 | 0 | 0 | 0 | 0 | 0 | 0 | 0 | 0 | 0 | 0
F5_Commercial_School_New_Food Preparation_Natural Gas_Griddle_E5 | F5 | Commercial | School | New | Food Preparation | Natural Gas | Griddle | E5 | Utility - Cost of Operation | 0 | 0 | 0 | 0 | 0 | 0 | 0 | 0 | 0 | 0 | 0 | 0 | 0 | 0 | 0 | 0 | 0 | 0 | 0 | 0 | 0 | 0 | 0 | 0 | 0 | 0 | 0
F5_Commercial_School_New_Food Preparation_Natural Gas_Griddle_E6 | F5 | Commercial | School | New | Food Preparation | Natural Gas | Griddle | E6 | Utility - Cost of Operation | 0 | 0 | 0 | 0 | 0 | 0 | 0 | 0 | 0 | 0 | 0 | 0 | 0 | 0 | 0 | 0 | 0 | 0 | 0 | 0 | 0 | 0 | 0 | 0 | 0 | 0 | 0
F5_Commercial_School_New_Food Preparation_Natural Gas_Griddle_E7 | F5 | Commercial | School | New | Food Preparation | Natural Gas | Griddle | E7 | Utility - Cost of Operation | 0 | 0 | 0 | 0 | 0 | 0 | 0 | 0 | 0 | 0 | 0 | 0 | 0 | 0 | 0 | 0 | 0 | 0 | 0 | 0 | 0 | 0 | 0 | 0 | 0 | 0 | 0
F5_Commercial_School_New_Food Preparation_Natural Gas_Griddle_E8 | F5 | Commercial | School | New | Food Preparation | Natural Gas | Griddle | E8 | Utility - Cost of Operation | 0 | 0 | 0 | 0 | 0 | 0 | 0 | 0 | 0 | 0 | 0 | 0 | 0 | 0 | 0 | 0 | 0 | 0 | 0 | 0 | 0 | 0 | 0 | 0 | 0 | 0 | 0
F5_Commercial_School_New_Food Preparation_Natural Gas_Griddle_E9 | F5 | Commercial | School | New | Food Preparation | Natural Gas | Griddle | E9 | Utility - Cost of Operation | 0 | 0 | 0 | 0 | 0 | 0 | 0 | 0 | 0 | 0 | 0 | 0 | 0 | 0 | 0 | 0 | 0 | 0 | 0 | 0 | 0 | 0 | 0 | 0 | 0 | 0 | 0
F5_Commercial_School_New_Food Preparation_Natural Gas_Griddle_E10 | F5 | Commercial | School | New | Food Preparation | Natural Gas | Griddle | E10 | Utility - Cost of Operation | 0 | 0 | 0 | 0 | 0 | 0 | 0 | 0 | 0 | 0 | 0 | 0 | 0 | 0 | 0 | 0 | 0 | 0 | 0 | 0 | 0 | 0 | 0 | 0 | 0 | 0 | 0
F6_Commercial_School_New_Food Preparation_Natural Gas_Griddle_E1 | F6 | Commercial | School | New | Food Preparation | Natural Gas | Griddle | E1 | Utility - Value of Sales | 0 | 0 | 0 | 0 | 0 | 0 | 0 | 0 | 0 | 0 | 0 | 0 | 0 | 0 | 0 | 0 | 0 | 0 | 0 | 0 | 0 | 0 | 0 | 0 | 0 | 0 | 0
F6_Commercial_School_New_Food Preparation_Natural Gas_Griddle_E2 | F6 | Commercial | School | New | Food Preparation | Natural Gas | Griddle | E2 | Utility - Value of Sales | 0 | 0 | 0 | 0 | 0 | 0 | 0 | 0 | 0 | 0 | 0 | 0 | 0 | 0 | 0 | 0 | 0 | 0 | 0 | 0 | 0 | 0 | 0 | 0 | 0 | 0 | 0
F6_Commercial_School_New_Food Preparation_Natural Gas_Griddle_E3 | F6 | Commercial | School | New | Food Preparation | Natural Gas | Griddle | E3 | Utility - Value of Sales | 0 | 0 | 0 | 0 | 0 | 0 | 0 | 0 | 0 | 0 | 0 | 0 | 0 | 0 | 0 | 0 | 0 | 0 | 0 | 0 | 0 | 0 | 0 | 0 | 0 | 0 | 0
F6_Commercial_School_New_Food Preparation_Natural Gas_Griddle_E4 | F6 | Commercial | School | New | Food Preparation | Natural Gas | Griddle | E4 | Utility - Value of Sales | 0 | 0 | 0 | 0 | 0 | 0 | 0 | 0 | 0 | 0 | 0 | 0 | 0 | 0 | 0 | 0 | 0 | 0 | 0 | 0 | 0 | 0 | 0 | 0 | 0 | 0 | 0
F6_Commercial_School_New_Food Preparation_Natural Gas_Griddle_E5 | F6 | Commercial | School | New | Food Preparation | Natural Gas | Griddle | E5 | Utility - Value of Sales | 0 | 0 | 0 | 0 | 0 | 0 | 0 | 0 | 0 | 0 | 0 | 0 | 0 | 0 | 0 | 0 | 0 | 0 | 0 | 0 | 0 | 0 | 0 | 0 | 0 | 0 | 0
F6_Commercial_School_New_Food Preparation_Natural Gas_Griddle_E6 | F6 | Commercial | School | New | Food Preparation | Natural Gas | Griddle | E6 | Utility - Value of Sales | 0 | 0 | 0 | 0 | 0 | 0 | 0 | 0 | 0 | 0 | 0 | 0 | 0 | 0 | 0 | 0 | 0 | 0 | 0 | 0 | 0 | 0 | 0 | 0 | 0 | 0 | 0
F6_Commercial_School_New_Food Preparation_Natural Gas_Griddle_E7 | F6 | Commercial | School | New | Food Preparation | Natural Gas | Griddle | E7 | Utility - Value of Sales | 0 | 0 | 0 | 0 | 0 | 0 | 0 | 0 | 0 | 0 | 0 | 0 | 0 | 0 | 0 | 0 | 0 | 0 | 0 | 0 | 0 | 0 | 0 | 0 | 0 | 0 | 0
F6_Commercial_School_New_Food Preparation_Natural Gas_Griddle_E8 | F6 | Commercial | School | New | Food Preparation | Natural Gas | Griddle | E8 | Utility - Value of Sales | 0 | 0 | 0 | 0 | 0 | 0 | 0 | 0 | 0 | 0 | 0 | 0 | 0 | 0 | 0 | 0 | 0 | 0 | 0 | 0 | 0 | 0 | 0 | 0 | 0 | 0 | 0
F6_Commercial_School_New_Food Preparation_Natural Gas_Griddle_E9 | F6 | Commercial | School | New | Food Preparation | Natural Gas | Griddle | E9 | Utility - Value of Sales | 0 | 0 | 0 | 0 | 0 | 0 | 0 | 0 | 0 | 0 | 0 | 0 | 0 | 0 | 0 | 0 | 0 | 0 | 0 | 0 | 0 | 0 | 0 | 0 | 0 | 0 | 0
F6_Commercial_School_New_Food Preparation_Natural Gas_Griddle_E10 | F6 | Commercial | School | New | Food Preparation | Natural Gas | Griddle | E10 | Utility - Value of Sales | 0 | 0 | 0 | 0 | 0 | 0 | 0 | 0 | 0 | 0 | 0 | 0 | 0 | 0 | 0 | 0 | 0 | 0 | 0 | 0 | 0 | 0 | 0 | 0 | 0 | 0 | 0
F1_Commercial_School_New_Food Preparation_Natural Gas_Range_E1 | F1 | Commercial | School | New | Food Preparation | Natural Gas | Range | E1 | RVT - Cost of Equipment | 0.017869 | 0.017869 | 0.017869 | 0.017869 | 0.017869 | 0.017869 | 0.017869 | 0.017869 | 0.017869 | 0.017869 | 0.017869 | 0.017869 | 0.017869 | 0.017869 | 0.017869 | 0.017869 | 0.017869 | 0.017869 | 0.017869 | 0.017869 | 0.017869 | 0.017869 | 0.017869 | 0.017869 | 0.017869 | 0.017869 | 0.017869
F1_Commercial_School_New_Food Preparation_Natural Gas_Range_E2 | F1 | Commercial | School | New | Food Preparation | Natural Gas | Range | E2 | RVT - Cost of Equipment | 0.017869 | 0.017869 | 0.017869 | 0.017869 | 0.017869 | 0.017869 | 0.017869 | 0.017869 | 0.017869 | 0.017869 | 0.017869 | 0.017869 | 0.017869 | 0.017869 | 0.017869 | 0.017869 | 0.017869 | 0.017869 | 0.017869 | 0.017869 | 0.017869 | 0.017869 | 0.017869 | 0.017869 | 0.017869 | 0.017869 | 0.017869
F1_Commercial_School_New_Food Preparation_Natural Gas_Range_E3 | F1 | Commercial | School | New | Food Preparation | Natural Gas | Range | E3 | RVT - Cost of Equipment | 0 | 0 | 0 | 0 | 0 | 0 | 0 | 0 | 0 | 0 | 0 | 0 | 0 | 0 | 0 | 0 | 0 | 0 | 0 | 0 | 0 | 0 | 0 | 0 | 0 | 0 | 0
F1_Commercial_School_New_Food Preparation_Natural Gas_Range_E4 | F1 | Commercial | School | New | Food Preparation | Natural Gas | Range | E4 | RVT - Cost of Equipment | 0 | 0 | 0 | 0 | 0 | 0 | 0 | 0 | 0 | 0 | 0 | 0 | 0 | 0 | 0 | 0 | 0 | 0 | 0 | 0 | 0 | 0 | 0 | 0 | 0 | 0 | 0
F1_Commercial_School_New_Food Preparation_Natural Gas_Range_E5 | F1 | Commercial | School | New | Food Preparation | Natural Gas | Range | E5 | RVT - Cost of Equipment | 0 | 0 | 0 | 0 | 0 | 0 | 0 | 0 | 0 | 0 | 0 | 0 | 0 | 0 | 0 | 0 | 0 | 0 | 0 | 0 | 0 | 0 | 0 | 0 | 0 | 0 | 0
F1_Commercial_School_New_Food Preparation_Natural Gas_Range_E6 | F1 | Commercial | School | New | Food Preparation | Natural Gas | Range | E6 | RVT - Cost of Equipment | 0 | 0 | 0 | 0 | 0 | 0 | 0 | 0 | 0 | 0 | 0 | 0 | 0 | 0 | 0 | 0 | 0 | 0 | 0 | 0 | 0 | 0 | 0 | 0 | 0 | 0 | 0
F1_Commercial_School_New_Food Preparation_Natural Gas_Range_E7 | F1 | Commercial | School | New | Food Preparation | Natural Gas | Range | E7 | RVT - Cost of Equipment | 0 | 0 | 0 | 0 | 0 | 0 | 0 | 0 | 0 | 0 | 0 | 0 | 0 | 0 | 0 | 0 | 0 | 0 | 0 | 0 | 0 | 0 | 0 | 0 | 0 | 0 | 0
F1_Commercial_School_New_Food Preparation_Natural Gas_Range_E8 | F1 | Commercial | School | New | Food Preparation | Natural Gas | Range | E8 | RVT - Cost of Equipment | 0 | 0 | 0 | 0 | 0 | 0 | 0 | 0 | 0 | 0 | 0 | 0 | 0 | 0 | 0 | 0 | 0 | 0 | 0 | 0 | 0 | 0 | 0 | 0 | 0 | 0 | 0
F1_Commercial_School_New_Food Preparation_Natural Gas_Range_E9 | F1 | Commercial | School | New | Food Preparation | Natural Gas | Range | E9 | RVT - Cost of Equipment | 0 | 0 | 0 | 0 | 0 | 0 | 0 | 0 | 0 | 0 | 0 | 0 | 0 | 0 | 0 | 0 | 0 | 0 | 0 | 0 | 0 | 0 | 0 | 0 | 0 | 0 | 0
F1_Commercial_School_New_Food Preparation_Natural Gas_Range_E10 | F1 | Commercial | School | New | Food Preparation | Natural Gas | Range | E10 | RVT - Cost of Equipment | 0 | 0 | 0 | 0 | 0 | 0 | 0 | 0 | 0 | 0 | 0 | 0 | 0 | 0 | 0 | 0 | 0 | 0 | 0 | 0 | 0 | 0 | 0 | 0 | 0 | 0 | 0
F2_Commercial_School_New_Food Preparation_Natural Gas_Range_E1 | F2 | Commercial | School | New | Food Preparation | Natural Gas | Range | E1 | RVT - Cost of Operation | 0 | 0 | 0 | 0 | 0 | 0 | 0 | 0 | 0 | 0 | 0 | 0 | 0 | 0 | 0 | 0 | 0 | 0 | 0 | 0 | 0 | 0 | 0 | 0 | 0 | 0 | 0
F2_Commercial_School_New_Food Preparation_Natural Gas_Range_E2 | F2 | Commercial | School | New | Food Preparation | Natural Gas | Range | E2 | RVT - Cost of Operation | 0 | 0 | 0 | 0 | 0 | 0 | 0 | 0 | 0 | 0 | 0 | 0 | 0 | 0 | 0 | 0 | 0 | 0 | 0 | 0 | 0 | 0 | 0 | 0 | 0 | 0 | 0
F2_Commercial_School_New_Food Preparation_Natural Gas_Range_E3 | F2 | Commercial | School | New | Food Preparation | Natural Gas | Range | E3 | RVT - Cost of Operation | 0 | 0 | 0 | 0 | 0 | 0 | 0 | 0 | 0 | 0 | 0 | 0 | 0 | 0 | 0 | 0 | 0 | 0 | 0 | 0 | 0 | 0 | 0 | 0 | 0 | 0 | 0
F2_Commercial_School_New_Food Preparation_Natural Gas_Range_E4 | F2 | Commercial | School | New | Food Preparation | Natural Gas | Range | E4 | RVT - Cost of Operation | 0 | 0 | 0 | 0 | 0 | 0 | 0 | 0 | 0 | 0 | 0 | 0 | 0 | 0 | 0 | 0 | 0 | 0 | 0 | 0 | 0 | 0 | 0 | 0 | 0 | 0 | 0
F2_Commercial_School_New_Food Preparation_Natural Gas_Range_E5 | F2 | Commercial | School | New | Food Preparation | Natural Gas | Range | E5 | RVT - Cost of Operation | 0 | 0 | 0 | 0 | 0 | 0 | 0 | 0 | 0 | 0 | 0 | 0 | 0 | 0 | 0 | 0 | 0 | 0 | 0 | 0 | 0 | 0 | 0 | 0 | 0 | 0 | 0
F2_Commercial_School_New_Food Preparation_Natural Gas_Range_E6 | F2 | Commercial | School | New | Food Preparation | Natural Gas | Range | E6 | RVT - Cost of Operation | 0 | 0 | 0 | 0 | 0 | 0 | 0 | 0 | 0 | 0 | 0 | 0 | 0 | 0 | 0 | 0 | 0 | 0 | 0 | 0 | 0 | 0 | 0 | 0 | 0 | 0 | 0
F2_Commercial_School_New_Food Preparation_Natural Gas_Range_E7 | F2 | Commercial | School | New | Food Preparation | Natural Gas | Range | E7 | RVT - Cost of Operation | 0 | 0 | 0 | 0 | 0 | 0 | 0 | 0 | 0 | 0 | 0 | 0 | 0 | 0 | 0 | 0 | 0 | 0 | 0 | 0 | 0 | 0 | 0 | 0 | 0 | 0 | 0
F2_Commercial_School_New_Food Preparation_Natural Gas_Range_E8 | F2 | Commercial | School | New | Food Preparation | Natural Gas | Range | E8 | RVT - Cost of Operation | 0 | 0 | 0 | 0 | 0 | 0 | 0 | 0 | 0 | 0 | 0 | 0 | 0 | 0 | 0 | 0 | 0 | 0 | 0 | 0 | 0 | 0 | 0 | 0 | 0 | 0 | 0
F2_Commercial_School_New_Food Preparation_Natural Gas_Range_E9 | F2 | Commercial | School | New | Food Preparation | Natural Gas | Range | E9 | RVT - Cost of Operation | 0 | 0 | 0 | 0 | 0 | 0 | 0 | 0 | 0 | 0 | 0 | 0 | 0 | 0 | 0 | 0 | 0 | 0 | 0 | 0 | 0 | 0 | 0 | 0 | 0 | 0 | 0
F2_Commercial_School_New_Food Preparation_Natural Gas_Range_E10 | F2 | Commercial | School | New | Food Preparation | Natural Gas | Range | E10 | RVT - Cost of Operation | 0 | 0 | 0 | 0 | 0 | 0 | 0 | 0 | 0 | 0 | 0 | 0 | 0 | 0 | 0 | 0 | 0 | 0 | 0 | 0 | 0 | 0 | 0 | 0 | 0 | 0 | 0
F3_Commercial_School_New_Food Preparation_Natural Gas_Range_E1 | F3 | Commercial | School | New | Food Preparation | Natural Gas | Range | E1 | System - kBTUs of Consumption | 1.9095 | 1.9095 | 1.9095 | 1.9095 | 1.9095 | 1.9095 | 1.9095 | 1.9095 | 1.9095 | 1.9095 | 1.9095 | 1.9095 | 1.9095 | 1.9095 | 1.9095 | 1.9095 | 1.9095 | 1.9095 | 1.9095 | 1.9095 | 1.9095 | 1.9095 | 1.9095 | 1.9095 | 1.9095 | 1.9095 | 1.9095
F3_Commercial_School_New_Food Preparation_Natural Gas_Range_E2 | F3 | Commercial | School | New | Food Preparation | Natural Gas | Range | E2 | System - kBTUs of Consumption | 1.6367 | 1.6367 | 1.6367 | 1.6367 | 1.6367 | 1.6367 | 1.6367 | 1.6367 | 1.6367 | 1.6367 | 1.6367 | 1.6367 | 1.6367 | 1.6367 | 1.6367 | 1.6367 | 1.6367 | 1.6367 | 1.6367 | 1.6367 | 1.6367 | 1.6367 | 1.6367 | 1.6367 | 1.6367 | 1.6367 | 1.6367
F3_Commercial_School_New_Food Preparation_Natural Gas_Range_E3 | F3 | Commercial | School | New | Food Preparation | Natural Gas | Range | E3 | System - kBTUs of Consumption | 0 | 0 | 0 | 0 | 0 | 0 | 0 | 0 | 0 | 0 | 0 | 0 | 0 | 0 | 0 | 0 | 0 | 0 | 0 | 0 | 0 | 0 | 0 | 0 | 0 | 0 | 0
F3_Commercial_School_New_Food Preparation_Natural Gas_Range_E4 | F3 | Commercial | School | New | Food Preparation | Natural Gas | Range | E4 | System - kBTUs of Consumption | 0 | 0 | 0 | 0 | 0 | 0 | 0 | 0 | 0 | 0 | 0 | 0 | 0 | 0 | 0 | 0 | 0 | 0 | 0 | 0 | 0 | 0 | 0 | 0 | 0 | 0 | 0
F3_Commercial_School_New_Food Preparation_Natural Gas_Range_E5 | F3 | Commercial | School | New | Food Preparation | Natural Gas | Range | E5 | System - kBTUs of Consumption | 0 | 0 | 0 | 0 | 0 | 0 | 0 | 0 | 0 | 0 | 0 | 0 | 0 | 0 | 0 | 0 | 0 | 0 | 0 | 0 | 0 | 0 | 0 | 0 | 0 | 0 | 0
F3_Commercial_School_New_Food Preparation_Natural Gas_Range_E6 | F3 | Commercial | School | New | Food Preparation | Natural Gas | Range | E6 | System - kBTUs of Consumption | 0 | 0 | 0 | 0 | 0 | 0 | 0 | 0 | 0 | 0 | 0 | 0 | 0 | 0 | 0 | 0 | 0 | 0 | 0 | 0 | 0 | 0 | 0 | 0 | 0 | 0 | 0
F3_Commercial_School_New_Food Preparation_Natural Gas_Range_E7 | F3 | Commercial | School | New | Food Preparation | Natural Gas | Range | E7 | System - kBTUs of Consumption | 0 | 0 | 0 | 0 | 0 | 0 | 0 | 0 | 0 | 0 | 0 | 0 | 0 | 0 | 0 | 0 | 0 | 0 | 0 | 0 | 0 | 0 | 0 | 0 | 0 | 0 | 0
F3_Commercial_School_New_Food Preparation_Natural Gas_Range_E8 | F3 | Commercial | School | New | Food Preparation | Natural Gas | Range | E8 | System - kBTUs of Consumption | 0 | 0 | 0 | 0 | 0 | 0 | 0 | 0 | 0 | 0 | 0 | 0 | 0 | 0 | 0 | 0 | 0 | 0 | 0 | 0 | 0 | 0 | 0 | 0 | 0 | 0 | 0
F3_Commercial_School_New_Food Preparation_Natural Gas_Range_E9 | F3 | Commercial | School | New | Food Preparation | Natural Gas | Range | E9 | System - kBTUs of Consumption | 0 | 0 | 0 | 0 | 0 | 0 | 0 | 0 | 0 | 0 | 0 | 0 | 0 | 0 | 0 | 0 | 0 | 0 | 0 | 0 | 0 | 0 | 0 | 0 | 0 | 0 | 0
F3_Commercial_School_New_Food Preparation_Natural Gas_Range_E10 | F3 | Commercial | School | New | Food Preparation | Natural Gas | Range | E10 | System - kBTUs of Consumption | 0 | 0 | 0 | 0 | 0 | 0 | 0 | 0 | 0 | 0 | 0 | 0 | 0 | 0 | 0 | 0 | 0 | 0 | 0 | 0 | 0 | 0 | 0 | 0 | 0 | 0 | 0
F4_Commercial_School_New_Food Preparation_Natural Gas_Range_E1 | F4 | Commercial | School | New | Food Preparation | Natural Gas | Range | E1 | Utility - Cost of Equipment | 0.017869 | 0.017869 | 0.017869 | 0.017869 | 0.017869 | 0.017869 | 0.017869 | 0.017869 | 0.017869 | 0.017869 | 0.017869 | 0.017869 | 0.017869 | 0.017869 | 0.017869 | 0.017869 | 0.017869 | 0.017869 | 0.017869 | 0.017869 | 0.017869 | 0.017869 | 0.017869 | 0.017869 | 0.017869 | 0.017869 | 0.017869
F4_Commercial_School_New_Food Preparation_Natural Gas_Range_E2 | F4 | Commercial | School | New | Food Preparation | Natural Gas | Range | E2 | Utility - Cost of Equipment | 0.017869 | 0.017869 | 0.017869 | 0.017869 | 0.017869 | 0.017869 | 0.017869 | 0.017869 | 0.017869 | 0.017869 | 0.017869 | 0.017869 | 0.017869 | 0.017869 | 0.017869 | 0.017869 | 0.017869 | 0.017869 | 0.017869 | 0.017869 | 0.017869 | 0.017869 | 0.017869 | 0.017869 | 0.017869 | 0.017869 | 0.017869
F4_Commercial_School_New_Food Preparation_Natural Gas_Range_E3 | F4 | Commercial | School | New | Food Preparation | Natural Gas | Range | E3 | Utility - Cost of Equipment | 0 | 0 | 0 | 0 | 0 | 0 | 0 | 0 | 0 | 0 | 0 | 0 | 0 | 0 | 0 | 0 | 0 | 0 | 0 | 0 | 0 | 0 | 0 | 0 | 0 | 0 | 0
F4_Commercial_School_New_Food Preparation_Natural Gas_Range_E4 | F4 | Commercial | School | New | Food Preparation | Natural Gas | Range | E4 | Utility - Cost of Equipment | 0 | 0 | 0 | 0 | 0 | 0 | 0 | 0 | 0 | 0 | 0 | 0 | 0 | 0 | 0 | 0 | 0 | 0 | 0 | 0 | 0 | 0 | 0 | 0 | 0 | 0 | 0
F4_Commercial_School_New_Food Preparation_Natural Gas_Range_E5 | F4 | Commercial | School | New | Food Preparation | Natural Gas | Range | E5 | Utility - Cost of Equipment | 0 | 0 | 0 | 0 | 0 | 0 | 0 | 0 | 0 | 0 | 0 | 0 | 0 | 0 | 0 | 0 | 0 | 0 | 0 | 0 | 0 | 0 | 0 | 0 | 0 | 0 | 0
F4_Commercial_School_New_Food Preparation_Natural Gas_Range_E6 | F4 | Commercial | School | New | Food Preparation | Natural Gas | Range | E6 | Utility - Cost of Equipment | 0 | 0 | 0 | 0 | 0 | 0 | 0 | 0 | 0 | 0 | 0 | 0 | 0 | 0 | 0 | 0 | 0 | 0 | 0 | 0 | 0 | 0 | 0 | 0 | 0 | 0 | 0
F4_Commercial_School_New_Food Preparation_Natural Gas_Range_E7 | F4 | Commercial | School | New | Food Preparation | Natural Gas | Range | E7 | Utility - Cost of Equipment | 0 | 0 | 0 | 0 | 0 | 0 | 0 | 0 | 0 | 0 | 0 | 0 | 0 | 0 | 0 | 0 | 0 | 0 | 0 | 0 | 0 | 0 | 0 | 0 | 0 | 0 | 0
F4_Commercial_School_New_Food Preparation_Natural Gas_Range_E8 | F4 | Commercial | School | New | Food Preparation | Natural Gas | Range | E8 | Utility - Cost of Equipment | 0 | 0 | 0 | 0 | 0 | 0 | 0 | 0 | 0 | 0 | 0 | 0 | 0 | 0 | 0 | 0 | 0 | 0 | 0 | 0 | 0 | 0 | 0 | 0 | 0 | 0 | 0
F4_Commercial_School_New_Food Preparation_Natural Gas_Range_E9 | F4 | Commercial | School | New | Food Preparation | Natural Gas | Range | E9 | Utility - Cost of Equipment | 0 | 0 | 0 | 0 | 0 | 0 | 0 | 0 | 0 | 0 | 0 | 0 | 0 | 0 | 0 | 0 | 0 | 0 | 0 | 0 | 0 | 0 | 0 | 0 | 0 | 0 | 0
F4_Commercial_School_New_Food Preparation_Natural Gas_Range_E10 | F4 | Commercial | School | New | Food Preparation | Natural Gas | Range | E10 | Utility - Cost of Equipment | 0 | 0 | 0 | 0 | 0 | 0 | 0 | 0 | 0 | 0 | 0 | 0 | 0 | 0 | 0 | 0 | 0 | 0 | 0 | 0 | 0 | 0 | 0 | 0 | 0 | 0 | 0
F5_Commercial_School_New_Food Preparation_Natural Gas_Range_E1 | F5 | Commercial | School | New | Food Preparation | Natural Gas | Range | E1 | Utility - Cost of Operation | 0.02624 | 0.025862 | 0.025492 | 0.025134 | 0.025138 | 0.025376 | 0.025763 | 0.026231 | 0.026736 | 0.027253 | 0.027764 | 0.028217 | 0.028562 | 0.028709 | 0.028641 | 0.028361 | 0.027888 | 0.02727 | 0.026534 | 0.025662 | 0.024641 | 0.023466 | 0.022423 | 0.021748 | 0.021457 | 0.021562 | 0.021668
F5_Commercial_School_New_Food Preparation_Natural Gas_Range_E2 | F5 | Commercial | School | New | Food Preparation | Natural Gas | Range | E2 | Utility - Cost of Operation | 0.022492 | 0.022167 | 0.021851 | 0.021544 | 0.021547 | 0.021751 | 0.022082 | 0.022483 | 0.022917 | 0.02336 | 0.023798 | 0.024186 | 0.024482 | 0.024608 | 0.02455 | 0.024309 | 0.023904 | 0.023374 | 0.022743 | 0.021996 | 0.021121 | 0.020114 | 0.01922 | 0.018642 | 0.018392 | 0.018482 | 0.018572
F5_Commercial_School_New_Food Preparation_Natural Gas_Range_E3 | F5 | Commercial | School | New | Food Preparation | Natural Gas | Range | E3 | Utility - Cost of Operation | 0 | 0 | 0 | 0 | 0 | 0 | 0 | 0 | 0 | 0 | 0 | 0 | 0 | 0 | 0 | 0 | 0 | 0 | 0 | 0 | 0 | 0 | 0 | 0 | 0 | 0 | 0
F5_Commercial_School_New_Food Preparation_Natural Gas_Range_E4 | F5 | Commercial | School | New | Food Preparation | Natural Gas | Range | E4 | Utility - Cost of Operation | 0 | 0 | 0 | 0 | 0 | 0 | 0 | 0 | 0 | 0 | 0 | 0 | 0 | 0 | 0 | 0 | 0 | 0 | 0 | 0 | 0 | 0 | 0 | 0 | 0 | 0 | 0
F5_Commercial_School_New_Food Preparation_Natural Gas_Range_E5 | F5 | Commercial | School | New | Food Preparation | Natural Gas | Range | E5 | Utility - Cost of Operation | 0 | 0 | 0 | 0 | 0 | 0 | 0 | 0 | 0 | 0 | 0 | 0 | 0 | 0 | 0 | 0 | 0 | 0 | 0 | 0 | 0 | 0 | 0 | 0 | 0 | 0 | 0
F5_Commercial_School_New_Food Preparation_Natural Gas_Range_E6 | F5 | Commercial | School | New | Food Preparation | Natural Gas | Range | E6 | Utility - Cost of Operation | 0 | 0 | 0 | 0 | 0 | 0 | 0 | 0 | 0 | 0 | 0 | 0 | 0 | 0 | 0 | 0 | 0 | 0 | 0 | 0 | 0 | 0 | 0 | 0 | 0 | 0 | 0
F5_Commercial_School_New_Food Preparation_Natural Gas_Range_E7 | F5 | Commercial | School | New | Food Preparation | Natural Gas | Range | E7 | Utility - Cost of Operation | 0 | 0 | 0 | 0 | 0 | 0 | 0 | 0 | 0 | 0 | 0 | 0 | 0 | 0 | 0 | 0 | 0 | 0 | 0 | 0 | 0 | 0 | 0 | 0 | 0 | 0 | 0
F5_Commercial_School_New_Food Preparation_Natural Gas_Range_E8 | F5 | Commercial | School | New | Food Preparation | Natural Gas | Range | E8 | Utility - Cost of Operation | 0 | 0 | 0 | 0 | 0 | 0 | 0 | 0 | 0 | 0 | 0 | 0 | 0 | 0 | 0 | 0 | 0 | 0 | 0 | 0 | 0 | 0 | 0 | 0 | 0 | 0 | 0
F5_Commercial_School_New_Food Preparation_Natural Gas_Range_E9 | F5 | Commercial | School | New | Food Preparation | Natural Gas | Range | E9 | Utility - Cost of Operation | 0 | 0 | 0 | 0 | 0 | 0 | 0 | 0 | 0 | 0 | 0 | 0 | 0 | 0 | 0 | 0 | 0 | 0 | 0 | 0 | 0 | 0 | 0 | 0 | 0 | 0 | 0
F5_Commercial_School_New_Food Preparation_Natural Gas_Range_E10 | F5 | Commercial | School | New | Food Preparation | Natural Gas | Range | E10 | Utility - Cost of Operation | 0 | 0 | 0 | 0 | 0 | 0 | 0 | 0 | 0 | 0 | 0 | 0 | 0 | 0 | 0 | 0 | 0 | 0 | 0 | 0 | 0 | 0 | 0 | 0 | 0 | 0 | 0
F6_Commercial_School_New_Food Preparation_Natural Gas_Range_E1 | F6 | Commercial | School | New | Food Preparation | Natural Gas | Range | E1 | Utility - Value of Sales | 0 | 0 | 0 | 0 | 0 | 0 | 0 | 0 | 0 | 0 | 0 | 0 | 0 | 0 | 0 | 0 | 0 | 0 | 0 | 0 | 0 | 0 | 0 | 0 | 0 | 0 | 0
F6_Commercial_School_New_Food Preparation_Natural Gas_Range_E2 | F6 | Commercial | School | New | Food Preparation | Natural Gas | Range | E2 | Utility - Value of Sales | 0 | 0 | 0 | 0 | 0 | 0 | 0 | 0 | 0 | 0 | 0 | 0 | 0 | 0 | 0 | 0 | 0 | 0 | 0 | 0 | 0 | 0 | 0 | 0 | 0 | 0 | 0
F6_Commercial_School_New_Food Preparation_Natural Gas_Range_E3 | F6 | Commercial | School | New | Food Preparation | Natural Gas | Range | E3 | Utility - Value of Sales | 0 | 0 | 0 | 0 | 0 | 0 | 0 | 0 | 0 | 0 | 0 | 0 | 0 | 0 | 0 | 0 | 0 | 0 | 0 | 0 | 0 | 0 | 0 | 0 | 0 | 0 | 0
F6_Commercial_School_New_Food Preparation_Natural Gas_Range_E4 | F6 | Commercial | School | New | Food Preparation | Natural Gas | Range | E4 | Utility - Value of Sales | 0 | 0 | 0 | 0 | 0 | 0 | 0 | 0 | 0 | 0 | 0 | 0 | 0 | 0 | 0 | 0 | 0 | 0 | 0 | 0 | 0 | 0 | 0 | 0 | 0 | 0 | 0
F6_Commercial_School_New_Food Preparation_Natural Gas_Range_E5 | F6 | Commercial | School | New | Food Preparation | Natural Gas | Range | E5 | Utility - Value of Sales | 0 | 0 | 0 | 0 | 0 | 0 | 0 | 0 | 0 | 0 | 0 | 0 | 0 | 0 | 0 | 0 | 0 | 0 | 0 | 0 | 0 | 0 | 0 | 0 | 0 | 0 | 0
F6_Commercial_School_New_Food Preparation_Natural Gas_Range_E6 | F6 | Commercial | School | New | Food Preparation | Natural Gas | Range | E6 | Utility - Value of Sales | 0 | 0 | 0 | 0 | 0 | 0 | 0 | 0 | 0 | 0 | 0 | 0 | 0 | 0 | 0 | 0 | 0 | 0 | 0 | 0 | 0 | 0 | 0 | 0 | 0 | 0 | 0
F6_Commercial_School_New_Food Preparation_Natural Gas_Range_E7 | F6 | Commercial | School | New | Food Preparation | Natural Gas | Range | E7 | Utility - Value of Sales | 0 | 0 | 0 | 0 | 0 | 0 | 0 | 0 | 0 | 0 | 0 | 0 | 0 | 0 | 0 | 0 | 0 | 0 | 0 | 0 | 0 | 0 | 0 | 0 | 0 | 0 | 0
F6_Commercial_School_New_Food Preparation_Natural Gas_Range_E8 | F6 | Commercial | School | New | Food Preparation | Natural Gas | Range | E8 | Utility - Value of Sales | 0 | 0 | 0 | 0 | 0 | 0 | 0 | 0 | 0 | 0 | 0 | 0 | 0 | 0 | 0 | 0 | 0 | 0 | 0 | 0 | 0 | 0 | 0 | 0 | 0 | 0 | 0
F6_Commercial_School_New_Food Preparation_Natural Gas_Range_E9 | F6 | Commercial | School | New | Food Preparation | Natural Gas | Range | E9 | Utility - Value of Sales | 0 | 0 | 0 | 0 | 0 | 0 | 0 | 0 | 0 | 0 | 0 | 0 | 0 | 0 | 0 | 0 | 0 | 0 | 0 | 0 | 0 | 0 | 0 | 0 | 0 | 0 | 0
F6_Commercial_School_New_Food Preparation_Natural Gas_Range_E10 | F6 | Commercial | School | New | Food Preparation | Natural Gas | Range | E10 | Utility - Value of Sales | 0 | 0 | 0 | 0 | 0 | 0 | 0 | 0 | 0 | 0 | 0 | 0 | 0 | 0 | 0 | 0 | 0 | 0 | 0 | 0 | 0 | 0 | 0 | 0 | 0 | 0 | 0
F1_Commercial_School_New_Food Preparation_Natural Gas_Steamer_E1 | F1 | Commercial | School | New | Food Preparation | Natural Gas | Steamer | E1 | RVT - Cost of Equipment | 0.045124 | 0 | 0 | 0 | 0 | 0 | 0 | 0 | 0 | 0 | 0 | 0 | 0 | 0 | 0 | 0 | 0 | 0 | 0 | 0 | 0 | 0 | 0 | 0 | 0 | 0 | 0
F1_Commercial_School_New_Food Preparation_Natural Gas_Steamer_E2 | F1 | Commercial | School | New | Food Preparation | Natural Gas | Steamer | E2 | RVT - Cost of Equipment | 0.026212 | 0.026212 | 0.026212 | 0.026212 | 0.026212 | 0.026212 | 0.026212 | 0.026212 | 0.026212 | 0.026212 | 0.026212 | 0.026212 | 0.026212 | 0.026212 | 0.026212 | 0.026212 | 0.026212 | 0.026212 | 0.026212 | 0.026212 | 0.026212 | 0.026212 | 0.026212 | 0.026212 | 0.026212 | 0.026212 | 0.026212
F1_Commercial_School_New_Food Preparation_Natural Gas_Steamer_E3 | F1 | Commercial | School | New | Food Preparation | Natural Gas | Steamer | E3 | RVT - Cost of Equipment | 0 | 0 | 0 | 0 | 0 | 0 | 0 | 0 | 0 | 0 | 0 | 0 | 0 | 0 | 0 | 0 | 0 | 0 | 0 | 0 | 0 | 0 | 0 | 0 | 0 | 0 | 0
F1_Commercial_School_New_Food Preparation_Natural Gas_Steamer_E4 | F1 | Commercial | School | New | Food Preparation | Natural Gas | Steamer | E4 | RVT - Cost of Equipment | 0 | 0 | 0 | 0 | 0 | 0 | 0 | 0 | 0 | 0 | 0 | 0 | 0 | 0 | 0 | 0 | 0 | 0 | 0 | 0 | 0 | 0 | 0 | 0 | 0 | 0 | 0
F1_Commercial_School_New_Food Preparation_Natural Gas_Steamer_E5 | F1 | Commercial | School | New | Food Preparation | Natural Gas | Steamer | E5 | RVT - Cost of Equipment | 0 | 0 | 0 | 0 | 0 | 0 | 0 | 0 | 0 | 0 | 0 | 0 | 0 | 0 | 0 | 0 | 0 | 0 | 0 | 0 | 0 | 0 | 0 | 0 | 0 | 0 | 0
F1_Commercial_School_New_Food Preparation_Natural Gas_Steamer_E6 | F1 | Commercial | School | New | Food Preparation | Natural Gas | Steamer | E6 | RVT - Cost of Equipment | 0 | 0 | 0 | 0 | 0 | 0 | 0 | 0 | 0 | 0 | 0 | 0 | 0 | 0 | 0 | 0 | 0 | 0 | 0 | 0 | 0 | 0 | 0 | 0 | 0 | 0 | 0
F1_Commercial_School_New_Food Preparation_Natural Gas_Steamer_E7 | F1 | Commercial | School | New | Food Preparation | Natural Gas | Steamer | E7 | RVT - Cost of Equipment | 0 | 0 | 0 | 0 | 0 | 0 | 0 | 0 | 0 | 0 | 0 | 0 | 0 | 0 | 0 | 0 | 0 | 0 | 0 | 0 | 0 | 0 | 0 | 0 | 0 | 0 | 0
F1_Commercial_School_New_Food Preparation_Natural Gas_Steamer_E8 | F1 | Commercial | School | New | Food Preparation | Natural Gas | Steamer | E8 | RVT - Cost of Equipment | 0 | 0 | 0 | 0 | 0 | 0 | 0 | 0 | 0 | 0 | 0 | 0 | 0 | 0 | 0 | 0 | 0 | 0 | 0 | 0 | 0 | 0 | 0 | 0 | 0 | 0 | 0
F1_Commercial_School_New_Food Preparation_Natural Gas_Steamer_E9 | F1 | Commercial | School | New | Food Preparation | Natural Gas | Steamer | E9 | RVT - Cost of Equipment | 0 | 0 | 0 | 0 | 0 | 0 | 0 | 0 | 0 | 0 | 0 | 0 | 0 | 0 | 0 | 0 | 0 | 0 | 0 | 0 | 0 | 0 | 0 | 0 | 0 | 0 | 0
F1_Commercial_School_New_Food Preparation_Natural Gas_Steamer_E10 | F1 | Commercial | School | New | Food Preparation | Natural Gas | Steamer | E10 | RVT - Cost of Equipment | 0 | 0 | 0 | 0 | 0 | 0 | 0 | 0 | 0 | 0 | 0 | 0 | 0 | 0 | 0 | 0 | 0 | 0 | 0 | 0 | 0 | 0 | 0 | 0 | 0 | 0 | 0
F2_Commercial_School_New_Food Preparation_Natural Gas_Steamer_E1 | F2 | Commercial | School | New | Food Preparation | Natural Gas | Steamer | E1 | RVT - Cost of Operation | 0 | 0 | 0 | 0 | 0 | 0 | 0 | 0 | 0 | 0 | 0 | 0 | 0 | 0 | 0 | 0 | 0 | 0 | 0 | 0 | 0 | 0 | 0 | 0 | 0 | 0 | 0
F2_Commercial_School_New_Food Preparation_Natural Gas_Steamer_E2 | F2 | Commercial | School | New | Food Preparation | Natural Gas | Steamer | E2 | RVT - Cost of Operation | 0 | 0 | 0 | 0 | 0 | 0 | 0 | 0 | 0 | 0 | 0 | 0 | 0 | 0 | 0 | 0 | 0 | 0 | 0 | 0 | 0 | 0 | 0 | 0 | 0 | 0 | 0
F2_Commercial_School_New_Food Preparation_Natural Gas_Steamer_E3 | F2 | Commercial | School | New | Food Preparation | Natural Gas | Steamer | E3 | RVT - Cost of Operation | 0 | 0 | 0 | 0 | 0 | 0 | 0 | 0 | 0 | 0 | 0 | 0 | 0 | 0 | 0 | 0 | 0 | 0 | 0 | 0 | 0 | 0 | 0 | 0 | 0 | 0 | 0
F2_Commercial_School_New_Food Preparation_Natural Gas_Steamer_E4 | F2 | Commercial | School | New | Food Preparation | Natural Gas | Steamer | E4 | RVT - Cost of Operation | 0 | 0 | 0 | 0 | 0 | 0 | 0 | 0 | 0 | 0 | 0 | 0 | 0 | 0 | 0 | 0 | 0 | 0 | 0 | 0 | 0 | 0 | 0 | 0 | 0 | 0 | 0
F2_Commercial_School_New_Food Preparation_Natural Gas_Steamer_E5 | F2 | Commercial | School | New | Food Preparation | Natural Gas | Steamer | E5 | RVT - Cost of Operation | 0 | 0 | 0 | 0 | 0 | 0 | 0 | 0 | 0 | 0 | 0 | 0 | 0 | 0 | 0 | 0 | 0 | 0 | 0 | 0 | 0 | 0 | 0 | 0 | 0 | 0 | 0
F2_Commercial_School_New_Food Preparation_Natural Gas_Steamer_E6 | F2 | Commercial | School | New | Food Preparation | Natural Gas | Steamer | E6 | RVT - Cost of Operation | 0 | 0 | 0 | 0 | 0 | 0 | 0 | 0 | 0 | 0 | 0 | 0 | 0 | 0 | 0 | 0 | 0 | 0 | 0 | 0 | 0 | 0 | 0 | 0 | 0 | 0 | 0
F2_Commercial_School_New_Food Preparation_Natural Gas_Steamer_E7 | F2 | Commercial | School | New | Food Preparation | Natural Gas | Steamer | E7 | RVT - Cost of Operation | 0 | 0 | 0 | 0 | 0 | 0 | 0 | 0 | 0 | 0 | 0 | 0 | 0 | 0 | 0 | 0 | 0 | 0 | 0 | 0 | 0 | 0 | 0 | 0 | 0 | 0 | 0
F2_Commercial_School_New_Food Preparation_Natural Gas_Steamer_E8 | F2 | Commercial | School | New | Food Preparation | Natural Gas | Steamer | E8 | RVT - Cost of Operation | 0 | 0 | 0 | 0 | 0 | 0 | 0 | 0 | 0 | 0 | 0 | 0 | 0 | 0 | 0 | 0 | 0 | 0 | 0 | 0 | 0 | 0 | 0 | 0 | 0 | 0 | 0
F2_Commercial_School_New_Food Preparation_Natural Gas_Steamer_E9 | F2 | Commercial | School | New | Food Preparation | Natural Gas | Steamer | E9 | RVT - Cost of Operation | 0 | 0 | 0 | 0 | 0 | 0 | 0 | 0 | 0 | 0 | 0 | 0 | 0 | 0 | 0 | 0 | 0 | 0 | 0 | 0 | 0 | 0 | 0 | 0 | 0 | 0 | 0
F2_Commercial_School_New_Food Preparation_Natural Gas_Steamer_E10 | F2 | Commercial | School | New | Food Preparation | Natural Gas | Steamer | E10 | RVT - Cost of Operation | 0 | 0 | 0 | 0 | 0 | 0 | 0 | 0 | 0 | 0 | 0 | 0 | 0 | 0 | 0 | 0 | 0 | 0 | 0 | 0 | 0 | 0 | 0 | 0 | 0 | 0 | 0
F3_Commercial_School_New_Food Preparation_Natural Gas_Steamer_E1 | F3 | Commercial | School | New | Food Preparation | Natural Gas | Steamer | E1 | System - kBTUs of Consumption | 3.5553 | 0 | 0 | 0 | 0 | 0 | 0 | 0 | 0 | 0 | 0 | 0 | 0 | 0 | 0 | 0 | 0 | 0 | 0 | 0 | 0 | 0 | 0 | 0 | 0 | 0 | 0
F3_Commercial_School_New_Food Preparation_Natural Gas_Steamer_E2 | F3 | Commercial | School | New | Food Preparation | Natural Gas | Steamer | E2 | System - kBTUs of Consumption | 0.62345 | 0.62345 | 0.62345 | 0.62345 | 0.62345 | 0.62345 | 0.62345 | 0.62345 | 0.62345 | 0.62345 | 0.62345 | 0.62345 | 0.62345 | 0.62345 | 0.62345 | 0.62345 | 0.62345 | 0.62345 | 0.62345 | 0.62345 | 0.62345 | 0.62345 | 0.62345 | 0.62345 | 0.62345 | 0.62345 | 0.62345
F3_Commercial_School_New_Food Preparation_Natural Gas_Steamer_E3 | F3 | Commercial | School | New | Food Preparation | Natural Gas | Steamer | E3 | System - kBTUs of Consumption | 0 | 0 | 0 | 0 | 0 | 0 | 0 | 0 | 0 | 0 | 0 | 0 | 0 | 0 | 0 | 0 | 0 | 0 | 0 | 0 | 0 | 0 | 0 | 0 | 0 | 0 | 0
F3_Commercial_School_New_Food Preparation_Natural Gas_Steamer_E4 | F3 | Commercial | School | New | Food Preparation | Natural Gas | Steamer | E4 | System - kBTUs of Consumption | 0 | 0 | 0 | 0 | 0 | 0 | 0 | 0 | 0 | 0 | 0 | 0 | 0 | 0 | 0 | 0 | 0 | 0 | 0 | 0 | 0 | 0 | 0 | 0 | 0 | 0 | 0
F3_Commercial_School_New_Food Preparation_Natural Gas_Steamer_E5 | F3 | Commercial | School | New | Food Preparation | Natural Gas | Steamer | E5 | System - kBTUs of Consumption | 0 | 0 | 0 | 0 | 0 | 0 | 0 | 0 | 0 | 0 | 0 | 0 | 0 | 0 | 0 | 0 | 0 | 0 | 0 | 0 | 0 | 0 | 0 | 0 | 0 | 0 | 0
F3_Commercial_School_New_Food Preparation_Natural Gas_Steamer_E6 | F3 | Commercial | School | New | Food Preparation | Natural Gas | Steamer | E6 | System - kBTUs of Consumption | 0 | 0 | 0 | 0 | 0 | 0 | 0 | 0 | 0 | 0 | 0 | 0 | 0 | 0 | 0 | 0 | 0 | 0 | 0 | 0 | 0 | 0 | 0 | 0 | 0 | 0 | 0
F3_Commercial_School_New_Food Preparation_Natural Gas_Steamer_E7 | F3 | Commercial | School | New | Food Preparation | Natural Gas | Steamer | E7 | System - kBTUs of Consumption | 0 | 0 | 0 | 0 | 0 | 0 | 0 | 0 | 0 | 0 | 0 | 0 | 0 | 0 | 0 | 0 | 0 | 0 | 0 | 0 | 0 | 0 | 0 | 0 | 0 | 0 | 0
F3_Commercial_School_New_Food Preparation_Natural Gas_Steamer_E8 | F3 | Commercial | School | New | Food Preparation | Natural Gas | Steamer | E8 | System - kBTUs of Consumption | 0 | 0 | 0 | 0 | 0 | 0 | 0 | 0 | 0 | 0 | 0 | 0 | 0 | 0 | 0 | 0 | 0 | 0 | 0 | 0 | 0 | 0 | 0 | 0 | 0 | 0 | 0
F3_Commercial_School_New_Food Preparation_Natural Gas_Steamer_E9 | F3 | Commercial | School | New | Food Preparation | Natural Gas | Steamer | E9 | System - kBTUs of Consumption | 0 | 0 | 0 | 0 | 0 | 0 | 0 | 0 | 0 | 0 | 0 | 0 | 0 | 0 | 0 | 0 | 0 | 0 | 0 | 0 | 0 | 0 | 0 | 0 | 0 | 0 | 0
F3_Commercial_School_New_Food Preparation_Natural Gas_Steamer_E10 | F3 | Commercial | School | New | Food Preparation | Natural Gas | Steamer | E10 | System - kBTUs of Consumption | 0 | 0 | 0 | 0 | 0 | 0 | 0 | 0 | 0 | 0 | 0 | 0 | 0 | 0 | 0 | 0 | 0 | 0 | 0 | 0 | 0 | 0 | 0 | 0 | 0 | 0 | 0
F4_Commercial_School_New_Food Preparation_Natural Gas_Steamer_E1 | F4 | Commercial | School | New | Food Preparation | Natural Gas | Steamer | E1 | Utility - Cost of Equipment | 0.045124 | 0 | 0 | 0 | 0 | 0 | 0 | 0 | 0 | 0 | 0 | 0 | 0 | 0 | 0 | 0 | 0 | 0 | 0 | 0 | 0 | 0 | 0 | 0 | 0 | 0 | 0
F4_Commercial_School_New_Food Preparation_Natural Gas_Steamer_E2 | F4 | Commercial | School | New | Food Preparation | Natural Gas | Steamer | E2 | Utility - Cost of Equipment | 0.026212 | 0.026212 | 0.026212 | 0.026212 | 0.026212 | 0.026212 | 0.026212 | 0.026212 | 0.026212 | 0.026212 | 0.026212 | 0.026212 | 0.026212 | 0.026212 | 0.026212 | 0.026212 | 0.026212 | 0.026212 | 0.026212 | 0.026212 | 0.026212 | 0.026212 | 0.026212 | 0.026212 | 0.026212 | 0.026212 | 0.026212
F4_Commercial_School_New_Food Preparation_Natural Gas_Steamer_E3 | F4 | Commercial | School | New | Food Preparation | Natural Gas | Steamer | E3 | Utility - Cost of Equipment | 0 | 0 | 0 | 0 | 0 | 0 | 0 | 0 | 0 | 0 | 0 | 0 | 0 | 0 | 0 | 0 | 0 | 0 | 0 | 0 | 0 | 0 | 0 | 0 | 0 | 0 | 0
F4_Commercial_School_New_Food Preparation_Natural Gas_Steamer_E4 | F4 | Commercial | School | New | Food Preparation | Natural Gas | Steamer | E4 | Utility - Cost of Equipment | 0 | 0 | 0 | 0 | 0 | 0 | 0 | 0 | 0 | 0 | 0 | 0 | 0 | 0 | 0 | 0 | 0 | 0 | 0 | 0 | 0 | 0 | 0 | 0 | 0 | 0 | 0
F4_Commercial_School_New_Food Preparation_Natural Gas_Steamer_E5 | F4 | Commercial | School | New | Food Preparation | Natural Gas | Steamer | E5 | Utility - Cost of Equipment | 0 | 0 | 0 | 0 | 0 | 0 | 0 | 0 | 0 | 0 | 0 | 0 | 0 | 0 | 0 | 0 | 0 | 0 | 0 | 0 | 0 | 0 | 0 | 0 | 0 | 0 | 0
F4_Commercial_School_New_Food Preparation_Natural Gas_Steamer_E6 | F4 | Commercial | School | New | Food Preparation | Natural Gas | Steamer | E6 | Utility - Cost of Equipment | 0 | 0 | 0 | 0 | 0 | 0 | 0 | 0 | 0 | 0 | 0 | 0 | 0 | 0 | 0 | 0 | 0 | 0 | 0 | 0 | 0 | 0 | 0 | 0 | 0 | 0 | 0
F4_Commercial_School_New_Food Preparation_Natural Gas_Steamer_E7 | F4 | Commercial | School | New | Food Preparation | Natural Gas | Steamer | E7 | Utility - Cost of Equipment | 0 | 0 | 0 | 0 | 0 | 0 | 0 | 0 | 0 | 0 | 0 | 0 | 0 | 0 | 0 | 0 | 0 | 0 | 0 | 0 | 0 | 0 | 0 | 0 | 0 | 0 | 0
F4_Commercial_School_New_Food Preparation_Natural Gas_Steamer_E8 | F4 | Commercial | School | New | Food Preparation | Natural Gas | Steamer | E8 | Utility - Cost of Equipment | 0 | 0 | 0 | 0 | 0 | 0 | 0 | 0 | 0 | 0 | 0 | 0 | 0 | 0 | 0 | 0 | 0 | 0 | 0 | 0 | 0 | 0 | 0 | 0 | 0 | 0 | 0
F4_Commercial_School_New_Food Preparation_Natural Gas_Steamer_E9 | F4 | Commercial | School | New | Food Preparation | Natural Gas | Steamer | E9 | Utility - Cost of Equipment | 0 | 0 | 0 | 0 | 0 | 0 | 0 | 0 | 0 | 0 | 0 | 0 | 0 | 0 | 0 | 0 | 0 | 0 | 0 | 0 | 0 | 0 | 0 | 0 | 0 | 0 | 0
F4_Commercial_School_New_Food Preparation_Natural Gas_Steamer_E10 | F4 | Commercial | School | New | Food Preparation | Natural Gas | Steamer | E10 | Utility - Cost of Equipment | 0 | 0 | 0 | 0 | 0 | 0 | 0 | 0 | 0 | 0 | 0 | 0 | 0 | 0 | 0 | 0 | 0 | 0 | 0 | 0 | 0 | 0 | 0 | 0 | 0 | 0 | 0
F5_Commercial_School_New_Food Preparation_Natural Gas_Steamer_E1 | F5 | Commercial | School | New | Food Preparation | Natural Gas | Steamer | E1 | Utility - Cost of Operation | 0.049211 | 0 | 0 | 0 | 0 | 0 | 0 | 0 | 0 | 0 | 0 | 0 | 0 | 0 | 0 | 0 | 0 | 0 | 0 | 0 | 0 | 0 | 0 | 0 | 0 | 0 | 0
F5_Commercial_School_New_Food Preparation_Natural Gas_Steamer_E2 | F5 | Commercial | School | New | Food Preparation | Natural Gas | Steamer | E2 | Utility - Cost of Operation | 0.0086296 | 0.0084582 | 0.0082882 | 0.0081218 | 0.0080933 | 0.0081537 | 0.0082708 | 0.0084189 | 0.0085796 | 0.0087433 | 0.0089139 | 0.0090902 | 0.0092647 | 0.0094049 | 0.0094922 | 0.0094993 | 0.0094083 | 0.0092239 | 0.0089554 | 0.0086141 | 0.0082157 | 0.0077582 | 0.0073513 | 0.0070857 | 0.0069674 | 0.0070015 | 0.0070358
F5_Commercial_School_New_Food Preparation_Natural Gas_Steamer_E3 | F5 | Commercial | School | New | Food Preparation | Natural Gas | Steamer | E3 | Utility - Cost of Operation | 0 | 0 | 0 | 0 | 0 | 0 | 0 | 0 | 0 | 0 | 0 | 0 | 0 | 0 | 0 | 0 | 0 | 0 | 0 | 0 | 0 | 0 | 0 | 0 | 0 | 0 | 0
F5_Commercial_School_New_Food Preparation_Natural Gas_Steamer_E4 | F5 | Commercial | School | New | Food Preparation | Natural Gas | Steamer | E4 | Utility - Cost of Operation | 0 | 0 | 0 | 0 | 0 | 0 | 0 | 0 | 0 | 0 | 0 | 0 | 0 | 0 | 0 | 0 | 0 | 0 | 0 | 0 | 0 | 0 | 0 | 0 | 0 | 0 | 0
F5_Commercial_School_New_Food Preparation_Natural Gas_Steamer_E5 | F5 | Commercial | School | New | Food Preparation | Natural Gas | Steamer | E5 | Utility - Cost of Operation | 0 | 0 | 0 | 0 | 0 | 0 | 0 | 0 | 0 | 0 | 0 | 0 | 0 | 0 | 0 | 0 | 0 | 0 | 0 | 0 | 0 | 0 | 0 | 0 | 0 | 0 | 0
F5_Commercial_School_New_Food Preparation_Natural Gas_Steamer_E6 | F5 | Commercial | School | New | Food Preparation | Natural Gas | Steamer | E6 | Utility - Cost of Operation | 0 | 0 | 0 | 0 | 0 | 0 | 0 | 0 | 0 | 0 | 0 | 0 | 0 | 0 | 0 | 0 | 0 | 0 | 0 | 0 | 0 | 0 | 0 | 0 | 0 | 0 | 0
F5_Commercial_School_New_Food Preparation_Natural Gas_Steamer_E7 | F5 | Commercial | School | New | Food Preparation | Natural Gas | Steamer | E7 | Utility - Cost of Operation | 0 | 0 | 0 | 0 | 0 | 0 | 0 | 0 | 0 | 0 | 0 | 0 | 0 | 0 | 0 | 0 | 0 | 0 | 0 | 0 | 0 | 0 | 0 | 0 | 0 | 0 | 0
F5_Commercial_School_New_Food Preparation_Natural Gas_Steamer_E8 | F5 | Commercial | School | New | Food Preparation | Natural Gas | Steamer | E8 | Utility - Cost of Operation | 0 | 0 | 0 | 0 | 0 | 0 | 0 | 0 | 0 | 0 | 0 | 0 | 0 | 0 | 0 | 0 | 0 | 0 | 0 | 0 | 0 | 0 | 0 | 0 | 0 | 0 | 0
F5_Commercial_School_New_Food Preparation_Natural Gas_Steamer_E9 | F5 | Commercial | School | New | Food Preparation | Natural Gas | Steamer | E9 | Utility - Cost of Operation | 0 | 0 | 0 | 0 | 0 | 0 | 0 | 0 | 0 | 0 | 0 | 0 | 0 | 0 | 0 | 0 | 0 | 0 | 0 | 0 | 0 | 0 | 0 | 0 | 0 | 0 | 0
F5_Commercial_School_New_Food Preparation_Natural Gas_Steamer_E10 | F5 | Commercial | School | New | Food Preparation | Natural Gas | Steamer | E10 | Utility - Cost of Operation | 0 | 0 | 0 | 0 | 0 | 0 | 0 | 0 | 0 | 0 | 0 | 0 | 0 | 0 | 0 | 0 | 0 | 0 | 0 | 0 | 0 | 0 | 0 | 0 | 0 | 0 | 0
F6_Commercial_School_New_Food Preparation_Natural Gas_Steamer_E1 | F6 | Commercial | School | New | Food Preparation | Natural Gas | Steamer | E1 | Utility - Value of Sales | 0 | 0 | 0 | 0 | 0 | 0 | 0 | 0 | 0 | 0 | 0 | 0 | 0 | 0 | 0 | 0 | 0 | 0 | 0 | 0 | 0 | 0 | 0 | 0 | 0 | 0 | 0
F6_Commercial_School_New_Food Preparation_Natural Gas_Steamer_E2 | F6 | Commercial | School | New | Food Preparation | Natural Gas | Steamer | E2 | Utility - Value of Sales | 0 | 0 | 0 | 0 | 0 | 0 | 0 | 0 | 0 | 0 | 0 | 0 | 0 | 0 | 0 | 0 | 0 | 0 | 0 | 0 | 0 | 0 | 0 | 0 | 0 | 0 | 0
F6_Commercial_School_New_Food Preparation_Natural Gas_Steamer_E3 | F6 | Commercial | School | New | Food Preparation | Natural Gas | Steamer | E3 | Utility - Value of Sales | 0 | 0 | 0 | 0 | 0 | 0 | 0 | 0 | 0 | 0 | 0 | 0 | 0 | 0 | 0 | 0 | 0 | 0 | 0 | 0 | 0 | 0 | 0 | 0 | 0 | 0 | 0
F6_Commercial_School_New_Food Preparation_Natural Gas_Steamer_E4 | F6 | Commercial | School | New | Food Preparation | Natural Gas | Steamer | E4 | Utility - Value of Sales | 0 | 0 | 0 | 0 | 0 | 0 | 0 | 0 | 0 | 0 | 0 | 0 | 0 | 0 | 0 | 0 | 0 | 0 | 0 | 0 | 0 | 0 | 0 | 0 | 0 | 0 | 0
F6_Commercial_School_New_Food Preparation_Natural Gas_Steamer_E5 | F6 | Commercial | School | New | Food Preparation | Natural Gas | Steamer | E5 | Utility - Value of Sales | 0 | 0 | 0 | 0 | 0 | 0 | 0 | 0 | 0 | 0 | 0 | 0 | 0 | 0 | 0 | 0 | 0 | 0 | 0 | 0 | 0 | 0 | 0 | 0 | 0 | 0 | 0
F6_Commercial_School_New_Food Preparation_Natural Gas_Steamer_E6 | F6 | Commercial | School | New | Food Preparation | Natural Gas | Steamer | E6 | Utility - Value of Sales | 0 | 0 | 0 | 0 | 0 | 0 | 0 | 0 | 0 | 0 | 0 | 0 | 0 | 0 | 0 | 0 | 0 | 0 | 0 | 0 | 0 | 0 | 0 | 0 | 0 | 0 | 0
F6_Commercial_School_New_Food Preparation_Natural Gas_Steamer_E7 | F6 | Commercial | School | New | Food Preparation | Natural Gas | Steamer | E7 | Utility - Value of Sales | 0 | 0 | 0 | 0 | 0 | 0 | 0 | 0 | 0 | 0 | 0 | 0 | 0 | 0 | 0 | 0 | 0 | 0 | 0 | 0 | 0 | 0 | 0 | 0 | 0 | 0 | 0
F6_Commercial_School_New_Food Preparation_Natural Gas_Steamer_E8 | F6 | Commercial | School | New | Food Preparation | Natural Gas | Steamer | E8 | Utility - Value of Sales | 0 | 0 | 0 | 0 | 0 | 0 | 0 | 0 | 0 | 0 | 0 | 0 | 0 | 0 | 0 | 0 | 0 | 0 | 0 | 0 | 0 | 0 | 0 | 0 | 0 | 0 | 0
F6_Commercial_School_New_Food Preparation_Natural Gas_Steamer_E9 | F6 | Commercial | School | New | Food Preparation | Natural Gas | Steamer | E9 | Utility - Value of Sales | 0 | 0 | 0 | 0 | 0 | 0 | 0 | 0 | 0 | 0 | 0 | 0 | 0 | 0 | 0 | 0 | 0 | 0 | 0 | 0 | 0 | 0 | 0 | 0 | 0 | 0 | 0
F6_Commercial_School_New_Food Preparation_Natural Gas_Steamer_E10 | F6 | Commercial | School | New | Food Preparation | Natural Gas | Steamer | E10 | Utility - Value of Sales | 0 | 0 | 0 | 0 | 0 | 0 | 0 | 0 | 0 | 0 | 0 | 0 | 0 | 0 | 0 | 0 | 0 | 0 | 0 | 0 | 0 | 0 | 0 | 0 | 0 | 0 | 0
F1_Commercial_School_New_Food Preparation_Natural Gas_Commercial Food Prep Other_E1 | F1 | Commercial | School | New | Food Preparation | Natural Gas | Commercial Food Prep Other | E1 | RVT - Cost of Equipment | 0.0010061 | 0.0010061 | 0.0010061 | 0.0010061 | 0.0010061 | 0.0010061 | 0.0010061 | 0.0010061 | 0.0010061 | 0.0010061 | 0.0010061 | 0.0010061 | 0.0010061 | 0.0010061 | 0.0010061 | 0.0010061 | 0.0010061 | 0.0010061 | 0.0010061 | 0.0010061 | 0.0010061 | 0.0010061 | 0.0010061 | 0.0010061 | 0.0010061 | 0.0010061 | 0.0010061
F1_Commercial_School_New_Food Preparation_Natural Gas_Commercial Food Prep Other_E2 | F1 | Commercial | School | New | Food Preparation | Natural Gas | Commercial Food Prep Other | E2 | RVT - Cost of Equipment | 0.0012221 | 0.0012221 | 0.0012221 | 0.0012221 | 0.0012221 | 0.0012221 | 0.0012221 | 0.0012221 | 0.0012221 | 0.0012221 | 0.0012221 | 0.0012221 | 0.0012221 | 0.0012221 | 0.0012221 | 0.0012221 | 0.0012221 | 0.0012221 | 0.0012221 | 0.0012221 | 0.0012221 | 0.0012221 | 0.0012221 | 0.0012221 | 0.0012221 | 0.0012221 | 0.0012221
F1_Commercial_School_New_Food Preparation_Natural Gas_Commercial Food Prep Other_E3 | F1 | Commercial | School | New | Food Preparation | Natural Gas | Commercial Food Prep Other | E3 | RVT - Cost of Equipment | 0 | 0 | 0 | 0 | 0 | 0 | 0 | 0 | 0 | 0 | 0 | 0 | 0 | 0 | 0 | 0 | 0 | 0 | 0 | 0 | 0 | 0 | 0 | 0 | 0 | 0 | 0
F1_Commercial_School_New_Food Preparation_Natural Gas_Commercial Food Prep Other_E4 | F1 | Commercial | School | New | Food Preparation | Natural Gas | Commercial Food Prep Other | E4 | RVT - Cost of Equipment | 0 | 0 | 0 | 0 | 0 | 0 | 0 | 0 | 0 | 0 | 0 | 0 | 0 | 0 | 0 | 0 | 0 | 0 | 0 | 0 | 0 | 0 | 0 | 0 | 0 | 0 | 0
F1_Commercial_School_New_Food Preparation_Natural Gas_Commercial Food Prep Other_E5 | F1 | Commercial | School | New | Food Preparation | Natural Gas | Commercial Food Prep Other | E5 | RVT - Cost of Equipment | 0 | 0 | 0 | 0 | 0 | 0 | 0 | 0 | 0 | 0 | 0 | 0 | 0 | 0 | 0 | 0 | 0 | 0 | 0 | 0 | 0 | 0 | 0 | 0 | 0 | 0 | 0
F1_Commercial_School_New_Food Preparation_Natural Gas_Commercial Food Prep Other_E6 | F1 | Commercial | School | New | Food Preparation | Natural Gas | Commercial Food Prep Other | E6 | RVT - Cost of Equipment | 0 | 0 | 0 | 0 | 0 | 0 | 0 | 0 | 0 | 0 | 0 | 0 | 0 | 0 | 0 | 0 | 0 | 0 | 0 | 0 | 0 | 0 | 0 | 0 | 0 | 0 | 0
F1_Commercial_School_New_Food Preparation_Natural Gas_Commercial Food Prep Other_E7 | F1 | Commercial | School | New | Food Preparation | Natural Gas | Commercial Food Prep Other | E7 | RVT - Cost of Equipment | 0 | 0 | 0 | 0 | 0 | 0 | 0 | 0 | 0 | 0 | 0 | 0 | 0 | 0 | 0 | 0 | 0 | 0 | 0 | 0 | 0 | 0 | 0 | 0 | 0 | 0 | 0
F1_Commercial_School_New_Food Preparation_Natural Gas_Commercial Food Prep Other_E8 | F1 | Commercial | School | New | Food Preparation | Natural Gas | Commercial Food Prep Other | E8 | RVT - Cost of Equipment | 0 | 0 | 0 | 0 | 0 | 0 | 0 | 0 | 0 | 0 | 0 | 0 | 0 | 0 | 0 | 0 | 0 | 0 | 0 | 0 | 0 | 0 | 0 | 0 | 0 | 0 | 0
F1_Commercial_School_New_Food Preparation_Natural Gas_Commercial Food Prep Other_E9 | F1 | Commercial | School | New | Food Preparation | Natural Gas | Commercial Food Prep Other | E9 | RVT - Cost of Equipment | 0 | 0 | 0 | 0 | 0 | 0 | 0 | 0 | 0 | 0 | 0 | 0 | 0 | 0 | 0 | 0 | 0 | 0 | 0 | 0 | 0 | 0 | 0 | 0 | 0 | 0 | 0
F1_Commercial_School_New_Food Preparation_Natural Gas_Commercial Food Prep Other_E10 | F1 | Commercial | School | New | Food Preparation | Natural Gas | Commercial Food Prep Other | E10 | RVT - Cost of Equipment | 0 | 0 | 0 | 0 | 0 | 0 | 0 | 0 | 0 | 0 | 0 | 0 | 0 | 0 | 0 | 0 | 0 | 0 | 0 | 0 | 0 | 0 | 0 | 0 | 0 | 0 | 0
F2_Commercial_School_New_Food Preparation_Natural Gas_Commercial Food Prep Other_E1 | F2 | Commercial | School | New | Food Preparation | Natural Gas | Commercial Food Prep Other | E1 | RVT - Cost of Operation | 0 | 0 | 0 | 0 | 0 | 0 | 0 | 0 | 0 | 0 | 0 | 0 | 0 | 0 | 0 | 0 | 0 | 0 | 0 | 0 | 0 | 0 | 0 | 0 | 0 | 0 | 0
F2_Commercial_School_New_Food Preparation_Natural Gas_Commercial Food Prep Other_E2 | F2 | Commercial | School | New | Food Preparation | Natural Gas | Commercial Food Prep Other | E2 | RVT - Cost of Operation | 0 | 0 | 0 | 0 | 0 | 0 | 0 | 0 | 0 | 0 | 0 | 0 | 0 | 0 | 0 | 0 | 0 | 0 | 0 | 0 | 0 | 0 | 0 | 0 | 0 | 0 | 0
F2_Commercial_School_New_Food Preparation_Natural Gas_Commercial Food Prep Other_E3 | F2 | Commercial | School | New | Food Preparation | Natural Gas | Commercial Food Prep Other | E3 | RVT - Cost of Operation | 0 | 0 | 0 | 0 | 0 | 0 | 0 | 0 | 0 | 0 | 0 | 0 | 0 | 0 | 0 | 0 | 0 | 0 | 0 | 0 | 0 | 0 | 0 | 0 | 0 | 0 | 0
F2_Commercial_School_New_Food Preparation_Natural Gas_Commercial Food Prep Other_E4 | F2 | Commercial | School | New | Food Preparation | Natural Gas | Commercial Food Prep Other | E4 | RVT - Cost of Operation | 0 | 0 | 0 | 0 | 0 | 0 | 0 | 0 | 0 | 0 | 0 | 0 | 0 | 0 | 0 | 0 | 0 | 0 | 0 | 0 | 0 | 0 | 0 | 0 | 0 | 0 | 0
F2_Commercial_School_New_Food Preparation_Natural Gas_Commercial Food Prep Other_E5 | F2 | Commercial | School | New | Food Preparation | Natural Gas | Commercial Food Prep Other | E5 | RVT - Cost of Operation | 0 | 0 | 0 | 0 | 0 | 0 | 0 | 0 | 0 | 0 | 0 | 0 | 0 | 0 | 0 | 0 | 0 | 0 | 0 | 0 | 0 | 0 | 0 | 0 | 0 | 0 | 0
F2_Commercial_School_New_Food Preparation_Natural Gas_Commercial Food Prep Other_E6 | F2 | Commercial | School | New | Food Preparation | Natural Gas | Commercial Food Prep Other | E6 | RVT - Cost of Operation | 0 | 0 | 0 | 0 | 0 | 0 | 0 | 0 | 0 | 0 | 0 | 0 | 0 | 0 | 0 | 0 | 0 | 0 | 0 | 0 | 0 | 0 | 0 | 0 | 0 | 0 | 0
F2_Commercial_School_New_Food Preparation_Natural Gas_Commercial Food Prep Other_E7 | F2 | Commercial | School | New | Food Preparation | Natural Gas | Commercial Food Prep Other | E7 | RVT - Cost of Operation | 0 | 0 | 0 | 0 | 0 | 0 | 0 | 0 | 0 | 0 | 0 | 0 | 0 | 0 | 0 | 0 | 0 | 0 | 0 | 0 | 0 | 0 | 0 | 0 | 0 | 0 | 0
F2_Commercial_School_New_Food Preparation_Natural Gas_Commercial Food Prep Other_E8 | F2 | Commercial | School | New | Food Preparation | Natural Gas | Commercial Food Prep Other | E8 | RVT - Cost of Operation | 0 | 0 | 0 | 0 | 0 | 0 | 0 | 0 | 0 | 0 | 0 | 0 | 0 | 0 | 0 | 0 | 0 | 0 | 0 | 0 | 0 | 0 | 0 | 0 | 0 | 0 | 0
F2_Commercial_School_New_Food Preparation_Natural Gas_Commercial Food Prep Other_E9 | F2 | Commercial | School | New | Food Preparation | Natural Gas | Commercial Food Prep Other | E9 | RVT - Cost of Operation | 0 | 0 | 0 | 0 | 0 | 0 | 0 | 0 | 0 | 0 | 0 | 0 | 0 | 0 | 0 | 0 | 0 | 0 | 0 | 0 | 0 | 0 | 0 | 0 | 0 | 0 | 0
F2_Commercial_School_New_Food Preparation_Natural Gas_Commercial Food Prep Other_E10 | F2 | Commercial | School | New | Food Preparation | Natural Gas | Commercial Food Prep Other | E10 | RVT - Cost of Operation | 0 | 0 | 0 | 0 | 0 | 0 | 0 | 0 | 0 | 0 | 0 | 0 | 0 | 0 | 0 | 0 | 0 | 0 | 0 | 0 | 0 | 0 | 0 | 0 | 0 | 0 | 0
F3_Commercial_School_New_Food Preparation_Natural Gas_Commercial Food Prep Other_E1 | F3 | Commercial | School | New | Food Preparation | Natural Gas | Commercial Food Prep Other | E1 | System - kBTUs of Consumption | 0.85169 | 0.85169 | 0.85169 | 0.85169 | 0.85169 | 0.85169 | 0.85169 | 0.85169 | 0.85169 | 0.85169 | 0.85169 | 0.85169 | 0.85169 | 0.85169 | 0.85169 | 0.85169 | 0.85169 | 0.85169 | 0.85169 | 0.85169 | 0.85169 | 0.85169 | 0.85169 | 0.85169 | 0.85169 | 0.85169 | 0.85169
F3_Commercial_School_New_Food Preparation_Natural Gas_Commercial Food Prep Other_E2 | F3 | Commercial | School | New | Food Preparation | Natural Gas | Commercial Food Prep Other | E2 | System - kBTUs of Consumption | 0.63256 | 0.63256 | 0.63256 | 0.63256 | 0.63256 | 0.63256 | 0.63256 | 0.63256 | 0.63256 | 0.63256 | 0.63256 | 0.63256 | 0.63256 | 0.63256 | 0.63256 | 0.63256 | 0.63256 | 0.63256 | 0.63256 | 0.63256 | 0.63256 | 0.63256 | 0.63256 | 0.63256 | 0.63256 | 0.63256 | 0.63256
F3_Commercial_School_New_Food Preparation_Natural Gas_Commercial Food Prep Other_E3 | F3 | Commercial | School | New | Food Preparation | Natural Gas | Commercial Food Prep Other | E3 | System - kBTUs of Consumption | 0 | 0 | 0 | 0 | 0 | 0 | 0 | 0 | 0 | 0 | 0 | 0 | 0 | 0 | 0 | 0 | 0 | 0 | 0 | 0 | 0 | 0 | 0 | 0 | 0 | 0 | 0
F3_Commercial_School_New_Food Preparation_Natural Gas_Commercial Food Prep Other_E4 | F3 | Commercial | School | New | Food Preparation | Natural Gas | Commercial Food Prep Other | E4 | System - kBTUs of Consumption | 0 | 0 | 0 | 0 | 0 | 0 | 0 | 0 | 0 | 0 | 0 | 0 | 0 | 0 | 0 | 0 | 0 | 0 | 0 | 0 | 0 | 0 | 0 | 0 | 0 | 0 | 0
F3_Commercial_School_New_Food Preparation_Natural Gas_Commercial Food Prep Other_E5 | F3 | Commercial | School | New | Food Preparation | Natural Gas | Commercial Food Prep Other | E5 | System - kBTUs of Consumption | 0 | 0 | 0 | 0 | 0 | 0 | 0 | 0 | 0 | 0 | 0 | 0 | 0 | 0 | 0 | 0 | 0 | 0 | 0 | 0 | 0 | 0 | 0 | 0 | 0 | 0 | 0
F3_Commercial_School_New_Food Preparation_Natural Gas_Commercial Food Prep Other_E6 | F3 | Commercial | School | New | Food Preparation | Natural Gas | Commercial Food Prep Other | E6 | System - kBTUs of Consumption | 0 | 0 | 0 | 0 | 0 | 0 | 0 | 0 | 0 | 0 | 0 | 0 | 0 | 0 | 0 | 0 | 0 | 0 | 0 | 0 | 0 | 0 | 0 | 0 | 0 | 0 | 0
F3_Commercial_School_New_Food Preparation_Natural Gas_Commercial Food Prep Other_E7 | F3 | Commercial | School | New | Food Preparation | Natural Gas | Commercial Food Prep Other | E7 | System - kBTUs of Consumption | 0 | 0 | 0 | 0 | 0 | 0 | 0 | 0 | 0 | 0 | 0 | 0 | 0 | 0 | 0 | 0 | 0 | 0 | 0 | 0 | 0 | 0 | 0 | 0 | 0 | 0 | 0
F3_Commercial_School_New_Food Preparation_Natural Gas_Commercial Food Prep Other_E8 | F3 | Commercial | School | New | Food Preparation | Natural Gas | Commercial Food Prep Other | E8 | System - kBTUs of Consumption | 0 | 0 | 0 | 0 | 0 | 0 | 0 | 0 | 0 | 0 | 0 | 0 | 0 | 0 | 0 | 0 | 0 | 0 | 0 | 0 | 0 | 0 | 0 | 0 | 0 | 0 | 0
F3_Commercial_School_New_Food Preparation_Natural Gas_Commercial Food Prep Other_E9 | F3 | Commercial | School | New | Food Preparation | Natural Gas | Commercial Food Prep Other | E9 | System - kBTUs of Consumption | 0 | 0 | 0 | 0 | 0 | 0 | 0 | 0 | 0 | 0 | 0 | 0 | 0 | 0 | 0 | 0 | 0 | 0 | 0 | 0 | 0 | 0 | 0 | 0 | 0 | 0 | 0
F3_Commercial_School_New_Food Preparation_Natural Gas_Commercial Food Prep Other_E10 | F3 | Commercial | School | New | Food Preparation | Natural Gas | Commercial Food Prep Other | E10 | System - kBTUs of Consumption | 0 | 0 | 0 | 0 | 0 | 0 | 0 | 0 | 0 | 0 | 0 | 0 | 0 | 0 | 0 | 0 | 0 | 0 | 0 | 0 | 0 | 0 | 0 | 0 | 0 | 0 | 0
F4_Commercial_School_New_Food Preparation_Natural Gas_Commercial Food Prep Other_E1 | F4 | Commercial | School | New | Food Preparation | Natural Gas | Commercial Food Prep Other | E1 | Utility - Cost of Equipment | 0.0010061 | 0.0010061 | 0.0010061 | 0.0010061 | 0.0010061 | 0.0010061 | 0.0010061 | 0.0010061 | 0.0010061 | 0.0010061 | 0.0010061 | 0.0010061 | 0.0010061 | 0.0010061 | 0.0010061 | 0.0010061 | 0.0010061 | 0.0010061 | 0.0010061 | 0.0010061 | 0.0010061 | 0.0010061 | 0.0010061 | 0.0010061 | 0.0010061 | 0.0010061 | 0.0010061
F4_Commercial_School_New_Food Preparation_Natural Gas_Commercial Food Prep Other_E2 | F4 | Commercial | School | New | Food Preparation | Natural Gas | Commercial Food Prep Other | E2 | Utility - Cost of Equipment | 0.0012221 | 0.0012221 | 0.0012221 | 0.0012221 | 0.0012221 | 0.0012221 | 0.0012221 | 0.0012221 | 0.0012221 | 0.0012221 | 0.0012221 | 0.0012221 | 0.0012221 | 0.0012221 | 0.0012221 | 0.0012221 | 0.0012221 | 0.0012221 | 0.0012221 | 0.0012221 | 0.0012221 | 0.0012221 | 0.0012221 | 0.0012221 | 0.0012221 | 0.0012221 | 0.0012221
F4_Commercial_School_New_Food Preparation_Natural Gas_Commercial Food Prep Other_E3 | F4 | Commercial | School | New | Food Preparation | Natural Gas | Commercial Food Prep Other | E3 | Utility - Cost of Equipment | 0 | 0 | 0 | 0 | 0 | 0 | 0 | 0 | 0 | 0 | 0 | 0 | 0 | 0 | 0 | 0 | 0 | 0 | 0 | 0 | 0 | 0 | 0 | 0 | 0 | 0 | 0
F4_Commercial_School_New_Food Preparation_Natural Gas_Commercial Food Prep Other_E4 | F4 | Commercial | School | New | Food Preparation | Natural Gas | Commercial Food Prep Other | E4 | Utility - Cost of Equipment | 0 | 0 | 0 | 0 | 0 | 0 | 0 | 0 | 0 | 0 | 0 | 0 | 0 | 0 | 0 | 0 | 0 | 0 | 0 | 0 | 0 | 0 | 0 | 0 | 0 | 0 | 0
F4_Commercial_School_New_Food Preparation_Natural Gas_Commercial Food Prep Other_E5 | F4 | Commercial | School | New | Food Preparation | Natural Gas | Commercial Food Prep Other | E5 | Utility - Cost of Equipment | 0 | 0 | 0 | 0 | 0 | 0 | 0 | 0 | 0 | 0 | 0 | 0 | 0 | 0 | 0 | 0 | 0 | 0 | 0 | 0 | 0 | 0 | 0 | 0 | 0 | 0 | 0
F4_Commercial_School_New_Food Preparation_Natural Gas_Commercial Food Prep Other_E6 | F4 | Commercial | School | New | Food Preparation | Natural Gas | Commercial Food Prep Other | E6 | Utility - Cost of Equipment | 0 | 0 | 0 | 0 | 0 | 0 | 0 | 0 | 0 | 0 | 0 | 0 | 0 | 0 | 0 | 0 | 0 | 0 | 0 | 0 | 0 | 0 | 0 | 0 | 0 | 0 | 0
F4_Commercial_School_New_Food Preparation_Natural Gas_Commercial Food Prep Other_E7 | F4 | Commercial | School | New | Food Preparation | Natural Gas | Commercial Food Prep Other | E7 | Utility - Cost of Equipment | 0 | 0 | 0 | 0 | 0 | 0 | 0 | 0 | 0 | 0 | 0 | 0 | 0 | 0 | 0 | 0 | 0 | 0 | 0 | 0 | 0 | 0 | 0 | 0 | 0 | 0 | 0
F4_Commercial_School_New_Food Preparation_Natural Gas_Commercial Food Prep Other_E8 | F4 | Commercial | School | New | Food Preparation | Natural Gas | Commercial Food Prep Other | E8 | Utility - Cost of Equipment | 0 | 0 | 0 | 0 | 0 | 0 | 0 | 0 | 0 | 0 | 0 | 0 | 0 | 0 | 0 | 0 | 0 | 0 | 0 | 0 | 0 | 0 | 0 | 0 | 0 | 0 | 0
F4_Commercial_School_New_Food Preparation_Natural Gas_Commercial Food Prep Other_E9 | F4 | Commercial | School | New | Food Preparation | Natural Gas | Commercial Food Prep Other | E9 | Utility - Cost of Equipment | 0 | 0 | 0 | 0 | 0 | 0 | 0 | 0 | 0 | 0 | 0 | 0 | 0 | 0 | 0 | 0 | 0 | 0 | 0 | 0 | 0 | 0 | 0 | 0 | 0 | 0 | 0
F4_Commercial_School_New_Food Preparation_Natural Gas_Commercial Food Prep Other_E10 | F4 | Commercial | School | New | Food Preparation | Natural Gas | Commercial Food Prep Other | E10 | Utility - Cost of Equipment | 0 | 0 | 0 | 0 | 0 | 0 | 0 | 0 | 0 | 0 | 0 | 0 | 0 | 0 | 0 | 0 | 0 | 0 | 0 | 0 | 0 | 0 | 0 | 0 | 0 | 0 | 0
F5_Commercial_School_New_Food Preparation_Natural Gas_Commercial Food Prep Other_E1 | F5 | Commercial | School | New | Food Preparation | Natural Gas | Commercial Food Prep Other | E1 | Utility - Cost of Operation | 0.011704 | 0.011535 | 0.01137 | 0.01121 | 0.011212 | 0.011318 | 0.011491 | 0.0117 | 0.011925 | 0.012155 | 0.012384 | 0.012585 | 0.012739 | 0.012805 | 0.012775 | 0.012649 | 0.012439 | 0.012163 | 0.011835 | 0.011446 | 0.01099 | 0.010467 | 0.010001 | 0.0097003 | 0.0095703 | 0.0096172 | 0.0096643
F5_Commercial_School_New_Food Preparation_Natural Gas_Commercial Food Prep Other_E2 | F5 | Commercial | School | New | Food Preparation | Natural Gas | Commercial Food Prep Other | E2 | Utility - Cost of Operation | 0.0086926 | 0.0085671 | 0.0084448 | 0.0083262 | 0.0083273 | 0.0084063 | 0.0085343 | 0.0086894 | 0.0088568 | 0.0090281 | 0.0091975 | 0.0093474 | 0.0094618 | 0.0095104 | 0.0094879 | 0.0093949 | 0.0092385 | 0.0090337 | 0.0087899 | 0.0085009 | 0.0081628 | 0.0077737 | 0.0074282 | 0.0072046 | 0.007108 | 0.0071428 | 0.0071778
F5_Commercial_School_New_Food Preparation_Natural Gas_Commercial Food Prep Other_E3 | F5 | Commercial | School | New | Food Preparation | Natural Gas | Commercial Food Prep Other | E3 | Utility - Cost of Operation | 0 | 0 | 0 | 0 | 0 | 0 | 0 | 0 | 0 | 0 | 0 | 0 | 0 | 0 | 0 | 0 | 0 | 0 | 0 | 0 | 0 | 0 | 0 | 0 | 0 | 0 | 0
F5_Commercial_School_New_Food Preparation_Natural Gas_Commercial Food Prep Other_E4 | F5 | Commercial | School | New | Food Preparation | Natural Gas | Commercial Food Prep Other | E4 | Utility - Cost of Operation | 0 | 0 | 0 | 0 | 0 | 0 | 0 | 0 | 0 | 0 | 0 | 0 | 0 | 0 | 0 | 0 | 0 | 0 | 0 | 0 | 0 | 0 | 0 | 0 | 0 | 0 | 0
F5_Commercial_School_New_Food Preparation_Natural Gas_Commercial Food Prep Other_E5 | F5 | Commercial | School | New | Food Preparation | Natural Gas | Commercial Food Prep Other | E5 | Utility - Cost of Operation | 0 | 0 | 0 | 0 | 0 | 0 | 0 | 0 | 0 | 0 | 0 | 0 | 0 | 0 | 0 | 0 | 0 | 0 | 0 | 0 | 0 | 0 | 0 | 0 | 0 | 0 | 0
F5_Commercial_School_New_Food Preparation_Natural Gas_Commercial Food Prep Other_E6 | F5 | Commercial | School | New | Food Preparation | Natural Gas | Commercial Food Prep Other | E6 | Utility - Cost of Operation | 0 | 0 | 0 | 0 | 0 | 0 | 0 | 0 | 0 | 0 | 0 | 0 | 0 | 0 | 0 | 0 | 0 | 0 | 0 | 0 | 0 | 0 | 0 | 0 | 0 | 0 | 0
F5_Commercial_School_New_Food Preparation_Natural Gas_Commercial Food Prep Other_E7 | F5 | Commercial | School | New | Food Preparation | Natural Gas | Commercial Food Prep Other | E7 | Utility - Cost of Operation | 0 | 0 | 0 | 0 | 0 | 0 | 0 | 0 | 0 | 0 | 0 | 0 | 0 | 0 | 0 | 0 | 0 | 0 | 0 | 0 | 0 | 0 | 0 | 0 | 0 | 0 | 0
F5_Commercial_School_New_Food Preparation_Natural Gas_Commercial Food Prep Other_E8 | F5 | Commercial | School | New | Food Preparation | Natural Gas | Commercial Food Prep Other | E8 | Utility - Cost of Operation | 0 | 0 | 0 | 0 | 0 | 0 | 0 | 0 | 0 | 0 | 0 | 0 | 0 | 0 | 0 | 0 | 0 | 0 | 0 | 0 | 0 | 0 | 0 | 0 | 0 | 0 | 0
F5_Commercial_School_New_Food Preparation_Natural Gas_Commercial Food Prep Other_E9 | F5 | Commercial | School | New | Food Preparation | Natural Gas | Commercial Food Prep Other | E9 | Utility - Cost of Operation | 0 | 0 | 0 | 0 | 0 | 0 | 0 | 0 | 0 | 0 | 0 | 0 | 0 | 0 | 0 | 0 | 0 | 0 | 0 | 0 | 0 | 0 | 0 | 0 | 0 | 0 | 0
F5_Commercial_School_New_Food Preparation_Natural Gas_Commercial Food Prep Other_E10 | F5 | Commercial | School | New | Food Preparation | Natural Gas | Commercial Food Prep Other | E10 | Utility - Cost of Operation | 0 | 0 | 0 | 0 | 0 | 0 | 0 | 0 | 0 | 0 | 0 | 0 | 0 | 0 | 0 | 0 | 0 | 0 | 0 | 0 | 0 | 0 | 0 | 0 | 0 | 0 | 0
F6_Commercial_School_New_Food Preparation_Natural Gas_Commercial Food Prep Other_E1 | F6 | Commercial | School | New | Food Preparation | Natural Gas | Commercial Food Prep Other | E1 | Utility - Value of Sales | 0 | 0 | 0 | 0 | 0 | 0 | 0 | 0 | 0 | 0 | 0 | 0 | 0 | 0 | 0 | 0 | 0 | 0 | 0 | 0 | 0 | 0 | 0 | 0 | 0 | 0 | 0
F6_Commercial_School_New_Food Preparation_Natural Gas_Commercial Food Prep Other_E2 | F6 | Commercial | School | New | Food Preparation | Natural Gas | Commercial Food Prep Other | E2 | Utility - Value of Sales | 0 | 0 | 0 | 0 | 0 | 0 | 0 | 0 | 0 | 0 | 0 | 0 | 0 | 0 | 0 | 0 | 0 | 0 | 0 | 0 | 0 | 0 | 0 | 0 | 0 | 0 | 0
F6_Commercial_School_New_Food Preparation_Natural Gas_Commercial Food Prep Other_E3 | F6 | Commercial | School | New | Food Preparation | Natural Gas | Commercial Food Prep Other | E3 | Utility - Value of Sales | 0 | 0 | 0 | 0 | 0 | 0 | 0 | 0 | 0 | 0 | 0 | 0 | 0 | 0 | 0 | 0 | 0 | 0 | 0 | 0 | 0 | 0 | 0 | 0 | 0 | 0 | 0
F6_Commercial_School_New_Food Preparation_Natural Gas_Commercial Food Prep Other_E4 | F6 | Commercial | School | New | Food Preparation | Natural Gas | Commercial Food Prep Other | E4 | Utility - Value of Sales | 0 | 0 | 0 | 0 | 0 | 0 | 0 | 0 | 0 | 0 | 0 | 0 | 0 | 0 | 0 | 0 | 0 | 0 | 0 | 0 | 0 | 0 | 0 | 0 | 0 | 0 | 0
F6_Commercial_School_New_Food Preparation_Natural Gas_Commercial Food Prep Other_E5 | F6 | Commercial | School | New | Food Preparation | Natural Gas | Commercial Food Prep Other | E5 | Utility - Value of Sales | 0 | 0 | 0 | 0 | 0 | 0 | 0 | 0 | 0 | 0 | 0 | 0 | 0 | 0 | 0 | 0 | 0 | 0 | 0 | 0 | 0 | 0 | 0 | 0 | 0 | 0 | 0
F6_Commercial_School_New_Food Preparation_Natural Gas_Commercial Food Prep Other_E6 | F6 | Commercial | School | New | Food Preparation | Natural Gas | Commercial Food Prep Other | E6 | Utility - Value of Sales | 0 | 0 | 0 | 0 | 0 | 0 | 0 | 0 | 0 | 0 | 0 | 0 | 0 | 0 | 0 | 0 | 0 | 0 | 0 | 0 | 0 | 0 | 0 | 0 | 0 | 0 | 0
F6_Commercial_School_New_Food Preparation_Natural Gas_Commercial Food Prep Other_E7 | F6 | Commercial | School | New | Food Preparation | Natural Gas | Commercial Food Prep Other | E7 | Utility - Value of Sales | 0 | 0 | 0 | 0 | 0 | 0 | 0 | 0 | 0 | 0 | 0 | 0 | 0 | 0 | 0 | 0 | 0 | 0 | 0 | 0 | 0 | 0 | 0 | 0 | 0 | 0 | 0
F6_Commercial_School_New_Food Preparation_Natural Gas_Commercial Food Prep Other_E8 | F6 | Commercial | School | New | Food Preparation | Natural Gas | Commercial Food Prep Other | E8 | Utility - Value of Sales | 0 | 0 | 0 | 0 | 0 | 0 | 0 | 0 | 0 | 0 | 0 | 0 | 0 | 0 | 0 | 0 | 0 | 0 | 0 | 0 | 0 | 0 | 0 | 0 | 0 | 0 | 0
F6_Commercial_School_New_Food Preparation_Natural Gas_Commercial Food Prep Other_E9 | F6 | Commercial | School | New | Food Preparation | Natural Gas | Commercial Food Prep Other | E9 | Utility - Value of Sales | 0 | 0 | 0 | 0 | 0 | 0 | 0 | 0 | 0 | 0 | 0 | 0 | 0 | 0 | 0 | 0 | 0 | 0 | 0 | 0 | 0 | 0 | 0 | 0 | 0 | 0 | 0
F6_Commercial_School_New_Food Preparation_Natural Gas_Commercial Food Prep Other_E10 | F6 | Commercial | School | New | Food Preparation | Natural Gas | Commercial Food Prep Other | E10 | Utility - Value of Sales | 0 | 0 | 0 | 0 | 0 | 0 | 0 | 0 | 0 | 0 | 0 | 0 | 0 | 0 | 0 | 0 | 0 | 0 | 0 | 0 | 0 | 0 | 0 | 0 | 0 | 0 | 0
F1_Commercial_School_New_Miscellaneous_Natural Gas_Pool Heater_E1 | F1 | Commercial | School | New | Miscellaneous | Natural Gas | Pool Heater | E1 | RVT - Cost of Equipment | 0.00025251 | 0.00025251 | 0.00025251 | 0.00025251 | 0.00025251 | 0.00025251 | 0.00025251 | 0.00025251 | 0.00025251 | 0.00025251 | 0.00025251 | 0.00025251 | 0.00025251 | 0.00025251 | 0.00025251 | 0.00025251 | 0.00025251 | 0.00025251 | 0.00025251 | 0.00025251 | 0.00025251 | 0.00025251 | 0.00025251 | 0.00025251 | 0.00025251 | 0.00025251 | 0.00025251
F1_Commercial_School_New_Miscellaneous_Natural Gas_Pool Heater_E2 | F1 | Commercial | School | New | Miscellaneous | Natural Gas | Pool Heater | E2 | RVT - Cost of Equipment | 0.00041346 | 0.00041346 | 0.00041346 | 0.00041346 | 0.00041346 | 0.00041346 | 0.00041346 | 0.00041346 | 0.00041346 | 0.00041346 | 0.00041346 | 0.00041346 | 0.00041346 | 0.00041346 | 0.00041346 | 0.00041346 | 0.00041346 | 0.00041346 | 0.00041346 | 0.00041346 | 0.00041346 | 0.00041346 | 0.00041346 | 0.00041346 | 0.00041346 | 0.00041346 | 0.00041346
F1_Commercial_School_New_Miscellaneous_Natural Gas_Pool Heater_E3 | F1 | Commercial | School | New | Miscellaneous | Natural Gas | Pool Heater | E3 | RVT - Cost of Equipment | 0 | 0 | 0 | 0 | 0 | 0 | 0 | 0 | 0 | 0 | 0 | 0 | 0 | 0 | 0 | 0 | 0 | 0 | 0 | 0 | 0 | 0 | 0 | 0 | 0 | 0 | 0
F1_Commercial_School_New_Miscellaneous_Natural Gas_Pool Heater_E4 | F1 | Commercial | School | New | Miscellaneous | Natural Gas | Pool Heater | E4 | RVT - Cost of Equipment | 0 | 0 | 0 | 0 | 0 | 0 | 0 | 0 | 0 | 0 | 0 | 0 | 0 | 0 | 0 | 0 | 0 | 0 | 0 | 0 | 0 | 0 | 0 | 0 | 0 | 0 | 0
F1_Commercial_School_New_Miscellaneous_Natural Gas_Pool Heater_E5 | F1 | Commercial | School | New | Miscellaneous | Natural Gas | Pool Heater | E5 | RVT - Cost of Equipment | 0 | 0 | 0 | 0 | 0 | 0 | 0 | 0 | 0 | 0 | 0 | 0 | 0 | 0 | 0 | 0 | 0 | 0 | 0 | 0 | 0 | 0 | 0 | 0 | 0 | 0 | 0
F1_Commercial_School_New_Miscellaneous_Natural Gas_Pool Heater_E6 | F1 | Commercial | School | New | Miscellaneous | Natural Gas | Pool Heater | E6 | RVT - Cost of Equipment | 0 | 0 | 0 | 0 | 0 | 0 | 0 | 0 | 0 | 0 | 0 | 0 | 0 | 0 | 0 | 0 | 0 | 0 | 0 | 0 | 0 | 0 | 0 | 0 | 0 | 0 | 0
F1_Commercial_School_New_Miscellaneous_Natural Gas_Pool Heater_E7 | F1 | Commercial | School | New | Miscellaneous | Natural Gas | Pool Heater | E7 | RVT - Cost of Equipment | 0 | 0 | 0 | 0 | 0 | 0 | 0 | 0 | 0 | 0 | 0 | 0 | 0 | 0 | 0 | 0 | 0 | 0 | 0 | 0 | 0 | 0 | 0 | 0 | 0 | 0 | 0
F1_Commercial_School_New_Miscellaneous_Natural Gas_Pool Heater_E8 | F1 | Commercial | School | New | Miscellaneous | Natural Gas | Pool Heater | E8 | RVT - Cost of Equipment | 0 | 0 | 0 | 0 | 0 | 0 | 0 | 0 | 0 | 0 | 0 | 0 | 0 | 0 | 0 | 0 | 0 | 0 | 0 | 0 | 0 | 0 | 0 | 0 | 0 | 0 | 0
F1_Commercial_School_New_Miscellaneous_Natural Gas_Pool Heater_E9 | F1 | Commercial | School | New | Miscellaneous | Natural Gas | Pool Heater | E9 | RVT - Cost of Equipment | 0 | 0 | 0 | 0 | 0 | 0 | 0 | 0 | 0 | 0 | 0 | 0 | 0 | 0 | 0 | 0 | 0 | 0 | 0 | 0 | 0 | 0 | 0 | 0 | 0 | 0 | 0
F1_Commercial_School_New_Miscellaneous_Natural Gas_Pool Heater_E10 | F1 | Commercial | School | New | Miscellaneous | Natural Gas | Pool Heater | E10 | RVT - Cost of Equipment | 0 | 0 | 0 | 0 | 0 | 0 | 0 | 0 | 0 | 0 | 0 | 0 | 0 | 0 | 0 | 0 | 0 | 0 | 0 | 0 | 0 | 0 | 0 | 0 | 0 | 0 | 0
F2_Commercial_School_New_Miscellaneous_Natural Gas_Pool Heater_E1 | F2 | Commercial | School | New | Miscellaneous | Natural Gas | Pool Heater | E1 | RVT - Cost of Operation | 0 | 0 | 0 | 0 | 0 | 0 | 0 | 0 | 0 | 0 | 0 | 0 | 0 | 0 | 0 | 0 | 0 | 0 | 0 | 0 | 0 | 0 | 0 | 0 | 0 | 0 | 0
F2_Commercial_School_New_Miscellaneous_Natural Gas_Pool Heater_E2 | F2 | Commercial | School | New | Miscellaneous | Natural Gas | Pool Heater | E2 | RVT - Cost of Operation | 0 | 0 | 0 | 0 | 0 | 0 | 0 | 0 | 0 | 0 | 0 | 0 | 0 | 0 | 0 | 0 | 0 | 0 | 0 | 0 | 0 | 0 | 0 | 0 | 0 | 0 | 0
F2_Commercial_School_New_Miscellaneous_Natural Gas_Pool Heater_E3 | F2 | Commercial | School | New | Miscellaneous | Natural Gas | Pool Heater | E3 | RVT - Cost of Operation | 0 | 0 | 0 | 0 | 0 | 0 | 0 | 0 | 0 | 0 | 0 | 0 | 0 | 0 | 0 | 0 | 0 | 0 | 0 | 0 | 0 | 0 | 0 | 0 | 0 | 0 | 0
F2_Commercial_School_New_Miscellaneous_Natural Gas_Pool Heater_E4 | F2 | Commercial | School | New | Miscellaneous | Natural Gas | Pool Heater | E4 | RVT - Cost of Operation | 0 | 0 | 0 | 0 | 0 | 0 | 0 | 0 | 0 | 0 | 0 | 0 | 0 | 0 | 0 | 0 | 0 | 0 | 0 | 0 | 0 | 0 | 0 | 0 | 0 | 0 | 0
F2_Commercial_School_New_Miscellaneous_Natural Gas_Pool Heater_E5 | F2 | Commercial | School | New | Miscellaneous | Natural Gas | Pool Heater | E5 | RVT - Cost of Operation | 0 | 0 | 0 | 0 | 0 | 0 | 0 | 0 | 0 | 0 | 0 | 0 | 0 | 0 | 0 | 0 | 0 | 0 | 0 | 0 | 0 | 0 | 0 | 0 | 0 | 0 | 0
F2_Commercial_School_New_Miscellaneous_Natural Gas_Pool Heater_E6 | F2 | Commercial | School | New | Miscellaneous | Natural Gas | Pool Heater | E6 | RVT - Cost of Operation | 0 | 0 | 0 | 0 | 0 | 0 | 0 | 0 | 0 | 0 | 0 | 0 | 0 | 0 | 0 | 0 | 0 | 0 | 0 | 0 | 0 | 0 | 0 | 0 | 0 | 0 | 0
F2_Commercial_School_New_Miscellaneous_Natural Gas_Pool Heater_E7 | F2 | Commercial | School | New | Miscellaneous | Natural Gas | Pool Heater | E7 | RVT - Cost of Operation | 0 | 0 | 0 | 0 | 0 | 0 | 0 | 0 | 0 | 0 | 0 | 0 | 0 | 0 | 0 | 0 | 0 | 0 | 0 | 0 | 0 | 0 | 0 | 0 | 0 | 0 | 0
F2_Commercial_School_New_Miscellaneous_Natural Gas_Pool Heater_E8 | F2 | Commercial | School | New | Miscellaneous | Natural Gas | Pool Heater | E8 | RVT - Cost of Operation | 0 | 0 | 0 | 0 | 0 | 0 | 0 | 0 | 0 | 0 | 0 | 0 | 0 | 0 | 0 | 0 | 0 | 0 | 0 | 0 | 0 | 0 | 0 | 0 | 0 | 0 | 0
F2_Commercial_School_New_Miscellaneous_Natural Gas_Pool Heater_E9 | F2 | Commercial | School | New | Miscellaneous | Natural Gas | Pool Heater | E9 | RVT - Cost of Operation | 0 | 0 | 0 | 0 | 0 | 0 | 0 | 0 | 0 | 0 | 0 | 0 | 0 | 0 | 0 | 0 | 0 | 0 | 0 | 0 | 0 | 0 | 0 | 0 | 0 | 0 | 0
F2_Commercial_School_New_Miscellaneous_Natural Gas_Pool Heater_E10 | F2 | Commercial | School | New | Miscellaneous | Natural Gas | Pool Heater | E10 | RVT - Cost of Operation | 0 | 0 | 0 | 0 | 0 | 0 | 0 | 0 | 0 | 0 | 0 | 0 | 0 | 0 | 0 | 0 | 0 | 0 | 0 | 0 | 0 | 0 | 0 | 0 | 0 | 0 | 0
F3_Commercial_School_New_Miscellaneous_Natural Gas_Pool Heater_E1 | F3 | Commercial | School | New | Miscellaneous | Natural Gas | Pool Heater | E1 | System - kBTUs of Consumption | 0.090085 | 0.090085 | 0.090085 | 0.090085 | 0.090085 | 0.090085 | 0.090085 | 0.090085 | 0.090085 | 0.090085 | 0.090085 | 0.090085 | 0.090085 | 0.090085 | 0.090085 | 0.090085 | 0.090085 | 0.090085 | 0.090085 | 0.090085 | 0.090085 | 0.090085 | 0.090085 | 0.090085 | 0.090085 | 0.090085 | 0.090085
F3_Commercial_School_New_Miscellaneous_Natural Gas_Pool Heater_E2 | F3 | Commercial | School | New | Miscellaneous | Natural Gas | Pool Heater | E2 | System - kBTUs of Consumption | 0.076573 | 0.076573 | 0.076573 | 0.076573 | 0.076573 | 0.076573 | 0.076573 | 0.076573 | 0.076573 | 0.076573 | 0.076573 | 0.076573 | 0.076573 | 0.076573 | 0.076573 | 0.076573 | 0.076573 | 0.076573 | 0.076573 | 0.076573 | 0.076573 | 0.076573 | 0.076573 | 0.076573 | 0.076573 | 0.076573 | 0.076573
F3_Commercial_School_New_Miscellaneous_Natural Gas_Pool Heater_E3 | F3 | Commercial | School | New | Miscellaneous | Natural Gas | Pool Heater | E3 | System - kBTUs of Consumption | 0 | 0 | 0 | 0 | 0 | 0 | 0 | 0 | 0 | 0 | 0 | 0 | 0 | 0 | 0 | 0 | 0 | 0 | 0 | 0 | 0 | 0 | 0 | 0 | 0 | 0 | 0
F3_Commercial_School_New_Miscellaneous_Natural Gas_Pool Heater_E4 | F3 | Commercial | School | New | Miscellaneous | Natural Gas | Pool Heater | E4 | System - kBTUs of Consumption | 0 | 0 | 0 | 0 | 0 | 0 | 0 | 0 | 0 | 0 | 0 | 0 | 0 | 0 | 0 | 0 | 0 | 0 | 0 | 0 | 0 | 0 | 0 | 0 | 0 | 0 | 0
F3_Commercial_School_New_Miscellaneous_Natural Gas_Pool Heater_E5 | F3 | Commercial | School | New | Miscellaneous | Natural Gas | Pool Heater | E5 | System - kBTUs of Consumption | 0 | 0 | 0 | 0 | 0 | 0 | 0 | 0 | 0 | 0 | 0 | 0 | 0 | 0 | 0 | 0 | 0 | 0 | 0 | 0 | 0 | 0 | 0 | 0 | 0 | 0 | 0
F3_Commercial_School_New_Miscellaneous_Natural Gas_Pool Heater_E6 | F3 | Commercial | School | New | Miscellaneous | Natural Gas | Pool Heater | E6 | System - kBTUs of Consumption | 0 | 0 | 0 | 0 | 0 | 0 | 0 | 0 | 0 | 0 | 0 | 0 | 0 | 0 | 0 | 0 | 0 | 0 | 0 | 0 | 0 | 0 | 0 | 0 | 0 | 0 | 0
F3_Commercial_School_New_Miscellaneous_Natural Gas_Pool Heater_E7 | F3 | Commercial | School | New | Miscellaneous | Natural Gas | Pool Heater | E7 | System - kBTUs of Consumption | 0 | 0 | 0 | 0 | 0 | 0 | 0 | 0 | 0 | 0 | 0 | 0 | 0 | 0 | 0 | 0 | 0 | 0 | 0 | 0 | 0 | 0 | 0 | 0 | 0 | 0 | 0
F3_Commercial_School_New_Miscellaneous_Natural Gas_Pool Heater_E8 | F3 | Commercial | School | New | Miscellaneous | Natural Gas | Pool Heater | E8 | System - kBTUs of Consumption | 0 | 0 | 0 | 0 | 0 | 0 | 0 | 0 | 0 | 0 | 0 | 0 | 0 | 0 | 0 | 0 | 0 | 0 | 0 | 0 | 0 | 0 | 0 | 0 | 0 | 0 | 0
F3_Commercial_School_New_Miscellaneous_Natural Gas_Pool Heater_E9 | F3 | Commercial | School | New | Miscellaneous | Natural Gas | Pool Heater | E9 | System - kBTUs of Consumption | 0 | 0 | 0 | 0 | 0 | 0 | 0 | 0 | 0 | 0 | 0 | 0 | 0 | 0 | 0 | 0 | 0 | 0 | 0 | 0 | 0 | 0 | 0 | 0 | 0 | 0 | 0
F3_Commercial_School_New_Miscellaneous_Natural Gas_Pool Heater_E10 | F3 | Commercial | School | New | Miscellaneous | Natural Gas | Pool Heater | E10 | System - kBTUs of Consumption | 0 | 0 | 0 | 0 | 0 | 0 | 0 | 0 | 0 | 0 | 0 | 0 | 0 | 0 | 0 | 0 | 0 | 0 | 0 | 0 | 0 | 0 | 0 | 0 | 0 | 0 | 0
F4_Commercial_School_New_Miscellaneous_Natural Gas_Pool Heater_E1 | F4 | Commercial | School | New | Miscellaneous | Natural Gas | Pool Heater | E1 | Utility - Cost of Equipment | 0.00025251 | 0.00025251 | 0.00025251 | 0.00025251 | 0.00025251 | 0.00025251 | 0.00025251 | 0.00025251 | 0.00025251 | 0.00025251 | 0.00025251 | 0.00025251 | 0.00025251 | 0.00025251 | 0.00025251 | 0.00025251 | 0.00025251 | 0.00025251 | 0.00025251 | 0.00025251 | 0.00025251 | 0.00025251 | 0.00025251 | 0.00025251 | 0.00025251 | 0.00025251 | 0.00025251
F4_Commercial_School_New_Miscellaneous_Natural Gas_Pool Heater_E2 | F4 | Commercial | School | New | Miscellaneous | Natural Gas | Pool Heater | E2 | Utility - Cost of Equipment | 0.00041346 | 0.00041346 | 0.00041346 | 0.00041346 | 0.00041346 | 0.00041346 | 0.00041346 | 0.00041346 | 0.00041346 | 0.00041346 | 0.00041346 | 0.00041346 | 0.00041346 | 0.00041346 | 0.00041346 | 0.00041346 | 0.00041346 | 0.00041346 | 0.00041346 | 0.00041346 | 0.00041346 | 0.00041346 | 0.00041346 | 0.00041346 | 0.00041346 | 0.00041346 | 0.00041346
F4_Commercial_School_New_Miscellaneous_Natural Gas_Pool Heater_E3 | F4 | Commercial | School | New | Miscellaneous | Natural Gas | Pool Heater | E3 | Utility - Cost of Equipment | 0 | 0 | 0 | 0 | 0 | 0 | 0 | 0 | 0 | 0 | 0 | 0 | 0 | 0 | 0 | 0 | 0 | 0 | 0 | 0 | 0 | 0 | 0 | 0 | 0 | 0 | 0
F4_Commercial_School_New_Miscellaneous_Natural Gas_Pool Heater_E4 | F4 | Commercial | School | New | Miscellaneous | Natural Gas | Pool Heater | E4 | Utility - Cost of Equipment | 0 | 0 | 0 | 0 | 0 | 0 | 0 | 0 | 0 | 0 | 0 | 0 | 0 | 0 | 0 | 0 | 0 | 0 | 0 | 0 | 0 | 0 | 0 | 0 | 0 | 0 | 0
F4_Commercial_School_New_Miscellaneous_Natural Gas_Pool Heater_E5 | F4 | Commercial | School | New | Miscellaneous | Natural Gas | Pool Heater | E5 | Utility - Cost of Equipment | 0 | 0 | 0 | 0 | 0 | 0 | 0 | 0 | 0 | 0 | 0 | 0 | 0 | 0 | 0 | 0 | 0 | 0 | 0 | 0 | 0 | 0 | 0 | 0 | 0 | 0 | 0
F4_Commercial_School_New_Miscellaneous_Natural Gas_Pool Heater_E6 | F4 | Commercial | School | New | Miscellaneous | Natural Gas | Pool Heater | E6 | Utility - Cost of Equipment | 0 | 0 | 0 | 0 | 0 | 0 | 0 | 0 | 0 | 0 | 0 | 0 | 0 | 0 | 0 | 0 | 0 | 0 | 0 | 0 | 0 | 0 | 0 | 0 | 0 | 0 | 0
F4_Commercial_School_New_Miscellaneous_Natural Gas_Pool Heater_E7 | F4 | Commercial | School | New | Miscellaneous | Natural Gas | Pool Heater | E7 | Utility - Cost of Equipment | 0 | 0 | 0 | 0 | 0 | 0 | 0 | 0 | 0 | 0 | 0 | 0 | 0 | 0 | 0 | 0 | 0 | 0 | 0 | 0 | 0 | 0 | 0 | 0 | 0 | 0 | 0
F4_Commercial_School_New_Miscellaneous_Natural Gas_Pool Heater_E8 | F4 | Commercial | School | New | Miscellaneous | Natural Gas | Pool Heater | E8 | Utility - Cost of Equipment | 0 | 0 | 0 | 0 | 0 | 0 | 0 | 0 | 0 | 0 | 0 | 0 | 0 | 0 | 0 | 0 | 0 | 0 | 0 | 0 | 0 | 0 | 0 | 0 | 0 | 0 | 0
F4_Commercial_School_New_Miscellaneous_Natural Gas_Pool Heater_E9 | F4 | Commercial | School | New | Miscellaneous | Natural Gas | Pool Heater | E9 | Utility - Cost of Equipment | 0 | 0 | 0 | 0 | 0 | 0 | 0 | 0 | 0 | 0 | 0 | 0 | 0 | 0 | 0 | 0 | 0 | 0 | 0 | 0 | 0 | 0 | 0 | 0 | 0 | 0 | 0
F4_Commercial_School_New_Miscellaneous_Natural Gas_Pool Heater_E10 | F4 | Commercial | School | New | Miscellaneous | Natural Gas | Pool Heater | E10 | Utility - Cost of Equipment | 0 | 0 | 0 | 0 | 0 | 0 | 0 | 0 | 0 | 0 | 0 | 0 | 0 | 0 | 0 | 0 | 0 | 0 | 0 | 0 | 0 | 0 | 0 | 0 | 0 | 0 | 0
F5_Commercial_School_New_Miscellaneous_Natural Gas_Pool Heater_E1 | F5 | Commercial | School | New | Miscellaneous | Natural Gas | Pool Heater | E1 | Utility - Cost of Operation | 0.0012683 | 0.0012352 | 0.0012002 | 0.0011648 | 0.0011538 | 0.0011587 | 0.0011738 | 0.0011942 | 0.0012167 | 0.0012398 | 0.0012638 | 0.0012885 | 0.0013147 | 0.0013406 | 0.0013651 | 0.0013837 | 0.0013907 | 0.0013811 | 0.0013512 | 0.0013004 | 0.0012312 | 0.0011471 | 0.0010721 | 0.0010227 | 0.001 | 0.0010049 | 0.0010098
F5_Commercial_School_New_Miscellaneous_Natural Gas_Pool Heater_E2 | F5 | Commercial | School | New | Miscellaneous | Natural Gas | Pool Heater | E2 | Utility - Cost of Operation | 0.001078 | 0.0010499 | 0.0010202 | 0.00099004 | 0.00098069 | 0.00098494 | 0.0009977 | 0.001015 | 0.0010342 | 0.0010539 | 0.0010742 | 0.0010952 | 0.0011175 | 0.0011395 | 0.0011603 | 0.0011762 | 0.0011821 | 0.001174 | 0.0011485 | 0.0011053 | 0.0010465 | 0.00097501 | 0.00091127 | 0.0008693 | 0.00085 | 0.00085416 | 0.00085835
F5_Commercial_School_New_Miscellaneous_Natural Gas_Pool Heater_E3 | F5 | Commercial | School | New | Miscellaneous | Natural Gas | Pool Heater | E3 | Utility - Cost of Operation | 0 | 0 | 0 | 0 | 0 | 0 | 0 | 0 | 0 | 0 | 0 | 0 | 0 | 0 | 0 | 0 | 0 | 0 | 0 | 0 | 0 | 0 | 0 | 0 | 0 | 0 | 0
F5_Commercial_School_New_Miscellaneous_Natural Gas_Pool Heater_E4 | F5 | Commercial | School | New | Miscellaneous | Natural Gas | Pool Heater | E4 | Utility - Cost of Operation | 0 | 0 | 0 | 0 | 0 | 0 | 0 | 0 | 0 | 0 | 0 | 0 | 0 | 0 | 0 | 0 | 0 | 0 | 0 | 0 | 0 | 0 | 0 | 0 | 0 | 0 | 0
F5_Commercial_School_New_Miscellaneous_Natural Gas_Pool Heater_E5 | F5 | Commercial | School | New | Miscellaneous | Natural Gas | Pool Heater | E5 | Utility - Cost of Operation | 0 | 0 | 0 | 0 | 0 | 0 | 0 | 0 | 0 | 0 | 0 | 0 | 0 | 0 | 0 | 0 | 0 | 0 | 0 | 0 | 0 | 0 | 0 | 0 | 0 | 0 | 0
F5_Commercial_School_New_Miscellaneous_Natural Gas_Pool Heater_E6 | F5 | Commercial | School | New | Miscellaneous | Natural Gas | Pool Heater | E6 | Utility - Cost of Operation | 0 | 0 | 0 | 0 | 0 | 0 | 0 | 0 | 0 | 0 | 0 | 0 | 0 | 0 | 0 | 0 | 0 | 0 | 0 | 0 | 0 | 0 | 0 | 0 | 0 | 0 | 0
F5_Commercial_School_New_Miscellaneous_Natural Gas_Pool Heater_E7 | F5 | Commercial | School | New | Miscellaneous | Natural Gas | Pool Heater | E7 | Utility - Cost of Operation | 0 | 0 | 0 | 0 | 0 | 0 | 0 | 0 | 0 | 0 | 0 | 0 | 0 | 0 | 0 | 0 | 0 | 0 | 0 | 0 | 0 | 0 | 0 | 0 | 0 | 0 | 0
F5_Commercial_School_New_Miscellaneous_Natural Gas_Pool Heater_E8 | F5 | Commercial | School | New | Miscellaneous | Natural Gas | Pool Heater | E8 | Utility - Cost of Operation | 0 | 0 | 0 | 0 | 0 | 0 | 0 | 0 | 0 | 0 | 0 | 0 | 0 | 0 | 0 | 0 | 0 | 0 | 0 | 0 | 0 | 0 | 0 | 0 | 0 | 0 | 0
F5_Commercial_School_New_Miscellaneous_Natural Gas_Pool Heater_E9 | F5 | Commercial | School | New | Miscellaneous | Natural Gas | Pool Heater | E9 | Utility - Cost of Operation | 0 | 0 | 0 | 0 | 0 | 0 | 0 | 0 | 0 | 0 | 0 | 0 | 0 | 0 | 0 | 0 | 0 | 0 | 0 | 0 | 0 | 0 | 0 | 0 | 0 | 0 | 0
F5_Commercial_School_New_Miscellaneous_Natural Gas_Pool Heater_E10 | F5 | Commercial | School | New | Miscellaneous | Natural Gas | Pool Heater | E10 | Utility - Cost of Operation | 0 | 0 | 0 | 0 | 0 | 0 | 0 | 0 | 0 | 0 | 0 | 0 | 0 | 0 | 0 | 0 | 0 | 0 | 0 | 0 | 0 | 0 | 0 | 0 | 0 | 0 | 0
F6_Commercial_School_New_Miscellaneous_Natural Gas_Pool Heater_E1 | F6 | Commercial | School | New | Miscellaneous | Natural Gas | Pool Heater | E1 | Utility - Value of Sales | 0 | 0 | 0 | 0 | 0 | 0 | 0 | 0 | 0 | 0 | 0 | 0 | 0 | 0 | 0 | 0 | 0 | 0 | 0 | 0 | 0 | 0 | 0 | 0 | 0 | 0 | 0
F6_Commercial_School_New_Miscellaneous_Natural Gas_Pool Heater_E2 | F6 | Commercial | School | New | Miscellaneous | Natural Gas | Pool Heater | E2 | Utility - Value of Sales | 0 | 0 | 0 | 0 | 0 | 0 | 0 | 0 | 0 | 0 | 0 | 0 | 0 | 0 | 0 | 0 | 0 | 0 | 0 | 0 | 0 | 0 | 0 | 0 | 0 | 0 | 0
F6_Commercial_School_New_Miscellaneous_Natural Gas_Pool Heater_E3 | F6 | Commercial | School | New | Miscellaneous | Natural Gas | Pool Heater | E3 | Utility - Value of Sales | 0 | 0 | 0 | 0 | 0 | 0 | 0 | 0 | 0 | 0 | 0 | 0 | 0 | 0 | 0 | 0 | 0 | 0 | 0 | 0 | 0 | 0 | 0 | 0 | 0 | 0 | 0
F6_Commercial_School_New_Miscellaneous_Natural Gas_Pool Heater_E4 | F6 | Commercial | School | New | Miscellaneous | Natural Gas | Pool Heater | E4 | Utility - Value of Sales | 0 | 0 | 0 | 0 | 0 | 0 | 0 | 0 | 0 | 0 | 0 | 0 | 0 | 0 | 0 | 0 | 0 | 0 | 0 | 0 | 0 | 0 | 0 | 0 | 0 | 0 | 0
F6_Commercial_School_New_Miscellaneous_Natural Gas_Pool Heater_E5 | F6 | Commercial | School | New | Miscellaneous | Natural Gas | Pool Heater | E5 | Utility - Value of Sales | 0 | 0 | 0 | 0 | 0 | 0 | 0 | 0 | 0 | 0 | 0 | 0 | 0 | 0 | 0 | 0 | 0 | 0 | 0 | 0 | 0 | 0 | 0 | 0 | 0 | 0 | 0
F6_Commercial_School_New_Miscellaneous_Natural Gas_Pool Heater_E6 | F6 | Commercial | School | New | Miscellaneous | Natural Gas | Pool Heater | E6 | Utility - Value of Sales | 0 | 0 | 0 | 0 | 0 | 0 | 0 | 0 | 0 | 0 | 0 | 0 | 0 | 0 | 0 | 0 | 0 | 0 | 0 | 0 | 0 | 0 | 0 | 0 | 0 | 0 | 0
F6_Commercial_School_New_Miscellaneous_Natural Gas_Pool Heater_E7 | F6 | Commercial | School | New | Miscellaneous | Natural Gas | Pool Heater | E7 | Utility - Value of Sales | 0 | 0 | 0 | 0 | 0 | 0 | 0 | 0 | 0 | 0 | 0 | 0 | 0 | 0 | 0 | 0 | 0 | 0 | 0 | 0 | 0 | 0 | 0 | 0 | 0 | 0 | 0
F6_Commercial_School_New_Miscellaneous_Natural Gas_Pool Heater_E8 | F6 | Commercial | School | New | Miscellaneous | Natural Gas | Pool Heater | E8 | Utility - Value of Sales | 0 | 0 | 0 | 0 | 0 | 0 | 0 | 0 | 0 | 0 | 0 | 0 | 0 | 0 | 0 | 0 | 0 | 0 | 0 | 0 | 0 | 0 | 0 | 0 | 0 | 0 | 0
F6_Commercial_School_New_Miscellaneous_Natural Gas_Pool Heater_E9 | F6 | Commercial | School | New | Miscellaneous | Natural Gas | Pool Heater | E9 | Utility - Value of Sales | 0 | 0 | 0 | 0 | 0 | 0 | 0 | 0 | 0 | 0 | 0 | 0 | 0 | 0 | 0 | 0 | 0 | 0 | 0 | 0 | 0 | 0 | 0 | 0 | 0 | 0 | 0
F6_Commercial_School_New_Miscellaneous_Natural Gas_Pool Heater_E10 | F6 | Commercial | School | New | Miscellaneous | Natural Gas | Pool Heater | E10 | Utility - Value of Sales | 0 | 0 | 0 | 0 | 0 | 0 | 0 | 0 | 0 | 0 | 0 | 0 | 0 | 0 | 0 | 0 | 0 | 0 | 0 | 0 | 0 | 0 | 0 | 0 | 0 | 0 | 0
F1_Commercial_School_New_Miscellaneous_Natural Gas_Miscellaneous_E1 | F1 | Commercial | School | New | Miscellaneous | Natural Gas | Miscellaneous | E1 | RVT - Cost of Equipment | 0.00077862 | 0.00077862 | 0.00077862 | 0.00077862 | 0.00077862 | 0.00077862 | 0.00077862 | 0.00077862 | 0.00077862 | 0.00077862 | 0.00077862 | 0.00077862 | 0.00077862 | 0.00077862 | 0.00077862 | 0.00077862 | 0.00077862 | 0.00077862 | 0.00077862 | 0.00077862 | 0.00077862 | 0.00077862 | 0.00077862 | 0.00077862 | 0.00077862 | 0.00077862 | 0.00077862
F1_Commercial_School_New_Miscellaneous_Natural Gas_Miscellaneous_E2 | F1 | Commercial | School | New | Miscellaneous | Natural Gas | Miscellaneous | E2 | RVT - Cost of Equipment | 0 | 0 | 0 | 0 | 0 | 0 | 0 | 0 | 0 | 0 | 0 | 0 | 0 | 0 | 0 | 0 | 0 | 0 | 0 | 0 | 0 | 0 | 0 | 0 | 0 | 0 | 0
F1_Commercial_School_New_Miscellaneous_Natural Gas_Miscellaneous_E3 | F1 | Commercial | School | New | Miscellaneous | Natural Gas | Miscellaneous | E3 | RVT - Cost of Equipment | 0 | 0 | 0 | 0 | 0 | 0 | 0 | 0 | 0 | 0 | 0 | 0 | 0 | 0 | 0 | 0 | 0 | 0 | 0 | 0 | 0 | 0 | 0 | 0 | 0 | 0 | 0
F1_Commercial_School_New_Miscellaneous_Natural Gas_Miscellaneous_E4 | F1 | Commercial | School | New | Miscellaneous | Natural Gas | Miscellaneous | E4 | RVT - Cost of Equipment | 0 | 0 | 0 | 0 | 0 | 0 | 0 | 0 | 0 | 0 | 0 | 0 | 0 | 0 | 0 | 0 | 0 | 0 | 0 | 0 | 0 | 0 | 0 | 0 | 0 | 0 | 0
F1_Commercial_School_New_Miscellaneous_Natural Gas_Miscellaneous_E5 | F1 | Commercial | School | New | Miscellaneous | Natural Gas | Miscellaneous | E5 | RVT - Cost of Equipment | 0 | 0 | 0 | 0 | 0 | 0 | 0 | 0 | 0 | 0 | 0 | 0 | 0 | 0 | 0 | 0 | 0 | 0 | 0 | 0 | 0 | 0 | 0 | 0 | 0 | 0 | 0
F1_Commercial_School_New_Miscellaneous_Natural Gas_Miscellaneous_E6 | F1 | Commercial | School | New | Miscellaneous | Natural Gas | Miscellaneous | E6 | RVT - Cost of Equipment | 0 | 0 | 0 | 0 | 0 | 0 | 0 | 0 | 0 | 0 | 0 | 0 | 0 | 0 | 0 | 0 | 0 | 0 | 0 | 0 | 0 | 0 | 0 | 0 | 0 | 0 | 0
F1_Commercial_School_New_Miscellaneous_Natural Gas_Miscellaneous_E7 | F1 | Commercial | School | New | Miscellaneous | Natural Gas | Miscellaneous | E7 | RVT - Cost of Equipment | 0 | 0 | 0 | 0 | 0 | 0 | 0 | 0 | 0 | 0 | 0 | 0 | 0 | 0 | 0 | 0 | 0 | 0 | 0 | 0 | 0 | 0 | 0 | 0 | 0 | 0 | 0
F1_Commercial_School_New_Miscellaneous_Natural Gas_Miscellaneous_E8 | F1 | Commercial | School | New | Miscellaneous | Natural Gas | Miscellaneous | E8 | RVT - Cost of Equipment | 0 | 0 | 0 | 0 | 0 | 0 | 0 | 0 | 0 | 0 | 0 | 0 | 0 | 0 | 0 | 0 | 0 | 0 | 0 | 0 | 0 | 0 | 0 | 0 | 0 | 0 | 0
F1_Commercial_School_New_Miscellaneous_Natural Gas_Miscellaneous_E9 | F1 | Commercial | School | New | Miscellaneous | Natural Gas | Miscellaneous | E9 | RVT - Cost of Equipment | 0 | 0 | 0 | 0 | 0 | 0 | 0 | 0 | 0 | 0 | 0 | 0 | 0 | 0 | 0 | 0 | 0 | 0 | 0 | 0 | 0 | 0 | 0 | 0 | 0 | 0 | 0
F1_Commercial_School_New_Miscellaneous_Natural Gas_Miscellaneous_E10 | F1 | Commercial | School | New | Miscellaneous | Natural Gas | Miscellaneous | E10 | RVT - Cost of Equipment | 0 | 0 | 0 | 0 | 0 | 0 | 0 | 0 | 0 | 0 | 0 | 0 | 0 | 0 | 0 | 0 | 0 | 0 | 0 | 0 | 0 | 0 | 0 | 0 | 0 | 0 | 0
F2_Commercial_School_New_Miscellaneous_Natural Gas_Miscellaneous_E1 | F2 | Commercial | School | New | Miscellaneous | Natural Gas | Miscellaneous | E1 | RVT - Cost of Operation | 0 | 0 | 0 | 0 | 0 | 0 | 0 | 0 | 0 | 0 | 0 | 0 | 0 | 0 | 0 | 0 | 0 | 0 | 0 | 0 | 0 | 0 | 0 | 0 | 0 | 0 | 0
F2_Commercial_School_New_Miscellaneous_Natural Gas_Miscellaneous_E2 | F2 | Commercial | School | New | Miscellaneous | Natural Gas | Miscellaneous | E2 | RVT - Cost of Operation | 0 | 0 | 0 | 0 | 0 | 0 | 0 | 0 | 0 | 0 | 0 | 0 | 0 | 0 | 0 | 0 | 0 | 0 | 0 | 0 | 0 | 0 | 0 | 0 | 0 | 0 | 0
F2_Commercial_School_New_Miscellaneous_Natural Gas_Miscellaneous_E3 | F2 | Commercial | School | New | Miscellaneous | Natural Gas | Miscellaneous | E3 | RVT - Cost of Operation | 0 | 0 | 0 | 0 | 0 | 0 | 0 | 0 | 0 | 0 | 0 | 0 | 0 | 0 | 0 | 0 | 0 | 0 | 0 | 0 | 0 | 0 | 0 | 0 | 0 | 0 | 0
F2_Commercial_School_New_Miscellaneous_Natural Gas_Miscellaneous_E4 | F2 | Commercial | School | New | Miscellaneous | Natural Gas | Miscellaneous | E4 | RVT - Cost of Operation | 0 | 0 | 0 | 0 | 0 | 0 | 0 | 0 | 0 | 0 | 0 | 0 | 0 | 0 | 0 | 0 | 0 | 0 | 0 | 0 | 0 | 0 | 0 | 0 | 0 | 0 | 0
F2_Commercial_School_New_Miscellaneous_Natural Gas_Miscellaneous_E5 | F2 | Commercial | School | New | Miscellaneous | Natural Gas | Miscellaneous | E5 | RVT - Cost of Operation | 0 | 0 | 0 | 0 | 0 | 0 | 0 | 0 | 0 | 0 | 0 | 0 | 0 | 0 | 0 | 0 | 0 | 0 | 0 | 0 | 0 | 0 | 0 | 0 | 0 | 0 | 0
F2_Commercial_School_New_Miscellaneous_Natural Gas_Miscellaneous_E6 | F2 | Commercial | School | New | Miscellaneous | Natural Gas | Miscellaneous | E6 | RVT - Cost of Operation | 0 | 0 | 0 | 0 | 0 | 0 | 0 | 0 | 0 | 0 | 0 | 0 | 0 | 0 | 0 | 0 | 0 | 0 | 0 | 0 | 0 | 0 | 0 | 0 | 0 | 0 | 0
F2_Commercial_School_New_Miscellaneous_Natural Gas_Miscellaneous_E7 | F2 | Commercial | School | New | Miscellaneous | Natural Gas | Miscellaneous | E7 | RVT - Cost of Operation | 0 | 0 | 0 | 0 | 0 | 0 | 0 | 0 | 0 | 0 | 0 | 0 | 0 | 0 | 0 | 0 | 0 | 0 | 0 | 0 | 0 | 0 | 0 | 0 | 0 | 0 | 0
F2_Commercial_School_New_Miscellaneous_Natural Gas_Miscellaneous_E8 | F2 | Commercial | School | New | Miscellaneous | Natural Gas | Miscellaneous | E8 | RVT - Cost of Operation | 0 | 0 | 0 | 0 | 0 | 0 | 0 | 0 | 0 | 0 | 0 | 0 | 0 | 0 | 0 | 0 | 0 | 0 | 0 | 0 | 0 | 0 | 0 | 0 | 0 | 0 | 0
F2_Commercial_School_New_Miscellaneous_Natural Gas_Miscellaneous_E9 | F2 | Commercial | School | New | Miscellaneous | Natural Gas | Miscellaneous | E9 | RVT - Cost of Operation | 0 | 0 | 0 | 0 | 0 | 0 | 0 | 0 | 0 | 0 | 0 | 0 | 0 | 0 | 0 | 0 | 0 | 0 | 0 | 0 | 0 | 0 | 0 | 0 | 0 | 0 | 0
F2_Commercial_School_New_Miscellaneous_Natural Gas_Miscellaneous_E10 | F2 | Commercial | School | New | Miscellaneous | Natural Gas | Miscellaneous | E10 | RVT - Cost of Operation | 0 | 0 | 0 | 0 | 0 | 0 | 0 | 0 | 0 | 0 | 0 | 0 | 0 | 0 | 0 | 0 | 0 | 0 | 0 | 0 | 0 | 0 | 0 | 0 | 0 | 0 | 0
F3_Commercial_School_New_Miscellaneous_Natural Gas_Miscellaneous_E1 | F3 | Commercial | School | New | Miscellaneous | Natural Gas | Miscellaneous | E1 | System - kBTUs of Consumption | 0.29789 | 0.29789 | 0.29789 | 0.29789 | 0.29789 | 0.29789 | 0.29789 | 0.29789 | 0.29789 | 0.29789 | 0.29789 | 0.29789 | 0.29789 | 0.29789 | 0.29789 | 0.29789 | 0.29789 | 0.29789 | 0.29789 | 0.29789 | 0.29789 | 0.29789 | 0.29789 | 0.29789 | 0.29789 | 0.29789 | 0.29789
F3_Commercial_School_New_Miscellaneous_Natural Gas_Miscellaneous_E2 | F3 | Commercial | School | New | Miscellaneous | Natural Gas | Miscellaneous | E2 | System - kBTUs of Consumption | 0 | 0 | 0 | 0 | 0 | 0 | 0 | 0 | 0 | 0 | 0 | 0 | 0 | 0 | 0 | 0 | 0 | 0 | 0 | 0 | 0 | 0 | 0 | 0 | 0 | 0 | 0
F3_Commercial_School_New_Miscellaneous_Natural Gas_Miscellaneous_E3 | F3 | Commercial | School | New | Miscellaneous | Natural Gas | Miscellaneous | E3 | System - kBTUs of Consumption | 0 | 0 | 0 | 0 | 0 | 0 | 0 | 0 | 0 | 0 | 0 | 0 | 0 | 0 | 0 | 0 | 0 | 0 | 0 | 0 | 0 | 0 | 0 | 0 | 0 | 0 | 0
F3_Commercial_School_New_Miscellaneous_Natural Gas_Miscellaneous_E4 | F3 | Commercial | School | New | Miscellaneous | Natural Gas | Miscellaneous | E4 | System - kBTUs of Consumption | 0 | 0 | 0 | 0 | 0 | 0 | 0 | 0 | 0 | 0 | 0 | 0 | 0 | 0 | 0 | 0 | 0 | 0 | 0 | 0 | 0 | 0 | 0 | 0 | 0 | 0 | 0
F3_Commercial_School_New_Miscellaneous_Natural Gas_Miscellaneous_E5 | F3 | Commercial | School | New | Miscellaneous | Natural Gas | Miscellaneous | E5 | System - kBTUs of Consumption | 0 | 0 | 0 | 0 | 0 | 0 | 0 | 0 | 0 | 0 | 0 | 0 | 0 | 0 | 0 | 0 | 0 | 0 | 0 | 0 | 0 | 0 | 0 | 0 | 0 | 0 | 0
F3_Commercial_School_New_Miscellaneous_Natural Gas_Miscellaneous_E6 | F3 | Commercial | School | New | Miscellaneous | Natural Gas | Miscellaneous | E6 | System - kBTUs of Consumption | 0 | 0 | 0 | 0 | 0 | 0 | 0 | 0 | 0 | 0 | 0 | 0 | 0 | 0 | 0 | 0 | 0 | 0 | 0 | 0 | 0 | 0 | 0 | 0 | 0 | 0 | 0
F3_Commercial_School_New_Miscellaneous_Natural Gas_Miscellaneous_E7 | F3 | Commercial | School | New | Miscellaneous | Natural Gas | Miscellaneous | E7 | System - kBTUs of Consumption | 0 | 0 | 0 | 0 | 0 | 0 | 0 | 0 | 0 | 0 | 0 | 0 | 0 | 0 | 0 | 0 | 0 | 0 | 0 | 0 | 0 | 0 | 0 | 0 | 0 | 0 | 0
F3_Commercial_School_New_Miscellaneous_Natural Gas_Miscellaneous_E8 | F3 | Commercial | School | New | Miscellaneous | Natural Gas | Miscellaneous | E8 | System - kBTUs of Consumption | 0 | 0 | 0 | 0 | 0 | 0 | 0 | 0 | 0 | 0 | 0 | 0 | 0 | 0 | 0 | 0 | 0 | 0 | 0 | 0 | 0 | 0 | 0 | 0 | 0 | 0 | 0
F3_Commercial_School_New_Miscellaneous_Natural Gas_Miscellaneous_E9 | F3 | Commercial | School | New | Miscellaneous | Natural Gas | Miscellaneous | E9 | System - kBTUs of Consumption | 0 | 0 | 0 | 0 | 0 | 0 | 0 | 0 | 0 | 0 | 0 | 0 | 0 | 0 | 0 | 0 | 0 | 0 | 0 | 0 | 0 | 0 | 0 | 0 | 0 | 0 | 0
F3_Commercial_School_New_Miscellaneous_Natural Gas_Miscellaneous_E10 | F3 | Commercial | School | New | Miscellaneous | Natural Gas | Miscellaneous | E10 | System - kBTUs of Consumption | 0 | 0 | 0 | 0 | 0 | 0 | 0 | 0 | 0 | 0 | 0 | 0 | 0 | 0 | 0 | 0 | 0 | 0 | 0 | 0 | 0 | 0 | 0 | 0 | 0 | 0 | 0
F4_Commercial_School_New_Miscellaneous_Natural Gas_Miscellaneous_E1 | F4 | Commercial | School | New | Miscellaneous | Natural Gas | Miscellaneous | E1 | Utility - Cost of Equipment | 0.00077862 | 0.00077862 | 0.00077862 | 0.00077862 | 0.00077862 | 0.00077862 | 0.00077862 | 0.00077862 | 0.00077862 | 0.00077862 | 0.00077862 | 0.00077862 | 0.00077862 | 0.00077862 | 0.00077862 | 0.00077862 | 0.00077862 | 0.00077862 | 0.00077862 | 0.00077862 | 0.00077862 | 0.00077862 | 0.00077862 | 0.00077862 | 0.00077862 | 0.00077862 | 0.00077862
F4_Commercial_School_New_Miscellaneous_Natural Gas_Miscellaneous_E2 | F4 | Commercial | School | New | Miscellaneous | Natural Gas | Miscellaneous | E2 | Utility - Cost of Equipment | 0 | 0 | 0 | 0 | 0 | 0 | 0 | 0 | 0 | 0 | 0 | 0 | 0 | 0 | 0 | 0 | 0 | 0 | 0 | 0 | 0 | 0 | 0 | 0 | 0 | 0 | 0
F4_Commercial_School_New_Miscellaneous_Natural Gas_Miscellaneous_E3 | F4 | Commercial | School | New | Miscellaneous | Natural Gas | Miscellaneous | E3 | Utility - Cost of Equipment | 0 | 0 | 0 | 0 | 0 | 0 | 0 | 0 | 0 | 0 | 0 | 0 | 0 | 0 | 0 | 0 | 0 | 0 | 0 | 0 | 0 | 0 | 0 | 0 | 0 | 0 | 0
F4_Commercial_School_New_Miscellaneous_Natural Gas_Miscellaneous_E4 | F4 | Commercial | School | New | Miscellaneous | Natural Gas | Miscellaneous | E4 | Utility - Cost of Equipment | 0 | 0 | 0 | 0 | 0 | 0 | 0 | 0 | 0 | 0 | 0 | 0 | 0 | 0 | 0 | 0 | 0 | 0 | 0 | 0 | 0 | 0 | 0 | 0 | 0 | 0 | 0
F4_Commercial_School_New_Miscellaneous_Natural Gas_Miscellaneous_E5 | F4 | Commercial | School | New | Miscellaneous | Natural Gas | Miscellaneous | E5 | Utility - Cost of Equipment | 0 | 0 | 0 | 0 | 0 | 0 | 0 | 0 | 0 | 0 | 0 | 0 | 0 | 0 | 0 | 0 | 0 | 0 | 0 | 0 | 0 | 0 | 0 | 0 | 0 | 0 | 0
F4_Commercial_School_New_Miscellaneous_Natural Gas_Miscellaneous_E6 | F4 | Commercial | School | New | Miscellaneous | Natural Gas | Miscellaneous | E6 | Utility - Cost of Equipment | 0 | 0 | 0 | 0 | 0 | 0 | 0 | 0 | 0 | 0 | 0 | 0 | 0 | 0 | 0 | 0 | 0 | 0 | 0 | 0 | 0 | 0 | 0 | 0 | 0 | 0 | 0
F4_Commercial_School_New_Miscellaneous_Natural Gas_Miscellaneous_E7 | F4 | Commercial | School | New | Miscellaneous | Natural Gas | Miscellaneous | E7 | Utility - Cost of Equipment | 0 | 0 | 0 | 0 | 0 | 0 | 0 | 0 | 0 | 0 | 0 | 0 | 0 | 0 | 0 | 0 | 0 | 0 | 0 | 0 | 0 | 0 | 0 | 0 | 0 | 0 | 0
F4_Commercial_School_New_Miscellaneous_Natural Gas_Miscellaneous_E8 | F4 | Commercial | School | New | Miscellaneous | Natural Gas | Miscellaneous | E8 | Utility - Cost of Equipment | 0 | 0 | 0 | 0 | 0 | 0 | 0 | 0 | 0 | 0 | 0 | 0 | 0 | 0 | 0 | 0 | 0 | 0 | 0 | 0 | 0 | 0 | 0 | 0 | 0 | 0 | 0
F4_Commercial_School_New_Miscellaneous_Natural Gas_Miscellaneous_E9 | F4 | Commercial | School | New | Miscellaneous | Natural Gas | Miscellaneous | E9 | Utility - Cost of Equipment | 0 | 0 | 0 | 0 | 0 | 0 | 0 | 0 | 0 | 0 | 0 | 0 | 0 | 0 | 0 | 0 | 0 | 0 | 0 | 0 | 0 | 0 | 0 | 0 | 0 | 0 | 0
F4_Commercial_School_New_Miscellaneous_Natural Gas_Miscellaneous_E10 | F4 | Commercial | School | New | Miscellaneous | Natural Gas | Miscellaneous | E10 | Utility - Cost of Equipment | 0 | 0 | 0 | 0 | 0 | 0 | 0 | 0 | 0 | 0 | 0 | 0 | 0 | 0 | 0 | 0 | 0 | 0 | 0 | 0 | 0 | 0 | 0 | 0 | 0 | 0 | 0
F5_Commercial_School_New_Miscellaneous_Natural Gas_Miscellaneous_E1 | F5 | Commercial | School | New | Miscellaneous | Natural Gas | Miscellaneous | E1 | Utility - Cost of Operation | 0.004175 | 0.0040733 | 0.0039478 | 0.0038095 | 0.0037588 | 0.0037661 | 0.0038111 | 0.0038763 | 0.0039494 | 0.0040235 | 0.0041008 | 0.0041811 | 0.0042667 | 0.0043503 | 0.0044304 | 0.0044948 | 0.0045276 | 0.0045164 | 0.0044502 | 0.0043171 | 0.0041063 | 0.0038184 | 0.0035405 | 0.0033477 | 0.0032575 | 0.0032735 | 0.0032895
F5_Commercial_School_New_Miscellaneous_Natural Gas_Miscellaneous_E2 | F5 | Commercial | School | New | Miscellaneous | Natural Gas | Miscellaneous | E2 | Utility - Cost of Operation | 0 | 0 | 0 | 0 | 0 | 0 | 0 | 0 | 0 | 0 | 0 | 0 | 0 | 0 | 0 | 0 | 0 | 0 | 0 | 0 | 0 | 0 | 0 | 0 | 0 | 0 | 0
F5_Commercial_School_New_Miscellaneous_Natural Gas_Miscellaneous_E3 | F5 | Commercial | School | New | Miscellaneous | Natural Gas | Miscellaneous | E3 | Utility - Cost of Operation | 0 | 0 | 0 | 0 | 0 | 0 | 0 | 0 | 0 | 0 | 0 | 0 | 0 | 0 | 0 | 0 | 0 | 0 | 0 | 0 | 0 | 0 | 0 | 0 | 0 | 0 | 0
F5_Commercial_School_New_Miscellaneous_Natural Gas_Miscellaneous_E4 | F5 | Commercial | School | New | Miscellaneous | Natural Gas | Miscellaneous | E4 | Utility - Cost of Operation | 0 | 0 | 0 | 0 | 0 | 0 | 0 | 0 | 0 | 0 | 0 | 0 | 0 | 0 | 0 | 0 | 0 | 0 | 0 | 0 | 0 | 0 | 0 | 0 | 0 | 0 | 0
F5_Commercial_School_New_Miscellaneous_Natural Gas_Miscellaneous_E5 | F5 | Commercial | School | New | Miscellaneous | Natural Gas | Miscellaneous | E5 | Utility - Cost of Operation | 0 | 0 | 0 | 0 | 0 | 0 | 0 | 0 | 0 | 0 | 0 | 0 | 0 | 0 | 0 | 0 | 0 | 0 | 0 | 0 | 0 | 0 | 0 | 0 | 0 | 0 | 0
F5_Commercial_School_New_Miscellaneous_Natural Gas_Miscellaneous_E6 | F5 | Commercial | School | New | Miscellaneous | Natural Gas | Miscellaneous | E6 | Utility - Cost of Operation | 0 | 0 | 0 | 0 | 0 | 0 | 0 | 0 | 0 | 0 | 0 | 0 | 0 | 0 | 0 | 0 | 0 | 0 | 0 | 0 | 0 | 0 | 0 | 0 | 0 | 0 | 0
F5_Commercial_School_New_Miscellaneous_Natural Gas_Miscellaneous_E7 | F5 | Commercial | School | New | Miscellaneous | Natural Gas | Miscellaneous | E7 | Utility - Cost of Operation | 0 | 0 | 0 | 0 | 0 | 0 | 0 | 0 | 0 | 0 | 0 | 0 | 0 | 0 | 0 | 0 | 0 | 0 | 0 | 0 | 0 | 0 | 0 | 0 | 0 | 0 | 0
F5_Commercial_School_New_Miscellaneous_Natural Gas_Miscellaneous_E8 | F5 | Commercial | School | New | Miscellaneous | Natural Gas | Miscellaneous | E8 | Utility - Cost of Operation | 0 | 0 | 0 | 0 | 0 | 0 | 0 | 0 | 0 | 0 | 0 | 0 | 0 | 0 | 0 | 0 | 0 | 0 | 0 | 0 | 0 | 0 | 0 | 0 | 0 | 0 | 0
F5_Commercial_School_New_Miscellaneous_Natural Gas_Miscellaneous_E9 | F5 | Commercial | School | New | Miscellaneous | Natural Gas | Miscellaneous | E9 | Utility - Cost of Operation | 0 | 0 | 0 | 0 | 0 | 0 | 0 | 0 | 0 | 0 | 0 | 0 | 0 | 0 | 0 | 0 | 0 | 0 | 0 | 0 | 0 | 0 | 0 | 0 | 0 | 0 | 0
F5_Commercial_School_New_Miscellaneous_Natural Gas_Miscellaneous_E10 | F5 | Commercial | School | New | Miscellaneous | Natural Gas | Miscellaneous | E10 | Utility - Cost of Operation | 0 | 0 | 0 | 0 | 0 | 0 | 0 | 0 | 0 | 0 | 0 | 0 | 0 | 0 | 0 | 0 | 0 | 0 | 0 | 0 | 0 | 0 | 0 | 0 | 0 | 0 | 0
F6_Commercial_School_New_Miscellaneous_Natural Gas_Miscellaneous_E1 | F6 | Commercial | School | New | Miscellaneous | Natural Gas | Miscellaneous | E1 | Utility - Value of Sales | 0 | 0 | 0 | 0 | 0 | 0 | 0 | 0 | 0 | 0 | 0 | 0 | 0 | 0 | 0 | 0 | 0 | 0 | 0 | 0 | 0 | 0 | 0 | 0 | 0 | 0 | 0
F6_Commercial_School_New_Miscellaneous_Natural Gas_Miscellaneous_E2 | F6 | Commercial | School | New | Miscellaneous | Natural Gas | Miscellaneous | E2 | Utility - Value of Sales | 0 | 0 | 0 | 0 | 0 | 0 | 0 | 0 | 0 | 0 | 0 | 0 | 0 | 0 | 0 | 0 | 0 | 0 | 0 | 0 | 0 | 0 | 0 | 0 | 0 | 0 | 0
F6_Commercial_School_New_Miscellaneous_Natural Gas_Miscellaneous_E3 | F6 | Commercial | School | New | Miscellaneous | Natural Gas | Miscellaneous | E3 | Utility - Value of Sales | 0 | 0 | 0 | 0 | 0 | 0 | 0 | 0 | 0 | 0 | 0 | 0 | 0 | 0 | 0 | 0 | 0 | 0 | 0 | 0 | 0 | 0 | 0 | 0 | 0 | 0 | 0
F6_Commercial_School_New_Miscellaneous_Natural Gas_Miscellaneous_E4 | F6 | Commercial | School | New | Miscellaneous | Natural Gas | Miscellaneous | E4 | Utility - Value of Sales | 0 | 0 | 0 | 0 | 0 | 0 | 0 | 0 | 0 | 0 | 0 | 0 | 0 | 0 | 0 | 0 | 0 | 0 | 0 | 0 | 0 | 0 | 0 | 0 | 0 | 0 | 0
F6_Commercial_School_New_Miscellaneous_Natural Gas_Miscellaneous_E5 | F6 | Commercial | School | New | Miscellaneous | Natural Gas | Miscellaneous | E5 | Utility - Value of Sales | 0 | 0 | 0 | 0 | 0 | 0 | 0 | 0 | 0 | 0 | 0 | 0 | 0 | 0 | 0 | 0 | 0 | 0 | 0 | 0 | 0 | 0 | 0 | 0 | 0 | 0 | 0
F6_Commercial_School_New_Miscellaneous_Natural Gas_Miscellaneous_E6 | F6 | Commercial | School | New | Miscellaneous | Natural Gas | Miscellaneous | E6 | Utility - Value of Sales | 0 | 0 | 0 | 0 | 0 | 0 | 0 | 0 | 0 | 0 | 0 | 0 | 0 | 0 | 0 | 0 | 0 | 0 | 0 | 0 | 0 | 0 | 0 | 0 | 0 | 0 | 0
F6_Commercial_School_New_Miscellaneous_Natural Gas_Miscellaneous_E7 | F6 | Commercial | School | New | Miscellaneous | Natural Gas | Miscellaneous | E7 | Utility - Value of Sales | 0 | 0 | 0 | 0 | 0 | 0 | 0 | 0 | 0 | 0 | 0 | 0 | 0 | 0 | 0 | 0 | 0 | 0 | 0 | 0 | 0 | 0 | 0 | 0 | 0 | 0 | 0
F6_Commercial_School_New_Miscellaneous_Natural Gas_Miscellaneous_E8 | F6 | Commercial | School | New | Miscellaneous | Natural Gas | Miscellaneous | E8 | Utility - Value of Sales | 0 | 0 | 0 | 0 | 0 | 0 | 0 | 0 | 0 | 0 | 0 | 0 | 0 | 0 | 0 | 0 | 0 | 0 | 0 | 0 | 0 | 0 | 0 | 0 | 0 | 0 | 0
F6_Commercial_School_New_Miscellaneous_Natural Gas_Miscellaneous_E9 | F6 | Commercial | School | New | Miscellaneous | Natural Gas | Miscellaneous | E9 | Utility - Value of Sales | 0 | 0 | 0 | 0 | 0 | 0 | 0 | 0 | 0 | 0 | 0 | 0 | 0 | 0 | 0 | 0 | 0 | 0 | 0 | 0 | 0 | 0 | 0 | 0 | 0 | 0 | 0
F6_Commercial_School_New_Miscellaneous_Natural Gas_Miscellaneous_E10 | F6 | Commercial | School | New | Miscellaneous | Natural Gas | Miscellaneous | E10 | Utility - Value of Sales | 0 | 0 | 0 | 0 | 0 | 0 | 0 | 0 | 0 | 0 | 0 | 0 | 0 | 0 | 0 | 0 | 0 | 0 | 0 | 0 | 0 | 0 | 0 | 0 | 0 | 0 | 0
F1_Commercial_College_Existing_Space Heating_Natural Gas_Furnace_E1 | F1 | Commercial | College | Existing | Space Heating | Natural Gas | Furnace | E1 | RVT - Cost of Equipment | 0.063627 | 0.063627 | 0.063627 | 0 | 0 | 0 | 0 | 0 | 0 | 0 | 0 | 0 | 0 | 0 | 0 | 0 | 0 | 0 | 0 | 0 | 0 | 0 | 0 | 0 | 0 | 0 | 0
F1_Commercial_College_Existing_Space Heating_Natural Gas_Furnace_E2 | F1 | Commercial | College | Existing | Space Heating | Natural Gas | Furnace | E2 | RVT - Cost of Equipment | 0.078185 | 0.078185 | 0.078185 | 0.078185 | 0.078185 | 0.078185 | 0.078185 | 0.078185 | 0.078185 | 0.078185 | 0.078185 | 0.078185 | 0.078185 | 0.078185 | 0.078185 | 0.078185 | 0.078185 | 0.078185 | 0.078185 | 0.078185 | 0.078185 | 0.078185 | 0.078185 | 0.078185 | 0.078185 | 0.078185 | 0.078185
F1_Commercial_College_Existing_Space Heating_Natural Gas_Furnace_E3 | F1 | Commercial | College | Existing | Space Heating | Natural Gas | Furnace | E3 | RVT - Cost of Equipment | 0.092743 | 0.092743 | 0.092743 | 0.092743 | 0.092743 | 0.092743 | 0.092743 | 0.092743 | 0.092743 | 0.092743 | 0.092743 | 0.092743 | 0.092743 | 0.092743 | 0.092743 | 0.092743 | 0.092743 | 0.092743 | 0.092743 | 0.092743 | 0.092743 | 0.092743 | 0.092743 | 0.092743 | 0.092743 | 0.092743 | 0.092743
F1_Commercial_College_Existing_Space Heating_Natural Gas_Furnace_E4 | F1 | Commercial | College | Existing | Space Heating | Natural Gas | Furnace | E4 | RVT - Cost of Equipment | 0 | 0 | 0 | 0 | 0 | 0 | 0 | 0 | 0 | 0 | 0 | 0 | 0 | 0 | 0 | 0 | 0 | 0 | 0 | 0 | 0 | 0 | 0 | 0 | 0 | 0 | 0
F1_Commercial_College_Existing_Space Heating_Natural Gas_Furnace_E5 | F1 | Commercial | College | Existing | Space Heating | Natural Gas | Furnace | E5 | RVT - Cost of Equipment | 0 | 0 | 0 | 0 | 0 | 0 | 0 | 0 | 0 | 0 | 0 | 0 | 0 | 0 | 0 | 0 | 0 | 0 | 0 | 0 | 0 | 0 | 0 | 0 | 0 | 0 | 0
F1_Commercial_College_Existing_Space Heating_Natural Gas_Furnace_E6 | F1 | Commercial | College | Existing | Space Heating | Natural Gas | Furnace | E6 | RVT - Cost of Equipment | 0 | 0 | 0 | 0 | 0 | 0 | 0 | 0 | 0 | 0 | 0 | 0 | 0 | 0 | 0 | 0 | 0 | 0 | 0 | 0 | 0 | 0 | 0 | 0 | 0 | 0 | 0
F1_Commercial_College_Existing_Space Heating_Natural Gas_Furnace_E7 | F1 | Commercial | College | Existing | Space Heating | Natural Gas | Furnace | E7 | RVT - Cost of Equipment | 0 | 0 | 0 | 0 | 0 | 0 | 0 | 0 | 0 | 0 | 0 | 0 | 0 | 0 | 0 | 0 | 0 | 0 | 0 | 0 | 0 | 0 | 0 | 0 | 0 | 0 | 0
F1_Commercial_College_Existing_Space Heating_Natural Gas_Furnace_E8 | F1 | Commercial | College | Existing | Space Heating | Natural Gas | Furnace | E8 | RVT - Cost of Equipment | 0 | 0 | 0 | 0 | 0 | 0 | 0 | 0 | 0 | 0 | 0 | 0 | 0 | 0 | 0 | 0 | 0 | 0 | 0 | 0 | 0 | 0 | 0 | 0 | 0 | 0 | 0
F1_Commercial_College_Existing_Space Heating_Natural Gas_Furnace_E9 | F1 | Commercial | College | Existing | Space Heating | Natural Gas | Furnace | E9 | RVT - Cost of Equipment | 0 | 0 | 0 | 0 | 0 | 0 | 0 | 0 | 0 | 0 | 0 | 0 | 0 | 0 | 0 | 0 | 0 | 0 | 0 | 0 | 0 | 0 | 0 | 0 | 0 | 0 | 0
F1_Commercial_College_Existing_Space Heating_Natural Gas_Furnace_E10 | F1 | Commercial | College | Existing | Space Heating | Natural Gas | Furnace | E10 | RVT - Cost of Equipment | 0 | 0 | 0 | 0 | 0 | 0 | 0 | 0 | 0 | 0 | 0 | 0 | 0 | 0 | 0 | 0 | 0 | 0 | 0 | 0 | 0 | 0 | 0 | 0 | 0 | 0 | 0
F2_Commercial_College_Existing_Space Heating_Natural Gas_Furnace_E1 | F2 | Commercial | College | Existing | Space Heating | Natural Gas | Furnace | E1 | RVT - Cost of Operation | 0 | 0 | 0 | 0 | 0 | 0 | 0 | 0 | 0 | 0 | 0 | 0 | 0 | 0 | 0 | 0 | 0 | 0 | 0 | 0 | 0 | 0 | 0 | 0 | 0 | 0 | 0
F2_Commercial_College_Existing_Space Heating_Natural Gas_Furnace_E2 | F2 | Commercial | College | Existing | Space Heating | Natural Gas | Furnace | E2 | RVT - Cost of Operation | 0 | 0 | 0 | 0 | 0 | 0 | 0 | 0 | 0 | 0 | 0 | 0 | 0 | 0 | 0 | 0 | 0 | 0 | 0 | 0 | 0 | 0 | 0 | 0 | 0 | 0 | 0
F2_Commercial_College_Existing_Space Heating_Natural Gas_Furnace_E3 | F2 | Commercial | College | Existing | Space Heating | Natural Gas | Furnace | E3 | RVT - Cost of Operation | 0 | 0 | 0 | 0 | 0 | 0 | 0 | 0 | 0 | 0 | 0 | 0 | 0 | 0 | 0 | 0 | 0 | 0 | 0 | 0 | 0 | 0 | 0 | 0 | 0 | 0 | 0
F2_Commercial_College_Existing_Space Heating_Natural Gas_Furnace_E4 | F2 | Commercial | College | Existing | Space Heating | Natural Gas | Furnace | E4 | RVT - Cost of Operation | 0 | 0 | 0 | 0 | 0 | 0 | 0 | 0 | 0 | 0 | 0 | 0 | 0 | 0 | 0 | 0 | 0 | 0 | 0 | 0 | 0 | 0 | 0 | 0 | 0 | 0 | 0
F2_Commercial_College_Existing_Space Heating_Natural Gas_Furnace_E5 | F2 | Commercial | College | Existing | Space Heating | Natural Gas | Furnace | E5 | RVT - Cost of Operation | 0 | 0 | 0 | 0 | 0 | 0 | 0 | 0 | 0 | 0 | 0 | 0 | 0 | 0 | 0 | 0 | 0 | 0 | 0 | 0 | 0 | 0 | 0 | 0 | 0 | 0 | 0
F2_Commercial_College_Existing_Space Heating_Natural Gas_Furnace_E6 | F2 | Commercial | College | Existing | Space Heating | Natural Gas | Furnace | E6 | RVT - Cost of Operation | 0 | 0 | 0 | 0 | 0 | 0 | 0 | 0 | 0 | 0 | 0 | 0 | 0 | 0 | 0 | 0 | 0 | 0 | 0 | 0 | 0 | 0 | 0 | 0 | 0 | 0 | 0
F2_Commercial_College_Existing_Space Heating_Natural Gas_Furnace_E7 | F2 | Commercial | College | Existing | Space Heating | Natural Gas | Furnace | E7 | RVT - Cost of Operation | 0 | 0 | 0 | 0 | 0 | 0 | 0 | 0 | 0 | 0 | 0 | 0 | 0 | 0 | 0 | 0 | 0 | 0 | 0 | 0 | 0 | 0 | 0 | 0 | 0 | 0 | 0
F2_Commercial_College_Existing_Space Heating_Natural Gas_Furnace_E8 | F2 | Commercial | College | Existing | Space Heating | Natural Gas | Furnace | E8 | RVT - Cost of Operation | 0 | 0 | 0 | 0 | 0 | 0 | 0 | 0 | 0 | 0 | 0 | 0 | 0 | 0 | 0 | 0 | 0 | 0 | 0 | 0 | 0 | 0 | 0 | 0 | 0 | 0 | 0
F2_Commercial_College_Existing_Space Heating_Natural Gas_Furnace_E9 | F2 | Commercial | College | Existing | Space Heating | Natural Gas | Furnace | E9 | RVT - Cost of Operation | 0 | 0 | 0 | 0 | 0 | 0 | 0 | 0 | 0 | 0 | 0 | 0 | 0 | 0 | 0 | 0 | 0 | 0 | 0 | 0 | 0 | 0 | 0 | 0 | 0 | 0 | 0
F2_Commercial_College_Existing_Space Heating_Natural Gas_Furnace_E10 | F2 | Commercial | College | Existing | Space Heating | Natural Gas | Furnace | E10 | RVT - Cost of Operation | 0 | 0 | 0 | 0 | 0 | 0 | 0 | 0 | 0 | 0 | 0 | 0 | 0 | 0 | 0 | 0 | 0 | 0 | 0 | 0 | 0 | 0 | 0 | 0 | 0 | 0 | 0
F3_Commercial_College_Existing_Space Heating_Natural Gas_Furnace_E1 | F3 | Commercial | College | Existing | Space Heating | Natural Gas | Furnace | E1 | System - kBTUs of Consumption | 23.807 | 23.8764 | 23.8723 | 0 | 0 | 0 | 0 | 0 | 0 | 0 | 0 | 0 | 0 | 0 | 0 | 0 | 0 | 0 | 0 | 0 | 0 | 0 | 0 | 0 | 0 | 0 | 0
F3_Commercial_College_Existing_Space Heating_Natural Gas_Furnace_E2 | F3 | Commercial | College | Existing | Space Heating | Natural Gas | Furnace | E2 | System - kBTUs of Consumption | 21.1618 | 21.2234 | 21.2198 | 21.2198 | 21.2198 | 21.2198 | 21.2198 | 21.2198 | 21.2198 | 21.2198 | 21.2198 | 21.2198 | 21.2198 | 21.2198 | 21.2198 | 21.2198 | 21.2198 | 21.2198 | 21.2198 | 21.2198 | 21.2198 | 21.2198 | 21.2198 | 21.2198 | 21.2198 | 21.2198 | 21.2198
F3_Commercial_College_Existing_Space Heating_Natural Gas_Furnace_E3 | F3 | Commercial | College | Existing | Space Heating | Natural Gas | Furnace | E3 | System - kBTUs of Consumption | 19.8391 | 19.897 | 19.8936 | 19.8936 | 19.8936 | 19.8936 | 19.8936 | 19.8936 | 19.8936 | 19.8936 | 19.8936 | 19.8936 | 19.8936 | 19.8936 | 19.8936 | 19.8936 | 19.8936 | 19.8936 | 19.8936 | 19.8936 | 19.8936 | 19.8936 | 19.8936 | 19.8936 | 19.8936 | 19.8936 | 19.8936
F3_Commercial_College_Existing_Space Heating_Natural Gas_Furnace_E4 | F3 | Commercial | College | Existing | Space Heating | Natural Gas | Furnace | E4 | System - kBTUs of Consumption | 0 | 0 | 0 | 0 | 0 | 0 | 0 | 0 | 0 | 0 | 0 | 0 | 0 | 0 | 0 | 0 | 0 | 0 | 0 | 0 | 0 | 0 | 0 | 0 | 0 | 0 | 0
F3_Commercial_College_Existing_Space Heating_Natural Gas_Furnace_E5 | F3 | Commercial | College | Existing | Space Heating | Natural Gas | Furnace | E5 | System - kBTUs of Consumption | 0 | 0 | 0 | 0 | 0 | 0 | 0 | 0 | 0 | 0 | 0 | 0 | 0 | 0 | 0 | 0 | 0 | 0 | 0 | 0 | 0 | 0 | 0 | 0 | 0 | 0 | 0
F3_Commercial_College_Existing_Space Heating_Natural Gas_Furnace_E6 | F3 | Commercial | College | Existing | Space Heating | Natural Gas | Furnace | E6 | System - kBTUs of Consumption | 0 | 0 | 0 | 0 | 0 | 0 | 0 | 0 | 0 | 0 | 0 | 0 | 0 | 0 | 0 | 0 | 0 | 0 | 0 | 0 | 0 | 0 | 0 | 0 | 0 | 0 | 0
F3_Commercial_College_Existing_Space Heating_Natural Gas_Furnace_E7 | F3 | Commercial | College | Existing | Space Heating | Natural Gas | Furnace | E7 | System - kBTUs of Consumption | 0 | 0 | 0 | 0 | 0 | 0 | 0 | 0 | 0 | 0 | 0 | 0 | 0 | 0 | 0 | 0 | 0 | 0 | 0 | 0 | 0 | 0 | 0 | 0 | 0 | 0 | 0
F3_Commercial_College_Existing_Space Heating_Natural Gas_Furnace_E8 | F3 | Commercial | College | Existing | Space Heating | Natural Gas | Furnace | E8 | System - kBTUs of Consumption | 0 | 0 | 0 | 0 | 0 | 0 | 0 | 0 | 0 | 0 | 0 | 0 | 0 | 0 | 0 | 0 | 0 | 0 | 0 | 0 | 0 | 0 | 0 | 0 | 0 | 0 | 0
F3_Commercial_College_Existing_Space Heating_Natural Gas_Furnace_E9 | F3 | Commercial | College | Existing | Space Heating | Natural Gas | Furnace | E9 | System - kBTUs of Consumption | 0 | 0 | 0 | 0 | 0 | 0 | 0 | 0 | 0 | 0 | 0 | 0 | 0 | 0 | 0 | 0 | 0 | 0 | 0 | 0 | 0 | 0 | 0 | 0 | 0 | 0 | 0
F3_Commercial_College_Existing_Space Heating_Natural Gas_Furnace_E10 | F3 | Commercial | College | Existing | Space Heating | Natural Gas | Furnace | E10 | System - kBTUs of Consumption | 0 | 0 | 0 | 0 | 0 | 0 | 0 | 0 | 0 | 0 | 0 | 0 | 0 | 0 | 0 | 0 | 0 | 0 | 0 | 0 | 0 | 0 | 0 | 0 | 0 | 0 | 0
F4_Commercial_College_Existing_Space Heating_Natural Gas_Furnace_E1 | F4 | Commercial | College | Existing | Space Heating | Natural Gas | Furnace | E1 | Utility - Cost of Equipment | 0.063627 | 0.063627 | 0.063627 | 0 | 0 | 0 | 0 | 0 | 0 | 0 | 0 | 0 | 0 | 0 | 0 | 0 | 0 | 0 | 0 | 0 | 0 | 0 | 0 | 0 | 0 | 0 | 0
F4_Commercial_College_Existing_Space Heating_Natural Gas_Furnace_E2 | F4 | Commercial | College | Existing | Space Heating | Natural Gas | Furnace | E2 | Utility - Cost of Equipment | 0.078185 | 0.078185 | 0.078185 | 0.078185 | 0.078185 | 0.078185 | 0.078185 | 0.078185 | 0.078185 | 0.078185 | 0.078185 | 0.078185 | 0.078185 | 0.078185 | 0.078185 | 0.078185 | 0.078185 | 0.078185 | 0.078185 | 0.078185 | 0.078185 | 0.078185 | 0.078185 | 0.078185 | 0.078185 | 0.078185 | 0.078185
F4_Commercial_College_Existing_Space Heating_Natural Gas_Furnace_E3 | F4 | Commercial | College | Existing | Space Heating | Natural Gas | Furnace | E3 | Utility - Cost of Equipment | 0.092743 | 0.092743 | 0.092743 | 0.092743 | 0.092743 | 0.092743 | 0.092743 | 0.092743 | 0.092743 | 0.092743 | 0.092743 | 0.092743 | 0.092743 | 0.092743 | 0.092743 | 0.092743 | 0.092743 | 0.092743 | 0.092743 | 0.092743 | 0.092743 | 0.092743 | 0.092743 | 0.092743 | 0.092743 | 0.092743 | 0.092743
F4_Commercial_College_Existing_Space Heating_Natural Gas_Furnace_E4 | F4 | Commercial | College | Existing | Space Heating | Natural Gas | Furnace | E4 | Utility - Cost of Equipment | 0 | 0 | 0 | 0 | 0 | 0 | 0 | 0 | 0 | 0 | 0 | 0 | 0 | 0 | 0 | 0 | 0 | 0 | 0 | 0 | 0 | 0 | 0 | 0 | 0 | 0 | 0
F4_Commercial_College_Existing_Space Heating_Natural Gas_Furnace_E5 | F4 | Commercial | College | Existing | Space Heating | Natural Gas | Furnace | E5 | Utility - Cost of Equipment | 0 | 0 | 0 | 0 | 0 | 0 | 0 | 0 | 0 | 0 | 0 | 0 | 0 | 0 | 0 | 0 | 0 | 0 | 0 | 0 | 0 | 0 | 0 | 0 | 0 | 0 | 0
F4_Commercial_College_Existing_Space Heating_Natural Gas_Furnace_E6 | F4 | Commercial | College | Existing | Space Heating | Natural Gas | Furnace | E6 | Utility - Cost of Equipment | 0 | 0 | 0 | 0 | 0 | 0 | 0 | 0 | 0 | 0 | 0 | 0 | 0 | 0 | 0 | 0 | 0 | 0 | 0 | 0 | 0 | 0 | 0 | 0 | 0 | 0 | 0
F4_Commercial_College_Existing_Space Heating_Natural Gas_Furnace_E7 | F4 | Commercial | College | Existing | Space Heating | Natural Gas | Furnace | E7 | Utility - Cost of Equipment | 0 | 0 | 0 | 0 | 0 | 0 | 0 | 0 | 0 | 0 | 0 | 0 | 0 | 0 | 0 | 0 | 0 | 0 | 0 | 0 | 0 | 0 | 0 | 0 | 0 | 0 | 0
F4_Commercial_College_Existing_Space Heating_Natural Gas_Furnace_E8 | F4 | Commercial | College | Existing | Space Heating | Natural Gas | Furnace | E8 | Utility - Cost of Equipment | 0 | 0 | 0 | 0 | 0 | 0 | 0 | 0 | 0 | 0 | 0 | 0 | 0 | 0 | 0 | 0 | 0 | 0 | 0 | 0 | 0 | 0 | 0 | 0 | 0 | 0 | 0
F4_Commercial_College_Existing_Space Heating_Natural Gas_Furnace_E9 | F4 | Commercial | College | Existing | Space Heating | Natural Gas | Furnace | E9 | Utility - Cost of Equipment | 0 | 0 | 0 | 0 | 0 | 0 | 0 | 0 | 0 | 0 | 0 | 0 | 0 | 0 | 0 | 0 | 0 | 0 | 0 | 0 | 0 | 0 | 0 | 0 | 0 | 0 | 0
F4_Commercial_College_Existing_Space Heating_Natural Gas_Furnace_E10 | F4 | Commercial | College | Existing | Space Heating | Natural Gas | Furnace | E10 | Utility - Cost of Equipment | 0 | 0 | 0 | 0 | 0 | 0 | 0 | 0 | 0 | 0 | 0 | 0 | 0 | 0 | 0 | 0 | 0 | 0 | 0 | 0 | 0 | 0 | 0 | 0 | 0 | 0 | 0
F5_Commercial_College_Existing_Space Heating_Natural Gas_Furnace_E1 | F5 | Commercial | College | Existing | Space Heating | Natural Gas | Furnace | E1 | Utility - Cost of Operation | 0.34597 | 0.34394 | 0.33914 | 0 | 0 | 0 | 0 | 0 | 0 | 0 | 0 | 0 | 0 | 0 | 0 | 0 | 0 | 0 | 0 | 0 | 0 | 0 | 0 | 0 | 0 | 0 | 0
F5_Commercial_College_Existing_Space Heating_Natural Gas_Furnace_E2 | F5 | Commercial | College | Existing | Space Heating | Natural Gas | Furnace | E2 | Utility - Cost of Operation | 0.30753 | 0.30572 | 0.30146 | 0.29685 | 0.29558 | 0.29539 | 0.29598 | 0.29677 | 0.29738 | 0.29768 | 0.29766 | 0.29726 | 0.2964 | 0.29484 | 0.2926 | 0.28978 | 0.28615 | 0.28187 | 0.27676 | 0.27067 | 0.26342 | 0.25519 | 0.24838 | 0.24411 | 0.2425 | 0.24369 | 0.24488
F5_Commercial_College_Existing_Space Heating_Natural Gas_Furnace_E3 | F5 | Commercial | College | Existing | Space Heating | Natural Gas | Furnace | E3 | Utility - Cost of Operation | 0.28831 | 0.28661 | 0.28262 | 0.2783 | 0.2771 | 0.27693 | 0.27748 | 0.27822 | 0.2788 | 0.27908 | 0.27905 | 0.27868 | 0.27788 | 0.27642 | 0.27431 | 0.27167 | 0.26827 | 0.26425 | 0.25947 | 0.25376 | 0.24696 | 0.23924 | 0.23286 | 0.22885 | 0.22734 | 0.22846 | 0.22958
F5_Commercial_College_Existing_Space Heating_Natural Gas_Furnace_E4 | F5 | Commercial | College | Existing | Space Heating | Natural Gas | Furnace | E4 | Utility - Cost of Operation | 0 | 0 | 0 | 0 | 0 | 0 | 0 | 0 | 0 | 0 | 0 | 0 | 0 | 0 | 0 | 0 | 0 | 0 | 0 | 0 | 0 | 0 | 0 | 0 | 0 | 0 | 0
F5_Commercial_College_Existing_Space Heating_Natural Gas_Furnace_E5 | F5 | Commercial | College | Existing | Space Heating | Natural Gas | Furnace | E5 | Utility - Cost of Operation | 0 | 0 | 0 | 0 | 0 | 0 | 0 | 0 | 0 | 0 | 0 | 0 | 0 | 0 | 0 | 0 | 0 | 0 | 0 | 0 | 0 | 0 | 0 | 0 | 0 | 0 | 0
F5_Commercial_College_Existing_Space Heating_Natural Gas_Furnace_E6 | F5 | Commercial | College | Existing | Space Heating | Natural Gas | Furnace | E6 | Utility - Cost of Operation | 0 | 0 | 0 | 0 | 0 | 0 | 0 | 0 | 0 | 0 | 0 | 0 | 0 | 0 | 0 | 0 | 0 | 0 | 0 | 0 | 0 | 0 | 0 | 0 | 0 | 0 | 0
F5_Commercial_College_Existing_Space Heating_Natural Gas_Furnace_E7 | F5 | Commercial | College | Existing | Space Heating | Natural Gas | Furnace | E7 | Utility - Cost of Operation | 0 | 0 | 0 | 0 | 0 | 0 | 0 | 0 | 0 | 0 | 0 | 0 | 0 | 0 | 0 | 0 | 0 | 0 | 0 | 0 | 0 | 0 | 0 | 0 | 0 | 0 | 0
F5_Commercial_College_Existing_Space Heating_Natural Gas_Furnace_E8 | F5 | Commercial | College | Existing | Space Heating | Natural Gas | Furnace | E8 | Utility - Cost of Operation | 0 | 0 | 0 | 0 | 0 | 0 | 0 | 0 | 0 | 0 | 0 | 0 | 0 | 0 | 0 | 0 | 0 | 0 | 0 | 0 | 0 | 0 | 0 | 0 | 0 | 0 | 0
F5_Commercial_College_Existing_Space Heating_Natural Gas_Furnace_E9 | F5 | Commercial | College | Existing | Space Heating | Natural Gas | Furnace | E9 | Utility - Cost of Operation | 0 | 0 | 0 | 0 | 0 | 0 | 0 | 0 | 0 | 0 | 0 | 0 | 0 | 0 | 0 | 0 | 0 | 0 | 0 | 0 | 0 | 0 | 0 | 0 | 0 | 0 | 0
F5_Commercial_College_Existing_Space Heating_Natural Gas_Furnace_E10 | F5 | Commercial | College | Existing | Space Heating | Natural Gas | Furnace | E10 | Utility - Cost of Operation | 0 | 0 | 0 | 0 | 0 | 0 | 0 | 0 | 0 | 0 | 0 | 0 | 0 | 0 | 0 | 0 | 0 | 0 | 0 | 0 | 0 | 0 | 0 | 0 | 0 | 0 | 0
F6_Commercial_College_Existing_Space Heating_Natural Gas_Furnace_E1 | F6 | Commercial | College | Existing | Space Heating | Natural Gas | Furnace | E1 | Utility - Value of Sales | 0 | 0 | 0 | 0 | 0 | 0 | 0 | 0 | 0 | 0 | 0 | 0 | 0 | 0 | 0 | 0 | 0 | 0 | 0 | 0 | 0 | 0 | 0 | 0 | 0 | 0 | 0
F6_Commercial_College_Existing_Space Heating_Natural Gas_Furnace_E2 | F6 | Commercial | College | Existing | Space Heating | Natural Gas | Furnace | E2 | Utility - Value of Sales | 0 | 0 | 0 | 0 | 0 | 0 | 0 | 0 | 0 | 0 | 0 | 0 | 0 | 0 | 0 | 0 | 0 | 0 | 0 | 0 | 0 | 0 | 0 | 0 | 0 | 0 | 0
F6_Commercial_College_Existing_Space Heating_Natural Gas_Furnace_E3 | F6 | Commercial | College | Existing | Space Heating | Natural Gas | Furnace | E3 | Utility - Value of Sales | 0 | 0 | 0 | 0 | 0 | 0 | 0 | 0 | 0 | 0 | 0 | 0 | 0 | 0 | 0 | 0 | 0 | 0 | 0 | 0 | 0 | 0 | 0 | 0 | 0 | 0 | 0
F6_Commercial_College_Existing_Space Heating_Natural Gas_Furnace_E4 | F6 | Commercial | College | Existing | Space Heating | Natural Gas | Furnace | E4 | Utility - Value of Sales | 0 | 0 | 0 | 0 | 0 | 0 | 0 | 0 | 0 | 0 | 0 | 0 | 0 | 0 | 0 | 0 | 0 | 0 | 0 | 0 | 0 | 0 | 0 | 0 | 0 | 0 | 0
F6_Commercial_College_Existing_Space Heating_Natural Gas_Furnace_E5 | F6 | Commercial | College | Existing | Space Heating | Natural Gas | Furnace | E5 | Utility - Value of Sales | 0 | 0 | 0 | 0 | 0 | 0 | 0 | 0 | 0 | 0 | 0 | 0 | 0 | 0 | 0 | 0 | 0 | 0 | 0 | 0 | 0 | 0 | 0 | 0 | 0 | 0 | 0
F6_Commercial_College_Existing_Space Heating_Natural Gas_Furnace_E6 | F6 | Commercial | College | Existing | Space Heating | Natural Gas | Furnace | E6 | Utility - Value of Sales | 0 | 0 | 0 | 0 | 0 | 0 | 0 | 0 | 0 | 0 | 0 | 0 | 0 | 0 | 0 | 0 | 0 | 0 | 0 | 0 | 0 | 0 | 0 | 0 | 0 | 0 | 0
F6_Commercial_College_Existing_Space Heating_Natural Gas_Furnace_E7 | F6 | Commercial | College | Existing | Space Heating | Natural Gas | Furnace | E7 | Utility - Value of Sales | 0 | 0 | 0 | 0 | 0 | 0 | 0 | 0 | 0 | 0 | 0 | 0 | 0 | 0 | 0 | 0 | 0 | 0 | 0 | 0 | 0 | 0 | 0 | 0 | 0 | 0 | 0
F6_Commercial_College_Existing_Space Heating_Natural Gas_Furnace_E8 | F6 | Commercial | College | Existing | Space Heating | Natural Gas | Furnace | E8 | Utility - Value of Sales | 0 | 0 | 0 | 0 | 0 | 0 | 0 | 0 | 0 | 0 | 0 | 0 | 0 | 0 | 0 | 0 | 0 | 0 | 0 | 0 | 0 | 0 | 0 | 0 | 0 | 0 | 0
F6_Commercial_College_Existing_Space Heating_Natural Gas_Furnace_E9 | F6 | Commercial | College | Existing | Space Heating | Natural Gas | Furnace | E9 | Utility - Value of Sales | 0 | 0 | 0 | 0 | 0 | 0 | 0 | 0 | 0 | 0 | 0 | 0 | 0 | 0 | 0 | 0 | 0 | 0 | 0 | 0 | 0 | 0 | 0 | 0 | 0 | 0 | 0
F6_Commercial_College_Existing_Space Heating_Natural Gas_Furnace_E10 | F6 | Commercial | College | Existing | Space Heating | Natural Gas | Furnace | E10 | Utility - Value of Sales | 0 | 0 | 0 | 0 | 0 | 0 | 0 | 0 | 0 | 0 | 0 | 0 | 0 | 0 | 0 | 0 | 0 | 0 | 0 | 0 | 0 | 0 | 0 | 0 | 0 | 0 | 0
F1_Commercial_College_Existing_Space Heating_Natural Gas_Boiler_E1 | F1 | Commercial | College | Existing | Space Heating | Natural Gas | Boiler | E1 | RVT - Cost of Equipment | 0.3496 | 0.3496 | 0.3496 | 0.3496 | 0.3496 | 0.3496 | 0.3496 | 0.3496 | 0.3496 | 0.3496 | 0.3496 | 0.3496 | 0.3496 | 0.3496 | 0.3496 | 0.3496 | 0.3496 | 0.3496 | 0.3496 | 0.3496 | 0.3496 | 0.3496 | 0.3496 | 0.3496 | 0.3496 | 0.3496 | 0.3496
F1_Commercial_College_Existing_Space Heating_Natural Gas_Boiler_E2 | F1 | Commercial | College | Existing | Space Heating | Natural Gas | Boiler | E2 | RVT - Cost of Equipment | 0.39774 | 0.39774 | 0.39774 | 0.39774 | 0.39774 | 0.39774 | 0.39774 | 0.39774 | 0.39774 | 0.39774 | 0.39774 | 0.39774 | 0.39774 | 0.39774 | 0.39774 | 0.39774 | 0.39774 | 0.39774 | 0.39774 | 0.39774 | 0.39774 | 0.39774 | 0.39774 | 0.39774 | 0.39774 | 0.39774 | 0.39774
F1_Commercial_College_Existing_Space Heating_Natural Gas_Boiler_E3 | F1 | Commercial | College | Existing | Space Heating | Natural Gas | Boiler | E3 | RVT - Cost of Equipment | 0.49443 | 0.49443 | 0.49443 | 0.49443 | 0.49443 | 0.49443 | 0.49443 | 0.49443 | 0.49443 | 0.49443 | 0.49443 | 0.49443 | 0.49443 | 0.49443 | 0.49443 | 0.49443 | 0.49443 | 0.49443 | 0.49443 | 0.49443 | 0.49443 | 0.49443 | 0.49443 | 0.49443 | 0.49443 | 0.49443 | 0.49443
F1_Commercial_College_Existing_Space Heating_Natural Gas_Boiler_E4 | F1 | Commercial | College | Existing | Space Heating | Natural Gas | Boiler | E4 | RVT - Cost of Equipment | 1.844 | 1.844 | 1.844 | 1.844 | 1.844 | 1.844 | 1.844 | 1.844 | 1.844 | 1.844 | 1.844 | 1.844 | 1.844 | 1.844 | 1.844 | 1.844 | 1.844 | 1.844 | 1.844 | 1.844 | 1.844 | 1.844 | 1.844 | 1.844 | 1.844 | 1.844 | 1.844
F1_Commercial_College_Existing_Space Heating_Natural Gas_Boiler_E5 | F1 | Commercial | College | Existing | Space Heating | Natural Gas | Boiler | E5 | RVT - Cost of Equipment | 0 | 0 | 0 | 0 | 0 | 0 | 0 | 0 | 0 | 0 | 0 | 0 | 0 | 0 | 0 | 0 | 0 | 0 | 0 | 0 | 0 | 0 | 0 | 0 | 0 | 0 | 0
F1_Commercial_College_Existing_Space Heating_Natural Gas_Boiler_E6 | F1 | Commercial | College | Existing | Space Heating | Natural Gas | Boiler | E6 | RVT - Cost of Equipment | 0 | 0 | 0 | 0 | 0 | 0 | 0 | 0 | 0 | 0 | 0 | 0 | 0 | 0 | 0 | 0 | 0 | 0 | 0 | 0 | 0 | 0 | 0 | 0 | 0 | 0 | 0
F1_Commercial_College_Existing_Space Heating_Natural Gas_Boiler_E7 | F1 | Commercial | College | Existing | Space Heating | Natural Gas | Boiler | E7 | RVT - Cost of Equipment | 0 | 0 | 0 | 0 | 0 | 0 | 0 | 0 | 0 | 0 | 0 | 0 | 0 | 0 | 0 | 0 | 0 | 0 | 0 | 0 | 0 | 0 | 0 | 0 | 0 | 0 | 0
F1_Commercial_College_Existing_Space Heating_Natural Gas_Boiler_E8 | F1 | Commercial | College | Existing | Space Heating | Natural Gas | Boiler | E8 | RVT - Cost of Equipment | 0 | 0 | 0 | 0 | 0 | 0 | 0 | 0 | 0 | 0 | 0 | 0 | 0 | 0 | 0 | 0 | 0 | 0 | 0 | 0 | 0 | 0 | 0 | 0 | 0 | 0 | 0
F1_Commercial_College_Existing_Space Heating_Natural Gas_Boiler_E9 | F1 | Commercial | College | Existing | Space Heating | Natural Gas | Boiler | E9 | RVT - Cost of Equipment | 0 | 0 | 0 | 0 | 0 | 0 | 0 | 0 | 0 | 0 | 0 | 0 | 0 | 0 | 0 | 0 | 0 | 0 | 0 | 0 | 0 | 0 | 0 | 0 | 0 | 0 | 0
F1_Commercial_College_Existing_Space Heating_Natural Gas_Boiler_E10 | F1 | Commercial | College | Existing | Space Heating | Natural Gas | Boiler | E10 | RVT - Cost of Equipment | 0 | 0 | 0 | 0 | 0 | 0 | 0 | 0 | 0 | 0 | 0 | 0 | 0 | 0 | 0 | 0 | 0 | 0 | 0 | 0 | 0 | 0 | 0 | 0 | 0 | 0 | 0
F2_Commercial_College_Existing_Space Heating_Natural Gas_Boiler_E1 | F2 | Commercial | College | Existing | Space Heating | Natural Gas | Boiler | E1 | RVT - Cost of Operation | 0 | 0 | 0 | 0 | 0 | 0 | 0 | 0 | 0 | 0 | 0 | 0 | 0 | 0 | 0 | 0 | 0 | 0 | 0 | 0 | 0 | 0 | 0 | 0 | 0 | 0 | 0
F2_Commercial_College_Existing_Space Heating_Natural Gas_Boiler_E2 | F2 | Commercial | College | Existing | Space Heating | Natural Gas | Boiler | E2 | RVT - Cost of Operation | 0 | 0 | 0 | 0 | 0 | 0 | 0 | 0 | 0 | 0 | 0 | 0 | 0 | 0 | 0 | 0 | 0 | 0 | 0 | 0 | 0 | 0 | 0 | 0 | 0 | 0 | 0
F2_Commercial_College_Existing_Space Heating_Natural Gas_Boiler_E3 | F2 | Commercial | College | Existing | Space Heating | Natural Gas | Boiler | E3 | RVT - Cost of Operation | 0 | 0 | 0 | 0 | 0 | 0 | 0 | 0 | 0 | 0 | 0 | 0 | 0 | 0 | 0 | 0 | 0 | 0 | 0 | 0 | 0 | 0 | 0 | 0 | 0 | 0 | 0
F2_Commercial_College_Existing_Space Heating_Natural Gas_Boiler_E4 | F2 | Commercial | College | Existing | Space Heating | Natural Gas | Boiler | E4 | RVT - Cost of Operation | 0 | 0 | 0 | 0 | 0 | 0 | 0 | 0 | 0 | 0 | 0 | 0 | 0 | 0 | 0 | 0 | 0 | 0 | 0 | 0 | 0 | 0 | 0 | 0 | 0 | 0 | 0
F2_Commercial_College_Existing_Space Heating_Natural Gas_Boiler_E5 | F2 | Commercial | College | Existing | Space Heating | Natural Gas | Boiler | E5 | RVT - Cost of Operation | 0 | 0 | 0 | 0 | 0 | 0 | 0 | 0 | 0 | 0 | 0 | 0 | 0 | 0 | 0 | 0 | 0 | 0 | 0 | 0 | 0 | 0 | 0 | 0 | 0 | 0 | 0
F2_Commercial_College_Existing_Space Heating_Natural Gas_Boiler_E6 | F2 | Commercial | College | Existing | Space Heating | Natural Gas | Boiler | E6 | RVT - Cost of Operation | 0 | 0 | 0 | 0 | 0 | 0 | 0 | 0 | 0 | 0 | 0 | 0 | 0 | 0 | 0 | 0 | 0 | 0 | 0 | 0 | 0 | 0 | 0 | 0 | 0 | 0 | 0
F2_Commercial_College_Existing_Space Heating_Natural Gas_Boiler_E7 | F2 | Commercial | College | Existing | Space Heating | Natural Gas | Boiler | E7 | RVT - Cost of Operation | 0 | 0 | 0 | 0 | 0 | 0 | 0 | 0 | 0 | 0 | 0 | 0 | 0 | 0 | 0 | 0 | 0 | 0 | 0 | 0 | 0 | 0 | 0 | 0 | 0 | 0 | 0
F2_Commercial_College_Existing_Space Heating_Natural Gas_Boiler_E8 | F2 | Commercial | College | Existing | Space Heating | Natural Gas | Boiler | E8 | RVT - Cost of Operation | 0 | 0 | 0 | 0 | 0 | 0 | 0 | 0 | 0 | 0 | 0 | 0 | 0 | 0 | 0 | 0 | 0 | 0 | 0 | 0 | 0 | 0 | 0 | 0 | 0 | 0 | 0
F2_Commercial_College_Existing_Space Heating_Natural Gas_Boiler_E9 | F2 | Commercial | College | Existing | Space Heating | Natural Gas | Boiler | E9 | RVT - Cost of Operation | 0 | 0 | 0 | 0 | 0 | 0 | 0 | 0 | 0 | 0 | 0 | 0 | 0 | 0 | 0 | 0 | 0 | 0 | 0 | 0 | 0 | 0 | 0 | 0 | 0 | 0 | 0
F2_Commercial_College_Existing_Space Heating_Natural Gas_Boiler_E10 | F2 | Commercial | College | Existing | Space Heating | Natural Gas | Boiler | E10 | RVT - Cost of Operation | 0 | 0 | 0 | 0 | 0 | 0 | 0 | 0 | 0 | 0 | 0 | 0 | 0 | 0 | 0 | 0 | 0 | 0 | 0 | 0 | 0 | 0 | 0 | 0 | 0 | 0 | 0
F3_Commercial_College_Existing_Space Heating_Natural Gas_Boiler_E1 | F3 | Commercial | College | Existing | Space Heating | Natural Gas | Boiler | E1 | System - kBTUs of Consumption | 51.4409 | 51.5788 | 51.5708 | 51.5708 | 51.5708 | 51.5708 | 51.5708 | 51.5708 | 51.5708 | 51.5708 | 51.5708 | 51.5708 | 51.5708 | 51.5708 | 51.5708 | 51.5708 | 51.5708 | 51.5708 | 51.5708 | 51.5708 | 51.5708 | 51.5708 | 51.5708 | 51.5708 | 51.5708 | 51.5708 | 51.5708
F3_Commercial_College_Existing_Space Heating_Natural Gas_Boiler_E2 | F3 | Commercial | College | Existing | Space Heating | Natural Gas | Boiler | E2 | System - kBTUs of Consumption | 48.415 | 48.5448 | 48.5372 | 48.5372 | 48.5372 | 48.5372 | 48.5372 | 48.5372 | 48.5372 | 48.5372 | 48.5372 | 48.5372 | 48.5372 | 48.5372 | 48.5372 | 48.5372 | 48.5372 | 48.5372 | 48.5372 | 48.5372 | 48.5372 | 48.5372 | 48.5372 | 48.5372 | 48.5372 | 48.5372 | 48.5372
F3_Commercial_College_Existing_Space Heating_Natural Gas_Boiler_E3 | F3 | Commercial | College | Existing | Space Heating | Natural Gas | Boiler | E3 | System - kBTUs of Consumption | 42.4255 | 42.5392 | 42.5326 | 42.5326 | 42.5326 | 42.5326 | 42.5326 | 42.5326 | 42.5326 | 42.5326 | 42.5326 | 42.5326 | 42.5326 | 42.5326 | 42.5326 | 42.5326 | 42.5326 | 42.5326 | 42.5326 | 42.5326 | 42.5326 | 42.5326 | 42.5326 | 42.5326 | 42.5326 | 42.5326 | 42.5326
F3_Commercial_College_Existing_Space Heating_Natural Gas_Boiler_E4 | F3 | Commercial | College | Existing | Space Heating | Natural Gas | Boiler | E4 | System - kBTUs of Consumption | 29.3453 | 29.4767 | 29.469 | 29.469 | 29.469 | 29.469 | 29.469 | 29.469 | 29.469 | 29.469 | 29.469 | 29.469 | 29.469 | 29.469 | 29.469 | 29.469 | 29.469 | 29.469 | 29.469 | 29.469 | 29.469 | 29.469 | 29.469 | 29.469 | 29.469 | 29.469 | 29.469
F3_Commercial_College_Existing_Space Heating_Natural Gas_Boiler_E5 | F3 | Commercial | College | Existing | Space Heating | Natural Gas | Boiler | E5 | System - kBTUs of Consumption | 0 | 0 | 0 | 0 | 0 | 0 | 0 | 0 | 0 | 0 | 0 | 0 | 0 | 0 | 0 | 0 | 0 | 0 | 0 | 0 | 0 | 0 | 0 | 0 | 0 | 0 | 0
F3_Commercial_College_Existing_Space Heating_Natural Gas_Boiler_E6 | F3 | Commercial | College | Existing | Space Heating | Natural Gas | Boiler | E6 | System - kBTUs of Consumption | 0 | 0 | 0 | 0 | 0 | 0 | 0 | 0 | 0 | 0 | 0 | 0 | 0 | 0 | 0 | 0 | 0 | 0 | 0 | 0 | 0 | 0 | 0 | 0 | 0 | 0 | 0
F3_Commercial_College_Existing_Space Heating_Natural Gas_Boiler_E7 | F3 | Commercial | College | Existing | Space Heating | Natural Gas | Boiler | E7 | System - kBTUs of Consumption | 0 | 0 | 0 | 0 | 0 | 0 | 0 | 0 | 0 | 0 | 0 | 0 | 0 | 0 | 0 | 0 | 0 | 0 | 0 | 0 | 0 | 0 | 0 | 0 | 0 | 0 | 0
F3_Commercial_College_Existing_Space Heating_Natural Gas_Boiler_E8 | F3 | Commercial | College | Existing | Space Heating | Natural Gas | Boiler | E8 | System - kBTUs of Consumption | 0 | 0 | 0 | 0 | 0 | 0 | 0 | 0 | 0 | 0 | 0 | 0 | 0 | 0 | 0 | 0 | 0 | 0 | 0 | 0 | 0 | 0 | 0 | 0 | 0 | 0 | 0
F3_Commercial_College_Existing_Space Heating_Natural Gas_Boiler_E9 | F3 | Commercial | College | Existing | Space Heating | Natural Gas | Boiler | E9 | System - kBTUs of Consumption | 0 | 0 | 0 | 0 | 0 | 0 | 0 | 0 | 0 | 0 | 0 | 0 | 0 | 0 | 0 | 0 | 0 | 0 | 0 | 0 | 0 | 0 | 0 | 0 | 0 | 0 | 0
F3_Commercial_College_Existing_Space Heating_Natural Gas_Boiler_E10 | F3 | Commercial | College | Existing | Space Heating | Natural Gas | Boiler | E10 | System - kBTUs of Consumption | 0 | 0 | 0 | 0 | 0 | 0 | 0 | 0 | 0 | 0 | 0 | 0 | 0 | 0 | 0 | 0 | 0 | 0 | 0 | 0 | 0 | 0 | 0 | 0 | 0 | 0 | 0
F4_Commercial_College_Existing_Space Heating_Natural Gas_Boiler_E1 | F4 | Commercial | College | Existing | Space Heating | Natural Gas | Boiler | E1 | Utility - Cost of Equipment | 0.3496 | 0.3496 | 0.3496 | 0.3496 | 0.3496 | 0.3496 | 0.3496 | 0.3496 | 0.3496 | 0.3496 | 0.3496 | 0.3496 | 0.3496 | 0.3496 | 0.3496 | 0.3496 | 0.3496 | 0.3496 | 0.3496 | 0.3496 | 0.3496 | 0.3496 | 0.3496 | 0.3496 | 0.3496 | 0.3496 | 0.3496
F4_Commercial_College_Existing_Space Heating_Natural Gas_Boiler_E2 | F4 | Commercial | College | Existing | Space Heating | Natural Gas | Boiler | E2 | Utility - Cost of Equipment | 0.39774 | 0.39774 | 0.39774 | 0.39774 | 0.39774 | 0.39774 | 0.39774 | 0.39774 | 0.39774 | 0.39774 | 0.39774 | 0.39774 | 0.39774 | 0.39774 | 0.39774 | 0.39774 | 0.39774 | 0.39774 | 0.39774 | 0.39774 | 0.39774 | 0.39774 | 0.39774 | 0.39774 | 0.39774 | 0.39774 | 0.39774
F4_Commercial_College_Existing_Space Heating_Natural Gas_Boiler_E3 | F4 | Commercial | College | Existing | Space Heating | Natural Gas | Boiler | E3 | Utility - Cost of Equipment | 0.49443 | 0.49443 | 0.49443 | 0.49443 | 0.49443 | 0.49443 | 0.49443 | 0.49443 | 0.49443 | 0.49443 | 0.49443 | 0.49443 | 0.49443 | 0.49443 | 0.49443 | 0.49443 | 0.49443 | 0.49443 | 0.49443 | 0.49443 | 0.49443 | 0.49443 | 0.49443 | 0.49443 | 0.49443 | 0.49443 | 0.49443
F4_Commercial_College_Existing_Space Heating_Natural Gas_Boiler_E4 | F4 | Commercial | College | Existing | Space Heating | Natural Gas | Boiler | E4 | Utility - Cost of Equipment | 1.844 | 1.844 | 1.844 | 1.844 | 1.844 | 1.844 | 1.844 | 1.844 | 1.844 | 1.844 | 1.844 | 1.844 | 1.844 | 1.844 | 1.844 | 1.844 | 1.844 | 1.844 | 1.844 | 1.844 | 1.844 | 1.844 | 1.844 | 1.844 | 1.844 | 1.844 | 1.844
F4_Commercial_College_Existing_Space Heating_Natural Gas_Boiler_E5 | F4 | Commercial | College | Existing | Space Heating | Natural Gas | Boiler | E5 | Utility - Cost of Equipment | 0 | 0 | 0 | 0 | 0 | 0 | 0 | 0 | 0 | 0 | 0 | 0 | 0 | 0 | 0 | 0 | 0 | 0 | 0 | 0 | 0 | 0 | 0 | 0 | 0 | 0 | 0
F4_Commercial_College_Existing_Space Heating_Natural Gas_Boiler_E6 | F4 | Commercial | College | Existing | Space Heating | Natural Gas | Boiler | E6 | Utility - Cost of Equipment | 0 | 0 | 0 | 0 | 0 | 0 | 0 | 0 | 0 | 0 | 0 | 0 | 0 | 0 | 0 | 0 | 0 | 0 | 0 | 0 | 0 | 0 | 0 | 0 | 0 | 0 | 0
F4_Commercial_College_Existing_Space Heating_Natural Gas_Boiler_E7 | F4 | Commercial | College | Existing | Space Heating | Natural Gas | Boiler | E7 | Utility - Cost of Equipment | 0 | 0 | 0 | 0 | 0 | 0 | 0 | 0 | 0 | 0 | 0 | 0 | 0 | 0 | 0 | 0 | 0 | 0 | 0 | 0 | 0 | 0 | 0 | 0 | 0 | 0 | 0
F4_Commercial_College_Existing_Space Heating_Natural Gas_Boiler_E8 | F4 | Commercial | College | Existing | Space Heating | Natural Gas | Boiler | E8 | Utility - Cost of Equipment | 0 | 0 | 0 | 0 | 0 | 0 | 0 | 0 | 0 | 0 | 0 | 0 | 0 | 0 | 0 | 0 | 0 | 0 | 0 | 0 | 0 | 0 | 0 | 0 | 0 | 0 | 0
F4_Commercial_College_Existing_Space Heating_Natural Gas_Boiler_E9 | F4 | Commercial | College | Existing | Space Heating | Natural Gas | Boiler | E9 | Utility - Cost of Equipment | 0 | 0 | 0 | 0 | 0 | 0 | 0 | 0 | 0 | 0 | 0 | 0 | 0 | 0 | 0 | 0 | 0 | 0 | 0 | 0 | 0 | 0 | 0 | 0 | 0 | 0 | 0
F4_Commercial_College_Existing_Space Heating_Natural Gas_Boiler_E10 | F4 | Commercial | College | Existing | Space Heating | Natural Gas | Boiler | E10 | Utility - Cost of Equipment | 0 | 0 | 0 | 0 | 0 | 0 | 0 | 0 | 0 | 0 | 0 | 0 | 0 | 0 | 0 | 0 | 0 | 0 | 0 | 0 | 0 | 0 | 0 | 0 | 0 | 0 | 0
F5_Commercial_College_Existing_Space Heating_Natural Gas_Boiler_E1 | F5 | Commercial | College | Existing | Space Heating | Natural Gas | Boiler | E1 | Utility - Cost of Operation | 0.74941 | 0.74429 | 0.73315 | 0.72109 | 0.71697 | 0.71574 | 0.71674 | 0.71854 | 0.72009 | 0.7209 | 0.72094 | 0.72013 | 0.71821 | 0.71466 | 0.70948 | 0.70297 | 0.69455 | 0.68459 | 0.67271 | 0.65851 | 0.64158 | 0.62234 | 0.60646 | 0.59654 | 0.59286 | 0.59577 | 0.59869
F5_Commercial_College_Existing_Space Heating_Natural Gas_Boiler_E2 | F5 | Commercial | College | Existing | Space Heating | Natural Gas | Boiler | E2 | Utility - Cost of Operation | 0.70533 | 0.70051 | 0.69002 | 0.67868 | 0.6748 | 0.67363 | 0.67458 | 0.67628 | 0.67773 | 0.6785 | 0.67854 | 0.67777 | 0.67596 | 0.67262 | 0.66775 | 0.66162 | 0.6537 | 0.64432 | 0.63314 | 0.61977 | 0.60384 | 0.58573 | 0.57079 | 0.56145 | 0.55799 | 0.56072 | 0.56347
F5_Commercial_College_Existing_Space Heating_Natural Gas_Boiler_E3 | F5 | Commercial | College | Existing | Space Heating | Natural Gas | Boiler | E3 | Utility - Cost of Operation | 0.61807 | 0.61385 | 0.60466 | 0.59472 | 0.59132 | 0.5903 | 0.59113 | 0.59261 | 0.59389 | 0.59456 | 0.59459 | 0.59392 | 0.59234 | 0.58941 | 0.58514 | 0.57977 | 0.57283 | 0.56461 | 0.55481 | 0.5431 | 0.52914 | 0.51327 | 0.50017 | 0.49199 | 0.48896 | 0.49136 | 0.49377
F5_Commercial_College_Existing_Space Heating_Natural Gas_Boiler_E4 | F5 | Commercial | College | Existing | Space Heating | Natural Gas | Boiler | E4 | Utility - Cost of Operation | 0.42283 | 0.42054 | 0.41458 | 0.40854 | 0.40866 | 0.41098 | 0.41485 | 0.41915 | 0.42302 | 0.42604 | 0.42807 | 0.42892 | 0.42829 | 0.42585 | 0.4218 | 0.41656 | 0.4099 | 0.40211 | 0.39292 | 0.38202 | 0.36912 | 0.35452 | 0.34238 | 0.33461 | 0.33141 | 0.33304 | 0.33467
F5_Commercial_College_Existing_Space Heating_Natural Gas_Boiler_E5 | F5 | Commercial | College | Existing | Space Heating | Natural Gas | Boiler | E5 | Utility - Cost of Operation | 0 | 0 | 0 | 0 | 0 | 0 | 0 | 0 | 0 | 0 | 0 | 0 | 0 | 0 | 0 | 0 | 0 | 0 | 0 | 0 | 0 | 0 | 0 | 0 | 0 | 0 | 0
F5_Commercial_College_Existing_Space Heating_Natural Gas_Boiler_E6 | F5 | Commercial | College | Existing | Space Heating | Natural Gas | Boiler | E6 | Utility - Cost of Operation | 0 | 0 | 0 | 0 | 0 | 0 | 0 | 0 | 0 | 0 | 0 | 0 | 0 | 0 | 0 | 0 | 0 | 0 | 0 | 0 | 0 | 0 | 0 | 0 | 0 | 0 | 0
F5_Commercial_College_Existing_Space Heating_Natural Gas_Boiler_E7 | F5 | Commercial | College | Existing | Space Heating | Natural Gas | Boiler | E7 | Utility - Cost of Operation | 0 | 0 | 0 | 0 | 0 | 0 | 0 | 0 | 0 | 0 | 0 | 0 | 0 | 0 | 0 | 0 | 0 | 0 | 0 | 0 | 0 | 0 | 0 | 0 | 0 | 0 | 0
F5_Commercial_College_Existing_Space Heating_Natural Gas_Boiler_E8 | F5 | Commercial | College | Existing | Space Heating | Natural Gas | Boiler | E8 | Utility - Cost of Operation | 0 | 0 | 0 | 0 | 0 | 0 | 0 | 0 | 0 | 0 | 0 | 0 | 0 | 0 | 0 | 0 | 0 | 0 | 0 | 0 | 0 | 0 | 0 | 0 | 0 | 0 | 0
F5_Commercial_College_Existing_Space Heating_Natural Gas_Boiler_E9 | F5 | Commercial | College | Existing | Space Heating | Natural Gas | Boiler | E9 | Utility - Cost of Operation | 0 | 0 | 0 | 0 | 0 | 0 | 0 | 0 | 0 | 0 | 0 | 0 | 0 | 0 | 0 | 0 | 0 | 0 | 0 | 0 | 0 | 0 | 0 | 0 | 0 | 0 | 0
F5_Commercial_College_Existing_Space Heating_Natural Gas_Boiler_E10 | F5 | Commercial | College | Existing | Space Heating | Natural Gas | Boiler | E10 | Utility - Cost of Operation | 0 | 0 | 0 | 0 | 0 | 0 | 0 | 0 | 0 | 0 | 0 | 0 | 0 | 0 | 0 | 0 | 0 | 0 | 0 | 0 | 0 | 0 | 0 | 0 | 0 | 0 | 0
F6_Commercial_College_Existing_Space Heating_Natural Gas_Boiler_E1 | F6 | Commercial | College | Existing | Space Heating | Natural Gas | Boiler | E1 | Utility - Value of Sales | 0 | 0 | 0 | 0 | 0 | 0 | 0 | 0 | 0 | 0 | 0 | 0 | 0 | 0 | 0 | 0 | 0 | 0 | 0 | 0 | 0 | 0 | 0 | 0 | 0 | 0 | 0
F6_Commercial_College_Existing_Space Heating_Natural Gas_Boiler_E2 | F6 | Commercial | College | Existing | Space Heating | Natural Gas | Boiler | E2 | Utility - Value of Sales | 0 | 0 | 0 | 0 | 0 | 0 | 0 | 0 | 0 | 0 | 0 | 0 | 0 | 0 | 0 | 0 | 0 | 0 | 0 | 0 | 0 | 0 | 0 | 0 | 0 | 0 | 0
F6_Commercial_College_Existing_Space Heating_Natural Gas_Boiler_E3 | F6 | Commercial | College | Existing | Space Heating | Natural Gas | Boiler | E3 | Utility - Value of Sales | 0 | 0 | 0 | 0 | 0 | 0 | 0 | 0 | 0 | 0 | 0 | 0 | 0 | 0 | 0 | 0 | 0 | 0 | 0 | 0 | 0 | 0 | 0 | 0 | 0 | 0 | 0
F6_Commercial_College_Existing_Space Heating_Natural Gas_Boiler_E4 | F6 | Commercial | College | Existing | Space Heating | Natural Gas | Boiler | E4 | Utility - Value of Sales | 0 | 0 | 0 | 0 | 0 | 0 | 0 | 0 | 0 | 0 | 0 | 0 | 0 | 0 | 0 | 0 | 0 | 0 | 0 | 0 | 0 | 0 | 0 | 0 | 0 | 0 | 0
F6_Commercial_College_Existing_Space Heating_Natural Gas_Boiler_E5 | F6 | Commercial | College | Existing | Space Heating | Natural Gas | Boiler | E5 | Utility - Value of Sales | 0 | 0 | 0 | 0 | 0 | 0 | 0 | 0 | 0 | 0 | 0 | 0 | 0 | 0 | 0 | 0 | 0 | 0 | 0 | 0 | 0 | 0 | 0 | 0 | 0 | 0 | 0
F6_Commercial_College_Existing_Space Heating_Natural Gas_Boiler_E6 | F6 | Commercial | College | Existing | Space Heating | Natural Gas | Boiler | E6 | Utility - Value of Sales | 0 | 0 | 0 | 0 | 0 | 0 | 0 | 0 | 0 | 0 | 0 | 0 | 0 | 0 | 0 | 0 | 0 | 0 | 0 | 0 | 0 | 0 | 0 | 0 | 0 | 0 | 0
F6_Commercial_College_Existing_Space Heating_Natural Gas_Boiler_E7 | F6 | Commercial | College | Existing | Space Heating | Natural Gas | Boiler | E7 | Utility - Value of Sales | 0 | 0 | 0 | 0 | 0 | 0 | 0 | 0 | 0 | 0 | 0 | 0 | 0 | 0 | 0 | 0 | 0 | 0 | 0 | 0 | 0 | 0 | 0 | 0 | 0 | 0 | 0
F6_Commercial_College_Existing_Space Heating_Natural Gas_Boiler_E8 | F6 | Commercial | College | Existing | Space Heating | Natural Gas | Boiler | E8 | Utility - Value of Sales | 0 | 0 | 0 | 0 | 0 | 0 | 0 | 0 | 0 | 0 | 0 | 0 | 0 | 0 | 0 | 0 | 0 | 0 | 0 | 0 | 0 | 0 | 0 | 0 | 0 | 0 | 0
F6_Commercial_College_Existing_Space Heating_Natural Gas_Boiler_E9 | F6 | Commercial | College | Existing | Space Heating | Natural Gas | Boiler | E9 | Utility - Value of Sales | 0 | 0 | 0 | 0 | 0 | 0 | 0 | 0 | 0 | 0 | 0 | 0 | 0 | 0 | 0 | 0 | 0 | 0 | 0 | 0 | 0 | 0 | 0 | 0 | 0 | 0 | 0
F6_Commercial_College_Existing_Space Heating_Natural Gas_Boiler_E10 | F6 | Commercial | College | Existing | Space Heating | Natural Gas | Boiler | E10 | Utility - Value of Sales | 0 | 0 | 0 | 0 | 0 | 0 | 0 | 0 | 0 | 0 | 0 | 0 | 0 | 0 | 0 | 0 | 0 | 0 | 0 | 0 | 0 | 0 | 0 | 0 | 0 | 0 | 0
F1_Commercial_College_Existing_Space Heating_Natural Gas_Unit Heater_E1 | F1 | Commercial | College | Existing | Space Heating | Natural Gas | Unit Heater | E1 | RVT - Cost of Equipment | 0.0056559 | 0.0056559 | 0.0056559 | 0.0056559 | 0.0056559 | 0.0056559 | 0.0056559 | 0.0056559 | 0.0056559 | 0.0056559 | 0.0056559 | 0.0056559 | 0.0056559 | 0.0056559 | 0.0056559 | 0.0056559 | 0.0056559 | 0.0056559 | 0.0056559 | 0.0056559 | 0.0056559 | 0.0056559 | 0.0056559 | 0.0056559 | 0.0056559 | 0.0056559 | 0.0056559
F1_Commercial_College_Existing_Space Heating_Natural Gas_Unit Heater_E2 | F1 | Commercial | College | Existing | Space Heating | Natural Gas | Unit Heater | E2 | RVT - Cost of Equipment | 0.0067441 | 0.0067441 | 0.0067441 | 0.0067441 | 0.0067441 | 0.0067441 | 0.0067441 | 0.0067441 | 0.0067441 | 0.0067441 | 0.0067441 | 0.0067441 | 0.0067441 | 0.0067441 | 0.0067441 | 0.0067441 | 0.0067441 | 0.0067441 | 0.0067441 | 0.0067441 | 0.0067441 | 0.0067441 | 0.0067441 | 0.0067441 | 0.0067441 | 0.0067441 | 0.0067441
F1_Commercial_College_Existing_Space Heating_Natural Gas_Unit Heater_E3 | F1 | Commercial | College | Existing | Space Heating | Natural Gas | Unit Heater | E3 | RVT - Cost of Equipment | 0.0073933 | 0.0073933 | 0.0073933 | 0.0073933 | 0.0073933 | 0.0073933 | 0.0073933 | 0.0073933 | 0.0073933 | 0.0073933 | 0.0073933 | 0.0073933 | 0.0073933 | 0.0073933 | 0.0073933 | 0.0073933 | 0.0073933 | 0.0073933 | 0.0073933 | 0.0073933 | 0.0073933 | 0.0073933 | 0.0073933 | 0.0073933 | 0.0073933 | 0.0073933 | 0.0073933
F1_Commercial_College_Existing_Space Heating_Natural Gas_Unit Heater_E4 | F1 | Commercial | College | Existing | Space Heating | Natural Gas | Unit Heater | E4 | RVT - Cost of Equipment | 0 | 0 | 0 | 0 | 0 | 0 | 0 | 0 | 0 | 0 | 0 | 0 | 0 | 0 | 0 | 0 | 0 | 0 | 0 | 0 | 0 | 0 | 0 | 0 | 0 | 0 | 0
F1_Commercial_College_Existing_Space Heating_Natural Gas_Unit Heater_E5 | F1 | Commercial | College | Existing | Space Heating | Natural Gas | Unit Heater | E5 | RVT - Cost of Equipment | 0 | 0 | 0 | 0 | 0 | 0 | 0 | 0 | 0 | 0 | 0 | 0 | 0 | 0 | 0 | 0 | 0 | 0 | 0 | 0 | 0 | 0 | 0 | 0 | 0 | 0 | 0
F1_Commercial_College_Existing_Space Heating_Natural Gas_Unit Heater_E6 | F1 | Commercial | College | Existing | Space Heating | Natural Gas | Unit Heater | E6 | RVT - Cost of Equipment | 0 | 0 | 0 | 0 | 0 | 0 | 0 | 0 | 0 | 0 | 0 | 0 | 0 | 0 | 0 | 0 | 0 | 0 | 0 | 0 | 0 | 0 | 0 | 0 | 0 | 0 | 0
F1_Commercial_College_Existing_Space Heating_Natural Gas_Unit Heater_E7 | F1 | Commercial | College | Existing | Space Heating | Natural Gas | Unit Heater | E7 | RVT - Cost of Equipment | 0 | 0 | 0 | 0 | 0 | 0 | 0 | 0 | 0 | 0 | 0 | 0 | 0 | 0 | 0 | 0 | 0 | 0 | 0 | 0 | 0 | 0 | 0 | 0 | 0 | 0 | 0
F1_Commercial_College_Existing_Space Heating_Natural Gas_Unit Heater_E8 | F1 | Commercial | College | Existing | Space Heating | Natural Gas | Unit Heater | E8 | RVT - Cost of Equipment | 0 | 0 | 0 | 0 | 0 | 0 | 0 | 0 | 0 | 0 | 0 | 0 | 0 | 0 | 0 | 0 | 0 | 0 | 0 | 0 | 0 | 0 | 0 | 0 | 0 | 0 | 0
F1_Commercial_College_Existing_Space Heating_Natural Gas_Unit Heater_E9 | F1 | Commercial | College | Existing | Space Heating | Natural Gas | Unit Heater | E9 | RVT - Cost of Equipment | 0 | 0 | 0 | 0 | 0 | 0 | 0 | 0 | 0 | 0 | 0 | 0 | 0 | 0 | 0 | 0 | 0 | 0 | 0 | 0 | 0 | 0 | 0 | 0 | 0 | 0 | 0
F1_Commercial_College_Existing_Space Heating_Natural Gas_Unit Heater_E10 | F1 | Commercial | College | Existing | Space Heating | Natural Gas | Unit Heater | E10 | RVT - Cost of Equipment | 0 | 0 | 0 | 0 | 0 | 0 | 0 | 0 | 0 | 0 | 0 | 0 | 0 | 0 | 0 | 0 | 0 | 0 | 0 | 0 | 0 | 0 | 0 | 0 | 0 | 0 | 0
F2_Commercial_College_Existing_Space Heating_Natural Gas_Unit Heater_E1 | F2 | Commercial | College | Existing | Space Heating | Natural Gas | Unit Heater | E1 | RVT - Cost of Operation | 0 | 0 | 0 | 0 | 0 | 0 | 0 | 0 | 0 | 0 | 0 | 0 | 0 | 0 | 0 | 0 | 0 | 0 | 0 | 0 | 0 | 0 | 0 | 0 | 0 | 0 | 0
F2_Commercial_College_Existing_Space Heating_Natural Gas_Unit Heater_E2 | F2 | Commercial | College | Existing | Space Heating | Natural Gas | Unit Heater | E2 | RVT - Cost of Operation | 0 | 0 | 0 | 0 | 0 | 0 | 0 | 0 | 0 | 0 | 0 | 0 | 0 | 0 | 0 | 0 | 0 | 0 | 0 | 0 | 0 | 0 | 0 | 0 | 0 | 0 | 0
F2_Commercial_College_Existing_Space Heating_Natural Gas_Unit Heater_E3 | F2 | Commercial | College | Existing | Space Heating | Natural Gas | Unit Heater | E3 | RVT - Cost of Operation | 0 | 0 | 0 | 0 | 0 | 0 | 0 | 0 | 0 | 0 | 0 | 0 | 0 | 0 | 0 | 0 | 0 | 0 | 0 | 0 | 0 | 0 | 0 | 0 | 0 | 0 | 0
F2_Commercial_College_Existing_Space Heating_Natural Gas_Unit Heater_E4 | F2 | Commercial | College | Existing | Space Heating | Natural Gas | Unit Heater | E4 | RVT - Cost of Operation | 0 | 0 | 0 | 0 | 0 | 0 | 0 | 0 | 0 | 0 | 0 | 0 | 0 | 0 | 0 | 0 | 0 | 0 | 0 | 0 | 0 | 0 | 0 | 0 | 0 | 0 | 0
F2_Commercial_College_Existing_Space Heating_Natural Gas_Unit Heater_E5 | F2 | Commercial | College | Existing | Space Heating | Natural Gas | Unit Heater | E5 | RVT - Cost of Operation | 0 | 0 | 0 | 0 | 0 | 0 | 0 | 0 | 0 | 0 | 0 | 0 | 0 | 0 | 0 | 0 | 0 | 0 | 0 | 0 | 0 | 0 | 0 | 0 | 0 | 0 | 0
F2_Commercial_College_Existing_Space Heating_Natural Gas_Unit Heater_E6 | F2 | Commercial | College | Existing | Space Heating | Natural Gas | Unit Heater | E6 | RVT - Cost of Operation | 0 | 0 | 0 | 0 | 0 | 0 | 0 | 0 | 0 | 0 | 0 | 0 | 0 | 0 | 0 | 0 | 0 | 0 | 0 | 0 | 0 | 0 | 0 | 0 | 0 | 0 | 0
F2_Commercial_College_Existing_Space Heating_Natural Gas_Unit Heater_E7 | F2 | Commercial | College | Existing | Space Heating | Natural Gas | Unit Heater | E7 | RVT - Cost of Operation | 0 | 0 | 0 | 0 | 0 | 0 | 0 | 0 | 0 | 0 | 0 | 0 | 0 | 0 | 0 | 0 | 0 | 0 | 0 | 0 | 0 | 0 | 0 | 0 | 0 | 0 | 0
F2_Commercial_College_Existing_Space Heating_Natural Gas_Unit Heater_E8 | F2 | Commercial | College | Existing | Space Heating | Natural Gas | Unit Heater | E8 | RVT - Cost of Operation | 0 | 0 | 0 | 0 | 0 | 0 | 0 | 0 | 0 | 0 | 0 | 0 | 0 | 0 | 0 | 0 | 0 | 0 | 0 | 0 | 0 | 0 | 0 | 0 | 0 | 0 | 0
F2_Commercial_College_Existing_Space Heating_Natural Gas_Unit Heater_E9 | F2 | Commercial | College | Existing | Space Heating | Natural Gas | Unit Heater | E9 | RVT - Cost of Operation | 0 | 0 | 0 | 0 | 0 | 0 | 0 | 0 | 0 | 0 | 0 | 0 | 0 | 0 | 0 | 0 | 0 | 0 | 0 | 0 | 0 | 0 | 0 | 0 | 0 | 0 | 0
F2_Commercial_College_Existing_Space Heating_Natural Gas_Unit Heater_E10 | F2 | Commercial | College | Existing | Space Heating | Natural Gas | Unit Heater | E10 | RVT - Cost of Operation | 0 | 0 | 0 | 0 | 0 | 0 | 0 | 0 | 0 | 0 | 0 | 0 | 0 | 0 | 0 | 0 | 0 | 0 | 0 | 0 | 0 | 0 | 0 | 0 | 0 | 0 | 0
F3_Commercial_College_Existing_Space Heating_Natural Gas_Unit Heater_E1 | F3 | Commercial | College | Existing | Space Heating | Natural Gas | Unit Heater | E1 | System - kBTUs of Consumption | 12.2037 | 12.2446 | 12.2422 | 12.2422 | 12.2422 | 12.2422 | 12.2422 | 12.2422 | 12.2422 | 12.2422 | 12.2422 | 12.2422 | 12.2422 | 12.2422 | 12.2422 | 12.2422 | 12.2422 | 12.2422 | 12.2422 | 12.2422 | 12.2422 | 12.2422 | 12.2422 | 12.2422 | 12.2422 | 12.2422 | 12.2422
F3_Commercial_College_Existing_Space Heating_Natural Gas_Unit Heater_E2 | F3 | Commercial | College | Existing | Space Heating | Natural Gas | Unit Heater | E2 | System - kBTUs of Consumption | 10.8542 | 10.8906 | 10.8885 | 10.8885 | 10.8885 | 10.8885 | 10.8885 | 10.8885 | 10.8885 | 10.8885 | 10.8885 | 10.8885 | 10.8885 | 10.8885 | 10.8885 | 10.8885 | 10.8885 | 10.8885 | 10.8885 | 10.8885 | 10.8885 | 10.8885 | 10.8885 | 10.8885 | 10.8885 | 10.8885 | 10.8885
F3_Commercial_College_Existing_Space Heating_Natural Gas_Unit Heater_E3 | F3 | Commercial | College | Existing | Space Heating | Natural Gas | Unit Heater | E3 | System - kBTUs of Consumption | 10.7842 | 10.8325 | 10.8296 | 10.8296 | 10.8296 | 10.8296 | 10.8296 | 10.8296 | 10.8296 | 10.8296 | 10.8296 | 10.8296 | 10.8296 | 10.8296 | 10.8296 | 10.8296 | 10.8296 | 10.8296 | 10.8296 | 10.8296 | 10.8296 | 10.8296 | 10.8296 | 10.8296 | 10.8296 | 10.8296 | 10.8296
F3_Commercial_College_Existing_Space Heating_Natural Gas_Unit Heater_E4 | F3 | Commercial | College | Existing | Space Heating | Natural Gas | Unit Heater | E4 | System - kBTUs of Consumption | 0 | 0 | 0 | 0 | 0 | 0 | 0 | 0 | 0 | 0 | 0 | 0 | 0 | 0 | 0 | 0 | 0 | 0 | 0 | 0 | 0 | 0 | 0 | 0 | 0 | 0 | 0
F3_Commercial_College_Existing_Space Heating_Natural Gas_Unit Heater_E5 | F3 | Commercial | College | Existing | Space Heating | Natural Gas | Unit Heater | E5 | System - kBTUs of Consumption | 0 | 0 | 0 | 0 | 0 | 0 | 0 | 0 | 0 | 0 | 0 | 0 | 0 | 0 | 0 | 0 | 0 | 0 | 0 | 0 | 0 | 0 | 0 | 0 | 0 | 0 | 0
F3_Commercial_College_Existing_Space Heating_Natural Gas_Unit Heater_E6 | F3 | Commercial | College | Existing | Space Heating | Natural Gas | Unit Heater | E6 | System - kBTUs of Consumption | 0 | 0 | 0 | 0 | 0 | 0 | 0 | 0 | 0 | 0 | 0 | 0 | 0 | 0 | 0 | 0 | 0 | 0 | 0 | 0 | 0 | 0 | 0 | 0 | 0 | 0 | 0
F3_Commercial_College_Existing_Space Heating_Natural Gas_Unit Heater_E7 | F3 | Commercial | College | Existing | Space Heating | Natural Gas | Unit Heater | E7 | System - kBTUs of Consumption | 0 | 0 | 0 | 0 | 0 | 0 | 0 | 0 | 0 | 0 | 0 | 0 | 0 | 0 | 0 | 0 | 0 | 0 | 0 | 0 | 0 | 0 | 0 | 0 | 0 | 0 | 0
F3_Commercial_College_Existing_Space Heating_Natural Gas_Unit Heater_E8 | F3 | Commercial | College | Existing | Space Heating | Natural Gas | Unit Heater | E8 | System - kBTUs of Consumption | 0 | 0 | 0 | 0 | 0 | 0 | 0 | 0 | 0 | 0 | 0 | 0 | 0 | 0 | 0 | 0 | 0 | 0 | 0 | 0 | 0 | 0 | 0 | 0 | 0 | 0 | 0
F3_Commercial_College_Existing_Space Heating_Natural Gas_Unit Heater_E9 | F3 | Commercial | College | Existing | Space Heating | Natural Gas | Unit Heater | E9 | System - kBTUs of Consumption | 0 | 0 | 0 | 0 | 0 | 0 | 0 | 0 | 0 | 0 | 0 | 0 | 0 | 0 | 0 | 0 | 0 | 0 | 0 | 0 | 0 | 0 | 0 | 0 | 0 | 0 | 0
F3_Commercial_College_Existing_Space Heating_Natural Gas_Unit Heater_E10 | F3 | Commercial | College | Existing | Space Heating | Natural Gas | Unit Heater | E10 | System - kBTUs of Consumption | 0 | 0 | 0 | 0 | 0 | 0 | 0 | 0 | 0 | 0 | 0 | 0 | 0 | 0 | 0 | 0 | 0 | 0 | 0 | 0 | 0 | 0 | 0 | 0 | 0 | 0 | 0
F4_Commercial_College_Existing_Space Heating_Natural Gas_Unit Heater_E1 | F4 | Commercial | College | Existing | Space Heating | Natural Gas | Unit Heater | E1 | Utility - Cost of Equipment | 0.0056559 | 0.0056559 | 0.0056559 | 0.0056559 | 0.0056559 | 0.0056559 | 0.0056559 | 0.0056559 | 0.0056559 | 0.0056559 | 0.0056559 | 0.0056559 | 0.0056559 | 0.0056559 | 0.0056559 | 0.0056559 | 0.0056559 | 0.0056559 | 0.0056559 | 0.0056559 | 0.0056559 | 0.0056559 | 0.0056559 | 0.0056559 | 0.0056559 | 0.0056559 | 0.0056559
F4_Commercial_College_Existing_Space Heating_Natural Gas_Unit Heater_E2 | F4 | Commercial | College | Existing | Space Heating | Natural Gas | Unit Heater | E2 | Utility - Cost of Equipment | 0.0067441 | 0.0067441 | 0.0067441 | 0.0067441 | 0.0067441 | 0.0067441 | 0.0067441 | 0.0067441 | 0.0067441 | 0.0067441 | 0.0067441 | 0.0067441 | 0.0067441 | 0.0067441 | 0.0067441 | 0.0067441 | 0.0067441 | 0.0067441 | 0.0067441 | 0.0067441 | 0.0067441 | 0.0067441 | 0.0067441 | 0.0067441 | 0.0067441 | 0.0067441 | 0.0067441
F4_Commercial_College_Existing_Space Heating_Natural Gas_Unit Heater_E3 | F4 | Commercial | College | Existing | Space Heating | Natural Gas | Unit Heater | E3 | Utility - Cost of Equipment | 0.0073933 | 0.0073933 | 0.0073933 | 0.0073933 | 0.0073933 | 0.0073933 | 0.0073933 | 0.0073933 | 0.0073933 | 0.0073933 | 0.0073933 | 0.0073933 | 0.0073933 | 0.0073933 | 0.0073933 | 0.0073933 | 0.0073933 | 0.0073933 | 0.0073933 | 0.0073933 | 0.0073933 | 0.0073933 | 0.0073933 | 0.0073933 | 0.0073933 | 0.0073933 | 0.0073933
F4_Commercial_College_Existing_Space Heating_Natural Gas_Unit Heater_E4 | F4 | Commercial | College | Existing | Space Heating | Natural Gas | Unit Heater | E4 | Utility - Cost of Equipment | 0 | 0 | 0 | 0 | 0 | 0 | 0 | 0 | 0 | 0 | 0 | 0 | 0 | 0 | 0 | 0 | 0 | 0 | 0 | 0 | 0 | 0 | 0 | 0 | 0 | 0 | 0
F4_Commercial_College_Existing_Space Heating_Natural Gas_Unit Heater_E5 | F4 | Commercial | College | Existing | Space Heating | Natural Gas | Unit Heater | E5 | Utility - Cost of Equipment | 0 | 0 | 0 | 0 | 0 | 0 | 0 | 0 | 0 | 0 | 0 | 0 | 0 | 0 | 0 | 0 | 0 | 0 | 0 | 0 | 0 | 0 | 0 | 0 | 0 | 0 | 0
F4_Commercial_College_Existing_Space Heating_Natural Gas_Unit Heater_E6 | F4 | Commercial | College | Existing | Space Heating | Natural Gas | Unit Heater | E6 | Utility - Cost of Equipment | 0 | 0 | 0 | 0 | 0 | 0 | 0 | 0 | 0 | 0 | 0 | 0 | 0 | 0 | 0 | 0 | 0 | 0 | 0 | 0 | 0 | 0 | 0 | 0 | 0 | 0 | 0
F4_Commercial_College_Existing_Space Heating_Natural Gas_Unit Heater_E7 | F4 | Commercial | College | Existing | Space Heating | Natural Gas | Unit Heater | E7 | Utility - Cost of Equipment | 0 | 0 | 0 | 0 | 0 | 0 | 0 | 0 | 0 | 0 | 0 | 0 | 0 | 0 | 0 | 0 | 0 | 0 | 0 | 0 | 0 | 0 | 0 | 0 | 0 | 0 | 0
F4_Commercial_College_Existing_Space Heating_Natural Gas_Unit Heater_E8 | F4 | Commercial | College | Existing | Space Heating | Natural Gas | Unit Heater | E8 | Utility - Cost of Equipment | 0 | 0 | 0 | 0 | 0 | 0 | 0 | 0 | 0 | 0 | 0 | 0 | 0 | 0 | 0 | 0 | 0 | 0 | 0 | 0 | 0 | 0 | 0 | 0 | 0 | 0 | 0
F4_Commercial_College_Existing_Space Heating_Natural Gas_Unit Heater_E9 | F4 | Commercial | College | Existing | Space Heating | Natural Gas | Unit Heater | E9 | Utility - Cost of Equipment | 0 | 0 | 0 | 0 | 0 | 0 | 0 | 0 | 0 | 0 | 0 | 0 | 0 | 0 | 0 | 0 | 0 | 0 | 0 | 0 | 0 | 0 | 0 | 0 | 0 | 0 | 0
F4_Commercial_College_Existing_Space Heating_Natural Gas_Unit Heater_E10 | F4 | Commercial | College | Existing | Space Heating | Natural Gas | Unit Heater | E10 | Utility - Cost of Equipment | 0 | 0 | 0 | 0 | 0 | 0 | 0 | 0 | 0 | 0 | 0 | 0 | 0 | 0 | 0 | 0 | 0 | 0 | 0 | 0 | 0 | 0 | 0 | 0 | 0 | 0 | 0
F5_Commercial_College_Existing_Space Heating_Natural Gas_Unit Heater_E1 | F5 | Commercial | College | Existing | Space Heating | Natural Gas | Unit Heater | E1 | Utility - Cost of Operation | 0.17779 | 0.17695 | 0.17462 | 0.1721 | 0.17166 | 0.17189 | 0.17258 | 0.1733 | 0.1738 | 0.174 | 0.17394 | 0.17365 | 0.17308 | 0.17208 | 0.17065 | 0.16888 | 0.1666 | 0.16393 | 0.16075 | 0.15696 | 0.15246 | 0.14735 | 0.14313 | 0.14046 | 0.13942 | 0.14011 | 0.14079
F5_Commercial_College_Existing_Space Heating_Natural Gas_Unit Heater_E2 | F5 | Commercial | College | Existing | Space Heating | Natural Gas | Unit Heater | E2 | Utility - Cost of Operation | 0.15813 | 0.15739 | 0.15531 | 0.15307 | 0.15267 | 0.15289 | 0.15349 | 0.15413 | 0.15458 | 0.15476 | 0.1547 | 0.15445 | 0.15394 | 0.15305 | 0.15178 | 0.1502 | 0.14818 | 0.1458 | 0.14297 | 0.1396 | 0.1356 | 0.13106 | 0.1273 | 0.12493 | 0.12401 | 0.12461 | 0.12522
F5_Commercial_College_Existing_Space Heating_Natural Gas_Unit Heater_E3 | F5 | Commercial | College | Existing | Space Heating | Natural Gas | Unit Heater | E3 | Utility - Cost of Operation | 0.15539 | 0.15454 | 0.15236 | 0.15014 | 0.15018 | 0.15103 | 0.15246 | 0.15403 | 0.15546 | 0.15657 | 0.15731 | 0.15763 | 0.15739 | 0.1565 | 0.15501 | 0.15308 | 0.15064 | 0.14777 | 0.14439 | 0.14039 | 0.13565 | 0.13028 | 0.12582 | 0.12297 | 0.12179 | 0.12239 | 0.12299
F5_Commercial_College_Existing_Space Heating_Natural Gas_Unit Heater_E4 | F5 | Commercial | College | Existing | Space Heating | Natural Gas | Unit Heater | E4 | Utility - Cost of Operation | 0 | 0 | 0 | 0 | 0 | 0 | 0 | 0 | 0 | 0 | 0 | 0 | 0 | 0 | 0 | 0 | 0 | 0 | 0 | 0 | 0 | 0 | 0 | 0 | 0 | 0 | 0
F5_Commercial_College_Existing_Space Heating_Natural Gas_Unit Heater_E5 | F5 | Commercial | College | Existing | Space Heating | Natural Gas | Unit Heater | E5 | Utility - Cost of Operation | 0 | 0 | 0 | 0 | 0 | 0 | 0 | 0 | 0 | 0 | 0 | 0 | 0 | 0 | 0 | 0 | 0 | 0 | 0 | 0 | 0 | 0 | 0 | 0 | 0 | 0 | 0
F5_Commercial_College_Existing_Space Heating_Natural Gas_Unit Heater_E6 | F5 | Commercial | College | Existing | Space Heating | Natural Gas | Unit Heater | E6 | Utility - Cost of Operation | 0 | 0 | 0 | 0 | 0 | 0 | 0 | 0 | 0 | 0 | 0 | 0 | 0 | 0 | 0 | 0 | 0 | 0 | 0 | 0 | 0 | 0 | 0 | 0 | 0 | 0 | 0
F5_Commercial_College_Existing_Space Heating_Natural Gas_Unit Heater_E7 | F5 | Commercial | College | Existing | Space Heating | Natural Gas | Unit Heater | E7 | Utility - Cost of Operation | 0 | 0 | 0 | 0 | 0 | 0 | 0 | 0 | 0 | 0 | 0 | 0 | 0 | 0 | 0 | 0 | 0 | 0 | 0 | 0 | 0 | 0 | 0 | 0 | 0 | 0 | 0
F5_Commercial_College_Existing_Space Heating_Natural Gas_Unit Heater_E8 | F5 | Commercial | College | Existing | Space Heating | Natural Gas | Unit Heater | E8 | Utility - Cost of Operation | 0 | 0 | 0 | 0 | 0 | 0 | 0 | 0 | 0 | 0 | 0 | 0 | 0 | 0 | 0 | 0 | 0 | 0 | 0 | 0 | 0 | 0 | 0 | 0 | 0 | 0 | 0
F5_Commercial_College_Existing_Space Heating_Natural Gas_Unit Heater_E9 | F5 | Commercial | College | Existing | Space Heating | Natural Gas | Unit Heater | E9 | Utility - Cost of Operation | 0 | 0 | 0 | 0 | 0 | 0 | 0 | 0 | 0 | 0 | 0 | 0 | 0 | 0 | 0 | 0 | 0 | 0 | 0 | 0 | 0 | 0 | 0 | 0 | 0 | 0 | 0
F5_Commercial_College_Existing_Space Heating_Natural Gas_Unit Heater_E10 | F5 | Commercial | College | Existing | Space Heating | Natural Gas | Unit Heater | E10 | Utility - Cost of Operation | 0 | 0 | 0 | 0 | 0 | 0 | 0 | 0 | 0 | 0 | 0 | 0 | 0 | 0 | 0 | 0 | 0 | 0 | 0 | 0 | 0 | 0 | 0 | 0 | 0 | 0 | 0
F6_Commercial_College_Existing_Space Heating_Natural Gas_Unit Heater_E1 | F6 | Commercial | College | Existing | Space Heating | Natural Gas | Unit Heater | E1 | Utility - Value of Sales | 0 | 0 | 0 | 0 | 0 | 0 | 0 | 0 | 0 | 0 | 0 | 0 | 0 | 0 | 0 | 0 | 0 | 0 | 0 | 0 | 0 | 0 | 0 | 0 | 0 | 0 | 0
F6_Commercial_College_Existing_Space Heating_Natural Gas_Unit Heater_E2 | F6 | Commercial | College | Existing | Space Heating | Natural Gas | Unit Heater | E2 | Utility - Value of Sales | 0 | 0 | 0 | 0 | 0 | 0 | 0 | 0 | 0 | 0 | 0 | 0 | 0 | 0 | 0 | 0 | 0 | 0 | 0 | 0 | 0 | 0 | 0 | 0 | 0 | 0 | 0
F6_Commercial_College_Existing_Space Heating_Natural Gas_Unit Heater_E3 | F6 | Commercial | College | Existing | Space Heating | Natural Gas | Unit Heater | E3 | Utility - Value of Sales | 0 | 0 | 0 | 0 | 0 | 0 | 0 | 0 | 0 | 0 | 0 | 0 | 0 | 0 | 0 | 0 | 0 | 0 | 0 | 0 | 0 | 0 | 0 | 0 | 0 | 0 | 0
F6_Commercial_College_Existing_Space Heating_Natural Gas_Unit Heater_E4 | F6 | Commercial | College | Existing | Space Heating | Natural Gas | Unit Heater | E4 | Utility - Value of Sales | 0 | 0 | 0 | 0 | 0 | 0 | 0 | 0 | 0 | 0 | 0 | 0 | 0 | 0 | 0 | 0 | 0 | 0 | 0 | 0 | 0 | 0 | 0 | 0 | 0 | 0 | 0
F6_Commercial_College_Existing_Space Heating_Natural Gas_Unit Heater_E5 | F6 | Commercial | College | Existing | Space Heating | Natural Gas | Unit Heater | E5 | Utility - Value of Sales | 0 | 0 | 0 | 0 | 0 | 0 | 0 | 0 | 0 | 0 | 0 | 0 | 0 | 0 | 0 | 0 | 0 | 0 | 0 | 0 | 0 | 0 | 0 | 0 | 0 | 0 | 0
F6_Commercial_College_Existing_Space Heating_Natural Gas_Unit Heater_E6 | F6 | Commercial | College | Existing | Space Heating | Natural Gas | Unit Heater | E6 | Utility - Value of Sales | 0 | 0 | 0 | 0 | 0 | 0 | 0 | 0 | 0 | 0 | 0 | 0 | 0 | 0 | 0 | 0 | 0 | 0 | 0 | 0 | 0 | 0 | 0 | 0 | 0 | 0 | 0
F6_Commercial_College_Existing_Space Heating_Natural Gas_Unit Heater_E7 | F6 | Commercial | College | Existing | Space Heating | Natural Gas | Unit Heater | E7 | Utility - Value of Sales | 0 | 0 | 0 | 0 | 0 | 0 | 0 | 0 | 0 | 0 | 0 | 0 | 0 | 0 | 0 | 0 | 0 | 0 | 0 | 0 | 0 | 0 | 0 | 0 | 0 | 0 | 0
F6_Commercial_College_Existing_Space Heating_Natural Gas_Unit Heater_E8 | F6 | Commercial | College | Existing | Space Heating | Natural Gas | Unit Heater | E8 | Utility - Value of Sales | 0 | 0 | 0 | 0 | 0 | 0 | 0 | 0 | 0 | 0 | 0 | 0 | 0 | 0 | 0 | 0 | 0 | 0 | 0 | 0 | 0 | 0 | 0 | 0 | 0 | 0 | 0
F6_Commercial_College_Existing_Space Heating_Natural Gas_Unit Heater_E9 | F6 | Commercial | College | Existing | Space Heating | Natural Gas | Unit Heater | E9 | Utility - Value of Sales | 0 | 0 | 0 | 0 | 0 | 0 | 0 | 0 | 0 | 0 | 0 | 0 | 0 | 0 | 0 | 0 | 0 | 0 | 0 | 0 | 0 | 0 | 0 | 0 | 0 | 0 | 0
F6_Commercial_College_Existing_Space Heating_Natural Gas_Unit Heater_E10 | F6 | Commercial | College | Existing | Space Heating | Natural Gas | Unit Heater | E10 | Utility - Value of Sales | 0 | 0 | 0 | 0 | 0 | 0 | 0 | 0 | 0 | 0 | 0 | 0 | 0 | 0 | 0 | 0 | 0 | 0 | 0 | 0 | 0 | 0 | 0 | 0 | 0 | 0 | 0
F1_Commercial_College_Existing_Water Heating_Natural Gas_Water Heater_E1 | F1 | Commercial | College | Existing | Water Heating | Natural Gas | Water Heater | E1 | RVT - Cost of Equipment | 0.025002 | 0.025002 | 0.025002 | 0.025002 | 0.025002 | 0.025002 | 0.025002 | 0.025002 | 0.025002 | 0.025002 | 0.025002 | 0.025002 | 0.025002 | 0.025002 | 0.025002 | 0.025002 | 0.025002 | 0.025002 | 0.025002 | 0.025002 | 0.025002 | 0.025002 | 0.025002 | 0.025002 | 0.025002 | 0.025002 | 0.025002
F1_Commercial_College_Existing_Water Heating_Natural Gas_Water Heater_E2 | F1 | Commercial | College | Existing | Water Heating | Natural Gas | Water Heater | E2 | RVT - Cost of Equipment | 0.028009 | 0.028009 | 0.028009 | 0.028009 | 0.028009 | 0.028009 | 0.028009 | 0.028009 | 0.028009 | 0.028009 | 0.028009 | 0.028009 | 0.028009 | 0.028009 | 0.028009 | 0.028009 | 0.028009 | 0.028009 | 0.028009 | 0.028009 | 0.028009 | 0.028009 | 0.028009 | 0.028009 | 0.028009 | 0.028009 | 0.028009
F1_Commercial_College_Existing_Water Heating_Natural Gas_Water Heater_E3 | F1 | Commercial | College | Existing | Water Heating | Natural Gas | Water Heater | E3 | RVT - Cost of Equipment | 0.022095 | 0.022095 | 0.022095 | 0.022095 | 0.022095 | 0.022095 | 0.022095 | 0.022095 | 0.022095 | 0.022095 | 0.022095 | 0.022095 | 0.022095 | 0.022095 | 0.022095 | 0.022095 | 0.022095 | 0.022095 | 0.022095 | 0.022095 | 0.022095 | 0.022095 | 0.022095 | 0.022095 | 0.022095 | 0.022095 | 0.022095
F1_Commercial_College_Existing_Water Heating_Natural Gas_Water Heater_E4 | F1 | Commercial | College | Existing | Water Heating | Natural Gas | Water Heater | E4 | RVT - Cost of Equipment | 0 | 0 | 0.089304 | 0.089304 | 0.089304 | 0.089304 | 0.089304 | 0.089304 | 0.089304 | 0.089304 | 0.089304 | 0.089304 | 0.089304 | 0.089304 | 0.089304 | 0.089304 | 0.089304 | 0.089304 | 0.089304 | 0.089304 | 0.089304 | 0.089304 | 0.089304 | 0.089304 | 0.089304 | 0.089304 | 0.089304
F1_Commercial_College_Existing_Water Heating_Natural Gas_Water Heater_E5 | F1 | Commercial | College | Existing | Water Heating | Natural Gas | Water Heater | E5 | RVT - Cost of Equipment | 0 | 0 | 0 | 0 | 0 | 0 | 0 | 0 | 0 | 0 | 0 | 0 | 0 | 0 | 0 | 0 | 0 | 0 | 0 | 0 | 0 | 0 | 0 | 0 | 0 | 0 | 0
F1_Commercial_College_Existing_Water Heating_Natural Gas_Water Heater_E6 | F1 | Commercial | College | Existing | Water Heating | Natural Gas | Water Heater | E6 | RVT - Cost of Equipment | 0 | 0 | 0 | 0 | 0 | 0 | 0 | 0 | 0 | 0 | 0 | 0 | 0 | 0 | 0 | 0 | 0 | 0 | 0 | 0 | 0 | 0 | 0 | 0 | 0 | 0 | 0
F1_Commercial_College_Existing_Water Heating_Natural Gas_Water Heater_E7 | F1 | Commercial | College | Existing | Water Heating | Natural Gas | Water Heater | E7 | RVT - Cost of Equipment | 0 | 0 | 0 | 0 | 0 | 0 | 0 | 0 | 0 | 0 | 0 | 0 | 0 | 0 | 0 | 0 | 0 | 0 | 0 | 0 | 0 | 0 | 0 | 0 | 0 | 0 | 0
F1_Commercial_College_Existing_Water Heating_Natural Gas_Water Heater_E8 | F1 | Commercial | College | Existing | Water Heating | Natural Gas | Water Heater | E8 | RVT - Cost of Equipment | 0 | 0 | 0 | 0 | 0 | 0 | 0 | 0 | 0 | 0 | 0 | 0 | 0 | 0 | 0 | 0 | 0 | 0 | 0 | 0 | 0 | 0 | 0 | 0 | 0 | 0 | 0
F1_Commercial_College_Existing_Water Heating_Natural Gas_Water Heater_E9 | F1 | Commercial | College | Existing | Water Heating | Natural Gas | Water Heater | E9 | RVT - Cost of Equipment | 0 | 0 | 0 | 0 | 0 | 0 | 0 | 0 | 0 | 0 | 0 | 0 | 0 | 0 | 0 | 0 | 0 | 0 | 0 | 0 | 0 | 0 | 0 | 0 | 0 | 0 | 0
F1_Commercial_College_Existing_Water Heating_Natural Gas_Water Heater_E10 | F1 | Commercial | College | Existing | Water Heating | Natural Gas | Water Heater | E10 | RVT - Cost of Equipment | 0 | 0 | 0 | 0 | 0 | 0 | 0 | 0 | 0 | 0 | 0 | 0 | 0 | 0 | 0 | 0 | 0 | 0 | 0 | 0 | 0 | 0 | 0 | 0 | 0 | 0 | 0
F2_Commercial_College_Existing_Water Heating_Natural Gas_Water Heater_E1 | F2 | Commercial | College | Existing | Water Heating | Natural Gas | Water Heater | E1 | RVT - Cost of Operation | 0 | 0 | 0 | 0 | 0 | 0 | 0 | 0 | 0 | 0 | 0 | 0 | 0 | 0 | 0 | 0 | 0 | 0 | 0 | 0 | 0 | 0 | 0 | 0 | 0 | 0 | 0
F2_Commercial_College_Existing_Water Heating_Natural Gas_Water Heater_E2 | F2 | Commercial | College | Existing | Water Heating | Natural Gas | Water Heater | E2 | RVT - Cost of Operation | 0 | 0 | 0 | 0 | 0 | 0 | 0 | 0 | 0 | 0 | 0 | 0 | 0 | 0 | 0 | 0 | 0 | 0 | 0 | 0 | 0 | 0 | 0 | 0 | 0 | 0 | 0
F2_Commercial_College_Existing_Water Heating_Natural Gas_Water Heater_E3 | F2 | Commercial | College | Existing | Water Heating | Natural Gas | Water Heater | E3 | RVT - Cost of Operation | 0 | 0 | 0 | 0 | 0 | 0 | 0 | 0 | 0 | 0 | 0 | 0 | 0 | 0 | 0 | 0 | 0 | 0 | 0 | 0 | 0 | 0 | 0 | 0 | 0 | 0 | 0
F2_Commercial_College_Existing_Water Heating_Natural Gas_Water Heater_E4 | F2 | Commercial | College | Existing | Water Heating | Natural Gas | Water Heater | E4 | RVT - Cost of Operation | 0 | 0 | 0 | 0 | 0 | 0 | 0 | 0 | 0 | 0 | 0 | 0 | 0 | 0 | 0 | 0 | 0 | 0 | 0 | 0 | 0 | 0 | 0 | 0 | 0 | 0 | 0
F2_Commercial_College_Existing_Water Heating_Natural Gas_Water Heater_E5 | F2 | Commercial | College | Existing | Water Heating | Natural Gas | Water Heater | E5 | RVT - Cost of Operation | 0 | 0 | 0 | 0 | 0 | 0 | 0 | 0 | 0 | 0 | 0 | 0 | 0 | 0 | 0 | 0 | 0 | 0 | 0 | 0 | 0 | 0 | 0 | 0 | 0 | 0 | 0
F2_Commercial_College_Existing_Water Heating_Natural Gas_Water Heater_E6 | F2 | Commercial | College | Existing | Water Heating | Natural Gas | Water Heater | E6 | RVT - Cost of Operation | 0 | 0 | 0 | 0 | 0 | 0 | 0 | 0 | 0 | 0 | 0 | 0 | 0 | 0 | 0 | 0 | 0 | 0 | 0 | 0 | 0 | 0 | 0 | 0 | 0 | 0 | 0
F2_Commercial_College_Existing_Water Heating_Natural Gas_Water Heater_E7 | F2 | Commercial | College | Existing | Water Heating | Natural Gas | Water Heater | E7 | RVT - Cost of Operation | 0 | 0 | 0 | 0 | 0 | 0 | 0 | 0 | 0 | 0 | 0 | 0 | 0 | 0 | 0 | 0 | 0 | 0 | 0 | 0 | 0 | 0 | 0 | 0 | 0 | 0 | 0
F2_Commercial_College_Existing_Water Heating_Natural Gas_Water Heater_E8 | F2 | Commercial | College | Existing | Water Heating | Natural Gas | Water Heater | E8 | RVT - Cost of Operation | 0 | 0 | 0 | 0 | 0 | 0 | 0 | 0 | 0 | 0 | 0 | 0 | 0 | 0 | 0 | 0 | 0 | 0 | 0 | 0 | 0 | 0 | 0 | 0 | 0 | 0 | 0
F2_Commercial_College_Existing_Water Heating_Natural Gas_Water Heater_E9 | F2 | Commercial | College | Existing | Water Heating | Natural Gas | Water Heater | E9 | RVT - Cost of Operation | 0 | 0 | 0 | 0 | 0 | 0 | 0 | 0 | 0 | 0 | 0 | 0 | 0 | 0 | 0 | 0 | 0 | 0 | 0 | 0 | 0 | 0 | 0 | 0 | 0 | 0 | 0
F2_Commercial_College_Existing_Water Heating_Natural Gas_Water Heater_E10 | F2 | Commercial | College | Existing | Water Heating | Natural Gas | Water Heater | E10 | RVT - Cost of Operation | 0 | 0 | 0 | 0 | 0 | 0 | 0 | 0 | 0 | 0 | 0 | 0 | 0 | 0 | 0 | 0 | 0 | 0 | 0 | 0 | 0 | 0 | 0 | 0 | 0 | 0 | 0
F3_Commercial_College_Existing_Water Heating_Natural Gas_Water Heater_E1 | F3 | Commercial | College | Existing | Water Heating | Natural Gas | Water Heater | E1 | System - kBTUs of Consumption | 20.1035 | 20.1035 | 20.1035 | 20.1035 | 20.1035 | 20.1035 | 20.1035 | 20.1035 | 20.1035 | 20.1035 | 20.1035 | 20.1035 | 20.1035 | 20.1035 | 20.1035 | 20.1035 | 20.1035 | 20.1035 | 20.1035 | 20.1035 | 20.1035 | 20.1035 | 20.1035 | 20.1035 | 20.1035 | 20.1035 | 20.1035
F3_Commercial_College_Existing_Water Heating_Natural Gas_Water Heater_E2 | F3 | Commercial | College | Existing | Water Heating | Natural Gas | Water Heater | E2 | System - kBTUs of Consumption | 18.4282 | 18.4282 | 18.4282 | 18.4282 | 18.4282 | 18.4282 | 18.4282 | 18.4282 | 18.4282 | 18.4282 | 18.4282 | 18.4282 | 18.4282 | 18.4282 | 18.4282 | 18.4282 | 18.4282 | 18.4282 | 18.4282 | 18.4282 | 18.4282 | 18.4282 | 18.4282 | 18.4282 | 18.4282 | 18.4282 | 18.4282
F3_Commercial_College_Existing_Water Heating_Natural Gas_Water Heater_E3 | F3 | Commercial | College | Existing | Water Heating | Natural Gas | Water Heater | E3 | System - kBTUs of Consumption | 18.0521 | 18.0521 | 18.0521 | 18.0521 | 18.0521 | 18.0521 | 18.0521 | 18.0521 | 18.0521 | 18.0521 | 18.0521 | 18.0521 | 18.0521 | 18.0521 | 18.0521 | 18.0521 | 18.0521 | 18.0521 | 18.0521 | 18.0521 | 18.0521 | 18.0521 | 18.0521 | 18.0521 | 18.0521 | 18.0521 | 18.0521
F3_Commercial_College_Existing_Water Heating_Natural Gas_Water Heater_E4 | F3 | Commercial | College | Existing | Water Heating | Natural Gas | Water Heater | E4 | System - kBTUs of Consumption | 0 | 0 | 16.6897 | 16.6897 | 16.6897 | 16.6897 | 16.6897 | 16.6897 | 16.6897 | 16.6897 | 16.6897 | 16.6897 | 16.6897 | 16.6897 | 16.6897 | 16.6897 | 16.6897 | 16.6897 | 16.6897 | 16.6897 | 16.6897 | 16.6897 | 16.6897 | 16.6897 | 16.6897 | 16.6897 | 16.6897
F3_Commercial_College_Existing_Water Heating_Natural Gas_Water Heater_E5 | F3 | Commercial | College | Existing | Water Heating | Natural Gas | Water Heater | E5 | System - kBTUs of Consumption | 0 | 0 | 0 | 0 | 0 | 0 | 0 | 0 | 0 | 0 | 0 | 0 | 0 | 0 | 0 | 0 | 0 | 0 | 0 | 0 | 0 | 0 | 0 | 0 | 0 | 0 | 0
F3_Commercial_College_Existing_Water Heating_Natural Gas_Water Heater_E6 | F3 | Commercial | College | Existing | Water Heating | Natural Gas | Water Heater | E6 | System - kBTUs of Consumption | 0 | 0 | 0 | 0 | 0 | 0 | 0 | 0 | 0 | 0 | 0 | 0 | 0 | 0 | 0 | 0 | 0 | 0 | 0 | 0 | 0 | 0 | 0 | 0 | 0 | 0 | 0
F3_Commercial_College_Existing_Water Heating_Natural Gas_Water Heater_E7 | F3 | Commercial | College | Existing | Water Heating | Natural Gas | Water Heater | E7 | System - kBTUs of Consumption | 0 | 0 | 0 | 0 | 0 | 0 | 0 | 0 | 0 | 0 | 0 | 0 | 0 | 0 | 0 | 0 | 0 | 0 | 0 | 0 | 0 | 0 | 0 | 0 | 0 | 0 | 0
F3_Commercial_College_Existing_Water Heating_Natural Gas_Water Heater_E8 | F3 | Commercial | College | Existing | Water Heating | Natural Gas | Water Heater | E8 | System - kBTUs of Consumption | 0 | 0 | 0 | 0 | 0 | 0 | 0 | 0 | 0 | 0 | 0 | 0 | 0 | 0 | 0 | 0 | 0 | 0 | 0 | 0 | 0 | 0 | 0 | 0 | 0 | 0 | 0
F3_Commercial_College_Existing_Water Heating_Natural Gas_Water Heater_E9 | F3 | Commercial | College | Existing | Water Heating | Natural Gas | Water Heater | E9 | System - kBTUs of Consumption | 0 | 0 | 0 | 0 | 0 | 0 | 0 | 0 | 0 | 0 | 0 | 0 | 0 | 0 | 0 | 0 | 0 | 0 | 0 | 0 | 0 | 0 | 0 | 0 | 0 | 0 | 0
F3_Commercial_College_Existing_Water Heating_Natural Gas_Water Heater_E10 | F3 | Commercial | College | Existing | Water Heating | Natural Gas | Water Heater | E10 | System - kBTUs of Consumption | 0 | 0 | 0 | 0 | 0 | 0 | 0 | 0 | 0 | 0 | 0 | 0 | 0 | 0 | 0 | 0 | 0 | 0 | 0 | 0 | 0 | 0 | 0 | 0 | 0 | 0 | 0
F4_Commercial_College_Existing_Water Heating_Natural Gas_Water Heater_E1 | F4 | Commercial | College | Existing | Water Heating | Natural Gas | Water Heater | E1 | Utility - Cost of Equipment | 0.025002 | 0.025002 | 0.025002 | 0.025002 | 0.025002 | 0.025002 | 0.025002 | 0.025002 | 0.025002 | 0.025002 | 0.025002 | 0.025002 | 0.025002 | 0.025002 | 0.025002 | 0.025002 | 0.025002 | 0.025002 | 0.025002 | 0.025002 | 0.025002 | 0.025002 | 0.025002 | 0.025002 | 0.025002 | 0.025002 | 0.025002
F4_Commercial_College_Existing_Water Heating_Natural Gas_Water Heater_E2 | F4 | Commercial | College | Existing | Water Heating | Natural Gas | Water Heater | E2 | Utility - Cost of Equipment | 0.028009 | 0.028009 | 0.028009 | 0.028009 | 0.028009 | 0.028009 | 0.028009 | 0.028009 | 0.028009 | 0.028009 | 0.028009 | 0.028009 | 0.028009 | 0.028009 | 0.028009 | 0.028009 | 0.028009 | 0.028009 | 0.028009 | 0.028009 | 0.028009 | 0.028009 | 0.028009 | 0.028009 | 0.028009 | 0.028009 | 0.028009
F4_Commercial_College_Existing_Water Heating_Natural Gas_Water Heater_E3 | F4 | Commercial | College | Existing | Water Heating | Natural Gas | Water Heater | E3 | Utility - Cost of Equipment | 0.022095 | 0.022095 | 0.022095 | 0.022095 | 0.022095 | 0.022095 | 0.022095 | 0.022095 | 0.022095 | 0.022095 | 0.022095 | 0.022095 | 0.022095 | 0.022095 | 0.022095 | 0.022095 | 0.022095 | 0.022095 | 0.022095 | 0.022095 | 0.022095 | 0.022095 | 0.022095 | 0.022095 | 0.022095 | 0.022095 | 0.022095
F4_Commercial_College_Existing_Water Heating_Natural Gas_Water Heater_E4 | F4 | Commercial | College | Existing | Water Heating | Natural Gas | Water Heater | E4 | Utility - Cost of Equipment | 0 | 0 | 0.089304 | 0.089304 | 0.089304 | 0.089304 | 0.089304 | 0.089304 | 0.089304 | 0.089304 | 0.089304 | 0.089304 | 0.089304 | 0.089304 | 0.089304 | 0.089304 | 0.089304 | 0.089304 | 0.089304 | 0.089304 | 0.089304 | 0.089304 | 0.089304 | 0.089304 | 0.089304 | 0.089304 | 0.089304
F4_Commercial_College_Existing_Water Heating_Natural Gas_Water Heater_E5 | F4 | Commercial | College | Existing | Water Heating | Natural Gas | Water Heater | E5 | Utility - Cost of Equipment | 0 | 0 | 0 | 0 | 0 | 0 | 0 | 0 | 0 | 0 | 0 | 0 | 0 | 0 | 0 | 0 | 0 | 0 | 0 | 0 | 0 | 0 | 0 | 0 | 0 | 0 | 0
F4_Commercial_College_Existing_Water Heating_Natural Gas_Water Heater_E6 | F4 | Commercial | College | Existing | Water Heating | Natural Gas | Water Heater | E6 | Utility - Cost of Equipment | 0 | 0 | 0 | 0 | 0 | 0 | 0 | 0 | 0 | 0 | 0 | 0 | 0 | 0 | 0 | 0 | 0 | 0 | 0 | 0 | 0 | 0 | 0 | 0 | 0 | 0 | 0
F4_Commercial_College_Existing_Water Heating_Natural Gas_Water Heater_E7 | F4 | Commercial | College | Existing | Water Heating | Natural Gas | Water Heater | E7 | Utility - Cost of Equipment | 0 | 0 | 0 | 0 | 0 | 0 | 0 | 0 | 0 | 0 | 0 | 0 | 0 | 0 | 0 | 0 | 0 | 0 | 0 | 0 | 0 | 0 | 0 | 0 | 0 | 0 | 0
F4_Commercial_College_Existing_Water Heating_Natural Gas_Water Heater_E8 | F4 | Commercial | College | Existing | Water Heating | Natural Gas | Water Heater | E8 | Utility - Cost of Equipment | 0 | 0 | 0 | 0 | 0 | 0 | 0 | 0 | 0 | 0 | 0 | 0 | 0 | 0 | 0 | 0 | 0 | 0 | 0 | 0 | 0 | 0 | 0 | 0 | 0 | 0 | 0
F4_Commercial_College_Existing_Water Heating_Natural Gas_Water Heater_E9 | F4 | Commercial | College | Existing | Water Heating | Natural Gas | Water Heater | E9 | Utility - Cost of Equipment | 0 | 0 | 0 | 0 | 0 | 0 | 0 | 0 | 0 | 0 | 0 | 0 | 0 | 0 | 0 | 0 | 0 | 0 | 0 | 0 | 0 | 0 | 0 | 0 | 0 | 0 | 0
F4_Commercial_College_Existing_Water Heating_Natural Gas_Water Heater_E10 | F4 | Commercial | College | Existing | Water Heating | Natural Gas | Water Heater | E10 | Utility - Cost of Equipment | 0 | 0 | 0 | 0 | 0 | 0 | 0 | 0 | 0 | 0 | 0 | 0 | 0 | 0 | 0 | 0 | 0 | 0 | 0 | 0 | 0 | 0 | 0 | 0 | 0 | 0 | 0
F5_Commercial_College_Existing_Water Heating_Natural Gas_Water Heater_E1 | F5 | Commercial | College | Existing | Water Heating | Natural Gas | Water Heater | E1 | Utility - Cost of Operation | 0.27626 | 0.27227 | 0.26838 | 0.26461 | 0.26465 | 0.26716 | 0.27123 | 0.27616 | 0.28148 | 0.28692 | 0.2923 | 0.29707 | 0.3007 | 0.30225 | 0.30154 | 0.29858 | 0.29361 | 0.2871 | 0.27935 | 0.27017 | 0.25942 | 0.24705 | 0.23607 | 0.22897 | 0.2259 | 0.22701 | 0.22812
F5_Commercial_College_Existing_Water Heating_Natural Gas_Water Heater_E2 | F5 | Commercial | College | Existing | Water Heating | Natural Gas | Water Heater | E2 | Utility - Cost of Operation | 0.25324 | 0.24958 | 0.24602 | 0.24256 | 0.2426 | 0.2449 | 0.24863 | 0.25314 | 0.25802 | 0.26301 | 0.26795 | 0.27231 | 0.27565 | 0.27706 | 0.27641 | 0.2737 | 0.26914 | 0.26317 | 0.25607 | 0.24765 | 0.2378 | 0.22647 | 0.2164 | 0.20989 | 0.20707 | 0.20809 | 0.20911
F5_Commercial_College_Existing_Water Heating_Natural Gas_Water Heater_E3 | F5 | Commercial | College | Existing | Water Heating | Natural Gas | Water Heater | E3 | Utility - Cost of Operation | 0.24807 | 0.24449 | 0.241 | 0.23761 | 0.23764 | 0.2399 | 0.24355 | 0.24798 | 0.25276 | 0.25764 | 0.26248 | 0.26675 | 0.27002 | 0.27141 | 0.27077 | 0.26811 | 0.26365 | 0.2578 | 0.25085 | 0.2426 | 0.23295 | 0.22184 | 0.21199 | 0.2056 | 0.20285 | 0.20384 | 0.20484
F5_Commercial_College_Existing_Water Heating_Natural Gas_Water Heater_E4 | F5 | Commercial | College | Existing | Water Heating | Natural Gas | Water Heater | E4 | Utility - Cost of Operation | 0 | 0 | 0.22487 | 0.22299 | 0.22379 | 0.22632 | 0.22987 | 0.23374 | 0.23737 | 0.24031 | 0.24249 | 0.24373 | 0.24394 | 0.24289 | 0.24083 | 0.23793 | 0.23427 | 0.22988 | 0.22462 | 0.21837 | 0.21102 | 0.20255 | 0.19505 | 0.19024 | 0.18825 | 0.18918 | 0.1901
F5_Commercial_College_Existing_Water Heating_Natural Gas_Water Heater_E5 | F5 | Commercial | College | Existing | Water Heating | Natural Gas | Water Heater | E5 | Utility - Cost of Operation | 0 | 0 | 0 | 0 | 0 | 0 | 0 | 0 | 0 | 0 | 0 | 0 | 0 | 0 | 0 | 0 | 0 | 0 | 0 | 0 | 0 | 0 | 0 | 0 | 0 | 0 | 0
F5_Commercial_College_Existing_Water Heating_Natural Gas_Water Heater_E6 | F5 | Commercial | College | Existing | Water Heating | Natural Gas | Water Heater | E6 | Utility - Cost of Operation | 0 | 0 | 0 | 0 | 0 | 0 | 0 | 0 | 0 | 0 | 0 | 0 | 0 | 0 | 0 | 0 | 0 | 0 | 0 | 0 | 0 | 0 | 0 | 0 | 0 | 0 | 0
F5_Commercial_College_Existing_Water Heating_Natural Gas_Water Heater_E7 | F5 | Commercial | College | Existing | Water Heating | Natural Gas | Water Heater | E7 | Utility - Cost of Operation | 0 | 0 | 0 | 0 | 0 | 0 | 0 | 0 | 0 | 0 | 0 | 0 | 0 | 0 | 0 | 0 | 0 | 0 | 0 | 0 | 0 | 0 | 0 | 0 | 0 | 0 | 0
F5_Commercial_College_Existing_Water Heating_Natural Gas_Water Heater_E8 | F5 | Commercial | College | Existing | Water Heating | Natural Gas | Water Heater | E8 | Utility - Cost of Operation | 0 | 0 | 0 | 0 | 0 | 0 | 0 | 0 | 0 | 0 | 0 | 0 | 0 | 0 | 0 | 0 | 0 | 0 | 0 | 0 | 0 | 0 | 0 | 0 | 0 | 0 | 0
F5_Commercial_College_Existing_Water Heating_Natural Gas_Water Heater_E9 | F5 | Commercial | College | Existing | Water Heating | Natural Gas | Water Heater | E9 | Utility - Cost of Operation | 0 | 0 | 0 | 0 | 0 | 0 | 0 | 0 | 0 | 0 | 0 | 0 | 0 | 0 | 0 | 0 | 0 | 0 | 0 | 0 | 0 | 0 | 0 | 0 | 0 | 0 | 0
F5_Commercial_College_Existing_Water Heating_Natural Gas_Water Heater_E10 | F5 | Commercial | College | Existing | Water Heating | Natural Gas | Water Heater | E10 | Utility - Cost of Operation | 0 | 0 | 0 | 0 | 0 | 0 | 0 | 0 | 0 | 0 | 0 | 0 | 0 | 0 | 0 | 0 | 0 | 0 | 0 | 0 | 0 | 0 | 0 | 0 | 0 | 0 | 0
F6_Commercial_College_Existing_Water Heating_Natural Gas_Water Heater_E1 | F6 | Commercial | College | Existing | Water Heating | Natural Gas | Water Heater | E1 | Utility - Value of Sales | 0 | 0 | 0 | 0 | 0 | 0 | 0 | 0 | 0 | 0 | 0 | 0 | 0 | 0 | 0 | 0 | 0 | 0 | 0 | 0 | 0 | 0 | 0 | 0 | 0 | 0 | 0
F6_Commercial_College_Existing_Water Heating_Natural Gas_Water Heater_E2 | F6 | Commercial | College | Existing | Water Heating | Natural Gas | Water Heater | E2 | Utility - Value of Sales | 0 | 0 | 0 | 0 | 0 | 0 | 0 | 0 | 0 | 0 | 0 | 0 | 0 | 0 | 0 | 0 | 0 | 0 | 0 | 0 | 0 | 0 | 0 | 0 | 0 | 0 | 0
F6_Commercial_College_Existing_Water Heating_Natural Gas_Water Heater_E3 | F6 | Commercial | College | Existing | Water Heating | Natural Gas | Water Heater | E3 | Utility - Value of Sales | 0 | 0 | 0 | 0 | 0 | 0 | 0 | 0 | 0 | 0 | 0 | 0 | 0 | 0 | 0 | 0 | 0 | 0 | 0 | 0 | 0 | 0 | 0 | 0 | 0 | 0 | 0
F6_Commercial_College_Existing_Water Heating_Natural Gas_Water Heater_E4 | F6 | Commercial | College | Existing | Water Heating | Natural Gas | Water Heater | E4 | Utility - Value of Sales | 0 | 0 | 0 | 0 | 0 | 0 | 0 | 0 | 0 | 0 | 0 | 0 | 0 | 0 | 0 | 0 | 0 | 0 | 0 | 0 | 0 | 0 | 0 | 0 | 0 | 0 | 0
F6_Commercial_College_Existing_Water Heating_Natural Gas_Water Heater_E5 | F6 | Commercial | College | Existing | Water Heating | Natural Gas | Water Heater | E5 | Utility - Value of Sales | 0 | 0 | 0 | 0 | 0 | 0 | 0 | 0 | 0 | 0 | 0 | 0 | 0 | 0 | 0 | 0 | 0 | 0 | 0 | 0 | 0 | 0 | 0 | 0 | 0 | 0 | 0
F6_Commercial_College_Existing_Water Heating_Natural Gas_Water Heater_E6 | F6 | Commercial | College | Existing | Water Heating | Natural Gas | Water Heater | E6 | Utility - Value of Sales | 0 | 0 | 0 | 0 | 0 | 0 | 0 | 0 | 0 | 0 | 0 | 0 | 0 | 0 | 0 | 0 | 0 | 0 | 0 | 0 | 0 | 0 | 0 | 0 | 0 | 0 | 0
F6_Commercial_College_Existing_Water Heating_Natural Gas_Water Heater_E7 | F6 | Commercial | College | Existing | Water Heating | Natural Gas | Water Heater | E7 | Utility - Value of Sales | 0 | 0 | 0 | 0 | 0 | 0 | 0 | 0 | 0 | 0 | 0 | 0 | 0 | 0 | 0 | 0 | 0 | 0 | 0 | 0 | 0 | 0 | 0 | 0 | 0 | 0 | 0
F6_Commercial_College_Existing_Water Heating_Natural Gas_Water Heater_E8 | F6 | Commercial | College | Existing | Water Heating | Natural Gas | Water Heater | E8 | Utility - Value of Sales | 0 | 0 | 0 | 0 | 0 | 0 | 0 | 0 | 0 | 0 | 0 | 0 | 0 | 0 | 0 | 0 | 0 | 0 | 0 | 0 | 0 | 0 | 0 | 0 | 0 | 0 | 0
F6_Commercial_College_Existing_Water Heating_Natural Gas_Water Heater_E9 | F6 | Commercial | College | Existing | Water Heating | Natural Gas | Water Heater | E9 | Utility - Value of Sales | 0 | 0 | 0 | 0 | 0 | 0 | 0 | 0 | 0 | 0 | 0 | 0 | 0 | 0 | 0 | 0 | 0 | 0 | 0 | 0 | 0 | 0 | 0 | 0 | 0 | 0 | 0
F6_Commercial_College_Existing_Water Heating_Natural Gas_Water Heater_E10 | F6 | Commercial | College | Existing | Water Heating | Natural Gas | Water Heater | E10 | Utility - Value of Sales | 0 | 0 | 0 | 0 | 0 | 0 | 0 | 0 | 0 | 0 | 0 | 0 | 0 | 0 | 0 | 0 | 0 | 0 | 0 | 0 | 0 | 0 | 0 | 0 | 0 | 0 | 0
F1_Commercial_College_Existing_Food Preparation_Natural Gas_Oven_E1 | F1 | Commercial | College | Existing | Food Preparation | Natural Gas | Oven | E1 | RVT - Cost of Equipment | 0.018417 | 0.018417 | 0.018417 | 0.018417 | 0.018417 | 0.018417 | 0.018417 | 0.018417 | 0.018417 | 0.018417 | 0.018417 | 0.018417 | 0.018417 | 0.018417 | 0.018417 | 0.018417 | 0.018417 | 0.018417 | 0.018417 | 0.018417 | 0.018417 | 0.018417 | 0.018417 | 0.018417 | 0.018417 | 0.018417 | 0.018417
F1_Commercial_College_Existing_Food Preparation_Natural Gas_Oven_E2 | F1 | Commercial | College | Existing | Food Preparation | Natural Gas | Oven | E2 | RVT - Cost of Equipment | 0.019401 | 0.019401 | 0.019401 | 0.019401 | 0.019401 | 0.019401 | 0.019401 | 0.019401 | 0.019401 | 0.019401 | 0.019401 | 0.019401 | 0.019401 | 0.019401 | 0.019401 | 0.019401 | 0.019401 | 0.019401 | 0.019401 | 0.019401 | 0.019401 | 0.019401 | 0.019401 | 0.019401 | 0.019401 | 0.019401 | 0.019401
F1_Commercial_College_Existing_Food Preparation_Natural Gas_Oven_E3 | F1 | Commercial | College | Existing | Food Preparation | Natural Gas | Oven | E3 | RVT - Cost of Equipment | 0 | 0 | 0 | 0 | 0 | 0 | 0 | 0 | 0 | 0 | 0 | 0 | 0 | 0 | 0 | 0 | 0 | 0 | 0 | 0 | 0 | 0 | 0 | 0 | 0 | 0 | 0
F1_Commercial_College_Existing_Food Preparation_Natural Gas_Oven_E4 | F1 | Commercial | College | Existing | Food Preparation | Natural Gas | Oven | E4 | RVT - Cost of Equipment | 0 | 0 | 0 | 0 | 0 | 0 | 0 | 0 | 0 | 0 | 0 | 0 | 0 | 0 | 0 | 0 | 0 | 0 | 0 | 0 | 0 | 0 | 0 | 0 | 0 | 0 | 0
F1_Commercial_College_Existing_Food Preparation_Natural Gas_Oven_E5 | F1 | Commercial | College | Existing | Food Preparation | Natural Gas | Oven | E5 | RVT - Cost of Equipment | 0 | 0 | 0 | 0 | 0 | 0 | 0 | 0 | 0 | 0 | 0 | 0 | 0 | 0 | 0 | 0 | 0 | 0 | 0 | 0 | 0 | 0 | 0 | 0 | 0 | 0 | 0
F1_Commercial_College_Existing_Food Preparation_Natural Gas_Oven_E6 | F1 | Commercial | College | Existing | Food Preparation | Natural Gas | Oven | E6 | RVT - Cost of Equipment | 0 | 0 | 0 | 0 | 0 | 0 | 0 | 0 | 0 | 0 | 0 | 0 | 0 | 0 | 0 | 0 | 0 | 0 | 0 | 0 | 0 | 0 | 0 | 0 | 0 | 0 | 0
F1_Commercial_College_Existing_Food Preparation_Natural Gas_Oven_E7 | F1 | Commercial | College | Existing | Food Preparation | Natural Gas | Oven | E7 | RVT - Cost of Equipment | 0 | 0 | 0 | 0 | 0 | 0 | 0 | 0 | 0 | 0 | 0 | 0 | 0 | 0 | 0 | 0 | 0 | 0 | 0 | 0 | 0 | 0 | 0 | 0 | 0 | 0 | 0
F1_Commercial_College_Existing_Food Preparation_Natural Gas_Oven_E8 | F1 | Commercial | College | Existing | Food Preparation | Natural Gas | Oven | E8 | RVT - Cost of Equipment | 0 | 0 | 0 | 0 | 0 | 0 | 0 | 0 | 0 | 0 | 0 | 0 | 0 | 0 | 0 | 0 | 0 | 0 | 0 | 0 | 0 | 0 | 0 | 0 | 0 | 0 | 0
F1_Commercial_College_Existing_Food Preparation_Natural Gas_Oven_E9 | F1 | Commercial | College | Existing | Food Preparation | Natural Gas | Oven | E9 | RVT - Cost of Equipment | 0 | 0 | 0 | 0 | 0 | 0 | 0 | 0 | 0 | 0 | 0 | 0 | 0 | 0 | 0 | 0 | 0 | 0 | 0 | 0 | 0 | 0 | 0 | 0 | 0 | 0 | 0
F1_Commercial_College_Existing_Food Preparation_Natural Gas_Oven_E10 | F1 | Commercial | College | Existing | Food Preparation | Natural Gas | Oven | E10 | RVT - Cost of Equipment | 0 | 0 | 0 | 0 | 0 | 0 | 0 | 0 | 0 | 0 | 0 | 0 | 0 | 0 | 0 | 0 | 0 | 0 | 0 | 0 | 0 | 0 | 0 | 0 | 0 | 0 | 0
F2_Commercial_College_Existing_Food Preparation_Natural Gas_Oven_E1 | F2 | Commercial | College | Existing | Food Preparation | Natural Gas | Oven | E1 | RVT - Cost of Operation | 0 | 0 | 0 | 0 | 0 | 0 | 0 | 0 | 0 | 0 | 0 | 0 | 0 | 0 | 0 | 0 | 0 | 0 | 0 | 0 | 0 | 0 | 0 | 0 | 0 | 0 | 0
F2_Commercial_College_Existing_Food Preparation_Natural Gas_Oven_E2 | F2 | Commercial | College | Existing | Food Preparation | Natural Gas | Oven | E2 | RVT - Cost of Operation | 0 | 0 | 0 | 0 | 0 | 0 | 0 | 0 | 0 | 0 | 0 | 0 | 0 | 0 | 0 | 0 | 0 | 0 | 0 | 0 | 0 | 0 | 0 | 0 | 0 | 0 | 0
F2_Commercial_College_Existing_Food Preparation_Natural Gas_Oven_E3 | F2 | Commercial | College | Existing | Food Preparation | Natural Gas | Oven | E3 | RVT - Cost of Operation | 0 | 0 | 0 | 0 | 0 | 0 | 0 | 0 | 0 | 0 | 0 | 0 | 0 | 0 | 0 | 0 | 0 | 0 | 0 | 0 | 0 | 0 | 0 | 0 | 0 | 0 | 0
F2_Commercial_College_Existing_Food Preparation_Natural Gas_Oven_E4 | F2 | Commercial | College | Existing | Food Preparation | Natural Gas | Oven | E4 | RVT - Cost of Operation | 0 | 0 | 0 | 0 | 0 | 0 | 0 | 0 | 0 | 0 | 0 | 0 | 0 | 0 | 0 | 0 | 0 | 0 | 0 | 0 | 0 | 0 | 0 | 0 | 0 | 0 | 0
F2_Commercial_College_Existing_Food Preparation_Natural Gas_Oven_E5 | F2 | Commercial | College | Existing | Food Preparation | Natural Gas | Oven | E5 | RVT - Cost of Operation | 0 | 0 | 0 | 0 | 0 | 0 | 0 | 0 | 0 | 0 | 0 | 0 | 0 | 0 | 0 | 0 | 0 | 0 | 0 | 0 | 0 | 0 | 0 | 0 | 0 | 0 | 0
F2_Commercial_College_Existing_Food Preparation_Natural Gas_Oven_E6 | F2 | Commercial | College | Existing | Food Preparation | Natural Gas | Oven | E6 | RVT - Cost of Operation | 0 | 0 | 0 | 0 | 0 | 0 | 0 | 0 | 0 | 0 | 0 | 0 | 0 | 0 | 0 | 0 | 0 | 0 | 0 | 0 | 0 | 0 | 0 | 0 | 0 | 0 | 0
F2_Commercial_College_Existing_Food Preparation_Natural Gas_Oven_E7 | F2 | Commercial | College | Existing | Food Preparation | Natural Gas | Oven | E7 | RVT - Cost of Operation | 0 | 0 | 0 | 0 | 0 | 0 | 0 | 0 | 0 | 0 | 0 | 0 | 0 | 0 | 0 | 0 | 0 | 0 | 0 | 0 | 0 | 0 | 0 | 0 | 0 | 0 | 0
F2_Commercial_College_Existing_Food Preparation_Natural Gas_Oven_E8 | F2 | Commercial | College | Existing | Food Preparation | Natural Gas | Oven | E8 | RVT - Cost of Operation | 0 | 0 | 0 | 0 | 0 | 0 | 0 | 0 | 0 | 0 | 0 | 0 | 0 | 0 | 0 | 0 | 0 | 0 | 0 | 0 | 0 | 0 | 0 | 0 | 0 | 0 | 0
F2_Commercial_College_Existing_Food Preparation_Natural Gas_Oven_E9 | F2 | Commercial | College | Existing | Food Preparation | Natural Gas | Oven | E9 | RVT - Cost of Operation | 0 | 0 | 0 | 0 | 0 | 0 | 0 | 0 | 0 | 0 | 0 | 0 | 0 | 0 | 0 | 0 | 0 | 0 | 0 | 0 | 0 | 0 | 0 | 0 | 0 | 0 | 0
F2_Commercial_College_Existing_Food Preparation_Natural Gas_Oven_E10 | F2 | Commercial | College | Existing | Food Preparation | Natural Gas | Oven | E10 | RVT - Cost of Operation | 0 | 0 | 0 | 0 | 0 | 0 | 0 | 0 | 0 | 0 | 0 | 0 | 0 | 0 | 0 | 0 | 0 | 0 | 0 | 0 | 0 | 0 | 0 | 0 | 0 | 0 | 0
F3_Commercial_College_Existing_Food Preparation_Natural Gas_Oven_E1 | F3 | Commercial | College | Existing | Food Preparation | Natural Gas | Oven | E1 | System - kBTUs of Consumption | 1.4639 | 1.4639 | 1.4639 | 1.4639 | 1.4639 | 1.4639 | 1.4639 | 1.4639 | 1.4639 | 1.4639 | 1.4639 | 1.4639 | 1.4639 | 1.4639 | 1.4639 | 1.4639 | 1.4639 | 1.4639 | 1.4639 | 1.4639 | 1.4639 | 1.4639 | 1.4639 | 1.4639 | 1.4639 | 1.4639 | 1.4639
F3_Commercial_College_Existing_Food Preparation_Natural Gas_Oven_E2 | F3 | Commercial | College | Existing | Food Preparation | Natural Gas | Oven | E2 | System - kBTUs of Consumption | 1.2719 | 1.2719 | 1.2719 | 1.2719 | 1.2719 | 1.2719 | 1.2719 | 1.2719 | 1.2719 | 1.2719 | 1.2719 | 1.2719 | 1.2719 | 1.2719 | 1.2719 | 1.2719 | 1.2719 | 1.2719 | 1.2719 | 1.2719 | 1.2719 | 1.2719 | 1.2719 | 1.2719 | 1.2719 | 1.2719 | 1.2719
F3_Commercial_College_Existing_Food Preparation_Natural Gas_Oven_E3 | F3 | Commercial | College | Existing | Food Preparation | Natural Gas | Oven | E3 | System - kBTUs of Consumption | 0 | 0 | 0 | 0 | 0 | 0 | 0 | 0 | 0 | 0 | 0 | 0 | 0 | 0 | 0 | 0 | 0 | 0 | 0 | 0 | 0 | 0 | 0 | 0 | 0 | 0 | 0
F3_Commercial_College_Existing_Food Preparation_Natural Gas_Oven_E4 | F3 | Commercial | College | Existing | Food Preparation | Natural Gas | Oven | E4 | System - kBTUs of Consumption | 0 | 0 | 0 | 0 | 0 | 0 | 0 | 0 | 0 | 0 | 0 | 0 | 0 | 0 | 0 | 0 | 0 | 0 | 0 | 0 | 0 | 0 | 0 | 0 | 0 | 0 | 0
F3_Commercial_College_Existing_Food Preparation_Natural Gas_Oven_E5 | F3 | Commercial | College | Existing | Food Preparation | Natural Gas | Oven | E5 | System - kBTUs of Consumption | 0 | 0 | 0 | 0 | 0 | 0 | 0 | 0 | 0 | 0 | 0 | 0 | 0 | 0 | 0 | 0 | 0 | 0 | 0 | 0 | 0 | 0 | 0 | 0 | 0 | 0 | 0
F3_Commercial_College_Existing_Food Preparation_Natural Gas_Oven_E6 | F3 | Commercial | College | Existing | Food Preparation | Natural Gas | Oven | E6 | System - kBTUs of Consumption | 0 | 0 | 0 | 0 | 0 | 0 | 0 | 0 | 0 | 0 | 0 | 0 | 0 | 0 | 0 | 0 | 0 | 0 | 0 | 0 | 0 | 0 | 0 | 0 | 0 | 0 | 0
F3_Commercial_College_Existing_Food Preparation_Natural Gas_Oven_E7 | F3 | Commercial | College | Existing | Food Preparation | Natural Gas | Oven | E7 | System - kBTUs of Consumption | 0 | 0 | 0 | 0 | 0 | 0 | 0 | 0 | 0 | 0 | 0 | 0 | 0 | 0 | 0 | 0 | 0 | 0 | 0 | 0 | 0 | 0 | 0 | 0 | 0 | 0 | 0
F3_Commercial_College_Existing_Food Preparation_Natural Gas_Oven_E8 | F3 | Commercial | College | Existing | Food Preparation | Natural Gas | Oven | E8 | System - kBTUs of Consumption | 0 | 0 | 0 | 0 | 0 | 0 | 0 | 0 | 0 | 0 | 0 | 0 | 0 | 0 | 0 | 0 | 0 | 0 | 0 | 0 | 0 | 0 | 0 | 0 | 0 | 0 | 0
F3_Commercial_College_Existing_Food Preparation_Natural Gas_Oven_E9 | F3 | Commercial | College | Existing | Food Preparation | Natural Gas | Oven | E9 | System - kBTUs of Consumption | 0 | 0 | 0 | 0 | 0 | 0 | 0 | 0 | 0 | 0 | 0 | 0 | 0 | 0 | 0 | 0 | 0 | 0 | 0 | 0 | 0 | 0 | 0 | 0 | 0 | 0 | 0
F3_Commercial_College_Existing_Food Preparation_Natural Gas_Oven_E10 | F3 | Commercial | College | Existing | Food Preparation | Natural Gas | Oven | E10 | System - kBTUs of Consumption | 0 | 0 | 0 | 0 | 0 | 0 | 0 | 0 | 0 | 0 | 0 | 0 | 0 | 0 | 0 | 0 | 0 | 0 | 0 | 0 | 0 | 0 | 0 | 0 | 0 | 0 | 0
F4_Commercial_College_Existing_Food Preparation_Natural Gas_Oven_E1 | F4 | Commercial | College | Existing | Food Preparation | Natural Gas | Oven | E1 | Utility - Cost of Equipment | 0.018417 | 0.018417 | 0.018417 | 0.018417 | 0.018417 | 0.018417 | 0.018417 | 0.018417 | 0.018417 | 0.018417 | 0.018417 | 0.018417 | 0.018417 | 0.018417 | 0.018417 | 0.018417 | 0.018417 | 0.018417 | 0.018417 | 0.018417 | 0.018417 | 0.018417 | 0.018417 | 0.018417 | 0.018417 | 0.018417 | 0.018417
F4_Commercial_College_Existing_Food Preparation_Natural Gas_Oven_E2 | F4 | Commercial | College | Existing | Food Preparation | Natural Gas | Oven | E2 | Utility - Cost of Equipment | 0.019401 | 0.019401 | 0.019401 | 0.019401 | 0.019401 | 0.019401 | 0.019401 | 0.019401 | 0.019401 | 0.019401 | 0.019401 | 0.019401 | 0.019401 | 0.019401 | 0.019401 | 0.019401 | 0.019401 | 0.019401 | 0.019401 | 0.019401 | 0.019401 | 0.019401 | 0.019401 | 0.019401 | 0.019401 | 0.019401 | 0.019401
F4_Commercial_College_Existing_Food Preparation_Natural Gas_Oven_E3 | F4 | Commercial | College | Existing | Food Preparation | Natural Gas | Oven | E3 | Utility - Cost of Equipment | 0 | 0 | 0 | 0 | 0 | 0 | 0 | 0 | 0 | 0 | 0 | 0 | 0 | 0 | 0 | 0 | 0 | 0 | 0 | 0 | 0 | 0 | 0 | 0 | 0 | 0 | 0
F4_Commercial_College_Existing_Food Preparation_Natural Gas_Oven_E4 | F4 | Commercial | College | Existing | Food Preparation | Natural Gas | Oven | E4 | Utility - Cost of Equipment | 0 | 0 | 0 | 0 | 0 | 0 | 0 | 0 | 0 | 0 | 0 | 0 | 0 | 0 | 0 | 0 | 0 | 0 | 0 | 0 | 0 | 0 | 0 | 0 | 0 | 0 | 0
F4_Commercial_College_Existing_Food Preparation_Natural Gas_Oven_E5 | F4 | Commercial | College | Existing | Food Preparation | Natural Gas | Oven | E5 | Utility - Cost of Equipment | 0 | 0 | 0 | 0 | 0 | 0 | 0 | 0 | 0 | 0 | 0 | 0 | 0 | 0 | 0 | 0 | 0 | 0 | 0 | 0 | 0 | 0 | 0 | 0 | 0 | 0 | 0
F4_Commercial_College_Existing_Food Preparation_Natural Gas_Oven_E6 | F4 | Commercial | College | Existing | Food Preparation | Natural Gas | Oven | E6 | Utility - Cost of Equipment | 0 | 0 | 0 | 0 | 0 | 0 | 0 | 0 | 0 | 0 | 0 | 0 | 0 | 0 | 0 | 0 | 0 | 0 | 0 | 0 | 0 | 0 | 0 | 0 | 0 | 0 | 0
F4_Commercial_College_Existing_Food Preparation_Natural Gas_Oven_E7 | F4 | Commercial | College | Existing | Food Preparation | Natural Gas | Oven | E7 | Utility - Cost of Equipment | 0 | 0 | 0 | 0 | 0 | 0 | 0 | 0 | 0 | 0 | 0 | 0 | 0 | 0 | 0 | 0 | 0 | 0 | 0 | 0 | 0 | 0 | 0 | 0 | 0 | 0 | 0
F4_Commercial_College_Existing_Food Preparation_Natural Gas_Oven_E8 | F4 | Commercial | College | Existing | Food Preparation | Natural Gas | Oven | E8 | Utility - Cost of Equipment | 0 | 0 | 0 | 0 | 0 | 0 | 0 | 0 | 0 | 0 | 0 | 0 | 0 | 0 | 0 | 0 | 0 | 0 | 0 | 0 | 0 | 0 | 0 | 0 | 0 | 0 | 0
F4_Commercial_College_Existing_Food Preparation_Natural Gas_Oven_E9 | F4 | Commercial | College | Existing | Food Preparation | Natural Gas | Oven | E9 | Utility - Cost of Equipment | 0 | 0 | 0 | 0 | 0 | 0 | 0 | 0 | 0 | 0 | 0 | 0 | 0 | 0 | 0 | 0 | 0 | 0 | 0 | 0 | 0 | 0 | 0 | 0 | 0 | 0 | 0
F4_Commercial_College_Existing_Food Preparation_Natural Gas_Oven_E10 | F4 | Commercial | College | Existing | Food Preparation | Natural Gas | Oven | E10 | Utility - Cost of Equipment | 0 | 0 | 0 | 0 | 0 | 0 | 0 | 0 | 0 | 0 | 0 | 0 | 0 | 0 | 0 | 0 | 0 | 0 | 0 | 0 | 0 | 0 | 0 | 0 | 0 | 0 | 0
F5_Commercial_College_Existing_Food Preparation_Natural Gas_Oven_E1 | F5 | Commercial | College | Existing | Food Preparation | Natural Gas | Oven | E1 | Utility - Cost of Operation | 0.020103 | 0.019891 | 0.019687 | 0.019493 | 0.019543 | 0.019754 | 0.020067 | 0.020438 | 0.020821 | 0.021167 | 0.021449 | 0.021627 | 0.021686 | 0.021608 | 0.021422 | 0.02115 | 0.020808 | 0.020399 | 0.019909 | 0.019328 | 0.018646 | 0.01786 | 0.017163 | 0.016715 | 0.016527 | 0.016608 | 0.01669
F5_Commercial_College_Existing_Food Preparation_Natural Gas_Oven_E2 | F5 | Commercial | College | Existing | Food Preparation | Natural Gas | Oven | E2 | Utility - Cost of Operation | 0.017467 | 0.017283 | 0.017105 | 0.016936 | 0.01698 | 0.017163 | 0.017436 | 0.017758 | 0.01809 | 0.018391 | 0.018636 | 0.01879 | 0.018842 | 0.018774 | 0.018613 | 0.018376 | 0.018079 | 0.017723 | 0.017298 | 0.016793 | 0.016201 | 0.015518 | 0.014912 | 0.014523 | 0.01436 | 0.01443 | 0.014501
F5_Commercial_College_Existing_Food Preparation_Natural Gas_Oven_E3 | F5 | Commercial | College | Existing | Food Preparation | Natural Gas | Oven | E3 | Utility - Cost of Operation | 0 | 0 | 0 | 0 | 0 | 0 | 0 | 0 | 0 | 0 | 0 | 0 | 0 | 0 | 0 | 0 | 0 | 0 | 0 | 0 | 0 | 0 | 0 | 0 | 0 | 0 | 0
F5_Commercial_College_Existing_Food Preparation_Natural Gas_Oven_E4 | F5 | Commercial | College | Existing | Food Preparation | Natural Gas | Oven | E4 | Utility - Cost of Operation | 0 | 0 | 0 | 0 | 0 | 0 | 0 | 0 | 0 | 0 | 0 | 0 | 0 | 0 | 0 | 0 | 0 | 0 | 0 | 0 | 0 | 0 | 0 | 0 | 0 | 0 | 0
F5_Commercial_College_Existing_Food Preparation_Natural Gas_Oven_E5 | F5 | Commercial | College | Existing | Food Preparation | Natural Gas | Oven | E5 | Utility - Cost of Operation | 0 | 0 | 0 | 0 | 0 | 0 | 0 | 0 | 0 | 0 | 0 | 0 | 0 | 0 | 0 | 0 | 0 | 0 | 0 | 0 | 0 | 0 | 0 | 0 | 0 | 0 | 0
F5_Commercial_College_Existing_Food Preparation_Natural Gas_Oven_E6 | F5 | Commercial | College | Existing | Food Preparation | Natural Gas | Oven | E6 | Utility - Cost of Operation | 0 | 0 | 0 | 0 | 0 | 0 | 0 | 0 | 0 | 0 | 0 | 0 | 0 | 0 | 0 | 0 | 0 | 0 | 0 | 0 | 0 | 0 | 0 | 0 | 0 | 0 | 0
F5_Commercial_College_Existing_Food Preparation_Natural Gas_Oven_E7 | F5 | Commercial | College | Existing | Food Preparation | Natural Gas | Oven | E7 | Utility - Cost of Operation | 0 | 0 | 0 | 0 | 0 | 0 | 0 | 0 | 0 | 0 | 0 | 0 | 0 | 0 | 0 | 0 | 0 | 0 | 0 | 0 | 0 | 0 | 0 | 0 | 0 | 0 | 0
F5_Commercial_College_Existing_Food Preparation_Natural Gas_Oven_E8 | F5 | Commercial | College | Existing | Food Preparation | Natural Gas | Oven | E8 | Utility - Cost of Operation | 0 | 0 | 0 | 0 | 0 | 0 | 0 | 0 | 0 | 0 | 0 | 0 | 0 | 0 | 0 | 0 | 0 | 0 | 0 | 0 | 0 | 0 | 0 | 0 | 0 | 0 | 0
F5_Commercial_College_Existing_Food Preparation_Natural Gas_Oven_E9 | F5 | Commercial | College | Existing | Food Preparation | Natural Gas | Oven | E9 | Utility - Cost of Operation | 0 | 0 | 0 | 0 | 0 | 0 | 0 | 0 | 0 | 0 | 0 | 0 | 0 | 0 | 0 | 0 | 0 | 0 | 0 | 0 | 0 | 0 | 0 | 0 | 0 | 0 | 0
F5_Commercial_College_Existing_Food Preparation_Natural Gas_Oven_E10 | F5 | Commercial | College | Existing | Food Preparation | Natural Gas | Oven | E10 | Utility - Cost of Operation | 0 | 0 | 0 | 0 | 0 | 0 | 0 | 0 | 0 | 0 | 0 | 0 | 0 | 0 | 0 | 0 | 0 | 0 | 0 | 0 | 0 | 0 | 0 | 0 | 0 | 0 | 0
F6_Commercial_College_Existing_Food Preparation_Natural Gas_Oven_E1 | F6 | Commercial | College | Existing | Food Preparation | Natural Gas | Oven | E1 | Utility - Value of Sales | 0 | 0 | 0 | 0 | 0 | 0 | 0 | 0 | 0 | 0 | 0 | 0 | 0 | 0 | 0 | 0 | 0 | 0 | 0 | 0 | 0 | 0 | 0 | 0 | 0 | 0 | 0
F6_Commercial_College_Existing_Food Preparation_Natural Gas_Oven_E2 | F6 | Commercial | College | Existing | Food Preparation | Natural Gas | Oven | E2 | Utility - Value of Sales | 0 | 0 | 0 | 0 | 0 | 0 | 0 | 0 | 0 | 0 | 0 | 0 | 0 | 0 | 0 | 0 | 0 | 0 | 0 | 0 | 0 | 0 | 0 | 0 | 0 | 0 | 0
F6_Commercial_College_Existing_Food Preparation_Natural Gas_Oven_E3 | F6 | Commercial | College | Existing | Food Preparation | Natural Gas | Oven | E3 | Utility - Value of Sales | 0 | 0 | 0 | 0 | 0 | 0 | 0 | 0 | 0 | 0 | 0 | 0 | 0 | 0 | 0 | 0 | 0 | 0 | 0 | 0 | 0 | 0 | 0 | 0 | 0 | 0 | 0
F6_Commercial_College_Existing_Food Preparation_Natural Gas_Oven_E4 | F6 | Commercial | College | Existing | Food Preparation | Natural Gas | Oven | E4 | Utility - Value of Sales | 0 | 0 | 0 | 0 | 0 | 0 | 0 | 0 | 0 | 0 | 0 | 0 | 0 | 0 | 0 | 0 | 0 | 0 | 0 | 0 | 0 | 0 | 0 | 0 | 0 | 0 | 0
F6_Commercial_College_Existing_Food Preparation_Natural Gas_Oven_E5 | F6 | Commercial | College | Existing | Food Preparation | Natural Gas | Oven | E5 | Utility - Value of Sales | 0 | 0 | 0 | 0 | 0 | 0 | 0 | 0 | 0 | 0 | 0 | 0 | 0 | 0 | 0 | 0 | 0 | 0 | 0 | 0 | 0 | 0 | 0 | 0 | 0 | 0 | 0
F6_Commercial_College_Existing_Food Preparation_Natural Gas_Oven_E6 | F6 | Commercial | College | Existing | Food Preparation | Natural Gas | Oven | E6 | Utility - Value of Sales | 0 | 0 | 0 | 0 | 0 | 0 | 0 | 0 | 0 | 0 | 0 | 0 | 0 | 0 | 0 | 0 | 0 | 0 | 0 | 0 | 0 | 0 | 0 | 0 | 0 | 0 | 0
F6_Commercial_College_Existing_Food Preparation_Natural Gas_Oven_E7 | F6 | Commercial | College | Existing | Food Preparation | Natural Gas | Oven | E7 | Utility - Value of Sales | 0 | 0 | 0 | 0 | 0 | 0 | 0 | 0 | 0 | 0 | 0 | 0 | 0 | 0 | 0 | 0 | 0 | 0 | 0 | 0 | 0 | 0 | 0 | 0 | 0 | 0 | 0
F6_Commercial_College_Existing_Food Preparation_Natural Gas_Oven_E8 | F6 | Commercial | College | Existing | Food Preparation | Natural Gas | Oven | E8 | Utility - Value of Sales | 0 | 0 | 0 | 0 | 0 | 0 | 0 | 0 | 0 | 0 | 0 | 0 | 0 | 0 | 0 | 0 | 0 | 0 | 0 | 0 | 0 | 0 | 0 | 0 | 0 | 0 | 0
F6_Commercial_College_Existing_Food Preparation_Natural Gas_Oven_E9 | F6 | Commercial | College | Existing | Food Preparation | Natural Gas | Oven | E9 | Utility - Value of Sales | 0 | 0 | 0 | 0 | 0 | 0 | 0 | 0 | 0 | 0 | 0 | 0 | 0 | 0 | 0 | 0 | 0 | 0 | 0 | 0 | 0 | 0 | 0 | 0 | 0 | 0 | 0
F6_Commercial_College_Existing_Food Preparation_Natural Gas_Oven_E10 | F6 | Commercial | College | Existing | Food Preparation | Natural Gas | Oven | E10 | Utility - Value of Sales | 0 | 0 | 0 | 0 | 0 | 0 | 0 | 0 | 0 | 0 | 0 | 0 | 0 | 0 | 0 | 0 | 0 | 0 | 0 | 0 | 0 | 0 | 0 | 0 | 0 | 0 | 0
F1_Commercial_College_Existing_Food Preparation_Natural Gas_Conveyor Oven_E1 | F1 | Commercial | College | Existing | Food Preparation | Natural Gas | Conveyor Oven | E1 | RVT - Cost of Equipment | 0.010437 | 0.010437 | 0.010437 | 0.010437 | 0.010437 | 0.010437 | 0.010437 | 0.010437 | 0.010437 | 0.010437 | 0.010437 | 0.010437 | 0.010437 | 0.010437 | 0.010437 | 0.010437 | 0.010437 | 0.010437 | 0.010437 | 0.010437 | 0.010437 | 0.010437 | 0.010437 | 0.010437 | 0.010437 | 0.010437 | 0.010437
F1_Commercial_College_Existing_Food Preparation_Natural Gas_Conveyor Oven_E2 | F1 | Commercial | College | Existing | Food Preparation | Natural Gas | Conveyor Oven | E2 | RVT - Cost of Equipment | 0.012724 | 0.012724 | 0.012724 | 0.012724 | 0.012724 | 0.012724 | 0.012724 | 0.012724 | 0.012724 | 0.012724 | 0.012724 | 0.012724 | 0.012724 | 0.012724 | 0.012724 | 0.012724 | 0.012724 | 0.012724 | 0.012724 | 0.012724 | 0.012724 | 0.012724 | 0.012724 | 0.012724 | 0.012724 | 0.012724 | 0.012724
F1_Commercial_College_Existing_Food Preparation_Natural Gas_Conveyor Oven_E3 | F1 | Commercial | College | Existing | Food Preparation | Natural Gas | Conveyor Oven | E3 | RVT - Cost of Equipment | 0 | 0 | 0 | 0 | 0 | 0 | 0 | 0 | 0 | 0 | 0 | 0 | 0 | 0 | 0 | 0 | 0 | 0 | 0 | 0 | 0 | 0 | 0 | 0 | 0 | 0 | 0
F1_Commercial_College_Existing_Food Preparation_Natural Gas_Conveyor Oven_E4 | F1 | Commercial | College | Existing | Food Preparation | Natural Gas | Conveyor Oven | E4 | RVT - Cost of Equipment | 0 | 0 | 0 | 0 | 0 | 0 | 0 | 0 | 0 | 0 | 0 | 0 | 0 | 0 | 0 | 0 | 0 | 0 | 0 | 0 | 0 | 0 | 0 | 0 | 0 | 0 | 0
F1_Commercial_College_Existing_Food Preparation_Natural Gas_Conveyor Oven_E5 | F1 | Commercial | College | Existing | Food Preparation | Natural Gas | Conveyor Oven | E5 | RVT - Cost of Equipment | 0 | 0 | 0 | 0 | 0 | 0 | 0 | 0 | 0 | 0 | 0 | 0 | 0 | 0 | 0 | 0 | 0 | 0 | 0 | 0 | 0 | 0 | 0 | 0 | 0 | 0 | 0
F1_Commercial_College_Existing_Food Preparation_Natural Gas_Conveyor Oven_E6 | F1 | Commercial | College | Existing | Food Preparation | Natural Gas | Conveyor Oven | E6 | RVT - Cost of Equipment | 0 | 0 | 0 | 0 | 0 | 0 | 0 | 0 | 0 | 0 | 0 | 0 | 0 | 0 | 0 | 0 | 0 | 0 | 0 | 0 | 0 | 0 | 0 | 0 | 0 | 0 | 0
F1_Commercial_College_Existing_Food Preparation_Natural Gas_Conveyor Oven_E7 | F1 | Commercial | College | Existing | Food Preparation | Natural Gas | Conveyor Oven | E7 | RVT - Cost of Equipment | 0 | 0 | 0 | 0 | 0 | 0 | 0 | 0 | 0 | 0 | 0 | 0 | 0 | 0 | 0 | 0 | 0 | 0 | 0 | 0 | 0 | 0 | 0 | 0 | 0 | 0 | 0
F1_Commercial_College_Existing_Food Preparation_Natural Gas_Conveyor Oven_E8 | F1 | Commercial | College | Existing | Food Preparation | Natural Gas | Conveyor Oven | E8 | RVT - Cost of Equipment | 0 | 0 | 0 | 0 | 0 | 0 | 0 | 0 | 0 | 0 | 0 | 0 | 0 | 0 | 0 | 0 | 0 | 0 | 0 | 0 | 0 | 0 | 0 | 0 | 0 | 0 | 0
F1_Commercial_College_Existing_Food Preparation_Natural Gas_Conveyor Oven_E9 | F1 | Commercial | College | Existing | Food Preparation | Natural Gas | Conveyor Oven | E9 | RVT - Cost of Equipment | 0 | 0 | 0 | 0 | 0 | 0 | 0 | 0 | 0 | 0 | 0 | 0 | 0 | 0 | 0 | 0 | 0 | 0 | 0 | 0 | 0 | 0 | 0 | 0 | 0 | 0 | 0
F1_Commercial_College_Existing_Food Preparation_Natural Gas_Conveyor Oven_E10 | F1 | Commercial | College | Existing | Food Preparation | Natural Gas | Conveyor Oven | E10 | RVT - Cost of Equipment | 0 | 0 | 0 | 0 | 0 | 0 | 0 | 0 | 0 | 0 | 0 | 0 | 0 | 0 | 0 | 0 | 0 | 0 | 0 | 0 | 0 | 0 | 0 | 0 | 0 | 0 | 0
F2_Commercial_College_Existing_Food Preparation_Natural Gas_Conveyor Oven_E1 | F2 | Commercial | College | Existing | Food Preparation | Natural Gas | Conveyor Oven | E1 | RVT - Cost of Operation | 0 | 0 | 0 | 0 | 0 | 0 | 0 | 0 | 0 | 0 | 0 | 0 | 0 | 0 | 0 | 0 | 0 | 0 | 0 | 0 | 0 | 0 | 0 | 0 | 0 | 0 | 0
F2_Commercial_College_Existing_Food Preparation_Natural Gas_Conveyor Oven_E2 | F2 | Commercial | College | Existing | Food Preparation | Natural Gas | Conveyor Oven | E2 | RVT - Cost of Operation | 0 | 0 | 0 | 0 | 0 | 0 | 0 | 0 | 0 | 0 | 0 | 0 | 0 | 0 | 0 | 0 | 0 | 0 | 0 | 0 | 0 | 0 | 0 | 0 | 0 | 0 | 0
F2_Commercial_College_Existing_Food Preparation_Natural Gas_Conveyor Oven_E3 | F2 | Commercial | College | Existing | Food Preparation | Natural Gas | Conveyor Oven | E3 | RVT - Cost of Operation | 0 | 0 | 0 | 0 | 0 | 0 | 0 | 0 | 0 | 0 | 0 | 0 | 0 | 0 | 0 | 0 | 0 | 0 | 0 | 0 | 0 | 0 | 0 | 0 | 0 | 0 | 0
F2_Commercial_College_Existing_Food Preparation_Natural Gas_Conveyor Oven_E4 | F2 | Commercial | College | Existing | Food Preparation | Natural Gas | Conveyor Oven | E4 | RVT - Cost of Operation | 0 | 0 | 0 | 0 | 0 | 0 | 0 | 0 | 0 | 0 | 0 | 0 | 0 | 0 | 0 | 0 | 0 | 0 | 0 | 0 | 0 | 0 | 0 | 0 | 0 | 0 | 0
F2_Commercial_College_Existing_Food Preparation_Natural Gas_Conveyor Oven_E5 | F2 | Commercial | College | Existing | Food Preparation | Natural Gas | Conveyor Oven | E5 | RVT - Cost of Operation | 0 | 0 | 0 | 0 | 0 | 0 | 0 | 0 | 0 | 0 | 0 | 0 | 0 | 0 | 0 | 0 | 0 | 0 | 0 | 0 | 0 | 0 | 0 | 0 | 0 | 0 | 0
F2_Commercial_College_Existing_Food Preparation_Natural Gas_Conveyor Oven_E6 | F2 | Commercial | College | Existing | Food Preparation | Natural Gas | Conveyor Oven | E6 | RVT - Cost of Operation | 0 | 0 | 0 | 0 | 0 | 0 | 0 | 0 | 0 | 0 | 0 | 0 | 0 | 0 | 0 | 0 | 0 | 0 | 0 | 0 | 0 | 0 | 0 | 0 | 0 | 0 | 0
F2_Commercial_College_Existing_Food Preparation_Natural Gas_Conveyor Oven_E7 | F2 | Commercial | College | Existing | Food Preparation | Natural Gas | Conveyor Oven | E7 | RVT - Cost of Operation | 0 | 0 | 0 | 0 | 0 | 0 | 0 | 0 | 0 | 0 | 0 | 0 | 0 | 0 | 0 | 0 | 0 | 0 | 0 | 0 | 0 | 0 | 0 | 0 | 0 | 0 | 0
F2_Commercial_College_Existing_Food Preparation_Natural Gas_Conveyor Oven_E8 | F2 | Commercial | College | Existing | Food Preparation | Natural Gas | Conveyor Oven | E8 | RVT - Cost of Operation | 0 | 0 | 0 | 0 | 0 | 0 | 0 | 0 | 0 | 0 | 0 | 0 | 0 | 0 | 0 | 0 | 0 | 0 | 0 | 0 | 0 | 0 | 0 | 0 | 0 | 0 | 0
F2_Commercial_College_Existing_Food Preparation_Natural Gas_Conveyor Oven_E9 | F2 | Commercial | College | Existing | Food Preparation | Natural Gas | Conveyor Oven | E9 | RVT - Cost of Operation | 0 | 0 | 0 | 0 | 0 | 0 | 0 | 0 | 0 | 0 | 0 | 0 | 0 | 0 | 0 | 0 | 0 | 0 | 0 | 0 | 0 | 0 | 0 | 0 | 0 | 0 | 0
F2_Commercial_College_Existing_Food Preparation_Natural Gas_Conveyor Oven_E10 | F2 | Commercial | College | Existing | Food Preparation | Natural Gas | Conveyor Oven | E10 | RVT - Cost of Operation | 0 | 0 | 0 | 0 | 0 | 0 | 0 | 0 | 0 | 0 | 0 | 0 | 0 | 0 | 0 | 0 | 0 | 0 | 0 | 0 | 0 | 0 | 0 | 0 | 0 | 0 | 0
F3_Commercial_College_Existing_Food Preparation_Natural Gas_Conveyor Oven_E1 | F3 | Commercial | College | Existing | Food Preparation | Natural Gas | Conveyor Oven | E1 | System - kBTUs of Consumption | 2.6737 | 2.6737 | 2.6737 | 2.6737 | 2.6737 | 2.6737 | 2.6737 | 2.6737 | 2.6737 | 2.6737 | 2.6737 | 2.6737 | 2.6737 | 2.6737 | 2.6737 | 2.6737 | 2.6737 | 2.6737 | 2.6737 | 2.6737 | 2.6737 | 2.6737 | 2.6737 | 2.6737 | 2.6737 | 2.6737 | 2.6737
F3_Commercial_College_Existing_Food Preparation_Natural Gas_Conveyor Oven_E2 | F3 | Commercial | College | Existing | Food Preparation | Natural Gas | Conveyor Oven | E2 | System - kBTUs of Consumption | 2.0324 | 2.0324 | 2.0324 | 2.0324 | 2.0324 | 2.0324 | 2.0324 | 2.0324 | 2.0324 | 2.0324 | 2.0324 | 2.0324 | 2.0324 | 2.0324 | 2.0324 | 2.0324 | 2.0324 | 2.0324 | 2.0324 | 2.0324 | 2.0324 | 2.0324 | 2.0324 | 2.0324 | 2.0324 | 2.0324 | 2.0324
F3_Commercial_College_Existing_Food Preparation_Natural Gas_Conveyor Oven_E3 | F3 | Commercial | College | Existing | Food Preparation | Natural Gas | Conveyor Oven | E3 | System - kBTUs of Consumption | 0 | 0 | 0 | 0 | 0 | 0 | 0 | 0 | 0 | 0 | 0 | 0 | 0 | 0 | 0 | 0 | 0 | 0 | 0 | 0 | 0 | 0 | 0 | 0 | 0 | 0 | 0
F3_Commercial_College_Existing_Food Preparation_Natural Gas_Conveyor Oven_E4 | F3 | Commercial | College | Existing | Food Preparation | Natural Gas | Conveyor Oven | E4 | System - kBTUs of Consumption | 0 | 0 | 0 | 0 | 0 | 0 | 0 | 0 | 0 | 0 | 0 | 0 | 0 | 0 | 0 | 0 | 0 | 0 | 0 | 0 | 0 | 0 | 0 | 0 | 0 | 0 | 0
F3_Commercial_College_Existing_Food Preparation_Natural Gas_Conveyor Oven_E5 | F3 | Commercial | College | Existing | Food Preparation | Natural Gas | Conveyor Oven | E5 | System - kBTUs of Consumption | 0 | 0 | 0 | 0 | 0 | 0 | 0 | 0 | 0 | 0 | 0 | 0 | 0 | 0 | 0 | 0 | 0 | 0 | 0 | 0 | 0 | 0 | 0 | 0 | 0 | 0 | 0
F3_Commercial_College_Existing_Food Preparation_Natural Gas_Conveyor Oven_E6 | F3 | Commercial | College | Existing | Food Preparation | Natural Gas | Conveyor Oven | E6 | System - kBTUs of Consumption | 0 | 0 | 0 | 0 | 0 | 0 | 0 | 0 | 0 | 0 | 0 | 0 | 0 | 0 | 0 | 0 | 0 | 0 | 0 | 0 | 0 | 0 | 0 | 0 | 0 | 0 | 0
F3_Commercial_College_Existing_Food Preparation_Natural Gas_Conveyor Oven_E7 | F3 | Commercial | College | Existing | Food Preparation | Natural Gas | Conveyor Oven | E7 | System - kBTUs of Consumption | 0 | 0 | 0 | 0 | 0 | 0 | 0 | 0 | 0 | 0 | 0 | 0 | 0 | 0 | 0 | 0 | 0 | 0 | 0 | 0 | 0 | 0 | 0 | 0 | 0 | 0 | 0
F3_Commercial_College_Existing_Food Preparation_Natural Gas_Conveyor Oven_E8 | F3 | Commercial | College | Existing | Food Preparation | Natural Gas | Conveyor Oven | E8 | System - kBTUs of Consumption | 0 | 0 | 0 | 0 | 0 | 0 | 0 | 0 | 0 | 0 | 0 | 0 | 0 | 0 | 0 | 0 | 0 | 0 | 0 | 0 | 0 | 0 | 0 | 0 | 0 | 0 | 0
F3_Commercial_College_Existing_Food Preparation_Natural Gas_Conveyor Oven_E9 | F3 | Commercial | College | Existing | Food Preparation | Natural Gas | Conveyor Oven | E9 | System - kBTUs of Consumption | 0 | 0 | 0 | 0 | 0 | 0 | 0 | 0 | 0 | 0 | 0 | 0 | 0 | 0 | 0 | 0 | 0 | 0 | 0 | 0 | 0 | 0 | 0 | 0 | 0 | 0 | 0
F3_Commercial_College_Existing_Food Preparation_Natural Gas_Conveyor Oven_E10 | F3 | Commercial | College | Existing | Food Preparation | Natural Gas | Conveyor Oven | E10 | System - kBTUs of Consumption | 0 | 0 | 0 | 0 | 0 | 0 | 0 | 0 | 0 | 0 | 0 | 0 | 0 | 0 | 0 | 0 | 0 | 0 | 0 | 0 | 0 | 0 | 0 | 0 | 0 | 0 | 0
F4_Commercial_College_Existing_Food Preparation_Natural Gas_Conveyor Oven_E1 | F4 | Commercial | College | Existing | Food Preparation | Natural Gas | Conveyor Oven | E1 | Utility - Cost of Equipment | 0.010437 | 0.010437 | 0.010437 | 0.010437 | 0.010437 | 0.010437 | 0.010437 | 0.010437 | 0.010437 | 0.010437 | 0.010437 | 0.010437 | 0.010437 | 0.010437 | 0.010437 | 0.010437 | 0.010437 | 0.010437 | 0.010437 | 0.010437 | 0.010437 | 0.010437 | 0.010437 | 0.010437 | 0.010437 | 0.010437 | 0.010437
F4_Commercial_College_Existing_Food Preparation_Natural Gas_Conveyor Oven_E2 | F4 | Commercial | College | Existing | Food Preparation | Natural Gas | Conveyor Oven | E2 | Utility - Cost of Equipment | 0.012724 | 0.012724 | 0.012724 | 0.012724 | 0.012724 | 0.012724 | 0.012724 | 0.012724 | 0.012724 | 0.012724 | 0.012724 | 0.012724 | 0.012724 | 0.012724 | 0.012724 | 0.012724 | 0.012724 | 0.012724 | 0.012724 | 0.012724 | 0.012724 | 0.012724 | 0.012724 | 0.012724 | 0.012724 | 0.012724 | 0.012724
F4_Commercial_College_Existing_Food Preparation_Natural Gas_Conveyor Oven_E3 | F4 | Commercial | College | Existing | Food Preparation | Natural Gas | Conveyor Oven | E3 | Utility - Cost of Equipment | 0 | 0 | 0 | 0 | 0 | 0 | 0 | 0 | 0 | 0 | 0 | 0 | 0 | 0 | 0 | 0 | 0 | 0 | 0 | 0 | 0 | 0 | 0 | 0 | 0 | 0 | 0
F4_Commercial_College_Existing_Food Preparation_Natural Gas_Conveyor Oven_E4 | F4 | Commercial | College | Existing | Food Preparation | Natural Gas | Conveyor Oven | E4 | Utility - Cost of Equipment | 0 | 0 | 0 | 0 | 0 | 0 | 0 | 0 | 0 | 0 | 0 | 0 | 0 | 0 | 0 | 0 | 0 | 0 | 0 | 0 | 0 | 0 | 0 | 0 | 0 | 0 | 0
F4_Commercial_College_Existing_Food Preparation_Natural Gas_Conveyor Oven_E5 | F4 | Commercial | College | Existing | Food Preparation | Natural Gas | Conveyor Oven | E5 | Utility - Cost of Equipment | 0 | 0 | 0 | 0 | 0 | 0 | 0 | 0 | 0 | 0 | 0 | 0 | 0 | 0 | 0 | 0 | 0 | 0 | 0 | 0 | 0 | 0 | 0 | 0 | 0 | 0 | 0
F4_Commercial_College_Existing_Food Preparation_Natural Gas_Conveyor Oven_E6 | F4 | Commercial | College | Existing | Food Preparation | Natural Gas | Conveyor Oven | E6 | Utility - Cost of Equipment | 0 | 0 | 0 | 0 | 0 | 0 | 0 | 0 | 0 | 0 | 0 | 0 | 0 | 0 | 0 | 0 | 0 | 0 | 0 | 0 | 0 | 0 | 0 | 0 | 0 | 0 | 0
F4_Commercial_College_Existing_Food Preparation_Natural Gas_Conveyor Oven_E7 | F4 | Commercial | College | Existing | Food Preparation | Natural Gas | Conveyor Oven | E7 | Utility - Cost of Equipment | 0 | 0 | 0 | 0 | 0 | 0 | 0 | 0 | 0 | 0 | 0 | 0 | 0 | 0 | 0 | 0 | 0 | 0 | 0 | 0 | 0 | 0 | 0 | 0 | 0 | 0 | 0
F4_Commercial_College_Existing_Food Preparation_Natural Gas_Conveyor Oven_E8 | F4 | Commercial | College | Existing | Food Preparation | Natural Gas | Conveyor Oven | E8 | Utility - Cost of Equipment | 0 | 0 | 0 | 0 | 0 | 0 | 0 | 0 | 0 | 0 | 0 | 0 | 0 | 0 | 0 | 0 | 0 | 0 | 0 | 0 | 0 | 0 | 0 | 0 | 0 | 0 | 0
F4_Commercial_College_Existing_Food Preparation_Natural Gas_Conveyor Oven_E9 | F4 | Commercial | College | Existing | Food Preparation | Natural Gas | Conveyor Oven | E9 | Utility - Cost of Equipment | 0 | 0 | 0 | 0 | 0 | 0 | 0 | 0 | 0 | 0 | 0 | 0 | 0 | 0 | 0 | 0 | 0 | 0 | 0 | 0 | 0 | 0 | 0 | 0 | 0 | 0 | 0
F4_Commercial_College_Existing_Food Preparation_Natural Gas_Conveyor Oven_E10 | F4 | Commercial | College | Existing | Food Preparation | Natural Gas | Conveyor Oven | E10 | Utility - Cost of Equipment | 0 | 0 | 0 | 0 | 0 | 0 | 0 | 0 | 0 | 0 | 0 | 0 | 0 | 0 | 0 | 0 | 0 | 0 | 0 | 0 | 0 | 0 | 0 | 0 | 0 | 0 | 0
F5_Commercial_College_Existing_Food Preparation_Natural Gas_Conveyor Oven_E1 | F5 | Commercial | College | Existing | Food Preparation | Natural Gas | Conveyor Oven | E1 | Utility - Cost of Operation | 0.037149 | 0.03698 | 0.036826 | 0.036675 | 0.036846 | 0.037174 | 0.037534 | 0.037837 | 0.038036 | 0.038125 | 0.038131 | 0.038075 | 0.037962 | 0.037755 | 0.037467 | 0.037091 | 0.036611 | 0.036032 | 0.035334 | 0.0345 | 0.033516 | 0.032379 | 0.031373 | 0.030738 | 0.030489 | 0.030638 | 0.030788
F5_Commercial_College_Existing_Food Preparation_Natural Gas_Conveyor Oven_E2 | F5 | Commercial | College | Existing | Food Preparation | Natural Gas | Conveyor Oven | E2 | Utility - Cost of Operation | 0.028239 | 0.02811 | 0.027994 | 0.027879 | 0.028009 | 0.028258 | 0.028532 | 0.028762 | 0.028913 | 0.028981 | 0.028985 | 0.028943 | 0.028857 | 0.0287 | 0.02848 | 0.028195 | 0.02783 | 0.02739 | 0.026859 | 0.026225 | 0.025478 | 0.024613 | 0.023849 | 0.023366 | 0.023176 | 0.02329 | 0.023404
F5_Commercial_College_Existing_Food Preparation_Natural Gas_Conveyor Oven_E3 | F5 | Commercial | College | Existing | Food Preparation | Natural Gas | Conveyor Oven | E3 | Utility - Cost of Operation | 0 | 0 | 0 | 0 | 0 | 0 | 0 | 0 | 0 | 0 | 0 | 0 | 0 | 0 | 0 | 0 | 0 | 0 | 0 | 0 | 0 | 0 | 0 | 0 | 0 | 0 | 0
F5_Commercial_College_Existing_Food Preparation_Natural Gas_Conveyor Oven_E4 | F5 | Commercial | College | Existing | Food Preparation | Natural Gas | Conveyor Oven | E4 | Utility - Cost of Operation | 0 | 0 | 0 | 0 | 0 | 0 | 0 | 0 | 0 | 0 | 0 | 0 | 0 | 0 | 0 | 0 | 0 | 0 | 0 | 0 | 0 | 0 | 0 | 0 | 0 | 0 | 0
F5_Commercial_College_Existing_Food Preparation_Natural Gas_Conveyor Oven_E5 | F5 | Commercial | College | Existing | Food Preparation | Natural Gas | Conveyor Oven | E5 | Utility - Cost of Operation | 0 | 0 | 0 | 0 | 0 | 0 | 0 | 0 | 0 | 0 | 0 | 0 | 0 | 0 | 0 | 0 | 0 | 0 | 0 | 0 | 0 | 0 | 0 | 0 | 0 | 0 | 0
F5_Commercial_College_Existing_Food Preparation_Natural Gas_Conveyor Oven_E6 | F5 | Commercial | College | Existing | Food Preparation | Natural Gas | Conveyor Oven | E6 | Utility - Cost of Operation | 0 | 0 | 0 | 0 | 0 | 0 | 0 | 0 | 0 | 0 | 0 | 0 | 0 | 0 | 0 | 0 | 0 | 0 | 0 | 0 | 0 | 0 | 0 | 0 | 0 | 0 | 0
F5_Commercial_College_Existing_Food Preparation_Natural Gas_Conveyor Oven_E7 | F5 | Commercial | College | Existing | Food Preparation | Natural Gas | Conveyor Oven | E7 | Utility - Cost of Operation | 0 | 0 | 0 | 0 | 0 | 0 | 0 | 0 | 0 | 0 | 0 | 0 | 0 | 0 | 0 | 0 | 0 | 0 | 0 | 0 | 0 | 0 | 0 | 0 | 0 | 0 | 0
F5_Commercial_College_Existing_Food Preparation_Natural Gas_Conveyor Oven_E8 | F5 | Commercial | College | Existing | Food Preparation | Natural Gas | Conveyor Oven | E8 | Utility - Cost of Operation | 0 | 0 | 0 | 0 | 0 | 0 | 0 | 0 | 0 | 0 | 0 | 0 | 0 | 0 | 0 | 0 | 0 | 0 | 0 | 0 | 0 | 0 | 0 | 0 | 0 | 0 | 0
F5_Commercial_College_Existing_Food Preparation_Natural Gas_Conveyor Oven_E9 | F5 | Commercial | College | Existing | Food Preparation | Natural Gas | Conveyor Oven | E9 | Utility - Cost of Operation | 0 | 0 | 0 | 0 | 0 | 0 | 0 | 0 | 0 | 0 | 0 | 0 | 0 | 0 | 0 | 0 | 0 | 0 | 0 | 0 | 0 | 0 | 0 | 0 | 0 | 0 | 0
F5_Commercial_College_Existing_Food Preparation_Natural Gas_Conveyor Oven_E10 | F5 | Commercial | College | Existing | Food Preparation | Natural Gas | Conveyor Oven | E10 | Utility - Cost of Operation | 0 | 0 | 0 | 0 | 0 | 0 | 0 | 0 | 0 | 0 | 0 | 0 | 0 | 0 | 0 | 0 | 0 | 0 | 0 | 0 | 0 | 0 | 0 | 0 | 0 | 0 | 0
F6_Commercial_College_Existing_Food Preparation_Natural Gas_Conveyor Oven_E1 | F6 | Commercial | College | Existing | Food Preparation | Natural Gas | Conveyor Oven | E1 | Utility - Value of Sales | 0 | 0 | 0 | 0 | 0 | 0 | 0 | 0 | 0 | 0 | 0 | 0 | 0 | 0 | 0 | 0 | 0 | 0 | 0 | 0 | 0 | 0 | 0 | 0 | 0 | 0 | 0
F6_Commercial_College_Existing_Food Preparation_Natural Gas_Conveyor Oven_E2 | F6 | Commercial | College | Existing | Food Preparation | Natural Gas | Conveyor Oven | E2 | Utility - Value of Sales | 0 | 0 | 0 | 0 | 0 | 0 | 0 | 0 | 0 | 0 | 0 | 0 | 0 | 0 | 0 | 0 | 0 | 0 | 0 | 0 | 0 | 0 | 0 | 0 | 0 | 0 | 0
F6_Commercial_College_Existing_Food Preparation_Natural Gas_Conveyor Oven_E3 | F6 | Commercial | College | Existing | Food Preparation | Natural Gas | Conveyor Oven | E3 | Utility - Value of Sales | 0 | 0 | 0 | 0 | 0 | 0 | 0 | 0 | 0 | 0 | 0 | 0 | 0 | 0 | 0 | 0 | 0 | 0 | 0 | 0 | 0 | 0 | 0 | 0 | 0 | 0 | 0
F6_Commercial_College_Existing_Food Preparation_Natural Gas_Conveyor Oven_E4 | F6 | Commercial | College | Existing | Food Preparation | Natural Gas | Conveyor Oven | E4 | Utility - Value of Sales | 0 | 0 | 0 | 0 | 0 | 0 | 0 | 0 | 0 | 0 | 0 | 0 | 0 | 0 | 0 | 0 | 0 | 0 | 0 | 0 | 0 | 0 | 0 | 0 | 0 | 0 | 0
F6_Commercial_College_Existing_Food Preparation_Natural Gas_Conveyor Oven_E5 | F6 | Commercial | College | Existing | Food Preparation | Natural Gas | Conveyor Oven | E5 | Utility - Value of Sales | 0 | 0 | 0 | 0 | 0 | 0 | 0 | 0 | 0 | 0 | 0 | 0 | 0 | 0 | 0 | 0 | 0 | 0 | 0 | 0 | 0 | 0 | 0 | 0 | 0 | 0 | 0
F6_Commercial_College_Existing_Food Preparation_Natural Gas_Conveyor Oven_E6 | F6 | Commercial | College | Existing | Food Preparation | Natural Gas | Conveyor Oven | E6 | Utility - Value of Sales | 0 | 0 | 0 | 0 | 0 | 0 | 0 | 0 | 0 | 0 | 0 | 0 | 0 | 0 | 0 | 0 | 0 | 0 | 0 | 0 | 0 | 0 | 0 | 0 | 0 | 0 | 0
F6_Commercial_College_Existing_Food Preparation_Natural Gas_Conveyor Oven_E7 | F6 | Commercial | College | Existing | Food Preparation | Natural Gas | Conveyor Oven | E7 | Utility - Value of Sales | 0 | 0 | 0 | 0 | 0 | 0 | 0 | 0 | 0 | 0 | 0 | 0 | 0 | 0 | 0 | 0 | 0 | 0 | 0 | 0 | 0 | 0 | 0 | 0 | 0 | 0 | 0
F6_Commercial_College_Existing_Food Preparation_Natural Gas_Conveyor Oven_E8 | F6 | Commercial | College | Existing | Food Preparation | Natural Gas | Conveyor Oven | E8 | Utility - Value of Sales | 0 | 0 | 0 | 0 | 0 | 0 | 0 | 0 | 0 | 0 | 0 | 0 | 0 | 0 | 0 | 0 | 0 | 0 | 0 | 0 | 0 | 0 | 0 | 0 | 0 | 0 | 0
F6_Commercial_College_Existing_Food Preparation_Natural Gas_Conveyor Oven_E9 | F6 | Commercial | College | Existing | Food Preparation | Natural Gas | Conveyor Oven | E9 | Utility - Value of Sales | 0 | 0 | 0 | 0 | 0 | 0 | 0 | 0 | 0 | 0 | 0 | 0 | 0 | 0 | 0 | 0 | 0 | 0 | 0 | 0 | 0 | 0 | 0 | 0 | 0 | 0 | 0
F6_Commercial_College_Existing_Food Preparation_Natural Gas_Conveyor Oven_E10 | F6 | Commercial | College | Existing | Food Preparation | Natural Gas | Conveyor Oven | E10 | Utility - Value of Sales | 0 | 0 | 0 | 0 | 0 | 0 | 0 | 0 | 0 | 0 | 0 | 0 | 0 | 0 | 0 | 0 | 0 | 0 | 0 | 0 | 0 | 0 | 0 | 0 | 0 | 0 | 0
F1_Commercial_College_Existing_Food Preparation_Natural Gas_Double Rack Oven_E1 | F1 | Commercial | College | Existing | Food Preparation | Natural Gas | Double Rack Oven | E1 | RVT - Cost of Equipment | 0.020357 | 0.020357 | 0.020357 | 0.020357 | 0.020357 | 0.020357 | 0.020357 | 0.020357 | 0.020357 | 0.020357 | 0.020357 | 0.020357 | 0.020357 | 0.020357 | 0.020357 | 0.020357 | 0.020357 | 0.020357 | 0.020357 | 0.020357 | 0.020357 | 0.020357 | 0.020357 | 0.020357 | 0.020357 | 0.020357 | 0.020357
F1_Commercial_College_Existing_Food Preparation_Natural Gas_Double Rack Oven_E2 | F1 | Commercial | College | Existing | Food Preparation | Natural Gas | Double Rack Oven | E2 | RVT - Cost of Equipment | 0.028086 | 0.028086 | 0.028086 | 0.028086 | 0.028086 | 0.028086 | 0.028086 | 0.028086 | 0.028086 | 0.028086 | 0.028086 | 0.028086 | 0.028086 | 0.028086 | 0.028086 | 0.028086 | 0.028086 | 0.028086 | 0.028086 | 0.028086 | 0.028086 | 0.028086 | 0.028086 | 0.028086 | 0.028086 | 0.028086 | 0.028086
F1_Commercial_College_Existing_Food Preparation_Natural Gas_Double Rack Oven_E3 | F1 | Commercial | College | Existing | Food Preparation | Natural Gas | Double Rack Oven | E3 | RVT - Cost of Equipment | 0 | 0 | 0 | 0 | 0 | 0 | 0 | 0 | 0 | 0 | 0 | 0 | 0 | 0 | 0 | 0 | 0 | 0 | 0 | 0 | 0 | 0 | 0 | 0 | 0 | 0 | 0
F1_Commercial_College_Existing_Food Preparation_Natural Gas_Double Rack Oven_E4 | F1 | Commercial | College | Existing | Food Preparation | Natural Gas | Double Rack Oven | E4 | RVT - Cost of Equipment | 0 | 0 | 0 | 0 | 0 | 0 | 0 | 0 | 0 | 0 | 0 | 0 | 0 | 0 | 0 | 0 | 0 | 0 | 0 | 0 | 0 | 0 | 0 | 0 | 0 | 0 | 0
F1_Commercial_College_Existing_Food Preparation_Natural Gas_Double Rack Oven_E5 | F1 | Commercial | College | Existing | Food Preparation | Natural Gas | Double Rack Oven | E5 | RVT - Cost of Equipment | 0 | 0 | 0 | 0 | 0 | 0 | 0 | 0 | 0 | 0 | 0 | 0 | 0 | 0 | 0 | 0 | 0 | 0 | 0 | 0 | 0 | 0 | 0 | 0 | 0 | 0 | 0
F1_Commercial_College_Existing_Food Preparation_Natural Gas_Double Rack Oven_E6 | F1 | Commercial | College | Existing | Food Preparation | Natural Gas | Double Rack Oven | E6 | RVT - Cost of Equipment | 0 | 0 | 0 | 0 | 0 | 0 | 0 | 0 | 0 | 0 | 0 | 0 | 0 | 0 | 0 | 0 | 0 | 0 | 0 | 0 | 0 | 0 | 0 | 0 | 0 | 0 | 0
F1_Commercial_College_Existing_Food Preparation_Natural Gas_Double Rack Oven_E7 | F1 | Commercial | College | Existing | Food Preparation | Natural Gas | Double Rack Oven | E7 | RVT - Cost of Equipment | 0 | 0 | 0 | 0 | 0 | 0 | 0 | 0 | 0 | 0 | 0 | 0 | 0 | 0 | 0 | 0 | 0 | 0 | 0 | 0 | 0 | 0 | 0 | 0 | 0 | 0 | 0
F1_Commercial_College_Existing_Food Preparation_Natural Gas_Double Rack Oven_E8 | F1 | Commercial | College | Existing | Food Preparation | Natural Gas | Double Rack Oven | E8 | RVT - Cost of Equipment | 0 | 0 | 0 | 0 | 0 | 0 | 0 | 0 | 0 | 0 | 0 | 0 | 0 | 0 | 0 | 0 | 0 | 0 | 0 | 0 | 0 | 0 | 0 | 0 | 0 | 0 | 0
F1_Commercial_College_Existing_Food Preparation_Natural Gas_Double Rack Oven_E9 | F1 | Commercial | College | Existing | Food Preparation | Natural Gas | Double Rack Oven | E9 | RVT - Cost of Equipment | 0 | 0 | 0 | 0 | 0 | 0 | 0 | 0 | 0 | 0 | 0 | 0 | 0 | 0 | 0 | 0 | 0 | 0 | 0 | 0 | 0 | 0 | 0 | 0 | 0 | 0 | 0
F1_Commercial_College_Existing_Food Preparation_Natural Gas_Double Rack Oven_E10 | F1 | Commercial | College | Existing | Food Preparation | Natural Gas | Double Rack Oven | E10 | RVT - Cost of Equipment | 0 | 0 | 0 | 0 | 0 | 0 | 0 | 0 | 0 | 0 | 0 | 0 | 0 | 0 | 0 | 0 | 0 | 0 | 0 | 0 | 0 | 0 | 0 | 0 | 0 | 0 | 0
F2_Commercial_College_Existing_Food Preparation_Natural Gas_Double Rack Oven_E1 | F2 | Commercial | College | Existing | Food Preparation | Natural Gas | Double Rack Oven | E1 | RVT - Cost of Operation | 0 | 0 | 0 | 0 | 0 | 0 | 0 | 0 | 0 | 0 | 0 | 0 | 0 | 0 | 0 | 0 | 0 | 0 | 0 | 0 | 0 | 0 | 0 | 0 | 0 | 0 | 0
F2_Commercial_College_Existing_Food Preparation_Natural Gas_Double Rack Oven_E2 | F2 | Commercial | College | Existing | Food Preparation | Natural Gas | Double Rack Oven | E2 | RVT - Cost of Operation | 0 | 0 | 0 | 0 | 0 | 0 | 0 | 0 | 0 | 0 | 0 | 0 | 0 | 0 | 0 | 0 | 0 | 0 | 0 | 0 | 0 | 0 | 0 | 0 | 0 | 0 | 0
F2_Commercial_College_Existing_Food Preparation_Natural Gas_Double Rack Oven_E3 | F2 | Commercial | College | Existing | Food Preparation | Natural Gas | Double Rack Oven | E3 | RVT - Cost of Operation | 0 | 0 | 0 | 0 | 0 | 0 | 0 | 0 | 0 | 0 | 0 | 0 | 0 | 0 | 0 | 0 | 0 | 0 | 0 | 0 | 0 | 0 | 0 | 0 | 0 | 0 | 0
F2_Commercial_College_Existing_Food Preparation_Natural Gas_Double Rack Oven_E4 | F2 | Commercial | College | Existing | Food Preparation | Natural Gas | Double Rack Oven | E4 | RVT - Cost of Operation | 0 | 0 | 0 | 0 | 0 | 0 | 0 | 0 | 0 | 0 | 0 | 0 | 0 | 0 | 0 | 0 | 0 | 0 | 0 | 0 | 0 | 0 | 0 | 0 | 0 | 0 | 0
F2_Commercial_College_Existing_Food Preparation_Natural Gas_Double Rack Oven_E5 | F2 | Commercial | College | Existing | Food Preparation | Natural Gas | Double Rack Oven | E5 | RVT - Cost of Operation | 0 | 0 | 0 | 0 | 0 | 0 | 0 | 0 | 0 | 0 | 0 | 0 | 0 | 0 | 0 | 0 | 0 | 0 | 0 | 0 | 0 | 0 | 0 | 0 | 0 | 0 | 0
F2_Commercial_College_Existing_Food Preparation_Natural Gas_Double Rack Oven_E6 | F2 | Commercial | College | Existing | Food Preparation | Natural Gas | Double Rack Oven | E6 | RVT - Cost of Operation | 0 | 0 | 0 | 0 | 0 | 0 | 0 | 0 | 0 | 0 | 0 | 0 | 0 | 0 | 0 | 0 | 0 | 0 | 0 | 0 | 0 | 0 | 0 | 0 | 0 | 0 | 0
F2_Commercial_College_Existing_Food Preparation_Natural Gas_Double Rack Oven_E7 | F2 | Commercial | College | Existing | Food Preparation | Natural Gas | Double Rack Oven | E7 | RVT - Cost of Operation | 0 | 0 | 0 | 0 | 0 | 0 | 0 | 0 | 0 | 0 | 0 | 0 | 0 | 0 | 0 | 0 | 0 | 0 | 0 | 0 | 0 | 0 | 0 | 0 | 0 | 0 | 0
F2_Commercial_College_Existing_Food Preparation_Natural Gas_Double Rack Oven_E8 | F2 | Commercial | College | Existing | Food Preparation | Natural Gas | Double Rack Oven | E8 | RVT - Cost of Operation | 0 | 0 | 0 | 0 | 0 | 0 | 0 | 0 | 0 | 0 | 0 | 0 | 0 | 0 | 0 | 0 | 0 | 0 | 0 | 0 | 0 | 0 | 0 | 0 | 0 | 0 | 0
F2_Commercial_College_Existing_Food Preparation_Natural Gas_Double Rack Oven_E9 | F2 | Commercial | College | Existing | Food Preparation | Natural Gas | Double Rack Oven | E9 | RVT - Cost of Operation | 0 | 0 | 0 | 0 | 0 | 0 | 0 | 0 | 0 | 0 | 0 | 0 | 0 | 0 | 0 | 0 | 0 | 0 | 0 | 0 | 0 | 0 | 0 | 0 | 0 | 0 | 0
F2_Commercial_College_Existing_Food Preparation_Natural Gas_Double Rack Oven_E10 | F2 | Commercial | College | Existing | Food Preparation | Natural Gas | Double Rack Oven | E10 | RVT - Cost of Operation | 0 | 0 | 0 | 0 | 0 | 0 | 0 | 0 | 0 | 0 | 0 | 0 | 0 | 0 | 0 | 0 | 0 | 0 | 0 | 0 | 0 | 0 | 0 | 0 | 0 | 0 | 0
F3_Commercial_College_Existing_Food Preparation_Natural Gas_Double Rack Oven_E1 | F3 | Commercial | College | Existing | Food Preparation | Natural Gas | Double Rack Oven | E1 | System - kBTUs of Consumption | 4.5467 | 4.5467 | 4.5467 | 4.5467 | 4.5467 | 4.5467 | 4.5467 | 4.5467 | 4.5467 | 4.5467 | 4.5467 | 4.5467 | 4.5467 | 4.5467 | 4.5467 | 4.5467 | 4.5467 | 4.5467 | 4.5467 | 4.5467 | 4.5467 | 4.5467 | 4.5467 | 4.5467 | 4.5467 | 4.5467 | 4.5467
F3_Commercial_College_Existing_Food Preparation_Natural Gas_Double Rack Oven_E2 | F3 | Commercial | College | Existing | Food Preparation | Natural Gas | Double Rack Oven | E2 | System - kBTUs of Consumption | 2.6745 | 2.6745 | 2.6745 | 2.6745 | 2.6745 | 2.6745 | 2.6745 | 2.6745 | 2.6745 | 2.6745 | 2.6745 | 2.6745 | 2.6745 | 2.6745 | 2.6745 | 2.6745 | 2.6745 | 2.6745 | 2.6745 | 2.6745 | 2.6745 | 2.6745 | 2.6745 | 2.6745 | 2.6745 | 2.6745 | 2.6745
F3_Commercial_College_Existing_Food Preparation_Natural Gas_Double Rack Oven_E3 | F3 | Commercial | College | Existing | Food Preparation | Natural Gas | Double Rack Oven | E3 | System - kBTUs of Consumption | 0 | 0 | 0 | 0 | 0 | 0 | 0 | 0 | 0 | 0 | 0 | 0 | 0 | 0 | 0 | 0 | 0 | 0 | 0 | 0 | 0 | 0 | 0 | 0 | 0 | 0 | 0
F3_Commercial_College_Existing_Food Preparation_Natural Gas_Double Rack Oven_E4 | F3 | Commercial | College | Existing | Food Preparation | Natural Gas | Double Rack Oven | E4 | System - kBTUs of Consumption | 0 | 0 | 0 | 0 | 0 | 0 | 0 | 0 | 0 | 0 | 0 | 0 | 0 | 0 | 0 | 0 | 0 | 0 | 0 | 0 | 0 | 0 | 0 | 0 | 0 | 0 | 0
F3_Commercial_College_Existing_Food Preparation_Natural Gas_Double Rack Oven_E5 | F3 | Commercial | College | Existing | Food Preparation | Natural Gas | Double Rack Oven | E5 | System - kBTUs of Consumption | 0 | 0 | 0 | 0 | 0 | 0 | 0 | 0 | 0 | 0 | 0 | 0 | 0 | 0 | 0 | 0 | 0 | 0 | 0 | 0 | 0 | 0 | 0 | 0 | 0 | 0 | 0
F3_Commercial_College_Existing_Food Preparation_Natural Gas_Double Rack Oven_E6 | F3 | Commercial | College | Existing | Food Preparation | Natural Gas | Double Rack Oven | E6 | System - kBTUs of Consumption | 0 | 0 | 0 | 0 | 0 | 0 | 0 | 0 | 0 | 0 | 0 | 0 | 0 | 0 | 0 | 0 | 0 | 0 | 0 | 0 | 0 | 0 | 0 | 0 | 0 | 0 | 0
F3_Commercial_College_Existing_Food Preparation_Natural Gas_Double Rack Oven_E7 | F3 | Commercial | College | Existing | Food Preparation | Natural Gas | Double Rack Oven | E7 | System - kBTUs of Consumption | 0 | 0 | 0 | 0 | 0 | 0 | 0 | 0 | 0 | 0 | 0 | 0 | 0 | 0 | 0 | 0 | 0 | 0 | 0 | 0 | 0 | 0 | 0 | 0 | 0 | 0 | 0
F3_Commercial_College_Existing_Food Preparation_Natural Gas_Double Rack Oven_E8 | F3 | Commercial | College | Existing | Food Preparation | Natural Gas | Double Rack Oven | E8 | System - kBTUs of Consumption | 0 | 0 | 0 | 0 | 0 | 0 | 0 | 0 | 0 | 0 | 0 | 0 | 0 | 0 | 0 | 0 | 0 | 0 | 0 | 0 | 0 | 0 | 0 | 0 | 0 | 0 | 0
F3_Commercial_College_Existing_Food Preparation_Natural Gas_Double Rack Oven_E9 | F3 | Commercial | College | Existing | Food Preparation | Natural Gas | Double Rack Oven | E9 | System - kBTUs of Consumption | 0 | 0 | 0 | 0 | 0 | 0 | 0 | 0 | 0 | 0 | 0 | 0 | 0 | 0 | 0 | 0 | 0 | 0 | 0 | 0 | 0 | 0 | 0 | 0 | 0 | 0 | 0
F3_Commercial_College_Existing_Food Preparation_Natural Gas_Double Rack Oven_E10 | F3 | Commercial | College | Existing | Food Preparation | Natural Gas | Double Rack Oven | E10 | System - kBTUs of Consumption | 0 | 0 | 0 | 0 | 0 | 0 | 0 | 0 | 0 | 0 | 0 | 0 | 0 | 0 | 0 | 0 | 0 | 0 | 0 | 0 | 0 | 0 | 0 | 0 | 0 | 0 | 0
F4_Commercial_College_Existing_Food Preparation_Natural Gas_Double Rack Oven_E1 | F4 | Commercial | College | Existing | Food Preparation | Natural Gas | Double Rack Oven | E1 | Utility - Cost of Equipment | 0.020357 | 0.020357 | 0.020357 | 0.020357 | 0.020357 | 0.020357 | 0.020357 | 0.020357 | 0.020357 | 0.020357 | 0.020357 | 0.020357 | 0.020357 | 0.020357 | 0.020357 | 0.020357 | 0.020357 | 0.020357 | 0.020357 | 0.020357 | 0.020357 | 0.020357 | 0.020357 | 0.020357 | 0.020357 | 0.020357 | 0.020357
F4_Commercial_College_Existing_Food Preparation_Natural Gas_Double Rack Oven_E2 | F4 | Commercial | College | Existing | Food Preparation | Natural Gas | Double Rack Oven | E2 | Utility - Cost of Equipment | 0.028086 | 0.028086 | 0.028086 | 0.028086 | 0.028086 | 0.028086 | 0.028086 | 0.028086 | 0.028086 | 0.028086 | 0.028086 | 0.028086 | 0.028086 | 0.028086 | 0.028086 | 0.028086 | 0.028086 | 0.028086 | 0.028086 | 0.028086 | 0.028086 | 0.028086 | 0.028086 | 0.028086 | 0.028086 | 0.028086 | 0.028086
F4_Commercial_College_Existing_Food Preparation_Natural Gas_Double Rack Oven_E3 | F4 | Commercial | College | Existing | Food Preparation | Natural Gas | Double Rack Oven | E3 | Utility - Cost of Equipment | 0 | 0 | 0 | 0 | 0 | 0 | 0 | 0 | 0 | 0 | 0 | 0 | 0 | 0 | 0 | 0 | 0 | 0 | 0 | 0 | 0 | 0 | 0 | 0 | 0 | 0 | 0
F4_Commercial_College_Existing_Food Preparation_Natural Gas_Double Rack Oven_E4 | F4 | Commercial | College | Existing | Food Preparation | Natural Gas | Double Rack Oven | E4 | Utility - Cost of Equipment | 0 | 0 | 0 | 0 | 0 | 0 | 0 | 0 | 0 | 0 | 0 | 0 | 0 | 0 | 0 | 0 | 0 | 0 | 0 | 0 | 0 | 0 | 0 | 0 | 0 | 0 | 0
F4_Commercial_College_Existing_Food Preparation_Natural Gas_Double Rack Oven_E5 | F4 | Commercial | College | Existing | Food Preparation | Natural Gas | Double Rack Oven | E5 | Utility - Cost of Equipment | 0 | 0 | 0 | 0 | 0 | 0 | 0 | 0 | 0 | 0 | 0 | 0 | 0 | 0 | 0 | 0 | 0 | 0 | 0 | 0 | 0 | 0 | 0 | 0 | 0 | 0 | 0
F4_Commercial_College_Existing_Food Preparation_Natural Gas_Double Rack Oven_E6 | F4 | Commercial | College | Existing | Food Preparation | Natural Gas | Double Rack Oven | E6 | Utility - Cost of Equipment | 0 | 0 | 0 | 0 | 0 | 0 | 0 | 0 | 0 | 0 | 0 | 0 | 0 | 0 | 0 | 0 | 0 | 0 | 0 | 0 | 0 | 0 | 0 | 0 | 0 | 0 | 0
F4_Commercial_College_Existing_Food Preparation_Natural Gas_Double Rack Oven_E7 | F4 | Commercial | College | Existing | Food Preparation | Natural Gas | Double Rack Oven | E7 | Utility - Cost of Equipment | 0 | 0 | 0 | 0 | 0 | 0 | 0 | 0 | 0 | 0 | 0 | 0 | 0 | 0 | 0 | 0 | 0 | 0 | 0 | 0 | 0 | 0 | 0 | 0 | 0 | 0 | 0
F4_Commercial_College_Existing_Food Preparation_Natural Gas_Double Rack Oven_E8 | F4 | Commercial | College | Existing | Food Preparation | Natural Gas | Double Rack Oven | E8 | Utility - Cost of Equipment | 0 | 0 | 0 | 0 | 0 | 0 | 0 | 0 | 0 | 0 | 0 | 0 | 0 | 0 | 0 | 0 | 0 | 0 | 0 | 0 | 0 | 0 | 0 | 0 | 0 | 0 | 0
F4_Commercial_College_Existing_Food Preparation_Natural Gas_Double Rack Oven_E9 | F4 | Commercial | College | Existing | Food Preparation | Natural Gas | Double Rack Oven | E9 | Utility - Cost of Equipment | 0 | 0 | 0 | 0 | 0 | 0 | 0 | 0 | 0 | 0 | 0 | 0 | 0 | 0 | 0 | 0 | 0 | 0 | 0 | 0 | 0 | 0 | 0 | 0 | 0 | 0 | 0
F4_Commercial_College_Existing_Food Preparation_Natural Gas_Double Rack Oven_E10 | F4 | Commercial | College | Existing | Food Preparation | Natural Gas | Double Rack Oven | E10 | Utility - Cost of Equipment | 0 | 0 | 0 | 0 | 0 | 0 | 0 | 0 | 0 | 0 | 0 | 0 | 0 | 0 | 0 | 0 | 0 | 0 | 0 | 0 | 0 | 0 | 0 | 0 | 0 | 0 | 0
F5_Commercial_College_Existing_Food Preparation_Natural Gas_Double Rack Oven_E1 | F5 | Commercial | College | Existing | Food Preparation | Natural Gas | Double Rack Oven | E1 | Utility - Cost of Operation | 0.062057 | 0.061393 | 0.060752 | 0.060139 | 0.060291 | 0.060941 | 0.061887 | 0.06294 | 0.063955 | 0.064821 | 0.065526 | 0.06603 | 0.066317 | 0.066284 | 0.065925 | 0.065235 | 0.064225 | 0.062951 | 0.06143 | 0.059621 | 0.057501 | 0.055057 | 0.052891 | 0.051499 | 0.050913 | 0.051163 | 0.051414
F5_Commercial_College_Existing_Food Preparation_Natural Gas_Double Rack Oven_E2 | F5 | Commercial | College | Existing | Food Preparation | Natural Gas | Double Rack Oven | E2 | Utility - Cost of Operation | 0.036504 | 0.036114 | 0.035737 | 0.035376 | 0.035465 | 0.035848 | 0.036404 | 0.037024 | 0.037621 | 0.03813 | 0.038544 | 0.038841 | 0.03901 | 0.038991 | 0.038779 | 0.038373 | 0.037779 | 0.03703 | 0.036135 | 0.035071 | 0.033824 | 0.032387 | 0.031112 | 0.030293 | 0.029949 | 0.030096 | 0.030243
F5_Commercial_College_Existing_Food Preparation_Natural Gas_Double Rack Oven_E3 | F5 | Commercial | College | Existing | Food Preparation | Natural Gas | Double Rack Oven | E3 | Utility - Cost of Operation | 0 | 0 | 0 | 0 | 0 | 0 | 0 | 0 | 0 | 0 | 0 | 0 | 0 | 0 | 0 | 0 | 0 | 0 | 0 | 0 | 0 | 0 | 0 | 0 | 0 | 0 | 0
F5_Commercial_College_Existing_Food Preparation_Natural Gas_Double Rack Oven_E4 | F5 | Commercial | College | Existing | Food Preparation | Natural Gas | Double Rack Oven | E4 | Utility - Cost of Operation | 0 | 0 | 0 | 0 | 0 | 0 | 0 | 0 | 0 | 0 | 0 | 0 | 0 | 0 | 0 | 0 | 0 | 0 | 0 | 0 | 0 | 0 | 0 | 0 | 0 | 0 | 0
F5_Commercial_College_Existing_Food Preparation_Natural Gas_Double Rack Oven_E5 | F5 | Commercial | College | Existing | Food Preparation | Natural Gas | Double Rack Oven | E5 | Utility - Cost of Operation | 0 | 0 | 0 | 0 | 0 | 0 | 0 | 0 | 0 | 0 | 0 | 0 | 0 | 0 | 0 | 0 | 0 | 0 | 0 | 0 | 0 | 0 | 0 | 0 | 0 | 0 | 0
F5_Commercial_College_Existing_Food Preparation_Natural Gas_Double Rack Oven_E6 | F5 | Commercial | College | Existing | Food Preparation | Natural Gas | Double Rack Oven | E6 | Utility - Cost of Operation | 0 | 0 | 0 | 0 | 0 | 0 | 0 | 0 | 0 | 0 | 0 | 0 | 0 | 0 | 0 | 0 | 0 | 0 | 0 | 0 | 0 | 0 | 0 | 0 | 0 | 0 | 0
F5_Commercial_College_Existing_Food Preparation_Natural Gas_Double Rack Oven_E7 | F5 | Commercial | College | Existing | Food Preparation | Natural Gas | Double Rack Oven | E7 | Utility - Cost of Operation | 0 | 0 | 0 | 0 | 0 | 0 | 0 | 0 | 0 | 0 | 0 | 0 | 0 | 0 | 0 | 0 | 0 | 0 | 0 | 0 | 0 | 0 | 0 | 0 | 0 | 0 | 0
F5_Commercial_College_Existing_Food Preparation_Natural Gas_Double Rack Oven_E8 | F5 | Commercial | College | Existing | Food Preparation | Natural Gas | Double Rack Oven | E8 | Utility - Cost of Operation | 0 | 0 | 0 | 0 | 0 | 0 | 0 | 0 | 0 | 0 | 0 | 0 | 0 | 0 | 0 | 0 | 0 | 0 | 0 | 0 | 0 | 0 | 0 | 0 | 0 | 0 | 0
F5_Commercial_College_Existing_Food Preparation_Natural Gas_Double Rack Oven_E9 | F5 | Commercial | College | Existing | Food Preparation | Natural Gas | Double Rack Oven | E9 | Utility - Cost of Operation | 0 | 0 | 0 | 0 | 0 | 0 | 0 | 0 | 0 | 0 | 0 | 0 | 0 | 0 | 0 | 0 | 0 | 0 | 0 | 0 | 0 | 0 | 0 | 0 | 0 | 0 | 0
F5_Commercial_College_Existing_Food Preparation_Natural Gas_Double Rack Oven_E10 | F5 | Commercial | College | Existing | Food Preparation | Natural Gas | Double Rack Oven | E10 | Utility - Cost of Operation | 0 | 0 | 0 | 0 | 0 | 0 | 0 | 0 | 0 | 0 | 0 | 0 | 0 | 0 | 0 | 0 | 0 | 0 | 0 | 0 | 0 | 0 | 0 | 0 | 0 | 0 | 0
F6_Commercial_College_Existing_Food Preparation_Natural Gas_Double Rack Oven_E1 | F6 | Commercial | College | Existing | Food Preparation | Natural Gas | Double Rack Oven | E1 | Utility - Value of Sales | 0 | 0 | 0 | 0 | 0 | 0 | 0 | 0 | 0 | 0 | 0 | 0 | 0 | 0 | 0 | 0 | 0 | 0 | 0 | 0 | 0 | 0 | 0 | 0 | 0 | 0 | 0
F6_Commercial_College_Existing_Food Preparation_Natural Gas_Double Rack Oven_E2 | F6 | Commercial | College | Existing | Food Preparation | Natural Gas | Double Rack Oven | E2 | Utility - Value of Sales | 0 | 0 | 0 | 0 | 0 | 0 | 0 | 0 | 0 | 0 | 0 | 0 | 0 | 0 | 0 | 0 | 0 | 0 | 0 | 0 | 0 | 0 | 0 | 0 | 0 | 0 | 0
F6_Commercial_College_Existing_Food Preparation_Natural Gas_Double Rack Oven_E3 | F6 | Commercial | College | Existing | Food Preparation | Natural Gas | Double Rack Oven | E3 | Utility - Value of Sales | 0 | 0 | 0 | 0 | 0 | 0 | 0 | 0 | 0 | 0 | 0 | 0 | 0 | 0 | 0 | 0 | 0 | 0 | 0 | 0 | 0 | 0 | 0 | 0 | 0 | 0 | 0
F6_Commercial_College_Existing_Food Preparation_Natural Gas_Double Rack Oven_E4 | F6 | Commercial | College | Existing | Food Preparation | Natural Gas | Double Rack Oven | E4 | Utility - Value of Sales | 0 | 0 | 0 | 0 | 0 | 0 | 0 | 0 | 0 | 0 | 0 | 0 | 0 | 0 | 0 | 0 | 0 | 0 | 0 | 0 | 0 | 0 | 0 | 0 | 0 | 0 | 0
F6_Commercial_College_Existing_Food Preparation_Natural Gas_Double Rack Oven_E5 | F6 | Commercial | College | Existing | Food Preparation | Natural Gas | Double Rack Oven | E5 | Utility - Value of Sales | 0 | 0 | 0 | 0 | 0 | 0 | 0 | 0 | 0 | 0 | 0 | 0 | 0 | 0 | 0 | 0 | 0 | 0 | 0 | 0 | 0 | 0 | 0 | 0 | 0 | 0 | 0
F6_Commercial_College_Existing_Food Preparation_Natural Gas_Double Rack Oven_E6 | F6 | Commercial | College | Existing | Food Preparation | Natural Gas | Double Rack Oven | E6 | Utility - Value of Sales | 0 | 0 | 0 | 0 | 0 | 0 | 0 | 0 | 0 | 0 | 0 | 0 | 0 | 0 | 0 | 0 | 0 | 0 | 0 | 0 | 0 | 0 | 0 | 0 | 0 | 0 | 0
F6_Commercial_College_Existing_Food Preparation_Natural Gas_Double Rack Oven_E7 | F6 | Commercial | College | Existing | Food Preparation | Natural Gas | Double Rack Oven | E7 | Utility - Value of Sales | 0 | 0 | 0 | 0 | 0 | 0 | 0 | 0 | 0 | 0 | 0 | 0 | 0 | 0 | 0 | 0 | 0 | 0 | 0 | 0 | 0 | 0 | 0 | 0 | 0 | 0 | 0
F6_Commercial_College_Existing_Food Preparation_Natural Gas_Double Rack Oven_E8 | F6 | Commercial | College | Existing | Food Preparation | Natural Gas | Double Rack Oven | E8 | Utility - Value of Sales | 0 | 0 | 0 | 0 | 0 | 0 | 0 | 0 | 0 | 0 | 0 | 0 | 0 | 0 | 0 | 0 | 0 | 0 | 0 | 0 | 0 | 0 | 0 | 0 | 0 | 0 | 0
F6_Commercial_College_Existing_Food Preparation_Natural Gas_Double Rack Oven_E9 | F6 | Commercial | College | Existing | Food Preparation | Natural Gas | Double Rack Oven | E9 | Utility - Value of Sales | 0 | 0 | 0 | 0 | 0 | 0 | 0 | 0 | 0 | 0 | 0 | 0 | 0 | 0 | 0 | 0 | 0 | 0 | 0 | 0 | 0 | 0 | 0 | 0 | 0 | 0 | 0
F6_Commercial_College_Existing_Food Preparation_Natural Gas_Double Rack Oven_E10 | F6 | Commercial | College | Existing | Food Preparation | Natural Gas | Double Rack Oven | E10 | Utility - Value of Sales | 0 | 0 | 0 | 0 | 0 | 0 | 0 | 0 | 0 | 0 | 0 | 0 | 0 | 0 | 0 | 0 | 0 | 0 | 0 | 0 | 0 | 0 | 0 | 0 | 0 | 0 | 0
F1_Commercial_College_Existing_Food Preparation_Natural Gas_Fryer_E1 | F1 | Commercial | College | Existing | Food Preparation | Natural Gas | Fryer | E1 | RVT - Cost of Equipment | 0.012496 | 0 | 0 | 0 | 0 | 0 | 0 | 0 | 0 | 0 | 0 | 0 | 0 | 0 | 0 | 0 | 0 | 0 | 0 | 0 | 0 | 0 | 0 | 0 | 0 | 0 | 0
F1_Commercial_College_Existing_Food Preparation_Natural Gas_Fryer_E2 | F1 | Commercial | College | Existing | Food Preparation | Natural Gas | Fryer | E2 | RVT - Cost of Equipment | 0.015708 | 0.015708 | 0.015708 | 0.015708 | 0.015708 | 0.015708 | 0.015708 | 0.015708 | 0.015708 | 0.015708 | 0.015708 | 0.015708 | 0.015708 | 0.015708 | 0.015708 | 0.015708 | 0.015708 | 0.015708 | 0.015708 | 0.015708 | 0.015708 | 0.015708 | 0.015708 | 0.015708 | 0.015708 | 0.015708 | 0.015708
F1_Commercial_College_Existing_Food Preparation_Natural Gas_Fryer_E3 | F1 | Commercial | College | Existing | Food Preparation | Natural Gas | Fryer | E3 | RVT - Cost of Equipment | 0 | 0 | 0 | 0 | 0 | 0 | 0 | 0 | 0 | 0 | 0 | 0 | 0 | 0 | 0 | 0 | 0 | 0 | 0 | 0 | 0 | 0 | 0 | 0 | 0 | 0 | 0
F1_Commercial_College_Existing_Food Preparation_Natural Gas_Fryer_E4 | F1 | Commercial | College | Existing | Food Preparation | Natural Gas | Fryer | E4 | RVT - Cost of Equipment | 0 | 0 | 0 | 0 | 0 | 0 | 0 | 0 | 0 | 0 | 0 | 0 | 0 | 0 | 0 | 0 | 0 | 0 | 0 | 0 | 0 | 0 | 0 | 0 | 0 | 0 | 0
F1_Commercial_College_Existing_Food Preparation_Natural Gas_Fryer_E5 | F1 | Commercial | College | Existing | Food Preparation | Natural Gas | Fryer | E5 | RVT - Cost of Equipment | 0 | 0 | 0 | 0 | 0 | 0 | 0 | 0 | 0 | 0 | 0 | 0 | 0 | 0 | 0 | 0 | 0 | 0 | 0 | 0 | 0 | 0 | 0 | 0 | 0 | 0 | 0
F1_Commercial_College_Existing_Food Preparation_Natural Gas_Fryer_E6 | F1 | Commercial | College | Existing | Food Preparation | Natural Gas | Fryer | E6 | RVT - Cost of Equipment | 0 | 0 | 0 | 0 | 0 | 0 | 0 | 0 | 0 | 0 | 0 | 0 | 0 | 0 | 0 | 0 | 0 | 0 | 0 | 0 | 0 | 0 | 0 | 0 | 0 | 0 | 0
F1_Commercial_College_Existing_Food Preparation_Natural Gas_Fryer_E7 | F1 | Commercial | College | Existing | Food Preparation | Natural Gas | Fryer | E7 | RVT - Cost of Equipment | 0 | 0 | 0 | 0 | 0 | 0 | 0 | 0 | 0 | 0 | 0 | 0 | 0 | 0 | 0 | 0 | 0 | 0 | 0 | 0 | 0 | 0 | 0 | 0 | 0 | 0 | 0
F1_Commercial_College_Existing_Food Preparation_Natural Gas_Fryer_E8 | F1 | Commercial | College | Existing | Food Preparation | Natural Gas | Fryer | E8 | RVT - Cost of Equipment | 0 | 0 | 0 | 0 | 0 | 0 | 0 | 0 | 0 | 0 | 0 | 0 | 0 | 0 | 0 | 0 | 0 | 0 | 0 | 0 | 0 | 0 | 0 | 0 | 0 | 0 | 0
F1_Commercial_College_Existing_Food Preparation_Natural Gas_Fryer_E9 | F1 | Commercial | College | Existing | Food Preparation | Natural Gas | Fryer | E9 | RVT - Cost of Equipment | 0 | 0 | 0 | 0 | 0 | 0 | 0 | 0 | 0 | 0 | 0 | 0 | 0 | 0 | 0 | 0 | 0 | 0 | 0 | 0 | 0 | 0 | 0 | 0 | 0 | 0 | 0
F1_Commercial_College_Existing_Food Preparation_Natural Gas_Fryer_E10 | F1 | Commercial | College | Existing | Food Preparation | Natural Gas | Fryer | E10 | RVT - Cost of Equipment | 0 | 0 | 0 | 0 | 0 | 0 | 0 | 0 | 0 | 0 | 0 | 0 | 0 | 0 | 0 | 0 | 0 | 0 | 0 | 0 | 0 | 0 | 0 | 0 | 0 | 0 | 0
F2_Commercial_College_Existing_Food Preparation_Natural Gas_Fryer_E1 | F2 | Commercial | College | Existing | Food Preparation | Natural Gas | Fryer | E1 | RVT - Cost of Operation | 0 | 0 | 0 | 0 | 0 | 0 | 0 | 0 | 0 | 0 | 0 | 0 | 0 | 0 | 0 | 0 | 0 | 0 | 0 | 0 | 0 | 0 | 0 | 0 | 0 | 0 | 0
F2_Commercial_College_Existing_Food Preparation_Natural Gas_Fryer_E2 | F2 | Commercial | College | Existing | Food Preparation | Natural Gas | Fryer | E2 | RVT - Cost of Operation | 0 | 0 | 0 | 0 | 0 | 0 | 0 | 0 | 0 | 0 | 0 | 0 | 0 | 0 | 0 | 0 | 0 | 0 | 0 | 0 | 0 | 0 | 0 | 0 | 0 | 0 | 0
F2_Commercial_College_Existing_Food Preparation_Natural Gas_Fryer_E3 | F2 | Commercial | College | Existing | Food Preparation | Natural Gas | Fryer | E3 | RVT - Cost of Operation | 0 | 0 | 0 | 0 | 0 | 0 | 0 | 0 | 0 | 0 | 0 | 0 | 0 | 0 | 0 | 0 | 0 | 0 | 0 | 0 | 0 | 0 | 0 | 0 | 0 | 0 | 0
F2_Commercial_College_Existing_Food Preparation_Natural Gas_Fryer_E4 | F2 | Commercial | College | Existing | Food Preparation | Natural Gas | Fryer | E4 | RVT - Cost of Operation | 0 | 0 | 0 | 0 | 0 | 0 | 0 | 0 | 0 | 0 | 0 | 0 | 0 | 0 | 0 | 0 | 0 | 0 | 0 | 0 | 0 | 0 | 0 | 0 | 0 | 0 | 0
F2_Commercial_College_Existing_Food Preparation_Natural Gas_Fryer_E5 | F2 | Commercial | College | Existing | Food Preparation | Natural Gas | Fryer | E5 | RVT - Cost of Operation | 0 | 0 | 0 | 0 | 0 | 0 | 0 | 0 | 0 | 0 | 0 | 0 | 0 | 0 | 0 | 0 | 0 | 0 | 0 | 0 | 0 | 0 | 0 | 0 | 0 | 0 | 0
F2_Commercial_College_Existing_Food Preparation_Natural Gas_Fryer_E6 | F2 | Commercial | College | Existing | Food Preparation | Natural Gas | Fryer | E6 | RVT - Cost of Operation | 0 | 0 | 0 | 0 | 0 | 0 | 0 | 0 | 0 | 0 | 0 | 0 | 0 | 0 | 0 | 0 | 0 | 0 | 0 | 0 | 0 | 0 | 0 | 0 | 0 | 0 | 0
F2_Commercial_College_Existing_Food Preparation_Natural Gas_Fryer_E7 | F2 | Commercial | College | Existing | Food Preparation | Natural Gas | Fryer | E7 | RVT - Cost of Operation | 0 | 0 | 0 | 0 | 0 | 0 | 0 | 0 | 0 | 0 | 0 | 0 | 0 | 0 | 0 | 0 | 0 | 0 | 0 | 0 | 0 | 0 | 0 | 0 | 0 | 0 | 0
F2_Commercial_College_Existing_Food Preparation_Natural Gas_Fryer_E8 | F2 | Commercial | College | Existing | Food Preparation | Natural Gas | Fryer | E8 | RVT - Cost of Operation | 0 | 0 | 0 | 0 | 0 | 0 | 0 | 0 | 0 | 0 | 0 | 0 | 0 | 0 | 0 | 0 | 0 | 0 | 0 | 0 | 0 | 0 | 0 | 0 | 0 | 0 | 0
F2_Commercial_College_Existing_Food Preparation_Natural Gas_Fryer_E9 | F2 | Commercial | College | Existing | Food Preparation | Natural Gas | Fryer | E9 | RVT - Cost of Operation | 0 | 0 | 0 | 0 | 0 | 0 | 0 | 0 | 0 | 0 | 0 | 0 | 0 | 0 | 0 | 0 | 0 | 0 | 0 | 0 | 0 | 0 | 0 | 0 | 0 | 0 | 0
F2_Commercial_College_Existing_Food Preparation_Natural Gas_Fryer_E10 | F2 | Commercial | College | Existing | Food Preparation | Natural Gas | Fryer | E10 | RVT - Cost of Operation | 0 | 0 | 0 | 0 | 0 | 0 | 0 | 0 | 0 | 0 | 0 | 0 | 0 | 0 | 0 | 0 | 0 | 0 | 0 | 0 | 0 | 0 | 0 | 0 | 0 | 0 | 0
F3_Commercial_College_Existing_Food Preparation_Natural Gas_Fryer_E1 | F3 | Commercial | College | Existing | Food Preparation | Natural Gas | Fryer | E1 | System - kBTUs of Consumption | 2.3298 | 0 | 0 | 0 | 0 | 0 | 0 | 0 | 0 | 0 | 0 | 0 | 0 | 0 | 0 | 0 | 0 | 0 | 0 | 0 | 0 | 0 | 0 | 0 | 0 | 0 | 0
F3_Commercial_College_Existing_Food Preparation_Natural Gas_Fryer_E2 | F3 | Commercial | College | Existing | Food Preparation | Natural Gas | Fryer | E2 | System - kBTUs of Consumption | 1.44 | 1.44 | 1.44 | 1.44 | 1.44 | 1.44 | 1.44 | 1.44 | 1.44 | 1.44 | 1.44 | 1.44 | 1.44 | 1.44 | 1.44 | 1.44 | 1.44 | 1.44 | 1.44 | 1.44 | 1.44 | 1.44 | 1.44 | 1.44 | 1.44 | 1.44 | 1.44
F3_Commercial_College_Existing_Food Preparation_Natural Gas_Fryer_E3 | F3 | Commercial | College | Existing | Food Preparation | Natural Gas | Fryer | E3 | System - kBTUs of Consumption | 0 | 0 | 0 | 0 | 0 | 0 | 0 | 0 | 0 | 0 | 0 | 0 | 0 | 0 | 0 | 0 | 0 | 0 | 0 | 0 | 0 | 0 | 0 | 0 | 0 | 0 | 0
F3_Commercial_College_Existing_Food Preparation_Natural Gas_Fryer_E4 | F3 | Commercial | College | Existing | Food Preparation | Natural Gas | Fryer | E4 | System - kBTUs of Consumption | 0 | 0 | 0 | 0 | 0 | 0 | 0 | 0 | 0 | 0 | 0 | 0 | 0 | 0 | 0 | 0 | 0 | 0 | 0 | 0 | 0 | 0 | 0 | 0 | 0 | 0 | 0
F3_Commercial_College_Existing_Food Preparation_Natural Gas_Fryer_E5 | F3 | Commercial | College | Existing | Food Preparation | Natural Gas | Fryer | E5 | System - kBTUs of Consumption | 0 | 0 | 0 | 0 | 0 | 0 | 0 | 0 | 0 | 0 | 0 | 0 | 0 | 0 | 0 | 0 | 0 | 0 | 0 | 0 | 0 | 0 | 0 | 0 | 0 | 0 | 0
F3_Commercial_College_Existing_Food Preparation_Natural Gas_Fryer_E6 | F3 | Commercial | College | Existing | Food Preparation | Natural Gas | Fryer | E6 | System - kBTUs of Consumption | 0 | 0 | 0 | 0 | 0 | 0 | 0 | 0 | 0 | 0 | 0 | 0 | 0 | 0 | 0 | 0 | 0 | 0 | 0 | 0 | 0 | 0 | 0 | 0 | 0 | 0 | 0
F3_Commercial_College_Existing_Food Preparation_Natural Gas_Fryer_E7 | F3 | Commercial | College | Existing | Food Preparation | Natural Gas | Fryer | E7 | System - kBTUs of Consumption | 0 | 0 | 0 | 0 | 0 | 0 | 0 | 0 | 0 | 0 | 0 | 0 | 0 | 0 | 0 | 0 | 0 | 0 | 0 | 0 | 0 | 0 | 0 | 0 | 0 | 0 | 0
F3_Commercial_College_Existing_Food Preparation_Natural Gas_Fryer_E8 | F3 | Commercial | College | Existing | Food Preparation | Natural Gas | Fryer | E8 | System - kBTUs of Consumption | 0 | 0 | 0 | 0 | 0 | 0 | 0 | 0 | 0 | 0 | 0 | 0 | 0 | 0 | 0 | 0 | 0 | 0 | 0 | 0 | 0 | 0 | 0 | 0 | 0 | 0 | 0
F3_Commercial_College_Existing_Food Preparation_Natural Gas_Fryer_E9 | F3 | Commercial | College | Existing | Food Preparation | Natural Gas | Fryer | E9 | System - kBTUs of Consumption | 0 | 0 | 0 | 0 | 0 | 0 | 0 | 0 | 0 | 0 | 0 | 0 | 0 | 0 | 0 | 0 | 0 | 0 | 0 | 0 | 0 | 0 | 0 | 0 | 0 | 0 | 0
F3_Commercial_College_Existing_Food Preparation_Natural Gas_Fryer_E10 | F3 | Commercial | College | Existing | Food Preparation | Natural Gas | Fryer | E10 | System - kBTUs of Consumption | 0 | 0 | 0 | 0 | 0 | 0 | 0 | 0 | 0 | 0 | 0 | 0 | 0 | 0 | 0 | 0 | 0 | 0 | 0 | 0 | 0 | 0 | 0 | 0 | 0 | 0 | 0
F4_Commercial_College_Existing_Food Preparation_Natural Gas_Fryer_E1 | F4 | Commercial | College | Existing | Food Preparation | Natural Gas | Fryer | E1 | Utility - Cost of Equipment | 0.012496 | 0 | 0 | 0 | 0 | 0 | 0 | 0 | 0 | 0 | 0 | 0 | 0 | 0 | 0 | 0 | 0 | 0 | 0 | 0 | 0 | 0 | 0 | 0 | 0 | 0 | 0
F4_Commercial_College_Existing_Food Preparation_Natural Gas_Fryer_E2 | F4 | Commercial | College | Existing | Food Preparation | Natural Gas | Fryer | E2 | Utility - Cost of Equipment | 0.015708 | 0.015708 | 0.015708 | 0.015708 | 0.015708 | 0.015708 | 0.015708 | 0.015708 | 0.015708 | 0.015708 | 0.015708 | 0.015708 | 0.015708 | 0.015708 | 0.015708 | 0.015708 | 0.015708 | 0.015708 | 0.015708 | 0.015708 | 0.015708 | 0.015708 | 0.015708 | 0.015708 | 0.015708 | 0.015708 | 0.015708
F4_Commercial_College_Existing_Food Preparation_Natural Gas_Fryer_E3 | F4 | Commercial | College | Existing | Food Preparation | Natural Gas | Fryer | E3 | Utility - Cost of Equipment | 0 | 0 | 0 | 0 | 0 | 0 | 0 | 0 | 0 | 0 | 0 | 0 | 0 | 0 | 0 | 0 | 0 | 0 | 0 | 0 | 0 | 0 | 0 | 0 | 0 | 0 | 0
F4_Commercial_College_Existing_Food Preparation_Natural Gas_Fryer_E4 | F4 | Commercial | College | Existing | Food Preparation | Natural Gas | Fryer | E4 | Utility - Cost of Equipment | 0 | 0 | 0 | 0 | 0 | 0 | 0 | 0 | 0 | 0 | 0 | 0 | 0 | 0 | 0 | 0 | 0 | 0 | 0 | 0 | 0 | 0 | 0 | 0 | 0 | 0 | 0
F4_Commercial_College_Existing_Food Preparation_Natural Gas_Fryer_E5 | F4 | Commercial | College | Existing | Food Preparation | Natural Gas | Fryer | E5 | Utility - Cost of Equipment | 0 | 0 | 0 | 0 | 0 | 0 | 0 | 0 | 0 | 0 | 0 | 0 | 0 | 0 | 0 | 0 | 0 | 0 | 0 | 0 | 0 | 0 | 0 | 0 | 0 | 0 | 0
F4_Commercial_College_Existing_Food Preparation_Natural Gas_Fryer_E6 | F4 | Commercial | College | Existing | Food Preparation | Natural Gas | Fryer | E6 | Utility - Cost of Equipment | 0 | 0 | 0 | 0 | 0 | 0 | 0 | 0 | 0 | 0 | 0 | 0 | 0 | 0 | 0 | 0 | 0 | 0 | 0 | 0 | 0 | 0 | 0 | 0 | 0 | 0 | 0
F4_Commercial_College_Existing_Food Preparation_Natural Gas_Fryer_E7 | F4 | Commercial | College | Existing | Food Preparation | Natural Gas | Fryer | E7 | Utility - Cost of Equipment | 0 | 0 | 0 | 0 | 0 | 0 | 0 | 0 | 0 | 0 | 0 | 0 | 0 | 0 | 0 | 0 | 0 | 0 | 0 | 0 | 0 | 0 | 0 | 0 | 0 | 0 | 0
F4_Commercial_College_Existing_Food Preparation_Natural Gas_Fryer_E8 | F4 | Commercial | College | Existing | Food Preparation | Natural Gas | Fryer | E8 | Utility - Cost of Equipment | 0 | 0 | 0 | 0 | 0 | 0 | 0 | 0 | 0 | 0 | 0 | 0 | 0 | 0 | 0 | 0 | 0 | 0 | 0 | 0 | 0 | 0 | 0 | 0 | 0 | 0 | 0
F4_Commercial_College_Existing_Food Preparation_Natural Gas_Fryer_E9 | F4 | Commercial | College | Existing | Food Preparation | Natural Gas | Fryer | E9 | Utility - Cost of Equipment | 0 | 0 | 0 | 0 | 0 | 0 | 0 | 0 | 0 | 0 | 0 | 0 | 0 | 0 | 0 | 0 | 0 | 0 | 0 | 0 | 0 | 0 | 0 | 0 | 0 | 0 | 0
F4_Commercial_College_Existing_Food Preparation_Natural Gas_Fryer_E10 | F4 | Commercial | College | Existing | Food Preparation | Natural Gas | Fryer | E10 | Utility - Cost of Equipment | 0 | 0 | 0 | 0 | 0 | 0 | 0 | 0 | 0 | 0 | 0 | 0 | 0 | 0 | 0 | 0 | 0 | 0 | 0 | 0 | 0 | 0 | 0 | 0 | 0 | 0 | 0
F5_Commercial_College_Existing_Food Preparation_Natural Gas_Fryer_E1 | F5 | Commercial | College | Existing | Food Preparation | Natural Gas | Fryer | E1 | Utility - Cost of Operation | 0.032098 | 0 | 0 | 0 | 0 | 0 | 0 | 0 | 0 | 0 | 0 | 0 | 0 | 0 | 0 | 0 | 0 | 0 | 0 | 0 | 0 | 0 | 0 | 0 | 0 | 0 | 0
F5_Commercial_College_Existing_Food Preparation_Natural Gas_Fryer_E2 | F5 | Commercial | College | Existing | Food Preparation | Natural Gas | Fryer | E2 | Utility - Cost of Operation | 0.01984 | 0.019503 | 0.019174 | 0.018853 | 0.018824 | 0.018986 | 0.019268 | 0.019615 | 0.019991 | 0.020375 | 0.020775 | 0.021165 | 0.021511 | 0.021739 | 0.021807 | 0.02169 | 0.021379 | 0.02091 | 0.020306 | 0.01959 | 0.018754 | 0.017792 | 0.016938 | 0.016382 | 0.016139 | 0.016218 | 0.016297
F5_Commercial_College_Existing_Food Preparation_Natural Gas_Fryer_E3 | F5 | Commercial | College | Existing | Food Preparation | Natural Gas | Fryer | E3 | Utility - Cost of Operation | 0 | 0 | 0 | 0 | 0 | 0 | 0 | 0 | 0 | 0 | 0 | 0 | 0 | 0 | 0 | 0 | 0 | 0 | 0 | 0 | 0 | 0 | 0 | 0 | 0 | 0 | 0
F5_Commercial_College_Existing_Food Preparation_Natural Gas_Fryer_E4 | F5 | Commercial | College | Existing | Food Preparation | Natural Gas | Fryer | E4 | Utility - Cost of Operation | 0 | 0 | 0 | 0 | 0 | 0 | 0 | 0 | 0 | 0 | 0 | 0 | 0 | 0 | 0 | 0 | 0 | 0 | 0 | 0 | 0 | 0 | 0 | 0 | 0 | 0 | 0
F5_Commercial_College_Existing_Food Preparation_Natural Gas_Fryer_E5 | F5 | Commercial | College | Existing | Food Preparation | Natural Gas | Fryer | E5 | Utility - Cost of Operation | 0 | 0 | 0 | 0 | 0 | 0 | 0 | 0 | 0 | 0 | 0 | 0 | 0 | 0 | 0 | 0 | 0 | 0 | 0 | 0 | 0 | 0 | 0 | 0 | 0 | 0 | 0
F5_Commercial_College_Existing_Food Preparation_Natural Gas_Fryer_E6 | F5 | Commercial | College | Existing | Food Preparation | Natural Gas | Fryer | E6 | Utility - Cost of Operation | 0 | 0 | 0 | 0 | 0 | 0 | 0 | 0 | 0 | 0 | 0 | 0 | 0 | 0 | 0 | 0 | 0 | 0 | 0 | 0 | 0 | 0 | 0 | 0 | 0 | 0 | 0
F5_Commercial_College_Existing_Food Preparation_Natural Gas_Fryer_E7 | F5 | Commercial | College | Existing | Food Preparation | Natural Gas | Fryer | E7 | Utility - Cost of Operation | 0 | 0 | 0 | 0 | 0 | 0 | 0 | 0 | 0 | 0 | 0 | 0 | 0 | 0 | 0 | 0 | 0 | 0 | 0 | 0 | 0 | 0 | 0 | 0 | 0 | 0 | 0
F5_Commercial_College_Existing_Food Preparation_Natural Gas_Fryer_E8 | F5 | Commercial | College | Existing | Food Preparation | Natural Gas | Fryer | E8 | Utility - Cost of Operation | 0 | 0 | 0 | 0 | 0 | 0 | 0 | 0 | 0 | 0 | 0 | 0 | 0 | 0 | 0 | 0 | 0 | 0 | 0 | 0 | 0 | 0 | 0 | 0 | 0 | 0 | 0
F5_Commercial_College_Existing_Food Preparation_Natural Gas_Fryer_E9 | F5 | Commercial | College | Existing | Food Preparation | Natural Gas | Fryer | E9 | Utility - Cost of Operation | 0 | 0 | 0 | 0 | 0 | 0 | 0 | 0 | 0 | 0 | 0 | 0 | 0 | 0 | 0 | 0 | 0 | 0 | 0 | 0 | 0 | 0 | 0 | 0 | 0 | 0 | 0
F5_Commercial_College_Existing_Food Preparation_Natural Gas_Fryer_E10 | F5 | Commercial | College | Existing | Food Preparation | Natural Gas | Fryer | E10 | Utility - Cost of Operation | 0 | 0 | 0 | 0 | 0 | 0 | 0 | 0 | 0 | 0 | 0 | 0 | 0 | 0 | 0 | 0 | 0 | 0 | 0 | 0 | 0 | 0 | 0 | 0 | 0 | 0 | 0
F6_Commercial_College_Existing_Food Preparation_Natural Gas_Fryer_E1 | F6 | Commercial | College | Existing | Food Preparation | Natural Gas | Fryer | E1 | Utility - Value of Sales | 0 | 0 | 0 | 0 | 0 | 0 | 0 | 0 | 0 | 0 | 0 | 0 | 0 | 0 | 0 | 0 | 0 | 0 | 0 | 0 | 0 | 0 | 0 | 0 | 0 | 0 | 0
F6_Commercial_College_Existing_Food Preparation_Natural Gas_Fryer_E2 | F6 | Commercial | College | Existing | Food Preparation | Natural Gas | Fryer | E2 | Utility - Value of Sales | 0 | 0 | 0 | 0 | 0 | 0 | 0 | 0 | 0 | 0 | 0 | 0 | 0 | 0 | 0 | 0 | 0 | 0 | 0 | 0 | 0 | 0 | 0 | 0 | 0 | 0 | 0
F6_Commercial_College_Existing_Food Preparation_Natural Gas_Fryer_E3 | F6 | Commercial | College | Existing | Food Preparation | Natural Gas | Fryer | E3 | Utility - Value of Sales | 0 | 0 | 0 | 0 | 0 | 0 | 0 | 0 | 0 | 0 | 0 | 0 | 0 | 0 | 0 | 0 | 0 | 0 | 0 | 0 | 0 | 0 | 0 | 0 | 0 | 0 | 0
F6_Commercial_College_Existing_Food Preparation_Natural Gas_Fryer_E4 | F6 | Commercial | College | Existing | Food Preparation | Natural Gas | Fryer | E4 | Utility - Value of Sales | 0 | 0 | 0 | 0 | 0 | 0 | 0 | 0 | 0 | 0 | 0 | 0 | 0 | 0 | 0 | 0 | 0 | 0 | 0 | 0 | 0 | 0 | 0 | 0 | 0 | 0 | 0
F6_Commercial_College_Existing_Food Preparation_Natural Gas_Fryer_E5 | F6 | Commercial | College | Existing | Food Preparation | Natural Gas | Fryer | E5 | Utility - Value of Sales | 0 | 0 | 0 | 0 | 0 | 0 | 0 | 0 | 0 | 0 | 0 | 0 | 0 | 0 | 0 | 0 | 0 | 0 | 0 | 0 | 0 | 0 | 0 | 0 | 0 | 0 | 0
F6_Commercial_College_Existing_Food Preparation_Natural Gas_Fryer_E6 | F6 | Commercial | College | Existing | Food Preparation | Natural Gas | Fryer | E6 | Utility - Value of Sales | 0 | 0 | 0 | 0 | 0 | 0 | 0 | 0 | 0 | 0 | 0 | 0 | 0 | 0 | 0 | 0 | 0 | 0 | 0 | 0 | 0 | 0 | 0 | 0 | 0 | 0 | 0
F6_Commercial_College_Existing_Food Preparation_Natural Gas_Fryer_E7 | F6 | Commercial | College | Existing | Food Preparation | Natural Gas | Fryer | E7 | Utility - Value of Sales | 0 | 0 | 0 | 0 | 0 | 0 | 0 | 0 | 0 | 0 | 0 | 0 | 0 | 0 | 0 | 0 | 0 | 0 | 0 | 0 | 0 | 0 | 0 | 0 | 0 | 0 | 0
F6_Commercial_College_Existing_Food Preparation_Natural Gas_Fryer_E8 | F6 | Commercial | College | Existing | Food Preparation | Natural Gas | Fryer | E8 | Utility - Value of Sales | 0 | 0 | 0 | 0 | 0 | 0 | 0 | 0 | 0 | 0 | 0 | 0 | 0 | 0 | 0 | 0 | 0 | 0 | 0 | 0 | 0 | 0 | 0 | 0 | 0 | 0 | 0
F6_Commercial_College_Existing_Food Preparation_Natural Gas_Fryer_E9 | F6 | Commercial | College | Existing | Food Preparation | Natural Gas | Fryer | E9 | Utility - Value of Sales | 0 | 0 | 0 | 0 | 0 | 0 | 0 | 0 | 0 | 0 | 0 | 0 | 0 | 0 | 0 | 0 | 0 | 0 | 0 | 0 | 0 | 0 | 0 | 0 | 0 | 0 | 0
F6_Commercial_College_Existing_Food Preparation_Natural Gas_Fryer_E10 | F6 | Commercial | College | Existing | Food Preparation | Natural Gas | Fryer | E10 | Utility - Value of Sales | 0 | 0 | 0 | 0 | 0 | 0 | 0 | 0 | 0 | 0 | 0 | 0 | 0 | 0 | 0 | 0 | 0 | 0 | 0 | 0 | 0 | 0 | 0 | 0 | 0 | 0 | 0
F1_Commercial_College_Existing_Food Preparation_Natural Gas_Broiler_E1 | F1 | Commercial | College | Existing | Food Preparation | Natural Gas | Broiler | E1 | RVT - Cost of Equipment | 0.012235 | 0.012235 | 0.012235 | 0.012235 | 0.012235 | 0.012235 | 0.012235 | 0.012235 | 0.012235 | 0.012235 | 0.012235 | 0.012235 | 0.012235 | 0.012235 | 0.012235 | 0.012235 | 0.012235 | 0.012235 | 0.012235 | 0.012235 | 0.012235 | 0.012235 | 0.012235 | 0.012235 | 0.012235 | 0.012235 | 0.012235
F1_Commercial_College_Existing_Food Preparation_Natural Gas_Broiler_E2 | F1 | Commercial | College | Existing | Food Preparation | Natural Gas | Broiler | E2 | RVT - Cost of Equipment | 0.01713 | 0.01713 | 0.01713 | 0.01713 | 0.01713 | 0.01713 | 0.01713 | 0.01713 | 0.01713 | 0.01713 | 0.01713 | 0.01713 | 0.01713 | 0.01713 | 0.01713 | 0.01713 | 0.01713 | 0.01713 | 0.01713 | 0.01713 | 0.01713 | 0.01713 | 0.01713 | 0.01713 | 0.01713 | 0.01713 | 0.01713
F1_Commercial_College_Existing_Food Preparation_Natural Gas_Broiler_E3 | F1 | Commercial | College | Existing | Food Preparation | Natural Gas | Broiler | E3 | RVT - Cost of Equipment | 0 | 0 | 0 | 0 | 0 | 0 | 0 | 0 | 0 | 0 | 0 | 0 | 0 | 0 | 0 | 0 | 0 | 0 | 0 | 0 | 0 | 0 | 0 | 0 | 0 | 0 | 0
F1_Commercial_College_Existing_Food Preparation_Natural Gas_Broiler_E4 | F1 | Commercial | College | Existing | Food Preparation | Natural Gas | Broiler | E4 | RVT - Cost of Equipment | 0 | 0 | 0 | 0 | 0 | 0 | 0 | 0 | 0 | 0 | 0 | 0 | 0 | 0 | 0 | 0 | 0 | 0 | 0 | 0 | 0 | 0 | 0 | 0 | 0 | 0 | 0
F1_Commercial_College_Existing_Food Preparation_Natural Gas_Broiler_E5 | F1 | Commercial | College | Existing | Food Preparation | Natural Gas | Broiler | E5 | RVT - Cost of Equipment | 0 | 0 | 0 | 0 | 0 | 0 | 0 | 0 | 0 | 0 | 0 | 0 | 0 | 0 | 0 | 0 | 0 | 0 | 0 | 0 | 0 | 0 | 0 | 0 | 0 | 0 | 0
F1_Commercial_College_Existing_Food Preparation_Natural Gas_Broiler_E6 | F1 | Commercial | College | Existing | Food Preparation | Natural Gas | Broiler | E6 | RVT - Cost of Equipment | 0 | 0 | 0 | 0 | 0 | 0 | 0 | 0 | 0 | 0 | 0 | 0 | 0 | 0 | 0 | 0 | 0 | 0 | 0 | 0 | 0 | 0 | 0 | 0 | 0 | 0 | 0
F1_Commercial_College_Existing_Food Preparation_Natural Gas_Broiler_E7 | F1 | Commercial | College | Existing | Food Preparation | Natural Gas | Broiler | E7 | RVT - Cost of Equipment | 0 | 0 | 0 | 0 | 0 | 0 | 0 | 0 | 0 | 0 | 0 | 0 | 0 | 0 | 0 | 0 | 0 | 0 | 0 | 0 | 0 | 0 | 0 | 0 | 0 | 0 | 0
F1_Commercial_College_Existing_Food Preparation_Natural Gas_Broiler_E8 | F1 | Commercial | College | Existing | Food Preparation | Natural Gas | Broiler | E8 | RVT - Cost of Equipment | 0 | 0 | 0 | 0 | 0 | 0 | 0 | 0 | 0 | 0 | 0 | 0 | 0 | 0 | 0 | 0 | 0 | 0 | 0 | 0 | 0 | 0 | 0 | 0 | 0 | 0 | 0
F1_Commercial_College_Existing_Food Preparation_Natural Gas_Broiler_E9 | F1 | Commercial | College | Existing | Food Preparation | Natural Gas | Broiler | E9 | RVT - Cost of Equipment | 0 | 0 | 0 | 0 | 0 | 0 | 0 | 0 | 0 | 0 | 0 | 0 | 0 | 0 | 0 | 0 | 0 | 0 | 0 | 0 | 0 | 0 | 0 | 0 | 0 | 0 | 0
F1_Commercial_College_Existing_Food Preparation_Natural Gas_Broiler_E10 | F1 | Commercial | College | Existing | Food Preparation | Natural Gas | Broiler | E10 | RVT - Cost of Equipment | 0 | 0 | 0 | 0 | 0 | 0 | 0 | 0 | 0 | 0 | 0 | 0 | 0 | 0 | 0 | 0 | 0 | 0 | 0 | 0 | 0 | 0 | 0 | 0 | 0 | 0 | 0
F2_Commercial_College_Existing_Food Preparation_Natural Gas_Broiler_E1 | F2 | Commercial | College | Existing | Food Preparation | Natural Gas | Broiler | E1 | RVT - Cost of Operation | 0 | 0 | 0 | 0 | 0 | 0 | 0 | 0 | 0 | 0 | 0 | 0 | 0 | 0 | 0 | 0 | 0 | 0 | 0 | 0 | 0 | 0 | 0 | 0 | 0 | 0 | 0
F2_Commercial_College_Existing_Food Preparation_Natural Gas_Broiler_E2 | F2 | Commercial | College | Existing | Food Preparation | Natural Gas | Broiler | E2 | RVT - Cost of Operation | 0 | 0 | 0 | 0 | 0 | 0 | 0 | 0 | 0 | 0 | 0 | 0 | 0 | 0 | 0 | 0 | 0 | 0 | 0 | 0 | 0 | 0 | 0 | 0 | 0 | 0 | 0
F2_Commercial_College_Existing_Food Preparation_Natural Gas_Broiler_E3 | F2 | Commercial | College | Existing | Food Preparation | Natural Gas | Broiler | E3 | RVT - Cost of Operation | 0 | 0 | 0 | 0 | 0 | 0 | 0 | 0 | 0 | 0 | 0 | 0 | 0 | 0 | 0 | 0 | 0 | 0 | 0 | 0 | 0 | 0 | 0 | 0 | 0 | 0 | 0
F2_Commercial_College_Existing_Food Preparation_Natural Gas_Broiler_E4 | F2 | Commercial | College | Existing | Food Preparation | Natural Gas | Broiler | E4 | RVT - Cost of Operation | 0 | 0 | 0 | 0 | 0 | 0 | 0 | 0 | 0 | 0 | 0 | 0 | 0 | 0 | 0 | 0 | 0 | 0 | 0 | 0 | 0 | 0 | 0 | 0 | 0 | 0 | 0
F2_Commercial_College_Existing_Food Preparation_Natural Gas_Broiler_E5 | F2 | Commercial | College | Existing | Food Preparation | Natural Gas | Broiler | E5 | RVT - Cost of Operation | 0 | 0 | 0 | 0 | 0 | 0 | 0 | 0 | 0 | 0 | 0 | 0 | 0 | 0 | 0 | 0 | 0 | 0 | 0 | 0 | 0 | 0 | 0 | 0 | 0 | 0 | 0
F2_Commercial_College_Existing_Food Preparation_Natural Gas_Broiler_E6 | F2 | Commercial | College | Existing | Food Preparation | Natural Gas | Broiler | E6 | RVT - Cost of Operation | 0 | 0 | 0 | 0 | 0 | 0 | 0 | 0 | 0 | 0 | 0 | 0 | 0 | 0 | 0 | 0 | 0 | 0 | 0 | 0 | 0 | 0 | 0 | 0 | 0 | 0 | 0
F2_Commercial_College_Existing_Food Preparation_Natural Gas_Broiler_E7 | F2 | Commercial | College | Existing | Food Preparation | Natural Gas | Broiler | E7 | RVT - Cost of Operation | 0 | 0 | 0 | 0 | 0 | 0 | 0 | 0 | 0 | 0 | 0 | 0 | 0 | 0 | 0 | 0 | 0 | 0 | 0 | 0 | 0 | 0 | 0 | 0 | 0 | 0 | 0
F2_Commercial_College_Existing_Food Preparation_Natural Gas_Broiler_E8 | F2 | Commercial | College | Existing | Food Preparation | Natural Gas | Broiler | E8 | RVT - Cost of Operation | 0 | 0 | 0 | 0 | 0 | 0 | 0 | 0 | 0 | 0 | 0 | 0 | 0 | 0 | 0 | 0 | 0 | 0 | 0 | 0 | 0 | 0 | 0 | 0 | 0 | 0 | 0
F2_Commercial_College_Existing_Food Preparation_Natural Gas_Broiler_E9 | F2 | Commercial | College | Existing | Food Preparation | Natural Gas | Broiler | E9 | RVT - Cost of Operation | 0 | 0 | 0 | 0 | 0 | 0 | 0 | 0 | 0 | 0 | 0 | 0 | 0 | 0 | 0 | 0 | 0 | 0 | 0 | 0 | 0 | 0 | 0 | 0 | 0 | 0 | 0
F2_Commercial_College_Existing_Food Preparation_Natural Gas_Broiler_E10 | F2 | Commercial | College | Existing | Food Preparation | Natural Gas | Broiler | E10 | RVT - Cost of Operation | 0 | 0 | 0 | 0 | 0 | 0 | 0 | 0 | 0 | 0 | 0 | 0 | 0 | 0 | 0 | 0 | 0 | 0 | 0 | 0 | 0 | 0 | 0 | 0 | 0 | 0 | 0
F3_Commercial_College_Existing_Food Preparation_Natural Gas_Broiler_E1 | F3 | Commercial | College | Existing | Food Preparation | Natural Gas | Broiler | E1 | System - kBTUs of Consumption | 2.252 | 2.252 | 2.252 | 2.252 | 2.252 | 2.252 | 2.252 | 2.252 | 2.252 | 2.252 | 2.252 | 2.252 | 2.252 | 2.252 | 2.252 | 2.252 | 2.252 | 2.252 | 2.252 | 2.252 | 2.252 | 2.252 | 2.252 | 2.252 | 2.252 | 2.252 | 2.252
F3_Commercial_College_Existing_Food Preparation_Natural Gas_Broiler_E2 | F3 | Commercial | College | Existing | Food Preparation | Natural Gas | Broiler | E2 | System - kBTUs of Consumption | 1.4477 | 1.4477 | 1.4477 | 1.4477 | 1.4477 | 1.4477 | 1.4477 | 1.4477 | 1.4477 | 1.4477 | 1.4477 | 1.4477 | 1.4477 | 1.4477 | 1.4477 | 1.4477 | 1.4477 | 1.4477 | 1.4477 | 1.4477 | 1.4477 | 1.4477 | 1.4477 | 1.4477 | 1.4477 | 1.4477 | 1.4477
F3_Commercial_College_Existing_Food Preparation_Natural Gas_Broiler_E3 | F3 | Commercial | College | Existing | Food Preparation | Natural Gas | Broiler | E3 | System - kBTUs of Consumption | 0 | 0 | 0 | 0 | 0 | 0 | 0 | 0 | 0 | 0 | 0 | 0 | 0 | 0 | 0 | 0 | 0 | 0 | 0 | 0 | 0 | 0 | 0 | 0 | 0 | 0 | 0
F3_Commercial_College_Existing_Food Preparation_Natural Gas_Broiler_E4 | F3 | Commercial | College | Existing | Food Preparation | Natural Gas | Broiler | E4 | System - kBTUs of Consumption | 0 | 0 | 0 | 0 | 0 | 0 | 0 | 0 | 0 | 0 | 0 | 0 | 0 | 0 | 0 | 0 | 0 | 0 | 0 | 0 | 0 | 0 | 0 | 0 | 0 | 0 | 0
F3_Commercial_College_Existing_Food Preparation_Natural Gas_Broiler_E5 | F3 | Commercial | College | Existing | Food Preparation | Natural Gas | Broiler | E5 | System - kBTUs of Consumption | 0 | 0 | 0 | 0 | 0 | 0 | 0 | 0 | 0 | 0 | 0 | 0 | 0 | 0 | 0 | 0 | 0 | 0 | 0 | 0 | 0 | 0 | 0 | 0 | 0 | 0 | 0
F3_Commercial_College_Existing_Food Preparation_Natural Gas_Broiler_E6 | F3 | Commercial | College | Existing | Food Preparation | Natural Gas | Broiler | E6 | System - kBTUs of Consumption | 0 | 0 | 0 | 0 | 0 | 0 | 0 | 0 | 0 | 0 | 0 | 0 | 0 | 0 | 0 | 0 | 0 | 0 | 0 | 0 | 0 | 0 | 0 | 0 | 0 | 0 | 0
F3_Commercial_College_Existing_Food Preparation_Natural Gas_Broiler_E7 | F3 | Commercial | College | Existing | Food Preparation | Natural Gas | Broiler | E7 | System - kBTUs of Consumption | 0 | 0 | 0 | 0 | 0 | 0 | 0 | 0 | 0 | 0 | 0 | 0 | 0 | 0 | 0 | 0 | 0 | 0 | 0 | 0 | 0 | 0 | 0 | 0 | 0 | 0 | 0
F3_Commercial_College_Existing_Food Preparation_Natural Gas_Broiler_E8 | F3 | Commercial | College | Existing | Food Preparation | Natural Gas | Broiler | E8 | System - kBTUs of Consumption | 0 | 0 | 0 | 0 | 0 | 0 | 0 | 0 | 0 | 0 | 0 | 0 | 0 | 0 | 0 | 0 | 0 | 0 | 0 | 0 | 0 | 0 | 0 | 0 | 0 | 0 | 0
F3_Commercial_College_Existing_Food Preparation_Natural Gas_Broiler_E9 | F3 | Commercial | College | Existing | Food Preparation | Natural Gas | Broiler | E9 | System - kBTUs of Consumption | 0 | 0 | 0 | 0 | 0 | 0 | 0 | 0 | 0 | 0 | 0 | 0 | 0 | 0 | 0 | 0 | 0 | 0 | 0 | 0 | 0 | 0 | 0 | 0 | 0 | 0 | 0
F3_Commercial_College_Existing_Food Preparation_Natural Gas_Broiler_E10 | F3 | Commercial | College | Existing | Food Preparation | Natural Gas | Broiler | E10 | System - kBTUs of Consumption | 0 | 0 | 0 | 0 | 0 | 0 | 0 | 0 | 0 | 0 | 0 | 0 | 0 | 0 | 0 | 0 | 0 | 0 | 0 | 0 | 0 | 0 | 0 | 0 | 0 | 0 | 0
F4_Commercial_College_Existing_Food Preparation_Natural Gas_Broiler_E1 | F4 | Commercial | College | Existing | Food Preparation | Natural Gas | Broiler | E1 | Utility - Cost of Equipment | 0.012235 | 0.012235 | 0.012235 | 0.012235 | 0.012235 | 0.012235 | 0.012235 | 0.012235 | 0.012235 | 0.012235 | 0.012235 | 0.012235 | 0.012235 | 0.012235 | 0.012235 | 0.012235 | 0.012235 | 0.012235 | 0.012235 | 0.012235 | 0.012235 | 0.012235 | 0.012235 | 0.012235 | 0.012235 | 0.012235 | 0.012235
F4_Commercial_College_Existing_Food Preparation_Natural Gas_Broiler_E2 | F4 | Commercial | College | Existing | Food Preparation | Natural Gas | Broiler | E2 | Utility - Cost of Equipment | 0.01713 | 0.01713 | 0.01713 | 0.01713 | 0.01713 | 0.01713 | 0.01713 | 0.01713 | 0.01713 | 0.01713 | 0.01713 | 0.01713 | 0.01713 | 0.01713 | 0.01713 | 0.01713 | 0.01713 | 0.01713 | 0.01713 | 0.01713 | 0.01713 | 0.01713 | 0.01713 | 0.01713 | 0.01713 | 0.01713 | 0.01713
F4_Commercial_College_Existing_Food Preparation_Natural Gas_Broiler_E3 | F4 | Commercial | College | Existing | Food Preparation | Natural Gas | Broiler | E3 | Utility - Cost of Equipment | 0 | 0 | 0 | 0 | 0 | 0 | 0 | 0 | 0 | 0 | 0 | 0 | 0 | 0 | 0 | 0 | 0 | 0 | 0 | 0 | 0 | 0 | 0 | 0 | 0 | 0 | 0
F4_Commercial_College_Existing_Food Preparation_Natural Gas_Broiler_E4 | F4 | Commercial | College | Existing | Food Preparation | Natural Gas | Broiler | E4 | Utility - Cost of Equipment | 0 | 0 | 0 | 0 | 0 | 0 | 0 | 0 | 0 | 0 | 0 | 0 | 0 | 0 | 0 | 0 | 0 | 0 | 0 | 0 | 0 | 0 | 0 | 0 | 0 | 0 | 0
F4_Commercial_College_Existing_Food Preparation_Natural Gas_Broiler_E5 | F4 | Commercial | College | Existing | Food Preparation | Natural Gas | Broiler | E5 | Utility - Cost of Equipment | 0 | 0 | 0 | 0 | 0 | 0 | 0 | 0 | 0 | 0 | 0 | 0 | 0 | 0 | 0 | 0 | 0 | 0 | 0 | 0 | 0 | 0 | 0 | 0 | 0 | 0 | 0
F4_Commercial_College_Existing_Food Preparation_Natural Gas_Broiler_E6 | F4 | Commercial | College | Existing | Food Preparation | Natural Gas | Broiler | E6 | Utility - Cost of Equipment | 0 | 0 | 0 | 0 | 0 | 0 | 0 | 0 | 0 | 0 | 0 | 0 | 0 | 0 | 0 | 0 | 0 | 0 | 0 | 0 | 0 | 0 | 0 | 0 | 0 | 0 | 0
F4_Commercial_College_Existing_Food Preparation_Natural Gas_Broiler_E7 | F4 | Commercial | College | Existing | Food Preparation | Natural Gas | Broiler | E7 | Utility - Cost of Equipment | 0 | 0 | 0 | 0 | 0 | 0 | 0 | 0 | 0 | 0 | 0 | 0 | 0 | 0 | 0 | 0 | 0 | 0 | 0 | 0 | 0 | 0 | 0 | 0 | 0 | 0 | 0
F4_Commercial_College_Existing_Food Preparation_Natural Gas_Broiler_E8 | F4 | Commercial | College | Existing | Food Preparation | Natural Gas | Broiler | E8 | Utility - Cost of Equipment | 0 | 0 | 0 | 0 | 0 | 0 | 0 | 0 | 0 | 0 | 0 | 0 | 0 | 0 | 0 | 0 | 0 | 0 | 0 | 0 | 0 | 0 | 0 | 0 | 0 | 0 | 0
F4_Commercial_College_Existing_Food Preparation_Natural Gas_Broiler_E9 | F4 | Commercial | College | Existing | Food Preparation | Natural Gas | Broiler | E9 | Utility - Cost of Equipment | 0 | 0 | 0 | 0 | 0 | 0 | 0 | 0 | 0 | 0 | 0 | 0 | 0 | 0 | 0 | 0 | 0 | 0 | 0 | 0 | 0 | 0 | 0 | 0 | 0 | 0 | 0
F4_Commercial_College_Existing_Food Preparation_Natural Gas_Broiler_E10 | F4 | Commercial | College | Existing | Food Preparation | Natural Gas | Broiler | E10 | Utility - Cost of Equipment | 0 | 0 | 0 | 0 | 0 | 0 | 0 | 0 | 0 | 0 | 0 | 0 | 0 | 0 | 0 | 0 | 0 | 0 | 0 | 0 | 0 | 0 | 0 | 0 | 0 | 0 | 0
F5_Commercial_College_Existing_Food Preparation_Natural Gas_Broiler_E1 | F5 | Commercial | College | Existing | Food Preparation | Natural Gas | Broiler | E1 | Utility - Cost of Operation | 0.030737 | 0.030408 | 0.030091 | 0.029787 | 0.029862 | 0.030185 | 0.030653 | 0.031175 | 0.031677 | 0.032106 | 0.032455 | 0.032705 | 0.032847 | 0.032831 | 0.032653 | 0.032311 | 0.031811 | 0.03118 | 0.030427 | 0.029531 | 0.028481 | 0.02727 | 0.026197 | 0.025508 | 0.025218 | 0.025341 | 0.025465
F5_Commercial_College_Existing_Food Preparation_Natural Gas_Broiler_E2 | F5 | Commercial | College | Existing | Food Preparation | Natural Gas | Broiler | E2 | Utility - Cost of Operation | 0.01976 | 0.019548 | 0.019344 | 0.019149 | 0.019197 | 0.019404 | 0.019705 | 0.020041 | 0.020364 | 0.02064 | 0.020864 | 0.021025 | 0.021116 | 0.021106 | 0.020991 | 0.020772 | 0.02045 | 0.020044 | 0.01956 | 0.018984 | 0.018309 | 0.017531 | 0.016841 | 0.016398 | 0.016211 | 0.016291 | 0.016371
F5_Commercial_College_Existing_Food Preparation_Natural Gas_Broiler_E3 | F5 | Commercial | College | Existing | Food Preparation | Natural Gas | Broiler | E3 | Utility - Cost of Operation | 0 | 0 | 0 | 0 | 0 | 0 | 0 | 0 | 0 | 0 | 0 | 0 | 0 | 0 | 0 | 0 | 0 | 0 | 0 | 0 | 0 | 0 | 0 | 0 | 0 | 0 | 0
F5_Commercial_College_Existing_Food Preparation_Natural Gas_Broiler_E4 | F5 | Commercial | College | Existing | Food Preparation | Natural Gas | Broiler | E4 | Utility - Cost of Operation | 0 | 0 | 0 | 0 | 0 | 0 | 0 | 0 | 0 | 0 | 0 | 0 | 0 | 0 | 0 | 0 | 0 | 0 | 0 | 0 | 0 | 0 | 0 | 0 | 0 | 0 | 0
F5_Commercial_College_Existing_Food Preparation_Natural Gas_Broiler_E5 | F5 | Commercial | College | Existing | Food Preparation | Natural Gas | Broiler | E5 | Utility - Cost of Operation | 0 | 0 | 0 | 0 | 0 | 0 | 0 | 0 | 0 | 0 | 0 | 0 | 0 | 0 | 0 | 0 | 0 | 0 | 0 | 0 | 0 | 0 | 0 | 0 | 0 | 0 | 0
F5_Commercial_College_Existing_Food Preparation_Natural Gas_Broiler_E6 | F5 | Commercial | College | Existing | Food Preparation | Natural Gas | Broiler | E6 | Utility - Cost of Operation | 0 | 0 | 0 | 0 | 0 | 0 | 0 | 0 | 0 | 0 | 0 | 0 | 0 | 0 | 0 | 0 | 0 | 0 | 0 | 0 | 0 | 0 | 0 | 0 | 0 | 0 | 0
F5_Commercial_College_Existing_Food Preparation_Natural Gas_Broiler_E7 | F5 | Commercial | College | Existing | Food Preparation | Natural Gas | Broiler | E7 | Utility - Cost of Operation | 0 | 0 | 0 | 0 | 0 | 0 | 0 | 0 | 0 | 0 | 0 | 0 | 0 | 0 | 0 | 0 | 0 | 0 | 0 | 0 | 0 | 0 | 0 | 0 | 0 | 0 | 0
F5_Commercial_College_Existing_Food Preparation_Natural Gas_Broiler_E8 | F5 | Commercial | College | Existing | Food Preparation | Natural Gas | Broiler | E8 | Utility - Cost of Operation | 0 | 0 | 0 | 0 | 0 | 0 | 0 | 0 | 0 | 0 | 0 | 0 | 0 | 0 | 0 | 0 | 0 | 0 | 0 | 0 | 0 | 0 | 0 | 0 | 0 | 0 | 0
F5_Commercial_College_Existing_Food Preparation_Natural Gas_Broiler_E9 | F5 | Commercial | College | Existing | Food Preparation | Natural Gas | Broiler | E9 | Utility - Cost of Operation | 0 | 0 | 0 | 0 | 0 | 0 | 0 | 0 | 0 | 0 | 0 | 0 | 0 | 0 | 0 | 0 | 0 | 0 | 0 | 0 | 0 | 0 | 0 | 0 | 0 | 0 | 0
F5_Commercial_College_Existing_Food Preparation_Natural Gas_Broiler_E10 | F5 | Commercial | College | Existing | Food Preparation | Natural Gas | Broiler | E10 | Utility - Cost of Operation | 0 | 0 | 0 | 0 | 0 | 0 | 0 | 0 | 0 | 0 | 0 | 0 | 0 | 0 | 0 | 0 | 0 | 0 | 0 | 0 | 0 | 0 | 0 | 0 | 0 | 0 | 0
F6_Commercial_College_Existing_Food Preparation_Natural Gas_Broiler_E1 | F6 | Commercial | College | Existing | Food Preparation | Natural Gas | Broiler | E1 | Utility - Value of Sales | 0 | 0 | 0 | 0 | 0 | 0 | 0 | 0 | 0 | 0 | 0 | 0 | 0 | 0 | 0 | 0 | 0 | 0 | 0 | 0 | 0 | 0 | 0 | 0 | 0 | 0 | 0
F6_Commercial_College_Existing_Food Preparation_Natural Gas_Broiler_E2 | F6 | Commercial | College | Existing | Food Preparation | Natural Gas | Broiler | E2 | Utility - Value of Sales | 0 | 0 | 0 | 0 | 0 | 0 | 0 | 0 | 0 | 0 | 0 | 0 | 0 | 0 | 0 | 0 | 0 | 0 | 0 | 0 | 0 | 0 | 0 | 0 | 0 | 0 | 0
F6_Commercial_College_Existing_Food Preparation_Natural Gas_Broiler_E3 | F6 | Commercial | College | Existing | Food Preparation | Natural Gas | Broiler | E3 | Utility - Value of Sales | 0 | 0 | 0 | 0 | 0 | 0 | 0 | 0 | 0 | 0 | 0 | 0 | 0 | 0 | 0 | 0 | 0 | 0 | 0 | 0 | 0 | 0 | 0 | 0 | 0 | 0 | 0
F6_Commercial_College_Existing_Food Preparation_Natural Gas_Broiler_E4 | F6 | Commercial | College | Existing | Food Preparation | Natural Gas | Broiler | E4 | Utility - Value of Sales | 0 | 0 | 0 | 0 | 0 | 0 | 0 | 0 | 0 | 0 | 0 | 0 | 0 | 0 | 0 | 0 | 0 | 0 | 0 | 0 | 0 | 0 | 0 | 0 | 0 | 0 | 0
F6_Commercial_College_Existing_Food Preparation_Natural Gas_Broiler_E5 | F6 | Commercial | College | Existing | Food Preparation | Natural Gas | Broiler | E5 | Utility - Value of Sales | 0 | 0 | 0 | 0 | 0 | 0 | 0 | 0 | 0 | 0 | 0 | 0 | 0 | 0 | 0 | 0 | 0 | 0 | 0 | 0 | 0 | 0 | 0 | 0 | 0 | 0 | 0
F6_Commercial_College_Existing_Food Preparation_Natural Gas_Broiler_E6 | F6 | Commercial | College | Existing | Food Preparation | Natural Gas | Broiler | E6 | Utility - Value of Sales | 0 | 0 | 0 | 0 | 0 | 0 | 0 | 0 | 0 | 0 | 0 | 0 | 0 | 0 | 0 | 0 | 0 | 0 | 0 | 0 | 0 | 0 | 0 | 0 | 0 | 0 | 0
F6_Commercial_College_Existing_Food Preparation_Natural Gas_Broiler_E7 | F6 | Commercial | College | Existing | Food Preparation | Natural Gas | Broiler | E7 | Utility - Value of Sales | 0 | 0 | 0 | 0 | 0 | 0 | 0 | 0 | 0 | 0 | 0 | 0 | 0 | 0 | 0 | 0 | 0 | 0 | 0 | 0 | 0 | 0 | 0 | 0 | 0 | 0 | 0
F6_Commercial_College_Existing_Food Preparation_Natural Gas_Broiler_E8 | F6 | Commercial | College | Existing | Food Preparation | Natural Gas | Broiler | E8 | Utility - Value of Sales | 0 | 0 | 0 | 0 | 0 | 0 | 0 | 0 | 0 | 0 | 0 | 0 | 0 | 0 | 0 | 0 | 0 | 0 | 0 | 0 | 0 | 0 | 0 | 0 | 0 | 0 | 0
F6_Commercial_College_Existing_Food Preparation_Natural Gas_Broiler_E9 | F6 | Commercial | College | Existing | Food Preparation | Natural Gas | Broiler | E9 | Utility - Value of Sales | 0 | 0 | 0 | 0 | 0 | 0 | 0 | 0 | 0 | 0 | 0 | 0 | 0 | 0 | 0 | 0 | 0 | 0 | 0 | 0 | 0 | 0 | 0 | 0 | 0 | 0 | 0
F6_Commercial_College_Existing_Food Preparation_Natural Gas_Broiler_E10 | F6 | Commercial | College | Existing | Food Preparation | Natural Gas | Broiler | E10 | Utility - Value of Sales | 0 | 0 | 0 | 0 | 0 | 0 | 0 | 0 | 0 | 0 | 0 | 0 | 0 | 0 | 0 | 0 | 0 | 0 | 0 | 0 | 0 | 0 | 0 | 0 | 0 | 0 | 0
F1_Commercial_College_Existing_Food Preparation_Natural Gas_Griddle_E1 | F1 | Commercial | College | Existing | Food Preparation | Natural Gas | Griddle | E1 | RVT - Cost of Equipment | 0.0094793 | 0.0094793 | 0.0094793 | 0.0094793 | 0.0094793 | 0.0094793 | 0.0094793 | 0.0094793 | 0.0094793 | 0.0094793 | 0.0094793 | 0.0094793 | 0.0094793 | 0.0094793 | 0.0094793 | 0.0094793 | 0.0094793 | 0.0094793 | 0.0094793 | 0.0094793 | 0.0094793 | 0.0094793 | 0.0094793 | 0.0094793 | 0.0094793 | 0.0094793 | 0.0094793
F1_Commercial_College_Existing_Food Preparation_Natural Gas_Griddle_E2 | F1 | Commercial | College | Existing | Food Preparation | Natural Gas | Griddle | E2 | RVT - Cost of Equipment | 0.01178 | 0.01178 | 0.01178 | 0.01178 | 0.01178 | 0.01178 | 0.01178 | 0.01178 | 0.01178 | 0.01178 | 0.01178 | 0.01178 | 0.01178 | 0.01178 | 0.01178 | 0.01178 | 0.01178 | 0.01178 | 0.01178 | 0.01178 | 0.01178 | 0.01178 | 0.01178 | 0.01178 | 0.01178 | 0.01178 | 0.01178
F1_Commercial_College_Existing_Food Preparation_Natural Gas_Griddle_E3 | F1 | Commercial | College | Existing | Food Preparation | Natural Gas | Griddle | E3 | RVT - Cost of Equipment | 0 | 0 | 0 | 0 | 0 | 0 | 0 | 0 | 0 | 0 | 0 | 0 | 0 | 0 | 0 | 0 | 0 | 0 | 0 | 0 | 0 | 0 | 0 | 0 | 0 | 0 | 0
F1_Commercial_College_Existing_Food Preparation_Natural Gas_Griddle_E4 | F1 | Commercial | College | Existing | Food Preparation | Natural Gas | Griddle | E4 | RVT - Cost of Equipment | 0 | 0 | 0 | 0 | 0 | 0 | 0 | 0 | 0 | 0 | 0 | 0 | 0 | 0 | 0 | 0 | 0 | 0 | 0 | 0 | 0 | 0 | 0 | 0 | 0 | 0 | 0
F1_Commercial_College_Existing_Food Preparation_Natural Gas_Griddle_E5 | F1 | Commercial | College | Existing | Food Preparation | Natural Gas | Griddle | E5 | RVT - Cost of Equipment | 0 | 0 | 0 | 0 | 0 | 0 | 0 | 0 | 0 | 0 | 0 | 0 | 0 | 0 | 0 | 0 | 0 | 0 | 0 | 0 | 0 | 0 | 0 | 0 | 0 | 0 | 0
F1_Commercial_College_Existing_Food Preparation_Natural Gas_Griddle_E6 | F1 | Commercial | College | Existing | Food Preparation | Natural Gas | Griddle | E6 | RVT - Cost of Equipment | 0 | 0 | 0 | 0 | 0 | 0 | 0 | 0 | 0 | 0 | 0 | 0 | 0 | 0 | 0 | 0 | 0 | 0 | 0 | 0 | 0 | 0 | 0 | 0 | 0 | 0 | 0
F1_Commercial_College_Existing_Food Preparation_Natural Gas_Griddle_E7 | F1 | Commercial | College | Existing | Food Preparation | Natural Gas | Griddle | E7 | RVT - Cost of Equipment | 0 | 0 | 0 | 0 | 0 | 0 | 0 | 0 | 0 | 0 | 0 | 0 | 0 | 0 | 0 | 0 | 0 | 0 | 0 | 0 | 0 | 0 | 0 | 0 | 0 | 0 | 0
F1_Commercial_College_Existing_Food Preparation_Natural Gas_Griddle_E8 | F1 | Commercial | College | Existing | Food Preparation | Natural Gas | Griddle | E8 | RVT - Cost of Equipment | 0 | 0 | 0 | 0 | 0 | 0 | 0 | 0 | 0 | 0 | 0 | 0 | 0 | 0 | 0 | 0 | 0 | 0 | 0 | 0 | 0 | 0 | 0 | 0 | 0 | 0 | 0
F1_Commercial_College_Existing_Food Preparation_Natural Gas_Griddle_E9 | F1 | Commercial | College | Existing | Food Preparation | Natural Gas | Griddle | E9 | RVT - Cost of Equipment | 0 | 0 | 0 | 0 | 0 | 0 | 0 | 0 | 0 | 0 | 0 | 0 | 0 | 0 | 0 | 0 | 0 | 0 | 0 | 0 | 0 | 0 | 0 | 0 | 0 | 0 | 0
F1_Commercial_College_Existing_Food Preparation_Natural Gas_Griddle_E10 | F1 | Commercial | College | Existing | Food Preparation | Natural Gas | Griddle | E10 | RVT - Cost of Equipment | 0 | 0 | 0 | 0 | 0 | 0 | 0 | 0 | 0 | 0 | 0 | 0 | 0 | 0 | 0 | 0 | 0 | 0 | 0 | 0 | 0 | 0 | 0 | 0 | 0 | 0 | 0
F2_Commercial_College_Existing_Food Preparation_Natural Gas_Griddle_E1 | F2 | Commercial | College | Existing | Food Preparation | Natural Gas | Griddle | E1 | RVT - Cost of Operation | 0 | 0 | 0 | 0 | 0 | 0 | 0 | 0 | 0 | 0 | 0 | 0 | 0 | 0 | 0 | 0 | 0 | 0 | 0 | 0 | 0 | 0 | 0 | 0 | 0 | 0 | 0
F2_Commercial_College_Existing_Food Preparation_Natural Gas_Griddle_E2 | F2 | Commercial | College | Existing | Food Preparation | Natural Gas | Griddle | E2 | RVT - Cost of Operation | 0 | 0 | 0 | 0 | 0 | 0 | 0 | 0 | 0 | 0 | 0 | 0 | 0 | 0 | 0 | 0 | 0 | 0 | 0 | 0 | 0 | 0 | 0 | 0 | 0 | 0 | 0
F2_Commercial_College_Existing_Food Preparation_Natural Gas_Griddle_E3 | F2 | Commercial | College | Existing | Food Preparation | Natural Gas | Griddle | E3 | RVT - Cost of Operation | 0 | 0 | 0 | 0 | 0 | 0 | 0 | 0 | 0 | 0 | 0 | 0 | 0 | 0 | 0 | 0 | 0 | 0 | 0 | 0 | 0 | 0 | 0 | 0 | 0 | 0 | 0
F2_Commercial_College_Existing_Food Preparation_Natural Gas_Griddle_E4 | F2 | Commercial | College | Existing | Food Preparation | Natural Gas | Griddle | E4 | RVT - Cost of Operation | 0 | 0 | 0 | 0 | 0 | 0 | 0 | 0 | 0 | 0 | 0 | 0 | 0 | 0 | 0 | 0 | 0 | 0 | 0 | 0 | 0 | 0 | 0 | 0 | 0 | 0 | 0
F2_Commercial_College_Existing_Food Preparation_Natural Gas_Griddle_E5 | F2 | Commercial | College | Existing | Food Preparation | Natural Gas | Griddle | E5 | RVT - Cost of Operation | 0 | 0 | 0 | 0 | 0 | 0 | 0 | 0 | 0 | 0 | 0 | 0 | 0 | 0 | 0 | 0 | 0 | 0 | 0 | 0 | 0 | 0 | 0 | 0 | 0 | 0 | 0
F2_Commercial_College_Existing_Food Preparation_Natural Gas_Griddle_E6 | F2 | Commercial | College | Existing | Food Preparation | Natural Gas | Griddle | E6 | RVT - Cost of Operation | 0 | 0 | 0 | 0 | 0 | 0 | 0 | 0 | 0 | 0 | 0 | 0 | 0 | 0 | 0 | 0 | 0 | 0 | 0 | 0 | 0 | 0 | 0 | 0 | 0 | 0 | 0
F2_Commercial_College_Existing_Food Preparation_Natural Gas_Griddle_E7 | F2 | Commercial | College | Existing | Food Preparation | Natural Gas | Griddle | E7 | RVT - Cost of Operation | 0 | 0 | 0 | 0 | 0 | 0 | 0 | 0 | 0 | 0 | 0 | 0 | 0 | 0 | 0 | 0 | 0 | 0 | 0 | 0 | 0 | 0 | 0 | 0 | 0 | 0 | 0
F2_Commercial_College_Existing_Food Preparation_Natural Gas_Griddle_E8 | F2 | Commercial | College | Existing | Food Preparation | Natural Gas | Griddle | E8 | RVT - Cost of Operation | 0 | 0 | 0 | 0 | 0 | 0 | 0 | 0 | 0 | 0 | 0 | 0 | 0 | 0 | 0 | 0 | 0 | 0 | 0 | 0 | 0 | 0 | 0 | 0 | 0 | 0 | 0
F2_Commercial_College_Existing_Food Preparation_Natural Gas_Griddle_E9 | F2 | Commercial | College | Existing | Food Preparation | Natural Gas | Griddle | E9 | RVT - Cost of Operation | 0 | 0 | 0 | 0 | 0 | 0 | 0 | 0 | 0 | 0 | 0 | 0 | 0 | 0 | 0 | 0 | 0 | 0 | 0 | 0 | 0 | 0 | 0 | 0 | 0 | 0 | 0
F2_Commercial_College_Existing_Food Preparation_Natural Gas_Griddle_E10 | F2 | Commercial | College | Existing | Food Preparation | Natural Gas | Griddle | E10 | RVT - Cost of Operation | 0 | 0 | 0 | 0 | 0 | 0 | 0 | 0 | 0 | 0 | 0 | 0 | 0 | 0 | 0 | 0 | 0 | 0 | 0 | 0 | 0 | 0 | 0 | 0 | 0 | 0 | 0
F3_Commercial_College_Existing_Food Preparation_Natural Gas_Griddle_E1 | F3 | Commercial | College | Existing | Food Preparation | Natural Gas | Griddle | E1 | System - kBTUs of Consumption | 1.6091 | 1.6091 | 1.6091 | 1.6091 | 1.6091 | 1.6091 | 1.6091 | 1.6091 | 1.6091 | 1.6091 | 1.6091 | 1.6091 | 1.6091 | 1.6091 | 1.6091 | 1.6091 | 1.6091 | 1.6091 | 1.6091 | 1.6091 | 1.6091 | 1.6091 | 1.6091 | 1.6091 | 1.6091 | 1.6091 | 1.6091
F3_Commercial_College_Existing_Food Preparation_Natural Gas_Griddle_E2 | F3 | Commercial | College | Existing | Food Preparation | Natural Gas | Griddle | E2 | System - kBTUs of Consumption | 1.3897 | 1.3897 | 1.3897 | 1.3897 | 1.3897 | 1.3897 | 1.3897 | 1.3897 | 1.3897 | 1.3897 | 1.3897 | 1.3897 | 1.3897 | 1.3897 | 1.3897 | 1.3897 | 1.3897 | 1.3897 | 1.3897 | 1.3897 | 1.3897 | 1.3897 | 1.3897 | 1.3897 | 1.3897 | 1.3897 | 1.3897
F3_Commercial_College_Existing_Food Preparation_Natural Gas_Griddle_E3 | F3 | Commercial | College | Existing | Food Preparation | Natural Gas | Griddle | E3 | System - kBTUs of Consumption | 0 | 0 | 0 | 0 | 0 | 0 | 0 | 0 | 0 | 0 | 0 | 0 | 0 | 0 | 0 | 0 | 0 | 0 | 0 | 0 | 0 | 0 | 0 | 0 | 0 | 0 | 0
F3_Commercial_College_Existing_Food Preparation_Natural Gas_Griddle_E4 | F3 | Commercial | College | Existing | Food Preparation | Natural Gas | Griddle | E4 | System - kBTUs of Consumption | 0 | 0 | 0 | 0 | 0 | 0 | 0 | 0 | 0 | 0 | 0 | 0 | 0 | 0 | 0 | 0 | 0 | 0 | 0 | 0 | 0 | 0 | 0 | 0 | 0 | 0 | 0
F3_Commercial_College_Existing_Food Preparation_Natural Gas_Griddle_E5 | F3 | Commercial | College | Existing | Food Preparation | Natural Gas | Griddle | E5 | System - kBTUs of Consumption | 0 | 0 | 0 | 0 | 0 | 0 | 0 | 0 | 0 | 0 | 0 | 0 | 0 | 0 | 0 | 0 | 0 | 0 | 0 | 0 | 0 | 0 | 0 | 0 | 0 | 0 | 0
F3_Commercial_College_Existing_Food Preparation_Natural Gas_Griddle_E6 | F3 | Commercial | College | Existing | Food Preparation | Natural Gas | Griddle | E6 | System - kBTUs of Consumption | 0 | 0 | 0 | 0 | 0 | 0 | 0 | 0 | 0 | 0 | 0 | 0 | 0 | 0 | 0 | 0 | 0 | 0 | 0 | 0 | 0 | 0 | 0 | 0 | 0 | 0 | 0
F3_Commercial_College_Existing_Food Preparation_Natural Gas_Griddle_E7 | F3 | Commercial | College | Existing | Food Preparation | Natural Gas | Griddle | E7 | System - kBTUs of Consumption | 0 | 0 | 0 | 0 | 0 | 0 | 0 | 0 | 0 | 0 | 0 | 0 | 0 | 0 | 0 | 0 | 0 | 0 | 0 | 0 | 0 | 0 | 0 | 0 | 0 | 0 | 0
F3_Commercial_College_Existing_Food Preparation_Natural Gas_Griddle_E8 | F3 | Commercial | College | Existing | Food Preparation | Natural Gas | Griddle | E8 | System - kBTUs of Consumption | 0 | 0 | 0 | 0 | 0 | 0 | 0 | 0 | 0 | 0 | 0 | 0 | 0 | 0 | 0 | 0 | 0 | 0 | 0 | 0 | 0 | 0 | 0 | 0 | 0 | 0 | 0
F3_Commercial_College_Existing_Food Preparation_Natural Gas_Griddle_E9 | F3 | Commercial | College | Existing | Food Preparation | Natural Gas | Griddle | E9 | System - kBTUs of Consumption | 0 | 0 | 0 | 0 | 0 | 0 | 0 | 0 | 0 | 0 | 0 | 0 | 0 | 0 | 0 | 0 | 0 | 0 | 0 | 0 | 0 | 0 | 0 | 0 | 0 | 0 | 0
F3_Commercial_College_Existing_Food Preparation_Natural Gas_Griddle_E10 | F3 | Commercial | College | Existing | Food Preparation | Natural Gas | Griddle | E10 | System - kBTUs of Consumption | 0 | 0 | 0 | 0 | 0 | 0 | 0 | 0 | 0 | 0 | 0 | 0 | 0 | 0 | 0 | 0 | 0 | 0 | 0 | 0 | 0 | 0 | 0 | 0 | 0 | 0 | 0
F4_Commercial_College_Existing_Food Preparation_Natural Gas_Griddle_E1 | F4 | Commercial | College | Existing | Food Preparation | Natural Gas | Griddle | E1 | Utility - Cost of Equipment | 0.0094793 | 0.0094793 | 0.0094793 | 0.0094793 | 0.0094793 | 0.0094793 | 0.0094793 | 0.0094793 | 0.0094793 | 0.0094793 | 0.0094793 | 0.0094793 | 0.0094793 | 0.0094793 | 0.0094793 | 0.0094793 | 0.0094793 | 0.0094793 | 0.0094793 | 0.0094793 | 0.0094793 | 0.0094793 | 0.0094793 | 0.0094793 | 0.0094793 | 0.0094793 | 0.0094793
F4_Commercial_College_Existing_Food Preparation_Natural Gas_Griddle_E2 | F4 | Commercial | College | Existing | Food Preparation | Natural Gas | Griddle | E2 | Utility - Cost of Equipment | 0.01178 | 0.01178 | 0.01178 | 0.01178 | 0.01178 | 0.01178 | 0.01178 | 0.01178 | 0.01178 | 0.01178 | 0.01178 | 0.01178 | 0.01178 | 0.01178 | 0.01178 | 0.01178 | 0.01178 | 0.01178 | 0.01178 | 0.01178 | 0.01178 | 0.01178 | 0.01178 | 0.01178 | 0.01178 | 0.01178 | 0.01178
F4_Commercial_College_Existing_Food Preparation_Natural Gas_Griddle_E3 | F4 | Commercial | College | Existing | Food Preparation | Natural Gas | Griddle | E3 | Utility - Cost of Equipment | 0 | 0 | 0 | 0 | 0 | 0 | 0 | 0 | 0 | 0 | 0 | 0 | 0 | 0 | 0 | 0 | 0 | 0 | 0 | 0 | 0 | 0 | 0 | 0 | 0 | 0 | 0
F4_Commercial_College_Existing_Food Preparation_Natural Gas_Griddle_E4 | F4 | Commercial | College | Existing | Food Preparation | Natural Gas | Griddle | E4 | Utility - Cost of Equipment | 0 | 0 | 0 | 0 | 0 | 0 | 0 | 0 | 0 | 0 | 0 | 0 | 0 | 0 | 0 | 0 | 0 | 0 | 0 | 0 | 0 | 0 | 0 | 0 | 0 | 0 | 0
F4_Commercial_College_Existing_Food Preparation_Natural Gas_Griddle_E5 | F4 | Commercial | College | Existing | Food Preparation | Natural Gas | Griddle | E5 | Utility - Cost of Equipment | 0 | 0 | 0 | 0 | 0 | 0 | 0 | 0 | 0 | 0 | 0 | 0 | 0 | 0 | 0 | 0 | 0 | 0 | 0 | 0 | 0 | 0 | 0 | 0 | 0 | 0 | 0
F4_Commercial_College_Existing_Food Preparation_Natural Gas_Griddle_E6 | F4 | Commercial | College | Existing | Food Preparation | Natural Gas | Griddle | E6 | Utility - Cost of Equipment | 0 | 0 | 0 | 0 | 0 | 0 | 0 | 0 | 0 | 0 | 0 | 0 | 0 | 0 | 0 | 0 | 0 | 0 | 0 | 0 | 0 | 0 | 0 | 0 | 0 | 0 | 0
F4_Commercial_College_Existing_Food Preparation_Natural Gas_Griddle_E7 | F4 | Commercial | College | Existing | Food Preparation | Natural Gas | Griddle | E7 | Utility - Cost of Equipment | 0 | 0 | 0 | 0 | 0 | 0 | 0 | 0 | 0 | 0 | 0 | 0 | 0 | 0 | 0 | 0 | 0 | 0 | 0 | 0 | 0 | 0 | 0 | 0 | 0 | 0 | 0
F4_Commercial_College_Existing_Food Preparation_Natural Gas_Griddle_E8 | F4 | Commercial | College | Existing | Food Preparation | Natural Gas | Griddle | E8 | Utility - Cost of Equipment | 0 | 0 | 0 | 0 | 0 | 0 | 0 | 0 | 0 | 0 | 0 | 0 | 0 | 0 | 0 | 0 | 0 | 0 | 0 | 0 | 0 | 0 | 0 | 0 | 0 | 0 | 0
F4_Commercial_College_Existing_Food Preparation_Natural Gas_Griddle_E9 | F4 | Commercial | College | Existing | Food Preparation | Natural Gas | Griddle | E9 | Utility - Cost of Equipment | 0 | 0 | 0 | 0 | 0 | 0 | 0 | 0 | 0 | 0 | 0 | 0 | 0 | 0 | 0 | 0 | 0 | 0 | 0 | 0 | 0 | 0 | 0 | 0 | 0 | 0 | 0
F4_Commercial_College_Existing_Food Preparation_Natural Gas_Griddle_E10 | F4 | Commercial | College | Existing | Food Preparation | Natural Gas | Griddle | E10 | Utility - Cost of Equipment | 0 | 0 | 0 | 0 | 0 | 0 | 0 | 0 | 0 | 0 | 0 | 0 | 0 | 0 | 0 | 0 | 0 | 0 | 0 | 0 | 0 | 0 | 0 | 0 | 0 | 0 | 0
F5_Commercial_College_Existing_Food Preparation_Natural Gas_Griddle_E1 | F5 | Commercial | College | Existing | Food Preparation | Natural Gas | Griddle | E1 | Utility - Cost of Operation | 0.021962 | 0.021727 | 0.0215 | 0.021283 | 0.021337 | 0.021567 | 0.021902 | 0.022274 | 0.022634 | 0.02294 | 0.023189 | 0.023368 | 0.023469 | 0.023458 | 0.023331 | 0.023087 | 0.022729 | 0.022278 | 0.02174 | 0.0211 | 0.02035 | 0.019485 | 0.018718 | 0.018225 | 0.018018 | 0.018106 | 0.018195
F5_Commercial_College_Existing_Food Preparation_Natural Gas_Griddle_E2 | F5 | Commercial | College | Existing | Food Preparation | Natural Gas | Griddle | E2 | Utility - Cost of Operation | 0.018968 | 0.018765 | 0.018569 | 0.018382 | 0.018428 | 0.018627 | 0.018916 | 0.019238 | 0.019548 | 0.019813 | 0.020028 | 0.020182 | 0.02027 | 0.02026 | 0.02015 | 0.019939 | 0.01963 | 0.019241 | 0.018776 | 0.018223 | 0.017575 | 0.016828 | 0.016166 | 0.015741 | 0.015562 | 0.015638 | 0.015715
F5_Commercial_College_Existing_Food Preparation_Natural Gas_Griddle_E3 | F5 | Commercial | College | Existing | Food Preparation | Natural Gas | Griddle | E3 | Utility - Cost of Operation | 0 | 0 | 0 | 0 | 0 | 0 | 0 | 0 | 0 | 0 | 0 | 0 | 0 | 0 | 0 | 0 | 0 | 0 | 0 | 0 | 0 | 0 | 0 | 0 | 0 | 0 | 0
F5_Commercial_College_Existing_Food Preparation_Natural Gas_Griddle_E4 | F5 | Commercial | College | Existing | Food Preparation | Natural Gas | Griddle | E4 | Utility - Cost of Operation | 0 | 0 | 0 | 0 | 0 | 0 | 0 | 0 | 0 | 0 | 0 | 0 | 0 | 0 | 0 | 0 | 0 | 0 | 0 | 0 | 0 | 0 | 0 | 0 | 0 | 0 | 0
F5_Commercial_College_Existing_Food Preparation_Natural Gas_Griddle_E5 | F5 | Commercial | College | Existing | Food Preparation | Natural Gas | Griddle | E5 | Utility - Cost of Operation | 0 | 0 | 0 | 0 | 0 | 0 | 0 | 0 | 0 | 0 | 0 | 0 | 0 | 0 | 0 | 0 | 0 | 0 | 0 | 0 | 0 | 0 | 0 | 0 | 0 | 0 | 0
F5_Commercial_College_Existing_Food Preparation_Natural Gas_Griddle_E6 | F5 | Commercial | College | Existing | Food Preparation | Natural Gas | Griddle | E6 | Utility - Cost of Operation | 0 | 0 | 0 | 0 | 0 | 0 | 0 | 0 | 0 | 0 | 0 | 0 | 0 | 0 | 0 | 0 | 0 | 0 | 0 | 0 | 0 | 0 | 0 | 0 | 0 | 0 | 0
F5_Commercial_College_Existing_Food Preparation_Natural Gas_Griddle_E7 | F5 | Commercial | College | Existing | Food Preparation | Natural Gas | Griddle | E7 | Utility - Cost of Operation | 0 | 0 | 0 | 0 | 0 | 0 | 0 | 0 | 0 | 0 | 0 | 0 | 0 | 0 | 0 | 0 | 0 | 0 | 0 | 0 | 0 | 0 | 0 | 0 | 0 | 0 | 0
F5_Commercial_College_Existing_Food Preparation_Natural Gas_Griddle_E8 | F5 | Commercial | College | Existing | Food Preparation | Natural Gas | Griddle | E8 | Utility - Cost of Operation | 0 | 0 | 0 | 0 | 0 | 0 | 0 | 0 | 0 | 0 | 0 | 0 | 0 | 0 | 0 | 0 | 0 | 0 | 0 | 0 | 0 | 0 | 0 | 0 | 0 | 0 | 0
F5_Commercial_College_Existing_Food Preparation_Natural Gas_Griddle_E9 | F5 | Commercial | College | Existing | Food Preparation | Natural Gas | Griddle | E9 | Utility - Cost of Operation | 0 | 0 | 0 | 0 | 0 | 0 | 0 | 0 | 0 | 0 | 0 | 0 | 0 | 0 | 0 | 0 | 0 | 0 | 0 | 0 | 0 | 0 | 0 | 0 | 0 | 0 | 0
F5_Commercial_College_Existing_Food Preparation_Natural Gas_Griddle_E10 | F5 | Commercial | College | Existing | Food Preparation | Natural Gas | Griddle | E10 | Utility - Cost of Operation | 0 | 0 | 0 | 0 | 0 | 0 | 0 | 0 | 0 | 0 | 0 | 0 | 0 | 0 | 0 | 0 | 0 | 0 | 0 | 0 | 0 | 0 | 0 | 0 | 0 | 0 | 0
F6_Commercial_College_Existing_Food Preparation_Natural Gas_Griddle_E1 | F6 | Commercial | College | Existing | Food Preparation | Natural Gas | Griddle | E1 | Utility - Value of Sales | 0 | 0 | 0 | 0 | 0 | 0 | 0 | 0 | 0 | 0 | 0 | 0 | 0 | 0 | 0 | 0 | 0 | 0 | 0 | 0 | 0 | 0 | 0 | 0 | 0 | 0 | 0
F6_Commercial_College_Existing_Food Preparation_Natural Gas_Griddle_E2 | F6 | Commercial | College | Existing | Food Preparation | Natural Gas | Griddle | E2 | Utility - Value of Sales | 0 | 0 | 0 | 0 | 0 | 0 | 0 | 0 | 0 | 0 | 0 | 0 | 0 | 0 | 0 | 0 | 0 | 0 | 0 | 0 | 0 | 0 | 0 | 0 | 0 | 0 | 0
F6_Commercial_College_Existing_Food Preparation_Natural Gas_Griddle_E3 | F6 | Commercial | College | Existing | Food Preparation | Natural Gas | Griddle | E3 | Utility - Value of Sales | 0 | 0 | 0 | 0 | 0 | 0 | 0 | 0 | 0 | 0 | 0 | 0 | 0 | 0 | 0 | 0 | 0 | 0 | 0 | 0 | 0 | 0 | 0 | 0 | 0 | 0 | 0
F6_Commercial_College_Existing_Food Preparation_Natural Gas_Griddle_E4 | F6 | Commercial | College | Existing | Food Preparation | Natural Gas | Griddle | E4 | Utility - Value of Sales | 0 | 0 | 0 | 0 | 0 | 0 | 0 | 0 | 0 | 0 | 0 | 0 | 0 | 0 | 0 | 0 | 0 | 0 | 0 | 0 | 0 | 0 | 0 | 0 | 0 | 0 | 0
F6_Commercial_College_Existing_Food Preparation_Natural Gas_Griddle_E5 | F6 | Commercial | College | Existing | Food Preparation | Natural Gas | Griddle | E5 | Utility - Value of Sales | 0 | 0 | 0 | 0 | 0 | 0 | 0 | 0 | 0 | 0 | 0 | 0 | 0 | 0 | 0 | 0 | 0 | 0 | 0 | 0 | 0 | 0 | 0 | 0 | 0 | 0 | 0
F6_Commercial_College_Existing_Food Preparation_Natural Gas_Griddle_E6 | F6 | Commercial | College | Existing | Food Preparation | Natural Gas | Griddle | E6 | Utility - Value of Sales | 0 | 0 | 0 | 0 | 0 | 0 | 0 | 0 | 0 | 0 | 0 | 0 | 0 | 0 | 0 | 0 | 0 | 0 | 0 | 0 | 0 | 0 | 0 | 0 | 0 | 0 | 0
F6_Commercial_College_Existing_Food Preparation_Natural Gas_Griddle_E7 | F6 | Commercial | College | Existing | Food Preparation | Natural Gas | Griddle | E7 | Utility - Value of Sales | 0 | 0 | 0 | 0 | 0 | 0 | 0 | 0 | 0 | 0 | 0 | 0 | 0 | 0 | 0 | 0 | 0 | 0 | 0 | 0 | 0 | 0 | 0 | 0 | 0 | 0 | 0
F6_Commercial_College_Existing_Food Preparation_Natural Gas_Griddle_E8 | F6 | Commercial | College | Existing | Food Preparation | Natural Gas | Griddle | E8 | Utility - Value of Sales | 0 | 0 | 0 | 0 | 0 | 0 | 0 | 0 | 0 | 0 | 0 | 0 | 0 | 0 | 0 | 0 | 0 | 0 | 0 | 0 | 0 | 0 | 0 | 0 | 0 | 0 | 0
F6_Commercial_College_Existing_Food Preparation_Natural Gas_Griddle_E9 | F6 | Commercial | College | Existing | Food Preparation | Natural Gas | Griddle | E9 | Utility - Value of Sales | 0 | 0 | 0 | 0 | 0 | 0 | 0 | 0 | 0 | 0 | 0 | 0 | 0 | 0 | 0 | 0 | 0 | 0 | 0 | 0 | 0 | 0 | 0 | 0 | 0 | 0 | 0
F6_Commercial_College_Existing_Food Preparation_Natural Gas_Griddle_E10 | F6 | Commercial | College | Existing | Food Preparation | Natural Gas | Griddle | E10 | Utility - Value of Sales | 0 | 0 | 0 | 0 | 0 | 0 | 0 | 0 | 0 | 0 | 0 | 0 | 0 | 0 | 0 | 0 | 0 | 0 | 0 | 0 | 0 | 0 | 0 | 0 | 0 | 0 | 0
F1_Commercial_College_Existing_Food Preparation_Natural Gas_Range_E1 | F1 | Commercial | College | Existing | Food Preparation | Natural Gas | Range | E1 | RVT - Cost of Equipment | 0.014511 | 0.014511 | 0.014511 | 0.014511 | 0.014511 | 0.014511 | 0.014511 | 0.014511 | 0.014511 | 0.014511 | 0.014511 | 0.014511 | 0.014511 | 0.014511 | 0.014511 | 0.014511 | 0.014511 | 0.014511 | 0.014511 | 0.014511 | 0.014511 | 0.014511 | 0.014511 | 0.014511 | 0.014511 | 0.014511 | 0.014511
F1_Commercial_College_Existing_Food Preparation_Natural Gas_Range_E2 | F1 | Commercial | College | Existing | Food Preparation | Natural Gas | Range | E2 | RVT - Cost of Equipment | 0.014511 | 0.014511 | 0.014511 | 0.014511 | 0.014511 | 0.014511 | 0.014511 | 0.014511 | 0.014511 | 0.014511 | 0.014511 | 0.014511 | 0.014511 | 0.014511 | 0.014511 | 0.014511 | 0.014511 | 0.014511 | 0.014511 | 0.014511 | 0.014511 | 0.014511 | 0.014511 | 0.014511 | 0.014511 | 0.014511 | 0.014511
F1_Commercial_College_Existing_Food Preparation_Natural Gas_Range_E3 | F1 | Commercial | College | Existing | Food Preparation | Natural Gas | Range | E3 | RVT - Cost of Equipment | 0 | 0 | 0 | 0 | 0 | 0 | 0 | 0 | 0 | 0 | 0 | 0 | 0 | 0 | 0 | 0 | 0 | 0 | 0 | 0 | 0 | 0 | 0 | 0 | 0 | 0 | 0
F1_Commercial_College_Existing_Food Preparation_Natural Gas_Range_E4 | F1 | Commercial | College | Existing | Food Preparation | Natural Gas | Range | E4 | RVT - Cost of Equipment | 0 | 0 | 0 | 0 | 0 | 0 | 0 | 0 | 0 | 0 | 0 | 0 | 0 | 0 | 0 | 0 | 0 | 0 | 0 | 0 | 0 | 0 | 0 | 0 | 0 | 0 | 0
F1_Commercial_College_Existing_Food Preparation_Natural Gas_Range_E5 | F1 | Commercial | College | Existing | Food Preparation | Natural Gas | Range | E5 | RVT - Cost of Equipment | 0 | 0 | 0 | 0 | 0 | 0 | 0 | 0 | 0 | 0 | 0 | 0 | 0 | 0 | 0 | 0 | 0 | 0 | 0 | 0 | 0 | 0 | 0 | 0 | 0 | 0 | 0
F1_Commercial_College_Existing_Food Preparation_Natural Gas_Range_E6 | F1 | Commercial | College | Existing | Food Preparation | Natural Gas | Range | E6 | RVT - Cost of Equipment | 0 | 0 | 0 | 0 | 0 | 0 | 0 | 0 | 0 | 0 | 0 | 0 | 0 | 0 | 0 | 0 | 0 | 0 | 0 | 0 | 0 | 0 | 0 | 0 | 0 | 0 | 0
F1_Commercial_College_Existing_Food Preparation_Natural Gas_Range_E7 | F1 | Commercial | College | Existing | Food Preparation | Natural Gas | Range | E7 | RVT - Cost of Equipment | 0 | 0 | 0 | 0 | 0 | 0 | 0 | 0 | 0 | 0 | 0 | 0 | 0 | 0 | 0 | 0 | 0 | 0 | 0 | 0 | 0 | 0 | 0 | 0 | 0 | 0 | 0
F1_Commercial_College_Existing_Food Preparation_Natural Gas_Range_E8 | F1 | Commercial | College | Existing | Food Preparation | Natural Gas | Range | E8 | RVT - Cost of Equipment | 0 | 0 | 0 | 0 | 0 | 0 | 0 | 0 | 0 | 0 | 0 | 0 | 0 | 0 | 0 | 0 | 0 | 0 | 0 | 0 | 0 | 0 | 0 | 0 | 0 | 0 | 0
F1_Commercial_College_Existing_Food Preparation_Natural Gas_Range_E9 | F1 | Commercial | College | Existing | Food Preparation | Natural Gas | Range | E9 | RVT - Cost of Equipment | 0 | 0 | 0 | 0 | 0 | 0 | 0 | 0 | 0 | 0 | 0 | 0 | 0 | 0 | 0 | 0 | 0 | 0 | 0 | 0 | 0 | 0 | 0 | 0 | 0 | 0 | 0
F1_Commercial_College_Existing_Food Preparation_Natural Gas_Range_E10 | F1 | Commercial | College | Existing | Food Preparation | Natural Gas | Range | E10 | RVT - Cost of Equipment | 0 | 0 | 0 | 0 | 0 | 0 | 0 | 0 | 0 | 0 | 0 | 0 | 0 | 0 | 0 | 0 | 0 | 0 | 0 | 0 | 0 | 0 | 0 | 0 | 0 | 0 | 0
F2_Commercial_College_Existing_Food Preparation_Natural Gas_Range_E1 | F2 | Commercial | College | Existing | Food Preparation | Natural Gas | Range | E1 | RVT - Cost of Operation | 0 | 0 | 0 | 0 | 0 | 0 | 0 | 0 | 0 | 0 | 0 | 0 | 0 | 0 | 0 | 0 | 0 | 0 | 0 | 0 | 0 | 0 | 0 | 0 | 0 | 0 | 0
F2_Commercial_College_Existing_Food Preparation_Natural Gas_Range_E2 | F2 | Commercial | College | Existing | Food Preparation | Natural Gas | Range | E2 | RVT - Cost of Operation | 0 | 0 | 0 | 0 | 0 | 0 | 0 | 0 | 0 | 0 | 0 | 0 | 0 | 0 | 0 | 0 | 0 | 0 | 0 | 0 | 0 | 0 | 0 | 0 | 0 | 0 | 0
F2_Commercial_College_Existing_Food Preparation_Natural Gas_Range_E3 | F2 | Commercial | College | Existing | Food Preparation | Natural Gas | Range | E3 | RVT - Cost of Operation | 0 | 0 | 0 | 0 | 0 | 0 | 0 | 0 | 0 | 0 | 0 | 0 | 0 | 0 | 0 | 0 | 0 | 0 | 0 | 0 | 0 | 0 | 0 | 0 | 0 | 0 | 0
F2_Commercial_College_Existing_Food Preparation_Natural Gas_Range_E4 | F2 | Commercial | College | Existing | Food Preparation | Natural Gas | Range | E4 | RVT - Cost of Operation | 0 | 0 | 0 | 0 | 0 | 0 | 0 | 0 | 0 | 0 | 0 | 0 | 0 | 0 | 0 | 0 | 0 | 0 | 0 | 0 | 0 | 0 | 0 | 0 | 0 | 0 | 0
F2_Commercial_College_Existing_Food Preparation_Natural Gas_Range_E5 | F2 | Commercial | College | Existing | Food Preparation | Natural Gas | Range | E5 | RVT - Cost of Operation | 0 | 0 | 0 | 0 | 0 | 0 | 0 | 0 | 0 | 0 | 0 | 0 | 0 | 0 | 0 | 0 | 0 | 0 | 0 | 0 | 0 | 0 | 0 | 0 | 0 | 0 | 0
F2_Commercial_College_Existing_Food Preparation_Natural Gas_Range_E6 | F2 | Commercial | College | Existing | Food Preparation | Natural Gas | Range | E6 | RVT - Cost of Operation | 0 | 0 | 0 | 0 | 0 | 0 | 0 | 0 | 0 | 0 | 0 | 0 | 0 | 0 | 0 | 0 | 0 | 0 | 0 | 0 | 0 | 0 | 0 | 0 | 0 | 0 | 0
F2_Commercial_College_Existing_Food Preparation_Natural Gas_Range_E7 | F2 | Commercial | College | Existing | Food Preparation | Natural Gas | Range | E7 | RVT - Cost of Operation | 0 | 0 | 0 | 0 | 0 | 0 | 0 | 0 | 0 | 0 | 0 | 0 | 0 | 0 | 0 | 0 | 0 | 0 | 0 | 0 | 0 | 0 | 0 | 0 | 0 | 0 | 0
F2_Commercial_College_Existing_Food Preparation_Natural Gas_Range_E8 | F2 | Commercial | College | Existing | Food Preparation | Natural Gas | Range | E8 | RVT - Cost of Operation | 0 | 0 | 0 | 0 | 0 | 0 | 0 | 0 | 0 | 0 | 0 | 0 | 0 | 0 | 0 | 0 | 0 | 0 | 0 | 0 | 0 | 0 | 0 | 0 | 0 | 0 | 0
F2_Commercial_College_Existing_Food Preparation_Natural Gas_Range_E9 | F2 | Commercial | College | Existing | Food Preparation | Natural Gas | Range | E9 | RVT - Cost of Operation | 0 | 0 | 0 | 0 | 0 | 0 | 0 | 0 | 0 | 0 | 0 | 0 | 0 | 0 | 0 | 0 | 0 | 0 | 0 | 0 | 0 | 0 | 0 | 0 | 0 | 0 | 0
F2_Commercial_College_Existing_Food Preparation_Natural Gas_Range_E10 | F2 | Commercial | College | Existing | Food Preparation | Natural Gas | Range | E10 | RVT - Cost of Operation | 0 | 0 | 0 | 0 | 0 | 0 | 0 | 0 | 0 | 0 | 0 | 0 | 0 | 0 | 0 | 0 | 0 | 0 | 0 | 0 | 0 | 0 | 0 | 0 | 0 | 0 | 0
F3_Commercial_College_Existing_Food Preparation_Natural Gas_Range_E1 | F3 | Commercial | College | Existing | Food Preparation | Natural Gas | Range | E1 | System - kBTUs of Consumption | 1.5506 | 1.5506 | 1.5506 | 1.5506 | 1.5506 | 1.5506 | 1.5506 | 1.5506 | 1.5506 | 1.5506 | 1.5506 | 1.5506 | 1.5506 | 1.5506 | 1.5506 | 1.5506 | 1.5506 | 1.5506 | 1.5506 | 1.5506 | 1.5506 | 1.5506 | 1.5506 | 1.5506 | 1.5506 | 1.5506 | 1.5506
F3_Commercial_College_Existing_Food Preparation_Natural Gas_Range_E2 | F3 | Commercial | College | Existing | Food Preparation | Natural Gas | Range | E2 | System - kBTUs of Consumption | 1.3291 | 1.3291 | 1.3291 | 1.3291 | 1.3291 | 1.3291 | 1.3291 | 1.3291 | 1.3291 | 1.3291 | 1.3291 | 1.3291 | 1.3291 | 1.3291 | 1.3291 | 1.3291 | 1.3291 | 1.3291 | 1.3291 | 1.3291 | 1.3291 | 1.3291 | 1.3291 | 1.3291 | 1.3291 | 1.3291 | 1.3291
F3_Commercial_College_Existing_Food Preparation_Natural Gas_Range_E3 | F3 | Commercial | College | Existing | Food Preparation | Natural Gas | Range | E3 | System - kBTUs of Consumption | 0 | 0 | 0 | 0 | 0 | 0 | 0 | 0 | 0 | 0 | 0 | 0 | 0 | 0 | 0 | 0 | 0 | 0 | 0 | 0 | 0 | 0 | 0 | 0 | 0 | 0 | 0
F3_Commercial_College_Existing_Food Preparation_Natural Gas_Range_E4 | F3 | Commercial | College | Existing | Food Preparation | Natural Gas | Range | E4 | System - kBTUs of Consumption | 0 | 0 | 0 | 0 | 0 | 0 | 0 | 0 | 0 | 0 | 0 | 0 | 0 | 0 | 0 | 0 | 0 | 0 | 0 | 0 | 0 | 0 | 0 | 0 | 0 | 0 | 0
F3_Commercial_College_Existing_Food Preparation_Natural Gas_Range_E5 | F3 | Commercial | College | Existing | Food Preparation | Natural Gas | Range | E5 | System - kBTUs of Consumption | 0 | 0 | 0 | 0 | 0 | 0 | 0 | 0 | 0 | 0 | 0 | 0 | 0 | 0 | 0 | 0 | 0 | 0 | 0 | 0 | 0 | 0 | 0 | 0 | 0 | 0 | 0
F3_Commercial_College_Existing_Food Preparation_Natural Gas_Range_E6 | F3 | Commercial | College | Existing | Food Preparation | Natural Gas | Range | E6 | System - kBTUs of Consumption | 0 | 0 | 0 | 0 | 0 | 0 | 0 | 0 | 0 | 0 | 0 | 0 | 0 | 0 | 0 | 0 | 0 | 0 | 0 | 0 | 0 | 0 | 0 | 0 | 0 | 0 | 0
F3_Commercial_College_Existing_Food Preparation_Natural Gas_Range_E7 | F3 | Commercial | College | Existing | Food Preparation | Natural Gas | Range | E7 | System - kBTUs of Consumption | 0 | 0 | 0 | 0 | 0 | 0 | 0 | 0 | 0 | 0 | 0 | 0 | 0 | 0 | 0 | 0 | 0 | 0 | 0 | 0 | 0 | 0 | 0 | 0 | 0 | 0 | 0
F3_Commercial_College_Existing_Food Preparation_Natural Gas_Range_E8 | F3 | Commercial | College | Existing | Food Preparation | Natural Gas | Range | E8 | System - kBTUs of Consumption | 0 | 0 | 0 | 0 | 0 | 0 | 0 | 0 | 0 | 0 | 0 | 0 | 0 | 0 | 0 | 0 | 0 | 0 | 0 | 0 | 0 | 0 | 0 | 0 | 0 | 0 | 0
F3_Commercial_College_Existing_Food Preparation_Natural Gas_Range_E9 | F3 | Commercial | College | Existing | Food Preparation | Natural Gas | Range | E9 | System - kBTUs of Consumption | 0 | 0 | 0 | 0 | 0 | 0 | 0 | 0 | 0 | 0 | 0 | 0 | 0 | 0 | 0 | 0 | 0 | 0 | 0 | 0 | 0 | 0 | 0 | 0 | 0 | 0 | 0
F3_Commercial_College_Existing_Food Preparation_Natural Gas_Range_E10 | F3 | Commercial | College | Existing | Food Preparation | Natural Gas | Range | E10 | System - kBTUs of Consumption | 0 | 0 | 0 | 0 | 0 | 0 | 0 | 0 | 0 | 0 | 0 | 0 | 0 | 0 | 0 | 0 | 0 | 0 | 0 | 0 | 0 | 0 | 0 | 0 | 0 | 0 | 0
F4_Commercial_College_Existing_Food Preparation_Natural Gas_Range_E1 | F4 | Commercial | College | Existing | Food Preparation | Natural Gas | Range | E1 | Utility - Cost of Equipment | 0.014511 | 0.014511 | 0.014511 | 0.014511 | 0.014511 | 0.014511 | 0.014511 | 0.014511 | 0.014511 | 0.014511 | 0.014511 | 0.014511 | 0.014511 | 0.014511 | 0.014511 | 0.014511 | 0.014511 | 0.014511 | 0.014511 | 0.014511 | 0.014511 | 0.014511 | 0.014511 | 0.014511 | 0.014511 | 0.014511 | 0.014511
F4_Commercial_College_Existing_Food Preparation_Natural Gas_Range_E2 | F4 | Commercial | College | Existing | Food Preparation | Natural Gas | Range | E2 | Utility - Cost of Equipment | 0.014511 | 0.014511 | 0.014511 | 0.014511 | 0.014511 | 0.014511 | 0.014511 | 0.014511 | 0.014511 | 0.014511 | 0.014511 | 0.014511 | 0.014511 | 0.014511 | 0.014511 | 0.014511 | 0.014511 | 0.014511 | 0.014511 | 0.014511 | 0.014511 | 0.014511 | 0.014511 | 0.014511 | 0.014511 | 0.014511 | 0.014511
F4_Commercial_College_Existing_Food Preparation_Natural Gas_Range_E3 | F4 | Commercial | College | Existing | Food Preparation | Natural Gas | Range | E3 | Utility - Cost of Equipment | 0 | 0 | 0 | 0 | 0 | 0 | 0 | 0 | 0 | 0 | 0 | 0 | 0 | 0 | 0 | 0 | 0 | 0 | 0 | 0 | 0 | 0 | 0 | 0 | 0 | 0 | 0
F4_Commercial_College_Existing_Food Preparation_Natural Gas_Range_E4 | F4 | Commercial | College | Existing | Food Preparation | Natural Gas | Range | E4 | Utility - Cost of Equipment | 0 | 0 | 0 | 0 | 0 | 0 | 0 | 0 | 0 | 0 | 0 | 0 | 0 | 0 | 0 | 0 | 0 | 0 | 0 | 0 | 0 | 0 | 0 | 0 | 0 | 0 | 0
F4_Commercial_College_Existing_Food Preparation_Natural Gas_Range_E5 | F4 | Commercial | College | Existing | Food Preparation | Natural Gas | Range | E5 | Utility - Cost of Equipment | 0 | 0 | 0 | 0 | 0 | 0 | 0 | 0 | 0 | 0 | 0 | 0 | 0 | 0 | 0 | 0 | 0 | 0 | 0 | 0 | 0 | 0 | 0 | 0 | 0 | 0 | 0
F4_Commercial_College_Existing_Food Preparation_Natural Gas_Range_E6 | F4 | Commercial | College | Existing | Food Preparation | Natural Gas | Range | E6 | Utility - Cost of Equipment | 0 | 0 | 0 | 0 | 0 | 0 | 0 | 0 | 0 | 0 | 0 | 0 | 0 | 0 | 0 | 0 | 0 | 0 | 0 | 0 | 0 | 0 | 0 | 0 | 0 | 0 | 0
F4_Commercial_College_Existing_Food Preparation_Natural Gas_Range_E7 | F4 | Commercial | College | Existing | Food Preparation | Natural Gas | Range | E7 | Utility - Cost of Equipment | 0 | 0 | 0 | 0 | 0 | 0 | 0 | 0 | 0 | 0 | 0 | 0 | 0 | 0 | 0 | 0 | 0 | 0 | 0 | 0 | 0 | 0 | 0 | 0 | 0 | 0 | 0
F4_Commercial_College_Existing_Food Preparation_Natural Gas_Range_E8 | F4 | Commercial | College | Existing | Food Preparation | Natural Gas | Range | E8 | Utility - Cost of Equipment | 0 | 0 | 0 | 0 | 0 | 0 | 0 | 0 | 0 | 0 | 0 | 0 | 0 | 0 | 0 | 0 | 0 | 0 | 0 | 0 | 0 | 0 | 0 | 0 | 0 | 0 | 0
F4_Commercial_College_Existing_Food Preparation_Natural Gas_Range_E9 | F4 | Commercial | College | Existing | Food Preparation | Natural Gas | Range | E9 | Utility - Cost of Equipment | 0 | 0 | 0 | 0 | 0 | 0 | 0 | 0 | 0 | 0 | 0 | 0 | 0 | 0 | 0 | 0 | 0 | 0 | 0 | 0 | 0 | 0 | 0 | 0 | 0 | 0 | 0
F4_Commercial_College_Existing_Food Preparation_Natural Gas_Range_E10 | F4 | Commercial | College | Existing | Food Preparation | Natural Gas | Range | E10 | Utility - Cost of Equipment | 0 | 0 | 0 | 0 | 0 | 0 | 0 | 0 | 0 | 0 | 0 | 0 | 0 | 0 | 0 | 0 | 0 | 0 | 0 | 0 | 0 | 0 | 0 | 0 | 0 | 0 | 0
F5_Commercial_College_Existing_Food Preparation_Natural Gas_Range_E1 | F5 | Commercial | College | Existing | Food Preparation | Natural Gas | Range | E1 | Utility - Cost of Operation | 0.021308 | 0.021001 | 0.020701 | 0.02041 | 0.020413 | 0.020606 | 0.02092 | 0.0213 | 0.021711 | 0.022131 | 0.022546 | 0.022913 | 0.023194 | 0.023313 | 0.023258 | 0.02303 | 0.022646 | 0.022144 | 0.021547 | 0.020838 | 0.02001 | 0.019056 | 0.018209 | 0.017661 | 0.017424 | 0.017509 | 0.017595
F5_Commercial_College_Existing_Food Preparation_Natural Gas_Range_E2 | F5 | Commercial | College | Existing | Food Preparation | Natural Gas | Range | E2 | Utility - Cost of Operation | 0.018264 | 0.018001 | 0.017744 | 0.017494 | 0.017497 | 0.017663 | 0.017932 | 0.018258 | 0.018609 | 0.018969 | 0.019325 | 0.01964 | 0.01988 | 0.019983 | 0.019935 | 0.01974 | 0.019411 | 0.018981 | 0.018469 | 0.017861 | 0.017151 | 0.016333 | 0.015608 | 0.015138 | 0.014935 | 0.015008 | 0.015082
F5_Commercial_College_Existing_Food Preparation_Natural Gas_Range_E3 | F5 | Commercial | College | Existing | Food Preparation | Natural Gas | Range | E3 | Utility - Cost of Operation | 0 | 0 | 0 | 0 | 0 | 0 | 0 | 0 | 0 | 0 | 0 | 0 | 0 | 0 | 0 | 0 | 0 | 0 | 0 | 0 | 0 | 0 | 0 | 0 | 0 | 0 | 0
F5_Commercial_College_Existing_Food Preparation_Natural Gas_Range_E4 | F5 | Commercial | College | Existing | Food Preparation | Natural Gas | Range | E4 | Utility - Cost of Operation | 0 | 0 | 0 | 0 | 0 | 0 | 0 | 0 | 0 | 0 | 0 | 0 | 0 | 0 | 0 | 0 | 0 | 0 | 0 | 0 | 0 | 0 | 0 | 0 | 0 | 0 | 0
F5_Commercial_College_Existing_Food Preparation_Natural Gas_Range_E5 | F5 | Commercial | College | Existing | Food Preparation | Natural Gas | Range | E5 | Utility - Cost of Operation | 0 | 0 | 0 | 0 | 0 | 0 | 0 | 0 | 0 | 0 | 0 | 0 | 0 | 0 | 0 | 0 | 0 | 0 | 0 | 0 | 0 | 0 | 0 | 0 | 0 | 0 | 0
F5_Commercial_College_Existing_Food Preparation_Natural Gas_Range_E6 | F5 | Commercial | College | Existing | Food Preparation | Natural Gas | Range | E6 | Utility - Cost of Operation | 0 | 0 | 0 | 0 | 0 | 0 | 0 | 0 | 0 | 0 | 0 | 0 | 0 | 0 | 0 | 0 | 0 | 0 | 0 | 0 | 0 | 0 | 0 | 0 | 0 | 0 | 0
F5_Commercial_College_Existing_Food Preparation_Natural Gas_Range_E7 | F5 | Commercial | College | Existing | Food Preparation | Natural Gas | Range | E7 | Utility - Cost of Operation | 0 | 0 | 0 | 0 | 0 | 0 | 0 | 0 | 0 | 0 | 0 | 0 | 0 | 0 | 0 | 0 | 0 | 0 | 0 | 0 | 0 | 0 | 0 | 0 | 0 | 0 | 0
F5_Commercial_College_Existing_Food Preparation_Natural Gas_Range_E8 | F5 | Commercial | College | Existing | Food Preparation | Natural Gas | Range | E8 | Utility - Cost of Operation | 0 | 0 | 0 | 0 | 0 | 0 | 0 | 0 | 0 | 0 | 0 | 0 | 0 | 0 | 0 | 0 | 0 | 0 | 0 | 0 | 0 | 0 | 0 | 0 | 0 | 0 | 0
F5_Commercial_College_Existing_Food Preparation_Natural Gas_Range_E9 | F5 | Commercial | College | Existing | Food Preparation | Natural Gas | Range | E9 | Utility - Cost of Operation | 0 | 0 | 0 | 0 | 0 | 0 | 0 | 0 | 0 | 0 | 0 | 0 | 0 | 0 | 0 | 0 | 0 | 0 | 0 | 0 | 0 | 0 | 0 | 0 | 0 | 0 | 0
F5_Commercial_College_Existing_Food Preparation_Natural Gas_Range_E10 | F5 | Commercial | College | Existing | Food Preparation | Natural Gas | Range | E10 | Utility - Cost of Operation | 0 | 0 | 0 | 0 | 0 | 0 | 0 | 0 | 0 | 0 | 0 | 0 | 0 | 0 | 0 | 0 | 0 | 0 | 0 | 0 | 0 | 0 | 0 | 0 | 0 | 0 | 0
F6_Commercial_College_Existing_Food Preparation_Natural Gas_Range_E1 | F6 | Commercial | College | Existing | Food Preparation | Natural Gas | Range | E1 | Utility - Value of Sales | 0 | 0 | 0 | 0 | 0 | 0 | 0 | 0 | 0 | 0 | 0 | 0 | 0 | 0 | 0 | 0 | 0 | 0 | 0 | 0 | 0 | 0 | 0 | 0 | 0 | 0 | 0
F6_Commercial_College_Existing_Food Preparation_Natural Gas_Range_E2 | F6 | Commercial | College | Existing | Food Preparation | Natural Gas | Range | E2 | Utility - Value of Sales | 0 | 0 | 0 | 0 | 0 | 0 | 0 | 0 | 0 | 0 | 0 | 0 | 0 | 0 | 0 | 0 | 0 | 0 | 0 | 0 | 0 | 0 | 0 | 0 | 0 | 0 | 0
F6_Commercial_College_Existing_Food Preparation_Natural Gas_Range_E3 | F6 | Commercial | College | Existing | Food Preparation | Natural Gas | Range | E3 | Utility - Value of Sales | 0 | 0 | 0 | 0 | 0 | 0 | 0 | 0 | 0 | 0 | 0 | 0 | 0 | 0 | 0 | 0 | 0 | 0 | 0 | 0 | 0 | 0 | 0 | 0 | 0 | 0 | 0
F6_Commercial_College_Existing_Food Preparation_Natural Gas_Range_E4 | F6 | Commercial | College | Existing | Food Preparation | Natural Gas | Range | E4 | Utility - Value of Sales | 0 | 0 | 0 | 0 | 0 | 0 | 0 | 0 | 0 | 0 | 0 | 0 | 0 | 0 | 0 | 0 | 0 | 0 | 0 | 0 | 0 | 0 | 0 | 0 | 0 | 0 | 0
F6_Commercial_College_Existing_Food Preparation_Natural Gas_Range_E5 | F6 | Commercial | College | Existing | Food Preparation | Natural Gas | Range | E5 | Utility - Value of Sales | 0 | 0 | 0 | 0 | 0 | 0 | 0 | 0 | 0 | 0 | 0 | 0 | 0 | 0 | 0 | 0 | 0 | 0 | 0 | 0 | 0 | 0 | 0 | 0 | 0 | 0 | 0
F6_Commercial_College_Existing_Food Preparation_Natural Gas_Range_E6 | F6 | Commercial | College | Existing | Food Preparation | Natural Gas | Range | E6 | Utility - Value of Sales | 0 | 0 | 0 | 0 | 0 | 0 | 0 | 0 | 0 | 0 | 0 | 0 | 0 | 0 | 0 | 0 | 0 | 0 | 0 | 0 | 0 | 0 | 0 | 0 | 0 | 0 | 0
F6_Commercial_College_Existing_Food Preparation_Natural Gas_Range_E7 | F6 | Commercial | College | Existing | Food Preparation | Natural Gas | Range | E7 | Utility - Value of Sales | 0 | 0 | 0 | 0 | 0 | 0 | 0 | 0 | 0 | 0 | 0 | 0 | 0 | 0 | 0 | 0 | 0 | 0 | 0 | 0 | 0 | 0 | 0 | 0 | 0 | 0 | 0
F6_Commercial_College_Existing_Food Preparation_Natural Gas_Range_E8 | F6 | Commercial | College | Existing | Food Preparation | Natural Gas | Range | E8 | Utility - Value of Sales | 0 | 0 | 0 | 0 | 0 | 0 | 0 | 0 | 0 | 0 | 0 | 0 | 0 | 0 | 0 | 0 | 0 | 0 | 0 | 0 | 0 | 0 | 0 | 0 | 0 | 0 | 0
F6_Commercial_College_Existing_Food Preparation_Natural Gas_Range_E9 | F6 | Commercial | College | Existing | Food Preparation | Natural Gas | Range | E9 | Utility - Value of Sales | 0 | 0 | 0 | 0 | 0 | 0 | 0 | 0 | 0 | 0 | 0 | 0 | 0 | 0 | 0 | 0 | 0 | 0 | 0 | 0 | 0 | 0 | 0 | 0 | 0 | 0 | 0
F6_Commercial_College_Existing_Food Preparation_Natural Gas_Range_E10 | F6 | Commercial | College | Existing | Food Preparation | Natural Gas | Range | E10 | Utility - Value of Sales | 0 | 0 | 0 | 0 | 0 | 0 | 0 | 0 | 0 | 0 | 0 | 0 | 0 | 0 | 0 | 0 | 0 | 0 | 0 | 0 | 0 | 0 | 0 | 0 | 0 | 0 | 0
F1_Commercial_College_Existing_Food Preparation_Natural Gas_Steamer_E1 | F1 | Commercial | College | Existing | Food Preparation | Natural Gas | Steamer | E1 | RVT - Cost of Equipment | 0.036643 | 0 | 0 | 0 | 0 | 0 | 0 | 0 | 0 | 0 | 0 | 0 | 0 | 0 | 0 | 0 | 0 | 0 | 0 | 0 | 0 | 0 | 0 | 0 | 0 | 0 | 0
F1_Commercial_College_Existing_Food Preparation_Natural Gas_Steamer_E2 | F1 | Commercial | College | Existing | Food Preparation | Natural Gas | Steamer | E2 | RVT - Cost of Equipment | 0.021285 | 0.021285 | 0.021285 | 0.021285 | 0.021285 | 0.021285 | 0.021285 | 0.021285 | 0.021285 | 0.021285 | 0.021285 | 0.021285 | 0.021285 | 0.021285 | 0.021285 | 0.021285 | 0.021285 | 0.021285 | 0.021285 | 0.021285 | 0.021285 | 0.021285 | 0.021285 | 0.021285 | 0.021285 | 0.021285 | 0.021285
F1_Commercial_College_Existing_Food Preparation_Natural Gas_Steamer_E3 | F1 | Commercial | College | Existing | Food Preparation | Natural Gas | Steamer | E3 | RVT - Cost of Equipment | 0 | 0 | 0 | 0 | 0 | 0 | 0 | 0 | 0 | 0 | 0 | 0 | 0 | 0 | 0 | 0 | 0 | 0 | 0 | 0 | 0 | 0 | 0 | 0 | 0 | 0 | 0
F1_Commercial_College_Existing_Food Preparation_Natural Gas_Steamer_E4 | F1 | Commercial | College | Existing | Food Preparation | Natural Gas | Steamer | E4 | RVT - Cost of Equipment | 0 | 0 | 0 | 0 | 0 | 0 | 0 | 0 | 0 | 0 | 0 | 0 | 0 | 0 | 0 | 0 | 0 | 0 | 0 | 0 | 0 | 0 | 0 | 0 | 0 | 0 | 0
F1_Commercial_College_Existing_Food Preparation_Natural Gas_Steamer_E5 | F1 | Commercial | College | Existing | Food Preparation | Natural Gas | Steamer | E5 | RVT - Cost of Equipment | 0 | 0 | 0 | 0 | 0 | 0 | 0 | 0 | 0 | 0 | 0 | 0 | 0 | 0 | 0 | 0 | 0 | 0 | 0 | 0 | 0 | 0 | 0 | 0 | 0 | 0 | 0
F1_Commercial_College_Existing_Food Preparation_Natural Gas_Steamer_E6 | F1 | Commercial | College | Existing | Food Preparation | Natural Gas | Steamer | E6 | RVT - Cost of Equipment | 0 | 0 | 0 | 0 | 0 | 0 | 0 | 0 | 0 | 0 | 0 | 0 | 0 | 0 | 0 | 0 | 0 | 0 | 0 | 0 | 0 | 0 | 0 | 0 | 0 | 0 | 0
F1_Commercial_College_Existing_Food Preparation_Natural Gas_Steamer_E7 | F1 | Commercial | College | Existing | Food Preparation | Natural Gas | Steamer | E7 | RVT - Cost of Equipment | 0 | 0 | 0 | 0 | 0 | 0 | 0 | 0 | 0 | 0 | 0 | 0 | 0 | 0 | 0 | 0 | 0 | 0 | 0 | 0 | 0 | 0 | 0 | 0 | 0 | 0 | 0
F1_Commercial_College_Existing_Food Preparation_Natural Gas_Steamer_E8 | F1 | Commercial | College | Existing | Food Preparation | Natural Gas | Steamer | E8 | RVT - Cost of Equipment | 0 | 0 | 0 | 0 | 0 | 0 | 0 | 0 | 0 | 0 | 0 | 0 | 0 | 0 | 0 | 0 | 0 | 0 | 0 | 0 | 0 | 0 | 0 | 0 | 0 | 0 | 0
F1_Commercial_College_Existing_Food Preparation_Natural Gas_Steamer_E9 | F1 | Commercial | College | Existing | Food Preparation | Natural Gas | Steamer | E9 | RVT - Cost of Equipment | 0 | 0 | 0 | 0 | 0 | 0 | 0 | 0 | 0 | 0 | 0 | 0 | 0 | 0 | 0 | 0 | 0 | 0 | 0 | 0 | 0 | 0 | 0 | 0 | 0 | 0 | 0
F1_Commercial_College_Existing_Food Preparation_Natural Gas_Steamer_E10 | F1 | Commercial | College | Existing | Food Preparation | Natural Gas | Steamer | E10 | RVT - Cost of Equipment | 0 | 0 | 0 | 0 | 0 | 0 | 0 | 0 | 0 | 0 | 0 | 0 | 0 | 0 | 0 | 0 | 0 | 0 | 0 | 0 | 0 | 0 | 0 | 0 | 0 | 0 | 0
F2_Commercial_College_Existing_Food Preparation_Natural Gas_Steamer_E1 | F2 | Commercial | College | Existing | Food Preparation | Natural Gas | Steamer | E1 | RVT - Cost of Operation | 0 | 0 | 0 | 0 | 0 | 0 | 0 | 0 | 0 | 0 | 0 | 0 | 0 | 0 | 0 | 0 | 0 | 0 | 0 | 0 | 0 | 0 | 0 | 0 | 0 | 0 | 0
F2_Commercial_College_Existing_Food Preparation_Natural Gas_Steamer_E2 | F2 | Commercial | College | Existing | Food Preparation | Natural Gas | Steamer | E2 | RVT - Cost of Operation | 0 | 0 | 0 | 0 | 0 | 0 | 0 | 0 | 0 | 0 | 0 | 0 | 0 | 0 | 0 | 0 | 0 | 0 | 0 | 0 | 0 | 0 | 0 | 0 | 0 | 0 | 0
F2_Commercial_College_Existing_Food Preparation_Natural Gas_Steamer_E3 | F2 | Commercial | College | Existing | Food Preparation | Natural Gas | Steamer | E3 | RVT - Cost of Operation | 0 | 0 | 0 | 0 | 0 | 0 | 0 | 0 | 0 | 0 | 0 | 0 | 0 | 0 | 0 | 0 | 0 | 0 | 0 | 0 | 0 | 0 | 0 | 0 | 0 | 0 | 0
F2_Commercial_College_Existing_Food Preparation_Natural Gas_Steamer_E4 | F2 | Commercial | College | Existing | Food Preparation | Natural Gas | Steamer | E4 | RVT - Cost of Operation | 0 | 0 | 0 | 0 | 0 | 0 | 0 | 0 | 0 | 0 | 0 | 0 | 0 | 0 | 0 | 0 | 0 | 0 | 0 | 0 | 0 | 0 | 0 | 0 | 0 | 0 | 0
F2_Commercial_College_Existing_Food Preparation_Natural Gas_Steamer_E5 | F2 | Commercial | College | Existing | Food Preparation | Natural Gas | Steamer | E5 | RVT - Cost of Operation | 0 | 0 | 0 | 0 | 0 | 0 | 0 | 0 | 0 | 0 | 0 | 0 | 0 | 0 | 0 | 0 | 0 | 0 | 0 | 0 | 0 | 0 | 0 | 0 | 0 | 0 | 0
F2_Commercial_College_Existing_Food Preparation_Natural Gas_Steamer_E6 | F2 | Commercial | College | Existing | Food Preparation | Natural Gas | Steamer | E6 | RVT - Cost of Operation | 0 | 0 | 0 | 0 | 0 | 0 | 0 | 0 | 0 | 0 | 0 | 0 | 0 | 0 | 0 | 0 | 0 | 0 | 0 | 0 | 0 | 0 | 0 | 0 | 0 | 0 | 0
F2_Commercial_College_Existing_Food Preparation_Natural Gas_Steamer_E7 | F2 | Commercial | College | Existing | Food Preparation | Natural Gas | Steamer | E7 | RVT - Cost of Operation | 0 | 0 | 0 | 0 | 0 | 0 | 0 | 0 | 0 | 0 | 0 | 0 | 0 | 0 | 0 | 0 | 0 | 0 | 0 | 0 | 0 | 0 | 0 | 0 | 0 | 0 | 0
F2_Commercial_College_Existing_Food Preparation_Natural Gas_Steamer_E8 | F2 | Commercial | College | Existing | Food Preparation | Natural Gas | Steamer | E8 | RVT - Cost of Operation | 0 | 0 | 0 | 0 | 0 | 0 | 0 | 0 | 0 | 0 | 0 | 0 | 0 | 0 | 0 | 0 | 0 | 0 | 0 | 0 | 0 | 0 | 0 | 0 | 0 | 0 | 0
F2_Commercial_College_Existing_Food Preparation_Natural Gas_Steamer_E9 | F2 | Commercial | College | Existing | Food Preparation | Natural Gas | Steamer | E9 | RVT - Cost of Operation | 0 | 0 | 0 | 0 | 0 | 0 | 0 | 0 | 0 | 0 | 0 | 0 | 0 | 0 | 0 | 0 | 0 | 0 | 0 | 0 | 0 | 0 | 0 | 0 | 0 | 0 | 0
F2_Commercial_College_Existing_Food Preparation_Natural Gas_Steamer_E10 | F2 | Commercial | College | Existing | Food Preparation | Natural Gas | Steamer | E10 | RVT - Cost of Operation | 0 | 0 | 0 | 0 | 0 | 0 | 0 | 0 | 0 | 0 | 0 | 0 | 0 | 0 | 0 | 0 | 0 | 0 | 0 | 0 | 0 | 0 | 0 | 0 | 0 | 0 | 0
F3_Commercial_College_Existing_Food Preparation_Natural Gas_Steamer_E1 | F3 | Commercial | College | Existing | Food Preparation | Natural Gas | Steamer | E1 | System - kBTUs of Consumption | 2.887 | 0 | 0 | 0 | 0 | 0 | 0 | 0 | 0 | 0 | 0 | 0 | 0 | 0 | 0 | 0 | 0 | 0 | 0 | 0 | 0 | 0 | 0 | 0 | 0 | 0 | 0
F3_Commercial_College_Existing_Food Preparation_Natural Gas_Steamer_E2 | F3 | Commercial | College | Existing | Food Preparation | Natural Gas | Steamer | E2 | System - kBTUs of Consumption | 0.50627 | 0.50627 | 0.50627 | 0.50627 | 0.50627 | 0.50627 | 0.50627 | 0.50627 | 0.50627 | 0.50627 | 0.50627 | 0.50627 | 0.50627 | 0.50627 | 0.50627 | 0.50627 | 0.50627 | 0.50627 | 0.50627 | 0.50627 | 0.50627 | 0.50627 | 0.50627 | 0.50627 | 0.50627 | 0.50627 | 0.50627
F3_Commercial_College_Existing_Food Preparation_Natural Gas_Steamer_E3 | F3 | Commercial | College | Existing | Food Preparation | Natural Gas | Steamer | E3 | System - kBTUs of Consumption | 0 | 0 | 0 | 0 | 0 | 0 | 0 | 0 | 0 | 0 | 0 | 0 | 0 | 0 | 0 | 0 | 0 | 0 | 0 | 0 | 0 | 0 | 0 | 0 | 0 | 0 | 0
F3_Commercial_College_Existing_Food Preparation_Natural Gas_Steamer_E4 | F3 | Commercial | College | Existing | Food Preparation | Natural Gas | Steamer | E4 | System - kBTUs of Consumption | 0 | 0 | 0 | 0 | 0 | 0 | 0 | 0 | 0 | 0 | 0 | 0 | 0 | 0 | 0 | 0 | 0 | 0 | 0 | 0 | 0 | 0 | 0 | 0 | 0 | 0 | 0
F3_Commercial_College_Existing_Food Preparation_Natural Gas_Steamer_E5 | F3 | Commercial | College | Existing | Food Preparation | Natural Gas | Steamer | E5 | System - kBTUs of Consumption | 0 | 0 | 0 | 0 | 0 | 0 | 0 | 0 | 0 | 0 | 0 | 0 | 0 | 0 | 0 | 0 | 0 | 0 | 0 | 0 | 0 | 0 | 0 | 0 | 0 | 0 | 0
F3_Commercial_College_Existing_Food Preparation_Natural Gas_Steamer_E6 | F3 | Commercial | College | Existing | Food Preparation | Natural Gas | Steamer | E6 | System - kBTUs of Consumption | 0 | 0 | 0 | 0 | 0 | 0 | 0 | 0 | 0 | 0 | 0 | 0 | 0 | 0 | 0 | 0 | 0 | 0 | 0 | 0 | 0 | 0 | 0 | 0 | 0 | 0 | 0
F3_Commercial_College_Existing_Food Preparation_Natural Gas_Steamer_E7 | F3 | Commercial | College | Existing | Food Preparation | Natural Gas | Steamer | E7 | System - kBTUs of Consumption | 0 | 0 | 0 | 0 | 0 | 0 | 0 | 0 | 0 | 0 | 0 | 0 | 0 | 0 | 0 | 0 | 0 | 0 | 0 | 0 | 0 | 0 | 0 | 0 | 0 | 0 | 0
F3_Commercial_College_Existing_Food Preparation_Natural Gas_Steamer_E8 | F3 | Commercial | College | Existing | Food Preparation | Natural Gas | Steamer | E8 | System - kBTUs of Consumption | 0 | 0 | 0 | 0 | 0 | 0 | 0 | 0 | 0 | 0 | 0 | 0 | 0 | 0 | 0 | 0 | 0 | 0 | 0 | 0 | 0 | 0 | 0 | 0 | 0 | 0 | 0
F3_Commercial_College_Existing_Food Preparation_Natural Gas_Steamer_E9 | F3 | Commercial | College | Existing | Food Preparation | Natural Gas | Steamer | E9 | System - kBTUs of Consumption | 0 | 0 | 0 | 0 | 0 | 0 | 0 | 0 | 0 | 0 | 0 | 0 | 0 | 0 | 0 | 0 | 0 | 0 | 0 | 0 | 0 | 0 | 0 | 0 | 0 | 0 | 0
F3_Commercial_College_Existing_Food Preparation_Natural Gas_Steamer_E10 | F3 | Commercial | College | Existing | Food Preparation | Natural Gas | Steamer | E10 | System - kBTUs of Consumption | 0 | 0 | 0 | 0 | 0 | 0 | 0 | 0 | 0 | 0 | 0 | 0 | 0 | 0 | 0 | 0 | 0 | 0 | 0 | 0 | 0 | 0 | 0 | 0 | 0 | 0 | 0
F4_Commercial_College_Existing_Food Preparation_Natural Gas_Steamer_E1 | F4 | Commercial | College | Existing | Food Preparation | Natural Gas | Steamer | E1 | Utility - Cost of Equipment | 0.036643 | 0 | 0 | 0 | 0 | 0 | 0 | 0 | 0 | 0 | 0 | 0 | 0 | 0 | 0 | 0 | 0 | 0 | 0 | 0 | 0 | 0 | 0 | 0 | 0 | 0 | 0
F4_Commercial_College_Existing_Food Preparation_Natural Gas_Steamer_E2 | F4 | Commercial | College | Existing | Food Preparation | Natural Gas | Steamer | E2 | Utility - Cost of Equipment | 0.021285 | 0.021285 | 0.021285 | 0.021285 | 0.021285 | 0.021285 | 0.021285 | 0.021285 | 0.021285 | 0.021285 | 0.021285 | 0.021285 | 0.021285 | 0.021285 | 0.021285 | 0.021285 | 0.021285 | 0.021285 | 0.021285 | 0.021285 | 0.021285 | 0.021285 | 0.021285 | 0.021285 | 0.021285 | 0.021285 | 0.021285
F4_Commercial_College_Existing_Food Preparation_Natural Gas_Steamer_E3 | F4 | Commercial | College | Existing | Food Preparation | Natural Gas | Steamer | E3 | Utility - Cost of Equipment | 0 | 0 | 0 | 0 | 0 | 0 | 0 | 0 | 0 | 0 | 0 | 0 | 0 | 0 | 0 | 0 | 0 | 0 | 0 | 0 | 0 | 0 | 0 | 0 | 0 | 0 | 0
F4_Commercial_College_Existing_Food Preparation_Natural Gas_Steamer_E4 | F4 | Commercial | College | Existing | Food Preparation | Natural Gas | Steamer | E4 | Utility - Cost of Equipment | 0 | 0 | 0 | 0 | 0 | 0 | 0 | 0 | 0 | 0 | 0 | 0 | 0 | 0 | 0 | 0 | 0 | 0 | 0 | 0 | 0 | 0 | 0 | 0 | 0 | 0 | 0
F4_Commercial_College_Existing_Food Preparation_Natural Gas_Steamer_E5 | F4 | Commercial | College | Existing | Food Preparation | Natural Gas | Steamer | E5 | Utility - Cost of Equipment | 0 | 0 | 0 | 0 | 0 | 0 | 0 | 0 | 0 | 0 | 0 | 0 | 0 | 0 | 0 | 0 | 0 | 0 | 0 | 0 | 0 | 0 | 0 | 0 | 0 | 0 | 0
F4_Commercial_College_Existing_Food Preparation_Natural Gas_Steamer_E6 | F4 | Commercial | College | Existing | Food Preparation | Natural Gas | Steamer | E6 | Utility - Cost of Equipment | 0 | 0 | 0 | 0 | 0 | 0 | 0 | 0 | 0 | 0 | 0 | 0 | 0 | 0 | 0 | 0 | 0 | 0 | 0 | 0 | 0 | 0 | 0 | 0 | 0 | 0 | 0
F4_Commercial_College_Existing_Food Preparation_Natural Gas_Steamer_E7 | F4 | Commercial | College | Existing | Food Preparation | Natural Gas | Steamer | E7 | Utility - Cost of Equipment | 0 | 0 | 0 | 0 | 0 | 0 | 0 | 0 | 0 | 0 | 0 | 0 | 0 | 0 | 0 | 0 | 0 | 0 | 0 | 0 | 0 | 0 | 0 | 0 | 0 | 0 | 0
F4_Commercial_College_Existing_Food Preparation_Natural Gas_Steamer_E8 | F4 | Commercial | College | Existing | Food Preparation | Natural Gas | Steamer | E8 | Utility - Cost of Equipment | 0 | 0 | 0 | 0 | 0 | 0 | 0 | 0 | 0 | 0 | 0 | 0 | 0 | 0 | 0 | 0 | 0 | 0 | 0 | 0 | 0 | 0 | 0 | 0 | 0 | 0 | 0
F4_Commercial_College_Existing_Food Preparation_Natural Gas_Steamer_E9 | F4 | Commercial | College | Existing | Food Preparation | Natural Gas | Steamer | E9 | Utility - Cost of Equipment | 0 | 0 | 0 | 0 | 0 | 0 | 0 | 0 | 0 | 0 | 0 | 0 | 0 | 0 | 0 | 0 | 0 | 0 | 0 | 0 | 0 | 0 | 0 | 0 | 0 | 0 | 0
F4_Commercial_College_Existing_Food Preparation_Natural Gas_Steamer_E10 | F4 | Commercial | College | Existing | Food Preparation | Natural Gas | Steamer | E10 | Utility - Cost of Equipment | 0 | 0 | 0 | 0 | 0 | 0 | 0 | 0 | 0 | 0 | 0 | 0 | 0 | 0 | 0 | 0 | 0 | 0 | 0 | 0 | 0 | 0 | 0 | 0 | 0 | 0 | 0
F5_Commercial_College_Existing_Food Preparation_Natural Gas_Steamer_E1 | F5 | Commercial | College | Existing | Food Preparation | Natural Gas | Steamer | E1 | Utility - Cost of Operation | 0.039961 | 0 | 0 | 0 | 0 | 0 | 0 | 0 | 0 | 0 | 0 | 0 | 0 | 0 | 0 | 0 | 0 | 0 | 0 | 0 | 0 | 0 | 0 | 0 | 0 | 0 | 0
F5_Commercial_College_Existing_Food Preparation_Natural Gas_Steamer_E2 | F5 | Commercial | College | Existing | Food Preparation | Natural Gas | Steamer | E2 | Utility - Cost of Operation | 0.0070076 | 0.0068684 | 0.0067304 | 0.0065953 | 0.0065721 | 0.0066212 | 0.0067162 | 0.0068365 | 0.006967 | 0.0071 | 0.0072385 | 0.0073816 | 0.0075233 | 0.0076372 | 0.0077081 | 0.0077138 | 0.00764 | 0.0074902 | 0.0072722 | 0.006995 | 0.0066715 | 0.0063 | 0.0059695 | 0.0057539 | 0.0056578 | 0.0056855 | 0.0057134
F5_Commercial_College_Existing_Food Preparation_Natural Gas_Steamer_E3 | F5 | Commercial | College | Existing | Food Preparation | Natural Gas | Steamer | E3 | Utility - Cost of Operation | 0 | 0 | 0 | 0 | 0 | 0 | 0 | 0 | 0 | 0 | 0 | 0 | 0 | 0 | 0 | 0 | 0 | 0 | 0 | 0 | 0 | 0 | 0 | 0 | 0 | 0 | 0
F5_Commercial_College_Existing_Food Preparation_Natural Gas_Steamer_E4 | F5 | Commercial | College | Existing | Food Preparation | Natural Gas | Steamer | E4 | Utility - Cost of Operation | 0 | 0 | 0 | 0 | 0 | 0 | 0 | 0 | 0 | 0 | 0 | 0 | 0 | 0 | 0 | 0 | 0 | 0 | 0 | 0 | 0 | 0 | 0 | 0 | 0 | 0 | 0
F5_Commercial_College_Existing_Food Preparation_Natural Gas_Steamer_E5 | F5 | Commercial | College | Existing | Food Preparation | Natural Gas | Steamer | E5 | Utility - Cost of Operation | 0 | 0 | 0 | 0 | 0 | 0 | 0 | 0 | 0 | 0 | 0 | 0 | 0 | 0 | 0 | 0 | 0 | 0 | 0 | 0 | 0 | 0 | 0 | 0 | 0 | 0 | 0
F5_Commercial_College_Existing_Food Preparation_Natural Gas_Steamer_E6 | F5 | Commercial | College | Existing | Food Preparation | Natural Gas | Steamer | E6 | Utility - Cost of Operation | 0 | 0 | 0 | 0 | 0 | 0 | 0 | 0 | 0 | 0 | 0 | 0 | 0 | 0 | 0 | 0 | 0 | 0 | 0 | 0 | 0 | 0 | 0 | 0 | 0 | 0 | 0
F5_Commercial_College_Existing_Food Preparation_Natural Gas_Steamer_E7 | F5 | Commercial | College | Existing | Food Preparation | Natural Gas | Steamer | E7 | Utility - Cost of Operation | 0 | 0 | 0 | 0 | 0 | 0 | 0 | 0 | 0 | 0 | 0 | 0 | 0 | 0 | 0 | 0 | 0 | 0 | 0 | 0 | 0 | 0 | 0 | 0 | 0 | 0 | 0
F5_Commercial_College_Existing_Food Preparation_Natural Gas_Steamer_E8 | F5 | Commercial | College | Existing | Food Preparation | Natural Gas | Steamer | E8 | Utility - Cost of Operation | 0 | 0 | 0 | 0 | 0 | 0 | 0 | 0 | 0 | 0 | 0 | 0 | 0 | 0 | 0 | 0 | 0 | 0 | 0 | 0 | 0 | 0 | 0 | 0 | 0 | 0 | 0
F5_Commercial_College_Existing_Food Preparation_Natural Gas_Steamer_E9 | F5 | Commercial | College | Existing | Food Preparation | Natural Gas | Steamer | E9 | Utility - Cost of Operation | 0 | 0 | 0 | 0 | 0 | 0 | 0 | 0 | 0 | 0 | 0 | 0 | 0 | 0 | 0 | 0 | 0 | 0 | 0 | 0 | 0 | 0 | 0 | 0 | 0 | 0 | 0
F5_Commercial_College_Existing_Food Preparation_Natural Gas_Steamer_E10 | F5 | Commercial | College | Existing | Food Preparation | Natural Gas | Steamer | E10 | Utility - Cost of Operation | 0 | 0 | 0 | 0 | 0 | 0 | 0 | 0 | 0 | 0 | 0 | 0 | 0 | 0 | 0 | 0 | 0 | 0 | 0 | 0 | 0 | 0 | 0 | 0 | 0 | 0 | 0
F6_Commercial_College_Existing_Food Preparation_Natural Gas_Steamer_E1 | F6 | Commercial | College | Existing | Food Preparation | Natural Gas | Steamer | E1 | Utility - Value of Sales | 0 | 0 | 0 | 0 | 0 | 0 | 0 | 0 | 0 | 0 | 0 | 0 | 0 | 0 | 0 | 0 | 0 | 0 | 0 | 0 | 0 | 0 | 0 | 0 | 0 | 0 | 0
F6_Commercial_College_Existing_Food Preparation_Natural Gas_Steamer_E2 | F6 | Commercial | College | Existing | Food Preparation | Natural Gas | Steamer | E2 | Utility - Value of Sales | 0 | 0 | 0 | 0 | 0 | 0 | 0 | 0 | 0 | 0 | 0 | 0 | 0 | 0 | 0 | 0 | 0 | 0 | 0 | 0 | 0 | 0 | 0 | 0 | 0 | 0 | 0
F6_Commercial_College_Existing_Food Preparation_Natural Gas_Steamer_E3 | F6 | Commercial | College | Existing | Food Preparation | Natural Gas | Steamer | E3 | Utility - Value of Sales | 0 | 0 | 0 | 0 | 0 | 0 | 0 | 0 | 0 | 0 | 0 | 0 | 0 | 0 | 0 | 0 | 0 | 0 | 0 | 0 | 0 | 0 | 0 | 0 | 0 | 0 | 0
F6_Commercial_College_Existing_Food Preparation_Natural Gas_Steamer_E4 | F6 | Commercial | College | Existing | Food Preparation | Natural Gas | Steamer | E4 | Utility - Value of Sales | 0 | 0 | 0 | 0 | 0 | 0 | 0 | 0 | 0 | 0 | 0 | 0 | 0 | 0 | 0 | 0 | 0 | 0 | 0 | 0 | 0 | 0 | 0 | 0 | 0 | 0 | 0
F6_Commercial_College_Existing_Food Preparation_Natural Gas_Steamer_E5 | F6 | Commercial | College | Existing | Food Preparation | Natural Gas | Steamer | E5 | Utility - Value of Sales | 0 | 0 | 0 | 0 | 0 | 0 | 0 | 0 | 0 | 0 | 0 | 0 | 0 | 0 | 0 | 0 | 0 | 0 | 0 | 0 | 0 | 0 | 0 | 0 | 0 | 0 | 0
F6_Commercial_College_Existing_Food Preparation_Natural Gas_Steamer_E6 | F6 | Commercial | College | Existing | Food Preparation | Natural Gas | Steamer | E6 | Utility - Value of Sales | 0 | 0 | 0 | 0 | 0 | 0 | 0 | 0 | 0 | 0 | 0 | 0 | 0 | 0 | 0 | 0 | 0 | 0 | 0 | 0 | 0 | 0 | 0 | 0 | 0 | 0 | 0
F6_Commercial_College_Existing_Food Preparation_Natural Gas_Steamer_E7 | F6 | Commercial | College | Existing | Food Preparation | Natural Gas | Steamer | E7 | Utility - Value of Sales | 0 | 0 | 0 | 0 | 0 | 0 | 0 | 0 | 0 | 0 | 0 | 0 | 0 | 0 | 0 | 0 | 0 | 0 | 0 | 0 | 0 | 0 | 0 | 0 | 0 | 0 | 0
F6_Commercial_College_Existing_Food Preparation_Natural Gas_Steamer_E8 | F6 | Commercial | College | Existing | Food Preparation | Natural Gas | Steamer | E8 | Utility - Value of Sales | 0 | 0 | 0 | 0 | 0 | 0 | 0 | 0 | 0 | 0 | 0 | 0 | 0 | 0 | 0 | 0 | 0 | 0 | 0 | 0 | 0 | 0 | 0 | 0 | 0 | 0 | 0
F6_Commercial_College_Existing_Food Preparation_Natural Gas_Steamer_E9 | F6 | Commercial | College | Existing | Food Preparation | Natural Gas | Steamer | E9 | Utility - Value of Sales | 0 | 0 | 0 | 0 | 0 | 0 | 0 | 0 | 0 | 0 | 0 | 0 | 0 | 0 | 0 | 0 | 0 | 0 | 0 | 0 | 0 | 0 | 0 | 0 | 0 | 0 | 0
F6_Commercial_College_Existing_Food Preparation_Natural Gas_Steamer_E10 | F6 | Commercial | College | Existing | Food Preparation | Natural Gas | Steamer | E10 | Utility - Value of Sales | 0 | 0 | 0 | 0 | 0 | 0 | 0 | 0 | 0 | 0 | 0 | 0 | 0 | 0 | 0 | 0 | 0 | 0 | 0 | 0 | 0 | 0 | 0 | 0 | 0 | 0 | 0
F1_Commercial_College_Existing_Food Preparation_Natural Gas_Commercial Food Prep Other_E1 | F1 | Commercial | College | Existing | Food Preparation | Natural Gas | Commercial Food Prep Other | E1 | RVT - Cost of Equipment | 0.00081698 | 0.00081698 | 0.00081698 | 0.00081698 | 0.00081698 | 0.00081698 | 0.00081698 | 0.00081698 | 0.00081698 | 0.00081698 | 0.00081698 | 0.00081698 | 0.00081698 | 0.00081698 | 0.00081698 | 0.00081698 | 0.00081698 | 0.00081698 | 0.00081698 | 0.00081698 | 0.00081698 | 0.00081698 | 0.00081698 | 0.00081698 | 0.00081698 | 0.00081698 | 0.00081698
F1_Commercial_College_Existing_Food Preparation_Natural Gas_Commercial Food Prep Other_E2 | F1 | Commercial | College | Existing | Food Preparation | Natural Gas | Commercial Food Prep Other | E2 | RVT - Cost of Equipment | 0.00099243 | 0.00099243 | 0.00099243 | 0.00099243 | 0.00099243 | 0.00099243 | 0.00099243 | 0.00099243 | 0.00099243 | 0.00099243 | 0.00099243 | 0.00099243 | 0.00099243 | 0.00099243 | 0.00099243 | 0.00099243 | 0.00099243 | 0.00099243 | 0.00099243 | 0.00099243 | 0.00099243 | 0.00099243 | 0.00099243 | 0.00099243 | 0.00099243 | 0.00099243 | 0.00099243
F1_Commercial_College_Existing_Food Preparation_Natural Gas_Commercial Food Prep Other_E3 | F1 | Commercial | College | Existing | Food Preparation | Natural Gas | Commercial Food Prep Other | E3 | RVT - Cost of Equipment | 0 | 0 | 0 | 0 | 0 | 0 | 0 | 0 | 0 | 0 | 0 | 0 | 0 | 0 | 0 | 0 | 0 | 0 | 0 | 0 | 0 | 0 | 0 | 0 | 0 | 0 | 0
F1_Commercial_College_Existing_Food Preparation_Natural Gas_Commercial Food Prep Other_E4 | F1 | Commercial | College | Existing | Food Preparation | Natural Gas | Commercial Food Prep Other | E4 | RVT - Cost of Equipment | 0 | 0 | 0 | 0 | 0 | 0 | 0 | 0 | 0 | 0 | 0 | 0 | 0 | 0 | 0 | 0 | 0 | 0 | 0 | 0 | 0 | 0 | 0 | 0 | 0 | 0 | 0
F1_Commercial_College_Existing_Food Preparation_Natural Gas_Commercial Food Prep Other_E5 | F1 | Commercial | College | Existing | Food Preparation | Natural Gas | Commercial Food Prep Other | E5 | RVT - Cost of Equipment | 0 | 0 | 0 | 0 | 0 | 0 | 0 | 0 | 0 | 0 | 0 | 0 | 0 | 0 | 0 | 0 | 0 | 0 | 0 | 0 | 0 | 0 | 0 | 0 | 0 | 0 | 0
F1_Commercial_College_Existing_Food Preparation_Natural Gas_Commercial Food Prep Other_E6 | F1 | Commercial | College | Existing | Food Preparation | Natural Gas | Commercial Food Prep Other | E6 | RVT - Cost of Equipment | 0 | 0 | 0 | 0 | 0 | 0 | 0 | 0 | 0 | 0 | 0 | 0 | 0 | 0 | 0 | 0 | 0 | 0 | 0 | 0 | 0 | 0 | 0 | 0 | 0 | 0 | 0
F1_Commercial_College_Existing_Food Preparation_Natural Gas_Commercial Food Prep Other_E7 | F1 | Commercial | College | Existing | Food Preparation | Natural Gas | Commercial Food Prep Other | E7 | RVT - Cost of Equipment | 0 | 0 | 0 | 0 | 0 | 0 | 0 | 0 | 0 | 0 | 0 | 0 | 0 | 0 | 0 | 0 | 0 | 0 | 0 | 0 | 0 | 0 | 0 | 0 | 0 | 0 | 0
F1_Commercial_College_Existing_Food Preparation_Natural Gas_Commercial Food Prep Other_E8 | F1 | Commercial | College | Existing | Food Preparation | Natural Gas | Commercial Food Prep Other | E8 | RVT - Cost of Equipment | 0 | 0 | 0 | 0 | 0 | 0 | 0 | 0 | 0 | 0 | 0 | 0 | 0 | 0 | 0 | 0 | 0 | 0 | 0 | 0 | 0 | 0 | 0 | 0 | 0 | 0 | 0
F1_Commercial_College_Existing_Food Preparation_Natural Gas_Commercial Food Prep Other_E9 | F1 | Commercial | College | Existing | Food Preparation | Natural Gas | Commercial Food Prep Other | E9 | RVT - Cost of Equipment | 0 | 0 | 0 | 0 | 0 | 0 | 0 | 0 | 0 | 0 | 0 | 0 | 0 | 0 | 0 | 0 | 0 | 0 | 0 | 0 | 0 | 0 | 0 | 0 | 0 | 0 | 0
F1_Commercial_College_Existing_Food Preparation_Natural Gas_Commercial Food Prep Other_E10 | F1 | Commercial | College | Existing | Food Preparation | Natural Gas | Commercial Food Prep Other | E10 | RVT - Cost of Equipment | 0 | 0 | 0 | 0 | 0 | 0 | 0 | 0 | 0 | 0 | 0 | 0 | 0 | 0 | 0 | 0 | 0 | 0 | 0 | 0 | 0 | 0 | 0 | 0 | 0 | 0 | 0
F2_Commercial_College_Existing_Food Preparation_Natural Gas_Commercial Food Prep Other_E1 | F2 | Commercial | College | Existing | Food Preparation | Natural Gas | Commercial Food Prep Other | E1 | RVT - Cost of Operation | 0 | 0 | 0 | 0 | 0 | 0 | 0 | 0 | 0 | 0 | 0 | 0 | 0 | 0 | 0 | 0 | 0 | 0 | 0 | 0 | 0 | 0 | 0 | 0 | 0 | 0 | 0
F2_Commercial_College_Existing_Food Preparation_Natural Gas_Commercial Food Prep Other_E2 | F2 | Commercial | College | Existing | Food Preparation | Natural Gas | Commercial Food Prep Other | E2 | RVT - Cost of Operation | 0 | 0 | 0 | 0 | 0 | 0 | 0 | 0 | 0 | 0 | 0 | 0 | 0 | 0 | 0 | 0 | 0 | 0 | 0 | 0 | 0 | 0 | 0 | 0 | 0 | 0 | 0
F2_Commercial_College_Existing_Food Preparation_Natural Gas_Commercial Food Prep Other_E3 | F2 | Commercial | College | Existing | Food Preparation | Natural Gas | Commercial Food Prep Other | E3 | RVT - Cost of Operation | 0 | 0 | 0 | 0 | 0 | 0 | 0 | 0 | 0 | 0 | 0 | 0 | 0 | 0 | 0 | 0 | 0 | 0 | 0 | 0 | 0 | 0 | 0 | 0 | 0 | 0 | 0
F2_Commercial_College_Existing_Food Preparation_Natural Gas_Commercial Food Prep Other_E4 | F2 | Commercial | College | Existing | Food Preparation | Natural Gas | Commercial Food Prep Other | E4 | RVT - Cost of Operation | 0 | 0 | 0 | 0 | 0 | 0 | 0 | 0 | 0 | 0 | 0 | 0 | 0 | 0 | 0 | 0 | 0 | 0 | 0 | 0 | 0 | 0 | 0 | 0 | 0 | 0 | 0
F2_Commercial_College_Existing_Food Preparation_Natural Gas_Commercial Food Prep Other_E5 | F2 | Commercial | College | Existing | Food Preparation | Natural Gas | Commercial Food Prep Other | E5 | RVT - Cost of Operation | 0 | 0 | 0 | 0 | 0 | 0 | 0 | 0 | 0 | 0 | 0 | 0 | 0 | 0 | 0 | 0 | 0 | 0 | 0 | 0 | 0 | 0 | 0 | 0 | 0 | 0 | 0
F2_Commercial_College_Existing_Food Preparation_Natural Gas_Commercial Food Prep Other_E6 | F2 | Commercial | College | Existing | Food Preparation | Natural Gas | Commercial Food Prep Other | E6 | RVT - Cost of Operation | 0 | 0 | 0 | 0 | 0 | 0 | 0 | 0 | 0 | 0 | 0 | 0 | 0 | 0 | 0 | 0 | 0 | 0 | 0 | 0 | 0 | 0 | 0 | 0 | 0 | 0 | 0
F2_Commercial_College_Existing_Food Preparation_Natural Gas_Commercial Food Prep Other_E7 | F2 | Commercial | College | Existing | Food Preparation | Natural Gas | Commercial Food Prep Other | E7 | RVT - Cost of Operation | 0 | 0 | 0 | 0 | 0 | 0 | 0 | 0 | 0 | 0 | 0 | 0 | 0 | 0 | 0 | 0 | 0 | 0 | 0 | 0 | 0 | 0 | 0 | 0 | 0 | 0 | 0
F2_Commercial_College_Existing_Food Preparation_Natural Gas_Commercial Food Prep Other_E8 | F2 | Commercial | College | Existing | Food Preparation | Natural Gas | Commercial Food Prep Other | E8 | RVT - Cost of Operation | 0 | 0 | 0 | 0 | 0 | 0 | 0 | 0 | 0 | 0 | 0 | 0 | 0 | 0 | 0 | 0 | 0 | 0 | 0 | 0 | 0 | 0 | 0 | 0 | 0 | 0 | 0
F2_Commercial_College_Existing_Food Preparation_Natural Gas_Commercial Food Prep Other_E9 | F2 | Commercial | College | Existing | Food Preparation | Natural Gas | Commercial Food Prep Other | E9 | RVT - Cost of Operation | 0 | 0 | 0 | 0 | 0 | 0 | 0 | 0 | 0 | 0 | 0 | 0 | 0 | 0 | 0 | 0 | 0 | 0 | 0 | 0 | 0 | 0 | 0 | 0 | 0 | 0 | 0
F2_Commercial_College_Existing_Food Preparation_Natural Gas_Commercial Food Prep Other_E10 | F2 | Commercial | College | Existing | Food Preparation | Natural Gas | Commercial Food Prep Other | E10 | RVT - Cost of Operation | 0 | 0 | 0 | 0 | 0 | 0 | 0 | 0 | 0 | 0 | 0 | 0 | 0 | 0 | 0 | 0 | 0 | 0 | 0 | 0 | 0 | 0 | 0 | 0 | 0 | 0 | 0
F3_Commercial_College_Existing_Food Preparation_Natural Gas_Commercial Food Prep Other_E1 | F3 | Commercial | College | Existing | Food Preparation | Natural Gas | Commercial Food Prep Other | E1 | System - kBTUs of Consumption | 0.69161 | 0.69161 | 0.69161 | 0.69161 | 0.69161 | 0.69161 | 0.69161 | 0.69161 | 0.69161 | 0.69161 | 0.69161 | 0.69161 | 0.69161 | 0.69161 | 0.69161 | 0.69161 | 0.69161 | 0.69161 | 0.69161 | 0.69161 | 0.69161 | 0.69161 | 0.69161 | 0.69161 | 0.69161 | 0.69161 | 0.69161
F3_Commercial_College_Existing_Food Preparation_Natural Gas_Commercial Food Prep Other_E2 | F3 | Commercial | College | Existing | Food Preparation | Natural Gas | Commercial Food Prep Other | E2 | System - kBTUs of Consumption | 0.51367 | 0.51367 | 0.51367 | 0.51367 | 0.51367 | 0.51367 | 0.51367 | 0.51367 | 0.51367 | 0.51367 | 0.51367 | 0.51367 | 0.51367 | 0.51367 | 0.51367 | 0.51367 | 0.51367 | 0.51367 | 0.51367 | 0.51367 | 0.51367 | 0.51367 | 0.51367 | 0.51367 | 0.51367 | 0.51367 | 0.51367
F3_Commercial_College_Existing_Food Preparation_Natural Gas_Commercial Food Prep Other_E3 | F3 | Commercial | College | Existing | Food Preparation | Natural Gas | Commercial Food Prep Other | E3 | System - kBTUs of Consumption | 0 | 0 | 0 | 0 | 0 | 0 | 0 | 0 | 0 | 0 | 0 | 0 | 0 | 0 | 0 | 0 | 0 | 0 | 0 | 0 | 0 | 0 | 0 | 0 | 0 | 0 | 0
F3_Commercial_College_Existing_Food Preparation_Natural Gas_Commercial Food Prep Other_E4 | F3 | Commercial | College | Existing | Food Preparation | Natural Gas | Commercial Food Prep Other | E4 | System - kBTUs of Consumption | 0 | 0 | 0 | 0 | 0 | 0 | 0 | 0 | 0 | 0 | 0 | 0 | 0 | 0 | 0 | 0 | 0 | 0 | 0 | 0 | 0 | 0 | 0 | 0 | 0 | 0 | 0
F3_Commercial_College_Existing_Food Preparation_Natural Gas_Commercial Food Prep Other_E5 | F3 | Commercial | College | Existing | Food Preparation | Natural Gas | Commercial Food Prep Other | E5 | System - kBTUs of Consumption | 0 | 0 | 0 | 0 | 0 | 0 | 0 | 0 | 0 | 0 | 0 | 0 | 0 | 0 | 0 | 0 | 0 | 0 | 0 | 0 | 0 | 0 | 0 | 0 | 0 | 0 | 0
F3_Commercial_College_Existing_Food Preparation_Natural Gas_Commercial Food Prep Other_E6 | F3 | Commercial | College | Existing | Food Preparation | Natural Gas | Commercial Food Prep Other | E6 | System - kBTUs of Consumption | 0 | 0 | 0 | 0 | 0 | 0 | 0 | 0 | 0 | 0 | 0 | 0 | 0 | 0 | 0 | 0 | 0 | 0 | 0 | 0 | 0 | 0 | 0 | 0 | 0 | 0 | 0
F3_Commercial_College_Existing_Food Preparation_Natural Gas_Commercial Food Prep Other_E7 | F3 | Commercial | College | Existing | Food Preparation | Natural Gas | Commercial Food Prep Other | E7 | System - kBTUs of Consumption | 0 | 0 | 0 | 0 | 0 | 0 | 0 | 0 | 0 | 0 | 0 | 0 | 0 | 0 | 0 | 0 | 0 | 0 | 0 | 0 | 0 | 0 | 0 | 0 | 0 | 0 | 0
F3_Commercial_College_Existing_Food Preparation_Natural Gas_Commercial Food Prep Other_E8 | F3 | Commercial | College | Existing | Food Preparation | Natural Gas | Commercial Food Prep Other | E8 | System - kBTUs of Consumption | 0 | 0 | 0 | 0 | 0 | 0 | 0 | 0 | 0 | 0 | 0 | 0 | 0 | 0 | 0 | 0 | 0 | 0 | 0 | 0 | 0 | 0 | 0 | 0 | 0 | 0 | 0
F3_Commercial_College_Existing_Food Preparation_Natural Gas_Commercial Food Prep Other_E9 | F3 | Commercial | College | Existing | Food Preparation | Natural Gas | Commercial Food Prep Other | E9 | System - kBTUs of Consumption | 0 | 0 | 0 | 0 | 0 | 0 | 0 | 0 | 0 | 0 | 0 | 0 | 0 | 0 | 0 | 0 | 0 | 0 | 0 | 0 | 0 | 0 | 0 | 0 | 0 | 0 | 0
F3_Commercial_College_Existing_Food Preparation_Natural Gas_Commercial Food Prep Other_E10 | F3 | Commercial | College | Existing | Food Preparation | Natural Gas | Commercial Food Prep Other | E10 | System - kBTUs of Consumption | 0 | 0 | 0 | 0 | 0 | 0 | 0 | 0 | 0 | 0 | 0 | 0 | 0 | 0 | 0 | 0 | 0 | 0 | 0 | 0 | 0 | 0 | 0 | 0 | 0 | 0 | 0
F4_Commercial_College_Existing_Food Preparation_Natural Gas_Commercial Food Prep Other_E1 | F4 | Commercial | College | Existing | Food Preparation | Natural Gas | Commercial Food Prep Other | E1 | Utility - Cost of Equipment | 0.00081698 | 0.00081698 | 0.00081698 | 0.00081698 | 0.00081698 | 0.00081698 | 0.00081698 | 0.00081698 | 0.00081698 | 0.00081698 | 0.00081698 | 0.00081698 | 0.00081698 | 0.00081698 | 0.00081698 | 0.00081698 | 0.00081698 | 0.00081698 | 0.00081698 | 0.00081698 | 0.00081698 | 0.00081698 | 0.00081698 | 0.00081698 | 0.00081698 | 0.00081698 | 0.00081698
F4_Commercial_College_Existing_Food Preparation_Natural Gas_Commercial Food Prep Other_E2 | F4 | Commercial | College | Existing | Food Preparation | Natural Gas | Commercial Food Prep Other | E2 | Utility - Cost of Equipment | 0.00099243 | 0.00099243 | 0.00099243 | 0.00099243 | 0.00099243 | 0.00099243 | 0.00099243 | 0.00099243 | 0.00099243 | 0.00099243 | 0.00099243 | 0.00099243 | 0.00099243 | 0.00099243 | 0.00099243 | 0.00099243 | 0.00099243 | 0.00099243 | 0.00099243 | 0.00099243 | 0.00099243 | 0.00099243 | 0.00099243 | 0.00099243 | 0.00099243 | 0.00099243 | 0.00099243
F4_Commercial_College_Existing_Food Preparation_Natural Gas_Commercial Food Prep Other_E3 | F4 | Commercial | College | Existing | Food Preparation | Natural Gas | Commercial Food Prep Other | E3 | Utility - Cost of Equipment | 0 | 0 | 0 | 0 | 0 | 0 | 0 | 0 | 0 | 0 | 0 | 0 | 0 | 0 | 0 | 0 | 0 | 0 | 0 | 0 | 0 | 0 | 0 | 0 | 0 | 0 | 0
F4_Commercial_College_Existing_Food Preparation_Natural Gas_Commercial Food Prep Other_E4 | F4 | Commercial | College | Existing | Food Preparation | Natural Gas | Commercial Food Prep Other | E4 | Utility - Cost of Equipment | 0 | 0 | 0 | 0 | 0 | 0 | 0 | 0 | 0 | 0 | 0 | 0 | 0 | 0 | 0 | 0 | 0 | 0 | 0 | 0 | 0 | 0 | 0 | 0 | 0 | 0 | 0
F4_Commercial_College_Existing_Food Preparation_Natural Gas_Commercial Food Prep Other_E5 | F4 | Commercial | College | Existing | Food Preparation | Natural Gas | Commercial Food Prep Other | E5 | Utility - Cost of Equipment | 0 | 0 | 0 | 0 | 0 | 0 | 0 | 0 | 0 | 0 | 0 | 0 | 0 | 0 | 0 | 0 | 0 | 0 | 0 | 0 | 0 | 0 | 0 | 0 | 0 | 0 | 0
F4_Commercial_College_Existing_Food Preparation_Natural Gas_Commercial Food Prep Other_E6 | F4 | Commercial | College | Existing | Food Preparation | Natural Gas | Commercial Food Prep Other | E6 | Utility - Cost of Equipment | 0 | 0 | 0 | 0 | 0 | 0 | 0 | 0 | 0 | 0 | 0 | 0 | 0 | 0 | 0 | 0 | 0 | 0 | 0 | 0 | 0 | 0 | 0 | 0 | 0 | 0 | 0
F4_Commercial_College_Existing_Food Preparation_Natural Gas_Commercial Food Prep Other_E7 | F4 | Commercial | College | Existing | Food Preparation | Natural Gas | Commercial Food Prep Other | E7 | Utility - Cost of Equipment | 0 | 0 | 0 | 0 | 0 | 0 | 0 | 0 | 0 | 0 | 0 | 0 | 0 | 0 | 0 | 0 | 0 | 0 | 0 | 0 | 0 | 0 | 0 | 0 | 0 | 0 | 0
F4_Commercial_College_Existing_Food Preparation_Natural Gas_Commercial Food Prep Other_E8 | F4 | Commercial | College | Existing | Food Preparation | Natural Gas | Commercial Food Prep Other | E8 | Utility - Cost of Equipment | 0 | 0 | 0 | 0 | 0 | 0 | 0 | 0 | 0 | 0 | 0 | 0 | 0 | 0 | 0 | 0 | 0 | 0 | 0 | 0 | 0 | 0 | 0 | 0 | 0 | 0 | 0
F4_Commercial_College_Existing_Food Preparation_Natural Gas_Commercial Food Prep Other_E9 | F4 | Commercial | College | Existing | Food Preparation | Natural Gas | Commercial Food Prep Other | E9 | Utility - Cost of Equipment | 0 | 0 | 0 | 0 | 0 | 0 | 0 | 0 | 0 | 0 | 0 | 0 | 0 | 0 | 0 | 0 | 0 | 0 | 0 | 0 | 0 | 0 | 0 | 0 | 0 | 0 | 0
F4_Commercial_College_Existing_Food Preparation_Natural Gas_Commercial Food Prep Other_E10 | F4 | Commercial | College | Existing | Food Preparation | Natural Gas | Commercial Food Prep Other | E10 | Utility - Cost of Equipment | 0 | 0 | 0 | 0 | 0 | 0 | 0 | 0 | 0 | 0 | 0 | 0 | 0 | 0 | 0 | 0 | 0 | 0 | 0 | 0 | 0 | 0 | 0 | 0 | 0 | 0 | 0
F5_Commercial_College_Existing_Food Preparation_Natural Gas_Commercial Food Prep Other_E1 | F5 | Commercial | College | Existing | Food Preparation | Natural Gas | Commercial Food Prep Other | E1 | Utility - Cost of Operation | 0.009504 | 0.0093668 | 0.0092331 | 0.0091034 | 0.0091046 | 0.009191 | 0.0093309 | 0.0095005 | 0.0096836 | 0.0098708 | 0.010056 | 0.01022 | 0.010345 | 0.010398 | 0.010374 | 0.010272 | 0.010101 | 0.0098769 | 0.0096104 | 0.0092944 | 0.0089247 | 0.0084993 | 0.0081216 | 0.0078771 | 0.0077715 | 0.0078096 | 0.0078478
F5_Commercial_College_Existing_Food Preparation_Natural Gas_Commercial Food Prep Other_E2 | F5 | Commercial | College | Existing | Food Preparation | Natural Gas | Commercial Food Prep Other | E2 | Utility - Cost of Operation | 0.0070588 | 0.0069569 | 0.0068575 | 0.0067612 | 0.0067621 | 0.0068263 | 0.0069302 | 0.0070562 | 0.0071921 | 0.0073312 | 0.0074687 | 0.0075905 | 0.0076834 | 0.0077229 | 0.0077046 | 0.0076291 | 0.0075021 | 0.0073358 | 0.0071378 | 0.0069031 | 0.0066285 | 0.0063125 | 0.006032 | 0.0058504 | 0.005772 | 0.0058003 | 0.0058287
F5_Commercial_College_Existing_Food Preparation_Natural Gas_Commercial Food Prep Other_E3 | F5 | Commercial | College | Existing | Food Preparation | Natural Gas | Commercial Food Prep Other | E3 | Utility - Cost of Operation | 0 | 0 | 0 | 0 | 0 | 0 | 0 | 0 | 0 | 0 | 0 | 0 | 0 | 0 | 0 | 0 | 0 | 0 | 0 | 0 | 0 | 0 | 0 | 0 | 0 | 0 | 0
F5_Commercial_College_Existing_Food Preparation_Natural Gas_Commercial Food Prep Other_E4 | F5 | Commercial | College | Existing | Food Preparation | Natural Gas | Commercial Food Prep Other | E4 | Utility - Cost of Operation | 0 | 0 | 0 | 0 | 0 | 0 | 0 | 0 | 0 | 0 | 0 | 0 | 0 | 0 | 0 | 0 | 0 | 0 | 0 | 0 | 0 | 0 | 0 | 0 | 0 | 0 | 0
F5_Commercial_College_Existing_Food Preparation_Natural Gas_Commercial Food Prep Other_E5 | F5 | Commercial | College | Existing | Food Preparation | Natural Gas | Commercial Food Prep Other | E5 | Utility - Cost of Operation | 0 | 0 | 0 | 0 | 0 | 0 | 0 | 0 | 0 | 0 | 0 | 0 | 0 | 0 | 0 | 0 | 0 | 0 | 0 | 0 | 0 | 0 | 0 | 0 | 0 | 0 | 0
F5_Commercial_College_Existing_Food Preparation_Natural Gas_Commercial Food Prep Other_E6 | F5 | Commercial | College | Existing | Food Preparation | Natural Gas | Commercial Food Prep Other | E6 | Utility - Cost of Operation | 0 | 0 | 0 | 0 | 0 | 0 | 0 | 0 | 0 | 0 | 0 | 0 | 0 | 0 | 0 | 0 | 0 | 0 | 0 | 0 | 0 | 0 | 0 | 0 | 0 | 0 | 0
F5_Commercial_College_Existing_Food Preparation_Natural Gas_Commercial Food Prep Other_E7 | F5 | Commercial | College | Existing | Food Preparation | Natural Gas | Commercial Food Prep Other | E7 | Utility - Cost of Operation | 0 | 0 | 0 | 0 | 0 | 0 | 0 | 0 | 0 | 0 | 0 | 0 | 0 | 0 | 0 | 0 | 0 | 0 | 0 | 0 | 0 | 0 | 0 | 0 | 0 | 0 | 0
F5_Commercial_College_Existing_Food Preparation_Natural Gas_Commercial Food Prep Other_E8 | F5 | Commercial | College | Existing | Food Preparation | Natural Gas | Commercial Food Prep Other | E8 | Utility - Cost of Operation | 0 | 0 | 0 | 0 | 0 | 0 | 0 | 0 | 0 | 0 | 0 | 0 | 0 | 0 | 0 | 0 | 0 | 0 | 0 | 0 | 0 | 0 | 0 | 0 | 0 | 0 | 0
F5_Commercial_College_Existing_Food Preparation_Natural Gas_Commercial Food Prep Other_E9 | F5 | Commercial | College | Existing | Food Preparation | Natural Gas | Commercial Food Prep Other | E9 | Utility - Cost of Operation | 0 | 0 | 0 | 0 | 0 | 0 | 0 | 0 | 0 | 0 | 0 | 0 | 0 | 0 | 0 | 0 | 0 | 0 | 0 | 0 | 0 | 0 | 0 | 0 | 0 | 0 | 0
F5_Commercial_College_Existing_Food Preparation_Natural Gas_Commercial Food Prep Other_E10 | F5 | Commercial | College | Existing | Food Preparation | Natural Gas | Commercial Food Prep Other | E10 | Utility - Cost of Operation | 0 | 0 | 0 | 0 | 0 | 0 | 0 | 0 | 0 | 0 | 0 | 0 | 0 | 0 | 0 | 0 | 0 | 0 | 0 | 0 | 0 | 0 | 0 | 0 | 0 | 0 | 0
F6_Commercial_College_Existing_Food Preparation_Natural Gas_Commercial Food Prep Other_E1 | F6 | Commercial | College | Existing | Food Preparation | Natural Gas | Commercial Food Prep Other | E1 | Utility - Value of Sales | 0 | 0 | 0 | 0 | 0 | 0 | 0 | 0 | 0 | 0 | 0 | 0 | 0 | 0 | 0 | 0 | 0 | 0 | 0 | 0 | 0 | 0 | 0 | 0 | 0 | 0 | 0
F6_Commercial_College_Existing_Food Preparation_Natural Gas_Commercial Food Prep Other_E2 | F6 | Commercial | College | Existing | Food Preparation | Natural Gas | Commercial Food Prep Other | E2 | Utility - Value of Sales | 0 | 0 | 0 | 0 | 0 | 0 | 0 | 0 | 0 | 0 | 0 | 0 | 0 | 0 | 0 | 0 | 0 | 0 | 0 | 0 | 0 | 0 | 0 | 0 | 0 | 0 | 0
F6_Commercial_College_Existing_Food Preparation_Natural Gas_Commercial Food Prep Other_E3 | F6 | Commercial | College | Existing | Food Preparation | Natural Gas | Commercial Food Prep Other | E3 | Utility - Value of Sales | 0 | 0 | 0 | 0 | 0 | 0 | 0 | 0 | 0 | 0 | 0 | 0 | 0 | 0 | 0 | 0 | 0 | 0 | 0 | 0 | 0 | 0 | 0 | 0 | 0 | 0 | 0
F6_Commercial_College_Existing_Food Preparation_Natural Gas_Commercial Food Prep Other_E4 | F6 | Commercial | College | Existing | Food Preparation | Natural Gas | Commercial Food Prep Other | E4 | Utility - Value of Sales | 0 | 0 | 0 | 0 | 0 | 0 | 0 | 0 | 0 | 0 | 0 | 0 | 0 | 0 | 0 | 0 | 0 | 0 | 0 | 0 | 0 | 0 | 0 | 0 | 0 | 0 | 0
F6_Commercial_College_Existing_Food Preparation_Natural Gas_Commercial Food Prep Other_E5 | F6 | Commercial | College | Existing | Food Preparation | Natural Gas | Commercial Food Prep Other | E5 | Utility - Value of Sales | 0 | 0 | 0 | 0 | 0 | 0 | 0 | 0 | 0 | 0 | 0 | 0 | 0 | 0 | 0 | 0 | 0 | 0 | 0 | 0 | 0 | 0 | 0 | 0 | 0 | 0 | 0
F6_Commercial_College_Existing_Food Preparation_Natural Gas_Commercial Food Prep Other_E6 | F6 | Commercial | College | Existing | Food Preparation | Natural Gas | Commercial Food Prep Other | E6 | Utility - Value of Sales | 0 | 0 | 0 | 0 | 0 | 0 | 0 | 0 | 0 | 0 | 0 | 0 | 0 | 0 | 0 | 0 | 0 | 0 | 0 | 0 | 0 | 0 | 0 | 0 | 0 | 0 | 0
F6_Commercial_College_Existing_Food Preparation_Natural Gas_Commercial Food Prep Other_E7 | F6 | Commercial | College | Existing | Food Preparation | Natural Gas | Commercial Food Prep Other | E7 | Utility - Value of Sales | 0 | 0 | 0 | 0 | 0 | 0 | 0 | 0 | 0 | 0 | 0 | 0 | 0 | 0 | 0 | 0 | 0 | 0 | 0 | 0 | 0 | 0 | 0 | 0 | 0 | 0 | 0
F6_Commercial_College_Existing_Food Preparation_Natural Gas_Commercial Food Prep Other_E8 | F6 | Commercial | College | Existing | Food Preparation | Natural Gas | Commercial Food Prep Other | E8 | Utility - Value of Sales | 0 | 0 | 0 | 0 | 0 | 0 | 0 | 0 | 0 | 0 | 0 | 0 | 0 | 0 | 0 | 0 | 0 | 0 | 0 | 0 | 0 | 0 | 0 | 0 | 0 | 0 | 0
F6_Commercial_College_Existing_Food Preparation_Natural Gas_Commercial Food Prep Other_E9 | F6 | Commercial | College | Existing | Food Preparation | Natural Gas | Commercial Food Prep Other | E9 | Utility - Value of Sales | 0 | 0 | 0 | 0 | 0 | 0 | 0 | 0 | 0 | 0 | 0 | 0 | 0 | 0 | 0 | 0 | 0 | 0 | 0 | 0 | 0 | 0 | 0 | 0 | 0 | 0 | 0
F6_Commercial_College_Existing_Food Preparation_Natural Gas_Commercial Food Prep Other_E10 | F6 | Commercial | College | Existing | Food Preparation | Natural Gas | Commercial Food Prep Other | E10 | Utility - Value of Sales | 0 | 0 | 0 | 0 | 0 | 0 | 0 | 0 | 0 | 0 | 0 | 0 | 0 | 0 | 0 | 0 | 0 | 0 | 0 | 0 | 0 | 0 | 0 | 0 | 0 | 0 | 0
F1_Commercial_College_Existing_Miscellaneous_Natural Gas_Pool Heater_E1 | F1 | Commercial | College | Existing | Miscellaneous | Natural Gas | Pool Heater | E1 | RVT - Cost of Equipment | 0.00064216 | 0.00064216 | 0.00064216 | 0.00064216 | 0.00064216 | 0.00064216 | 0.00064216 | 0.00064216 | 0.00064216 | 0.00064216 | 0.00064216 | 0.00064216 | 0.00064216 | 0.00064216 | 0.00064216 | 0.00064216 | 0.00064216 | 0.00064216 | 0.00064216 | 0.00064216 | 0.00064216 | 0.00064216 | 0.00064216 | 0.00064216 | 0.00064216 | 0.00064216 | 0.00064216
F1_Commercial_College_Existing_Miscellaneous_Natural Gas_Pool Heater_E2 | F1 | Commercial | College | Existing | Miscellaneous | Natural Gas | Pool Heater | E2 | RVT - Cost of Equipment | 0.0010515 | 0.0010515 | 0.0010515 | 0.0010515 | 0.0010515 | 0.0010515 | 0.0010515 | 0.0010515 | 0.0010515 | 0.0010515 | 0.0010515 | 0.0010515 | 0.0010515 | 0.0010515 | 0.0010515 | 0.0010515 | 0.0010515 | 0.0010515 | 0.0010515 | 0.0010515 | 0.0010515 | 0.0010515 | 0.0010515 | 0.0010515 | 0.0010515 | 0.0010515 | 0.0010515
F1_Commercial_College_Existing_Miscellaneous_Natural Gas_Pool Heater_E3 | F1 | Commercial | College | Existing | Miscellaneous | Natural Gas | Pool Heater | E3 | RVT - Cost of Equipment | 0 | 0 | 0 | 0 | 0 | 0 | 0 | 0 | 0 | 0 | 0 | 0 | 0 | 0 | 0 | 0 | 0 | 0 | 0 | 0 | 0 | 0 | 0 | 0 | 0 | 0 | 0
F1_Commercial_College_Existing_Miscellaneous_Natural Gas_Pool Heater_E4 | F1 | Commercial | College | Existing | Miscellaneous | Natural Gas | Pool Heater | E4 | RVT - Cost of Equipment | 0 | 0 | 0 | 0 | 0 | 0 | 0 | 0 | 0 | 0 | 0 | 0 | 0 | 0 | 0 | 0 | 0 | 0 | 0 | 0 | 0 | 0 | 0 | 0 | 0 | 0 | 0
F1_Commercial_College_Existing_Miscellaneous_Natural Gas_Pool Heater_E5 | F1 | Commercial | College | Existing | Miscellaneous | Natural Gas | Pool Heater | E5 | RVT - Cost of Equipment | 0 | 0 | 0 | 0 | 0 | 0 | 0 | 0 | 0 | 0 | 0 | 0 | 0 | 0 | 0 | 0 | 0 | 0 | 0 | 0 | 0 | 0 | 0 | 0 | 0 | 0 | 0
F1_Commercial_College_Existing_Miscellaneous_Natural Gas_Pool Heater_E6 | F1 | Commercial | College | Existing | Miscellaneous | Natural Gas | Pool Heater | E6 | RVT - Cost of Equipment | 0 | 0 | 0 | 0 | 0 | 0 | 0 | 0 | 0 | 0 | 0 | 0 | 0 | 0 | 0 | 0 | 0 | 0 | 0 | 0 | 0 | 0 | 0 | 0 | 0 | 0 | 0
F1_Commercial_College_Existing_Miscellaneous_Natural Gas_Pool Heater_E7 | F1 | Commercial | College | Existing | Miscellaneous | Natural Gas | Pool Heater | E7 | RVT - Cost of Equipment | 0 | 0 | 0 | 0 | 0 | 0 | 0 | 0 | 0 | 0 | 0 | 0 | 0 | 0 | 0 | 0 | 0 | 0 | 0 | 0 | 0 | 0 | 0 | 0 | 0 | 0 | 0
F1_Commercial_College_Existing_Miscellaneous_Natural Gas_Pool Heater_E8 | F1 | Commercial | College | Existing | Miscellaneous | Natural Gas | Pool Heater | E8 | RVT - Cost of Equipment | 0 | 0 | 0 | 0 | 0 | 0 | 0 | 0 | 0 | 0 | 0 | 0 | 0 | 0 | 0 | 0 | 0 | 0 | 0 | 0 | 0 | 0 | 0 | 0 | 0 | 0 | 0
F1_Commercial_College_Existing_Miscellaneous_Natural Gas_Pool Heater_E9 | F1 | Commercial | College | Existing | Miscellaneous | Natural Gas | Pool Heater | E9 | RVT - Cost of Equipment | 0 | 0 | 0 | 0 | 0 | 0 | 0 | 0 | 0 | 0 | 0 | 0 | 0 | 0 | 0 | 0 | 0 | 0 | 0 | 0 | 0 | 0 | 0 | 0 | 0 | 0 | 0
F1_Commercial_College_Existing_Miscellaneous_Natural Gas_Pool Heater_E10 | F1 | Commercial | College | Existing | Miscellaneous | Natural Gas | Pool Heater | E10 | RVT - Cost of Equipment | 0 | 0 | 0 | 0 | 0 | 0 | 0 | 0 | 0 | 0 | 0 | 0 | 0 | 0 | 0 | 0 | 0 | 0 | 0 | 0 | 0 | 0 | 0 | 0 | 0 | 0 | 0
F2_Commercial_College_Existing_Miscellaneous_Natural Gas_Pool Heater_E1 | F2 | Commercial | College | Existing | Miscellaneous | Natural Gas | Pool Heater | E1 | RVT - Cost of Operation | 0 | 0 | 0 | 0 | 0 | 0 | 0 | 0 | 0 | 0 | 0 | 0 | 0 | 0 | 0 | 0 | 0 | 0 | 0 | 0 | 0 | 0 | 0 | 0 | 0 | 0 | 0
F2_Commercial_College_Existing_Miscellaneous_Natural Gas_Pool Heater_E2 | F2 | Commercial | College | Existing | Miscellaneous | Natural Gas | Pool Heater | E2 | RVT - Cost of Operation | 0 | 0 | 0 | 0 | 0 | 0 | 0 | 0 | 0 | 0 | 0 | 0 | 0 | 0 | 0 | 0 | 0 | 0 | 0 | 0 | 0 | 0 | 0 | 0 | 0 | 0 | 0
F2_Commercial_College_Existing_Miscellaneous_Natural Gas_Pool Heater_E3 | F2 | Commercial | College | Existing | Miscellaneous | Natural Gas | Pool Heater | E3 | RVT - Cost of Operation | 0 | 0 | 0 | 0 | 0 | 0 | 0 | 0 | 0 | 0 | 0 | 0 | 0 | 0 | 0 | 0 | 0 | 0 | 0 | 0 | 0 | 0 | 0 | 0 | 0 | 0 | 0
F2_Commercial_College_Existing_Miscellaneous_Natural Gas_Pool Heater_E4 | F2 | Commercial | College | Existing | Miscellaneous | Natural Gas | Pool Heater | E4 | RVT - Cost of Operation | 0 | 0 | 0 | 0 | 0 | 0 | 0 | 0 | 0 | 0 | 0 | 0 | 0 | 0 | 0 | 0 | 0 | 0 | 0 | 0 | 0 | 0 | 0 | 0 | 0 | 0 | 0
F2_Commercial_College_Existing_Miscellaneous_Natural Gas_Pool Heater_E5 | F2 | Commercial | College | Existing | Miscellaneous | Natural Gas | Pool Heater | E5 | RVT - Cost of Operation | 0 | 0 | 0 | 0 | 0 | 0 | 0 | 0 | 0 | 0 | 0 | 0 | 0 | 0 | 0 | 0 | 0 | 0 | 0 | 0 | 0 | 0 | 0 | 0 | 0 | 0 | 0
F2_Commercial_College_Existing_Miscellaneous_Natural Gas_Pool Heater_E6 | F2 | Commercial | College | Existing | Miscellaneous | Natural Gas | Pool Heater | E6 | RVT - Cost of Operation | 0 | 0 | 0 | 0 | 0 | 0 | 0 | 0 | 0 | 0 | 0 | 0 | 0 | 0 | 0 | 0 | 0 | 0 | 0 | 0 | 0 | 0 | 0 | 0 | 0 | 0 | 0
F2_Commercial_College_Existing_Miscellaneous_Natural Gas_Pool Heater_E7 | F2 | Commercial | College | Existing | Miscellaneous | Natural Gas | Pool Heater | E7 | RVT - Cost of Operation | 0 | 0 | 0 | 0 | 0 | 0 | 0 | 0 | 0 | 0 | 0 | 0 | 0 | 0 | 0 | 0 | 0 | 0 | 0 | 0 | 0 | 0 | 0 | 0 | 0 | 0 | 0
F2_Commercial_College_Existing_Miscellaneous_Natural Gas_Pool Heater_E8 | F2 | Commercial | College | Existing | Miscellaneous | Natural Gas | Pool Heater | E8 | RVT - Cost of Operation | 0 | 0 | 0 | 0 | 0 | 0 | 0 | 0 | 0 | 0 | 0 | 0 | 0 | 0 | 0 | 0 | 0 | 0 | 0 | 0 | 0 | 0 | 0 | 0 | 0 | 0 | 0
F2_Commercial_College_Existing_Miscellaneous_Natural Gas_Pool Heater_E9 | F2 | Commercial | College | Existing | Miscellaneous | Natural Gas | Pool Heater | E9 | RVT - Cost of Operation | 0 | 0 | 0 | 0 | 0 | 0 | 0 | 0 | 0 | 0 | 0 | 0 | 0 | 0 | 0 | 0 | 0 | 0 | 0 | 0 | 0 | 0 | 0 | 0 | 0 | 0 | 0
F2_Commercial_College_Existing_Miscellaneous_Natural Gas_Pool Heater_E10 | F2 | Commercial | College | Existing | Miscellaneous | Natural Gas | Pool Heater | E10 | RVT - Cost of Operation | 0 | 0 | 0 | 0 | 0 | 0 | 0 | 0 | 0 | 0 | 0 | 0 | 0 | 0 | 0 | 0 | 0 | 0 | 0 | 0 | 0 | 0 | 0 | 0 | 0 | 0 | 0
F3_Commercial_College_Existing_Miscellaneous_Natural Gas_Pool Heater_E1 | F3 | Commercial | College | Existing | Miscellaneous | Natural Gas | Pool Heater | E1 | System - kBTUs of Consumption | 0.22909 | 0.22909 | 0.22909 | 0.22909 | 0.22909 | 0.22909 | 0.22909 | 0.22909 | 0.22909 | 0.22909 | 0.22909 | 0.22909 | 0.22909 | 0.22909 | 0.22909 | 0.22909 | 0.22909 | 0.22909 | 0.22909 | 0.22909 | 0.22909 | 0.22909 | 0.22909 | 0.22909 | 0.22909 | 0.22909 | 0.22909
F3_Commercial_College_Existing_Miscellaneous_Natural Gas_Pool Heater_E2 | F3 | Commercial | College | Existing | Miscellaneous | Natural Gas | Pool Heater | E2 | System - kBTUs of Consumption | 0.19473 | 0.19473 | 0.19473 | 0.19473 | 0.19473 | 0.19473 | 0.19473 | 0.19473 | 0.19473 | 0.19473 | 0.19473 | 0.19473 | 0.19473 | 0.19473 | 0.19473 | 0.19473 | 0.19473 | 0.19473 | 0.19473 | 0.19473 | 0.19473 | 0.19473 | 0.19473 | 0.19473 | 0.19473 | 0.19473 | 0.19473
F3_Commercial_College_Existing_Miscellaneous_Natural Gas_Pool Heater_E3 | F3 | Commercial | College | Existing | Miscellaneous | Natural Gas | Pool Heater | E3 | System - kBTUs of Consumption | 0 | 0 | 0 | 0 | 0 | 0 | 0 | 0 | 0 | 0 | 0 | 0 | 0 | 0 | 0 | 0 | 0 | 0 | 0 | 0 | 0 | 0 | 0 | 0 | 0 | 0 | 0
F3_Commercial_College_Existing_Miscellaneous_Natural Gas_Pool Heater_E4 | F3 | Commercial | College | Existing | Miscellaneous | Natural Gas | Pool Heater | E4 | System - kBTUs of Consumption | 0 | 0 | 0 | 0 | 0 | 0 | 0 | 0 | 0 | 0 | 0 | 0 | 0 | 0 | 0 | 0 | 0 | 0 | 0 | 0 | 0 | 0 | 0 | 0 | 0 | 0 | 0
F3_Commercial_College_Existing_Miscellaneous_Natural Gas_Pool Heater_E5 | F3 | Commercial | College | Existing | Miscellaneous | Natural Gas | Pool Heater | E5 | System - kBTUs of Consumption | 0 | 0 | 0 | 0 | 0 | 0 | 0 | 0 | 0 | 0 | 0 | 0 | 0 | 0 | 0 | 0 | 0 | 0 | 0 | 0 | 0 | 0 | 0 | 0 | 0 | 0 | 0
F3_Commercial_College_Existing_Miscellaneous_Natural Gas_Pool Heater_E6 | F3 | Commercial | College | Existing | Miscellaneous | Natural Gas | Pool Heater | E6 | System - kBTUs of Consumption | 0 | 0 | 0 | 0 | 0 | 0 | 0 | 0 | 0 | 0 | 0 | 0 | 0 | 0 | 0 | 0 | 0 | 0 | 0 | 0 | 0 | 0 | 0 | 0 | 0 | 0 | 0
F3_Commercial_College_Existing_Miscellaneous_Natural Gas_Pool Heater_E7 | F3 | Commercial | College | Existing | Miscellaneous | Natural Gas | Pool Heater | E7 | System - kBTUs of Consumption | 0 | 0 | 0 | 0 | 0 | 0 | 0 | 0 | 0 | 0 | 0 | 0 | 0 | 0 | 0 | 0 | 0 | 0 | 0 | 0 | 0 | 0 | 0 | 0 | 0 | 0 | 0
F3_Commercial_College_Existing_Miscellaneous_Natural Gas_Pool Heater_E8 | F3 | Commercial | College | Existing | Miscellaneous | Natural Gas | Pool Heater | E8 | System - kBTUs of Consumption | 0 | 0 | 0 | 0 | 0 | 0 | 0 | 0 | 0 | 0 | 0 | 0 | 0 | 0 | 0 | 0 | 0 | 0 | 0 | 0 | 0 | 0 | 0 | 0 | 0 | 0 | 0
F3_Commercial_College_Existing_Miscellaneous_Natural Gas_Pool Heater_E9 | F3 | Commercial | College | Existing | Miscellaneous | Natural Gas | Pool Heater | E9 | System - kBTUs of Consumption | 0 | 0 | 0 | 0 | 0 | 0 | 0 | 0 | 0 | 0 | 0 | 0 | 0 | 0 | 0 | 0 | 0 | 0 | 0 | 0 | 0 | 0 | 0 | 0 | 0 | 0 | 0
F3_Commercial_College_Existing_Miscellaneous_Natural Gas_Pool Heater_E10 | F3 | Commercial | College | Existing | Miscellaneous | Natural Gas | Pool Heater | E10 | System - kBTUs of Consumption | 0 | 0 | 0 | 0 | 0 | 0 | 0 | 0 | 0 | 0 | 0 | 0 | 0 | 0 | 0 | 0 | 0 | 0 | 0 | 0 | 0 | 0 | 0 | 0 | 0 | 0 | 0
F4_Commercial_College_Existing_Miscellaneous_Natural Gas_Pool Heater_E1 | F4 | Commercial | College | Existing | Miscellaneous | Natural Gas | Pool Heater | E1 | Utility - Cost of Equipment | 0.00064216 | 0.00064216 | 0.00064216 | 0.00064216 | 0.00064216 | 0.00064216 | 0.00064216 | 0.00064216 | 0.00064216 | 0.00064216 | 0.00064216 | 0.00064216 | 0.00064216 | 0.00064216 | 0.00064216 | 0.00064216 | 0.00064216 | 0.00064216 | 0.00064216 | 0.00064216 | 0.00064216 | 0.00064216 | 0.00064216 | 0.00064216 | 0.00064216 | 0.00064216 | 0.00064216
F4_Commercial_College_Existing_Miscellaneous_Natural Gas_Pool Heater_E2 | F4 | Commercial | College | Existing | Miscellaneous | Natural Gas | Pool Heater | E2 | Utility - Cost of Equipment | 0.0010515 | 0.0010515 | 0.0010515 | 0.0010515 | 0.0010515 | 0.0010515 | 0.0010515 | 0.0010515 | 0.0010515 | 0.0010515 | 0.0010515 | 0.0010515 | 0.0010515 | 0.0010515 | 0.0010515 | 0.0010515 | 0.0010515 | 0.0010515 | 0.0010515 | 0.0010515 | 0.0010515 | 0.0010515 | 0.0010515 | 0.0010515 | 0.0010515 | 0.0010515 | 0.0010515
F4_Commercial_College_Existing_Miscellaneous_Natural Gas_Pool Heater_E3 | F4 | Commercial | College | Existing | Miscellaneous | Natural Gas | Pool Heater | E3 | Utility - Cost of Equipment | 0 | 0 | 0 | 0 | 0 | 0 | 0 | 0 | 0 | 0 | 0 | 0 | 0 | 0 | 0 | 0 | 0 | 0 | 0 | 0 | 0 | 0 | 0 | 0 | 0 | 0 | 0
F4_Commercial_College_Existing_Miscellaneous_Natural Gas_Pool Heater_E4 | F4 | Commercial | College | Existing | Miscellaneous | Natural Gas | Pool Heater | E4 | Utility - Cost of Equipment | 0 | 0 | 0 | 0 | 0 | 0 | 0 | 0 | 0 | 0 | 0 | 0 | 0 | 0 | 0 | 0 | 0 | 0 | 0 | 0 | 0 | 0 | 0 | 0 | 0 | 0 | 0
F4_Commercial_College_Existing_Miscellaneous_Natural Gas_Pool Heater_E5 | F4 | Commercial | College | Existing | Miscellaneous | Natural Gas | Pool Heater | E5 | Utility - Cost of Equipment | 0 | 0 | 0 | 0 | 0 | 0 | 0 | 0 | 0 | 0 | 0 | 0 | 0 | 0 | 0 | 0 | 0 | 0 | 0 | 0 | 0 | 0 | 0 | 0 | 0 | 0 | 0
F4_Commercial_College_Existing_Miscellaneous_Natural Gas_Pool Heater_E6 | F4 | Commercial | College | Existing | Miscellaneous | Natural Gas | Pool Heater | E6 | Utility - Cost of Equipment | 0 | 0 | 0 | 0 | 0 | 0 | 0 | 0 | 0 | 0 | 0 | 0 | 0 | 0 | 0 | 0 | 0 | 0 | 0 | 0 | 0 | 0 | 0 | 0 | 0 | 0 | 0
F4_Commercial_College_Existing_Miscellaneous_Natural Gas_Pool Heater_E7 | F4 | Commercial | College | Existing | Miscellaneous | Natural Gas | Pool Heater | E7 | Utility - Cost of Equipment | 0 | 0 | 0 | 0 | 0 | 0 | 0 | 0 | 0 | 0 | 0 | 0 | 0 | 0 | 0 | 0 | 0 | 0 | 0 | 0 | 0 | 0 | 0 | 0 | 0 | 0 | 0
F4_Commercial_College_Existing_Miscellaneous_Natural Gas_Pool Heater_E8 | F4 | Commercial | College | Existing | Miscellaneous | Natural Gas | Pool Heater | E8 | Utility - Cost of Equipment | 0 | 0 | 0 | 0 | 0 | 0 | 0 | 0 | 0 | 0 | 0 | 0 | 0 | 0 | 0 | 0 | 0 | 0 | 0 | 0 | 0 | 0 | 0 | 0 | 0 | 0 | 0
F4_Commercial_College_Existing_Miscellaneous_Natural Gas_Pool Heater_E9 | F4 | Commercial | College | Existing | Miscellaneous | Natural Gas | Pool Heater | E9 | Utility - Cost of Equipment | 0 | 0 | 0 | 0 | 0 | 0 | 0 | 0 | 0 | 0 | 0 | 0 | 0 | 0 | 0 | 0 | 0 | 0 | 0 | 0 | 0 | 0 | 0 | 0 | 0 | 0 | 0
F4_Commercial_College_Existing_Miscellaneous_Natural Gas_Pool Heater_E10 | F4 | Commercial | College | Existing | Miscellaneous | Natural Gas | Pool Heater | E10 | Utility - Cost of Equipment | 0 | 0 | 0 | 0 | 0 | 0 | 0 | 0 | 0 | 0 | 0 | 0 | 0 | 0 | 0 | 0 | 0 | 0 | 0 | 0 | 0 | 0 | 0 | 0 | 0 | 0 | 0
F5_Commercial_College_Existing_Miscellaneous_Natural Gas_Pool Heater_E1 | F5 | Commercial | College | Existing | Miscellaneous | Natural Gas | Pool Heater | E1 | Utility - Cost of Operation | 0.0032253 | 0.0031413 | 0.0030523 | 0.0029621 | 0.0029341 | 0.0029468 | 0.002985 | 0.0030368 | 0.0030943 | 0.003153 | 0.0032139 | 0.0032767 | 0.0033435 | 0.0034093 | 0.0034715 | 0.0035189 | 0.0035367 | 0.0035123 | 0.0034363 | 0.003307 | 0.0031311 | 0.0029171 | 0.0027264 | 0.0026008 | 0.0025431 | 0.0025555 | 0.0025681
F5_Commercial_College_Existing_Miscellaneous_Natural Gas_Pool Heater_E2 | F5 | Commercial | College | Existing | Miscellaneous | Natural Gas | Pool Heater | E2 | Utility - Cost of Operation | 0.0027415 | 0.0026701 | 0.0025944 | 0.0025178 | 0.002494 | 0.0025048 | 0.0025372 | 0.0025813 | 0.0026301 | 0.00268 | 0.0027318 | 0.0027852 | 0.002842 | 0.0028979 | 0.0029508 | 0.0029911 | 0.0030062 | 0.0029855 | 0.0029208 | 0.002811 | 0.0026614 | 0.0024795 | 0.0023174 | 0.0022107 | 0.0021616 | 0.0021722 | 0.0021829
F5_Commercial_College_Existing_Miscellaneous_Natural Gas_Pool Heater_E3 | F5 | Commercial | College | Existing | Miscellaneous | Natural Gas | Pool Heater | E3 | Utility - Cost of Operation | 0 | 0 | 0 | 0 | 0 | 0 | 0 | 0 | 0 | 0 | 0 | 0 | 0 | 0 | 0 | 0 | 0 | 0 | 0 | 0 | 0 | 0 | 0 | 0 | 0 | 0 | 0
F5_Commercial_College_Existing_Miscellaneous_Natural Gas_Pool Heater_E4 | F5 | Commercial | College | Existing | Miscellaneous | Natural Gas | Pool Heater | E4 | Utility - Cost of Operation | 0 | 0 | 0 | 0 | 0 | 0 | 0 | 0 | 0 | 0 | 0 | 0 | 0 | 0 | 0 | 0 | 0 | 0 | 0 | 0 | 0 | 0 | 0 | 0 | 0 | 0 | 0
F5_Commercial_College_Existing_Miscellaneous_Natural Gas_Pool Heater_E5 | F5 | Commercial | College | Existing | Miscellaneous | Natural Gas | Pool Heater | E5 | Utility - Cost of Operation | 0 | 0 | 0 | 0 | 0 | 0 | 0 | 0 | 0 | 0 | 0 | 0 | 0 | 0 | 0 | 0 | 0 | 0 | 0 | 0 | 0 | 0 | 0 | 0 | 0 | 0 | 0
F5_Commercial_College_Existing_Miscellaneous_Natural Gas_Pool Heater_E6 | F5 | Commercial | College | Existing | Miscellaneous | Natural Gas | Pool Heater | E6 | Utility - Cost of Operation | 0 | 0 | 0 | 0 | 0 | 0 | 0 | 0 | 0 | 0 | 0 | 0 | 0 | 0 | 0 | 0 | 0 | 0 | 0 | 0 | 0 | 0 | 0 | 0 | 0 | 0 | 0
F5_Commercial_College_Existing_Miscellaneous_Natural Gas_Pool Heater_E7 | F5 | Commercial | College | Existing | Miscellaneous | Natural Gas | Pool Heater | E7 | Utility - Cost of Operation | 0 | 0 | 0 | 0 | 0 | 0 | 0 | 0 | 0 | 0 | 0 | 0 | 0 | 0 | 0 | 0 | 0 | 0 | 0 | 0 | 0 | 0 | 0 | 0 | 0 | 0 | 0
F5_Commercial_College_Existing_Miscellaneous_Natural Gas_Pool Heater_E8 | F5 | Commercial | College | Existing | Miscellaneous | Natural Gas | Pool Heater | E8 | Utility - Cost of Operation | 0 | 0 | 0 | 0 | 0 | 0 | 0 | 0 | 0 | 0 | 0 | 0 | 0 | 0 | 0 | 0 | 0 | 0 | 0 | 0 | 0 | 0 | 0 | 0 | 0 | 0 | 0
F5_Commercial_College_Existing_Miscellaneous_Natural Gas_Pool Heater_E9 | F5 | Commercial | College | Existing | Miscellaneous | Natural Gas | Pool Heater | E9 | Utility - Cost of Operation | 0 | 0 | 0 | 0 | 0 | 0 | 0 | 0 | 0 | 0 | 0 | 0 | 0 | 0 | 0 | 0 | 0 | 0 | 0 | 0 | 0 | 0 | 0 | 0 | 0 | 0 | 0
F5_Commercial_College_Existing_Miscellaneous_Natural Gas_Pool Heater_E10 | F5 | Commercial | College | Existing | Miscellaneous | Natural Gas | Pool Heater | E10 | Utility - Cost of Operation | 0 | 0 | 0 | 0 | 0 | 0 | 0 | 0 | 0 | 0 | 0 | 0 | 0 | 0 | 0 | 0 | 0 | 0 | 0 | 0 | 0 | 0 | 0 | 0 | 0 | 0 | 0
F6_Commercial_College_Existing_Miscellaneous_Natural Gas_Pool Heater_E1 | F6 | Commercial | College | Existing | Miscellaneous | Natural Gas | Pool Heater | E1 | Utility - Value of Sales | 0 | 0 | 0 | 0 | 0 | 0 | 0 | 0 | 0 | 0 | 0 | 0 | 0 | 0 | 0 | 0 | 0 | 0 | 0 | 0 | 0 | 0 | 0 | 0 | 0 | 0 | 0
F6_Commercial_College_Existing_Miscellaneous_Natural Gas_Pool Heater_E2 | F6 | Commercial | College | Existing | Miscellaneous | Natural Gas | Pool Heater | E2 | Utility - Value of Sales | 0 | 0 | 0 | 0 | 0 | 0 | 0 | 0 | 0 | 0 | 0 | 0 | 0 | 0 | 0 | 0 | 0 | 0 | 0 | 0 | 0 | 0 | 0 | 0 | 0 | 0 | 0
F6_Commercial_College_Existing_Miscellaneous_Natural Gas_Pool Heater_E3 | F6 | Commercial | College | Existing | Miscellaneous | Natural Gas | Pool Heater | E3 | Utility - Value of Sales | 0 | 0 | 0 | 0 | 0 | 0 | 0 | 0 | 0 | 0 | 0 | 0 | 0 | 0 | 0 | 0 | 0 | 0 | 0 | 0 | 0 | 0 | 0 | 0 | 0 | 0 | 0
F6_Commercial_College_Existing_Miscellaneous_Natural Gas_Pool Heater_E4 | F6 | Commercial | College | Existing | Miscellaneous | Natural Gas | Pool Heater | E4 | Utility - Value of Sales | 0 | 0 | 0 | 0 | 0 | 0 | 0 | 0 | 0 | 0 | 0 | 0 | 0 | 0 | 0 | 0 | 0 | 0 | 0 | 0 | 0 | 0 | 0 | 0 | 0 | 0 | 0
F6_Commercial_College_Existing_Miscellaneous_Natural Gas_Pool Heater_E5 | F6 | Commercial | College | Existing | Miscellaneous | Natural Gas | Pool Heater | E5 | Utility - Value of Sales | 0 | 0 | 0 | 0 | 0 | 0 | 0 | 0 | 0 | 0 | 0 | 0 | 0 | 0 | 0 | 0 | 0 | 0 | 0 | 0 | 0 | 0 | 0 | 0 | 0 | 0 | 0
F6_Commercial_College_Existing_Miscellaneous_Natural Gas_Pool Heater_E6 | F6 | Commercial | College | Existing | Miscellaneous | Natural Gas | Pool Heater | E6 | Utility - Value of Sales | 0 | 0 | 0 | 0 | 0 | 0 | 0 | 0 | 0 | 0 | 0 | 0 | 0 | 0 | 0 | 0 | 0 | 0 | 0 | 0 | 0 | 0 | 0 | 0 | 0 | 0 | 0
F6_Commercial_College_Existing_Miscellaneous_Natural Gas_Pool Heater_E7 | F6 | Commercial | College | Existing | Miscellaneous | Natural Gas | Pool Heater | E7 | Utility - Value of Sales | 0 | 0 | 0 | 0 | 0 | 0 | 0 | 0 | 0 | 0 | 0 | 0 | 0 | 0 | 0 | 0 | 0 | 0 | 0 | 0 | 0 | 0 | 0 | 0 | 0 | 0 | 0
F6_Commercial_College_Existing_Miscellaneous_Natural Gas_Pool Heater_E8 | F6 | Commercial | College | Existing | Miscellaneous | Natural Gas | Pool Heater | E8 | Utility - Value of Sales | 0 | 0 | 0 | 0 | 0 | 0 | 0 | 0 | 0 | 0 | 0 | 0 | 0 | 0 | 0 | 0 | 0 | 0 | 0 | 0 | 0 | 0 | 0 | 0 | 0 | 0 | 0
F6_Commercial_College_Existing_Miscellaneous_Natural Gas_Pool Heater_E9 | F6 | Commercial | College | Existing | Miscellaneous | Natural Gas | Pool Heater | E9 | Utility - Value of Sales | 0 | 0 | 0 | 0 | 0 | 0 | 0 | 0 | 0 | 0 | 0 | 0 | 0 | 0 | 0 | 0 | 0 | 0 | 0 | 0 | 0 | 0 | 0 | 0 | 0 | 0 | 0
F6_Commercial_College_Existing_Miscellaneous_Natural Gas_Pool Heater_E10 | F6 | Commercial | College | Existing | Miscellaneous | Natural Gas | Pool Heater | E10 | Utility - Value of Sales | 0 | 0 | 0 | 0 | 0 | 0 | 0 | 0 | 0 | 0 | 0 | 0 | 0 | 0 | 0 | 0 | 0 | 0 | 0 | 0 | 0 | 0 | 0 | 0 | 0 | 0 | 0
F1_Commercial_College_Existing_Miscellaneous_Natural Gas_Miscellaneous_E1 | F1 | Commercial | College | Existing | Miscellaneous | Natural Gas | Miscellaneous | E1 | RVT - Cost of Equipment | 0.001368 | 0.001368 | 0.001368 | 0.001368 | 0.001368 | 0.001368 | 0.001368 | 0.001368 | 0.001368 | 0.001368 | 0.001368 | 0.001368 | 0.001368 | 0.001368 | 0.001368 | 0.001368 | 0.001368 | 0.001368 | 0.001368 | 0.001368 | 0.001368 | 0.001368 | 0.001368 | 0.001368 | 0.001368 | 0.001368 | 0.001368
F1_Commercial_College_Existing_Miscellaneous_Natural Gas_Miscellaneous_E2 | F1 | Commercial | College | Existing | Miscellaneous | Natural Gas | Miscellaneous | E2 | RVT - Cost of Equipment | 0 | 0 | 0 | 0 | 0 | 0 | 0 | 0 | 0 | 0 | 0 | 0 | 0 | 0 | 0 | 0 | 0 | 0 | 0 | 0 | 0 | 0 | 0 | 0 | 0 | 0 | 0
F1_Commercial_College_Existing_Miscellaneous_Natural Gas_Miscellaneous_E3 | F1 | Commercial | College | Existing | Miscellaneous | Natural Gas | Miscellaneous | E3 | RVT - Cost of Equipment | 0 | 0 | 0 | 0 | 0 | 0 | 0 | 0 | 0 | 0 | 0 | 0 | 0 | 0 | 0 | 0 | 0 | 0 | 0 | 0 | 0 | 0 | 0 | 0 | 0 | 0 | 0
F1_Commercial_College_Existing_Miscellaneous_Natural Gas_Miscellaneous_E4 | F1 | Commercial | College | Existing | Miscellaneous | Natural Gas | Miscellaneous | E4 | RVT - Cost of Equipment | 0 | 0 | 0 | 0 | 0 | 0 | 0 | 0 | 0 | 0 | 0 | 0 | 0 | 0 | 0 | 0 | 0 | 0 | 0 | 0 | 0 | 0 | 0 | 0 | 0 | 0 | 0
F1_Commercial_College_Existing_Miscellaneous_Natural Gas_Miscellaneous_E5 | F1 | Commercial | College | Existing | Miscellaneous | Natural Gas | Miscellaneous | E5 | RVT - Cost of Equipment | 0 | 0 | 0 | 0 | 0 | 0 | 0 | 0 | 0 | 0 | 0 | 0 | 0 | 0 | 0 | 0 | 0 | 0 | 0 | 0 | 0 | 0 | 0 | 0 | 0 | 0 | 0
F1_Commercial_College_Existing_Miscellaneous_Natural Gas_Miscellaneous_E6 | F1 | Commercial | College | Existing | Miscellaneous | Natural Gas | Miscellaneous | E6 | RVT - Cost of Equipment | 0 | 0 | 0 | 0 | 0 | 0 | 0 | 0 | 0 | 0 | 0 | 0 | 0 | 0 | 0 | 0 | 0 | 0 | 0 | 0 | 0 | 0 | 0 | 0 | 0 | 0 | 0
F1_Commercial_College_Existing_Miscellaneous_Natural Gas_Miscellaneous_E7 | F1 | Commercial | College | Existing | Miscellaneous | Natural Gas | Miscellaneous | E7 | RVT - Cost of Equipment | 0 | 0 | 0 | 0 | 0 | 0 | 0 | 0 | 0 | 0 | 0 | 0 | 0 | 0 | 0 | 0 | 0 | 0 | 0 | 0 | 0 | 0 | 0 | 0 | 0 | 0 | 0
F1_Commercial_College_Existing_Miscellaneous_Natural Gas_Miscellaneous_E8 | F1 | Commercial | College | Existing | Miscellaneous | Natural Gas | Miscellaneous | E8 | RVT - Cost of Equipment | 0 | 0 | 0 | 0 | 0 | 0 | 0 | 0 | 0 | 0 | 0 | 0 | 0 | 0 | 0 | 0 | 0 | 0 | 0 | 0 | 0 | 0 | 0 | 0 | 0 | 0 | 0
F1_Commercial_College_Existing_Miscellaneous_Natural Gas_Miscellaneous_E9 | F1 | Commercial | College | Existing | Miscellaneous | Natural Gas | Miscellaneous | E9 | RVT - Cost of Equipment | 0 | 0 | 0 | 0 | 0 | 0 | 0 | 0 | 0 | 0 | 0 | 0 | 0 | 0 | 0 | 0 | 0 | 0 | 0 | 0 | 0 | 0 | 0 | 0 | 0 | 0 | 0
F1_Commercial_College_Existing_Miscellaneous_Natural Gas_Miscellaneous_E10 | F1 | Commercial | College | Existing | Miscellaneous | Natural Gas | Miscellaneous | E10 | RVT - Cost of Equipment | 0 | 0 | 0 | 0 | 0 | 0 | 0 | 0 | 0 | 0 | 0 | 0 | 0 | 0 | 0 | 0 | 0 | 0 | 0 | 0 | 0 | 0 | 0 | 0 | 0 | 0 | 0
F2_Commercial_College_Existing_Miscellaneous_Natural Gas_Miscellaneous_E1 | F2 | Commercial | College | Existing | Miscellaneous | Natural Gas | Miscellaneous | E1 | RVT - Cost of Operation | 0 | 0 | 0 | 0 | 0 | 0 | 0 | 0 | 0 | 0 | 0 | 0 | 0 | 0 | 0 | 0 | 0 | 0 | 0 | 0 | 0 | 0 | 0 | 0 | 0 | 0 | 0
F2_Commercial_College_Existing_Miscellaneous_Natural Gas_Miscellaneous_E2 | F2 | Commercial | College | Existing | Miscellaneous | Natural Gas | Miscellaneous | E2 | RVT - Cost of Operation | 0 | 0 | 0 | 0 | 0 | 0 | 0 | 0 | 0 | 0 | 0 | 0 | 0 | 0 | 0 | 0 | 0 | 0 | 0 | 0 | 0 | 0 | 0 | 0 | 0 | 0 | 0
F2_Commercial_College_Existing_Miscellaneous_Natural Gas_Miscellaneous_E3 | F2 | Commercial | College | Existing | Miscellaneous | Natural Gas | Miscellaneous | E3 | RVT - Cost of Operation | 0 | 0 | 0 | 0 | 0 | 0 | 0 | 0 | 0 | 0 | 0 | 0 | 0 | 0 | 0 | 0 | 0 | 0 | 0 | 0 | 0 | 0 | 0 | 0 | 0 | 0 | 0
F2_Commercial_College_Existing_Miscellaneous_Natural Gas_Miscellaneous_E4 | F2 | Commercial | College | Existing | Miscellaneous | Natural Gas | Miscellaneous | E4 | RVT - Cost of Operation | 0 | 0 | 0 | 0 | 0 | 0 | 0 | 0 | 0 | 0 | 0 | 0 | 0 | 0 | 0 | 0 | 0 | 0 | 0 | 0 | 0 | 0 | 0 | 0 | 0 | 0 | 0
F2_Commercial_College_Existing_Miscellaneous_Natural Gas_Miscellaneous_E5 | F2 | Commercial | College | Existing | Miscellaneous | Natural Gas | Miscellaneous | E5 | RVT - Cost of Operation | 0 | 0 | 0 | 0 | 0 | 0 | 0 | 0 | 0 | 0 | 0 | 0 | 0 | 0 | 0 | 0 | 0 | 0 | 0 | 0 | 0 | 0 | 0 | 0 | 0 | 0 | 0
F2_Commercial_College_Existing_Miscellaneous_Natural Gas_Miscellaneous_E6 | F2 | Commercial | College | Existing | Miscellaneous | Natural Gas | Miscellaneous | E6 | RVT - Cost of Operation | 0 | 0 | 0 | 0 | 0 | 0 | 0 | 0 | 0 | 0 | 0 | 0 | 0 | 0 | 0 | 0 | 0 | 0 | 0 | 0 | 0 | 0 | 0 | 0 | 0 | 0 | 0
F2_Commercial_College_Existing_Miscellaneous_Natural Gas_Miscellaneous_E7 | F2 | Commercial | College | Existing | Miscellaneous | Natural Gas | Miscellaneous | E7 | RVT - Cost of Operation | 0 | 0 | 0 | 0 | 0 | 0 | 0 | 0 | 0 | 0 | 0 | 0 | 0 | 0 | 0 | 0 | 0 | 0 | 0 | 0 | 0 | 0 | 0 | 0 | 0 | 0 | 0
F2_Commercial_College_Existing_Miscellaneous_Natural Gas_Miscellaneous_E8 | F2 | Commercial | College | Existing | Miscellaneous | Natural Gas | Miscellaneous | E8 | RVT - Cost of Operation | 0 | 0 | 0 | 0 | 0 | 0 | 0 | 0 | 0 | 0 | 0 | 0 | 0 | 0 | 0 | 0 | 0 | 0 | 0 | 0 | 0 | 0 | 0 | 0 | 0 | 0 | 0
F2_Commercial_College_Existing_Miscellaneous_Natural Gas_Miscellaneous_E9 | F2 | Commercial | College | Existing | Miscellaneous | Natural Gas | Miscellaneous | E9 | RVT - Cost of Operation | 0 | 0 | 0 | 0 | 0 | 0 | 0 | 0 | 0 | 0 | 0 | 0 | 0 | 0 | 0 | 0 | 0 | 0 | 0 | 0 | 0 | 0 | 0 | 0 | 0 | 0 | 0
F2_Commercial_College_Existing_Miscellaneous_Natural Gas_Miscellaneous_E10 | F2 | Commercial | College | Existing | Miscellaneous | Natural Gas | Miscellaneous | E10 | RVT - Cost of Operation | 0 | 0 | 0 | 0 | 0 | 0 | 0 | 0 | 0 | 0 | 0 | 0 | 0 | 0 | 0 | 0 | 0 | 0 | 0 | 0 | 0 | 0 | 0 | 0 | 0 | 0 | 0
F3_Commercial_College_Existing_Miscellaneous_Natural Gas_Miscellaneous_E1 | F3 | Commercial | College | Existing | Miscellaneous | Natural Gas | Miscellaneous | E1 | System - kBTUs of Consumption | 0.5234 | 0.5234 | 0.5234 | 0.5234 | 0.5234 | 0.5234 | 0.5234 | 0.5234 | 0.5234 | 0.5234 | 0.5234 | 0.5234 | 0.5234 | 0.5234 | 0.5234 | 0.5234 | 0.5234 | 0.5234 | 0.5234 | 0.5234 | 0.5234 | 0.5234 | 0.5234 | 0.5234 | 0.5234 | 0.5234 | 0.5234
F3_Commercial_College_Existing_Miscellaneous_Natural Gas_Miscellaneous_E2 | F3 | Commercial | College | Existing | Miscellaneous | Natural Gas | Miscellaneous | E2 | System - kBTUs of Consumption | 0 | 0 | 0 | 0 | 0 | 0 | 0 | 0 | 0 | 0 | 0 | 0 | 0 | 0 | 0 | 0 | 0 | 0 | 0 | 0 | 0 | 0 | 0 | 0 | 0 | 0 | 0
F3_Commercial_College_Existing_Miscellaneous_Natural Gas_Miscellaneous_E3 | F3 | Commercial | College | Existing | Miscellaneous | Natural Gas | Miscellaneous | E3 | System - kBTUs of Consumption | 0 | 0 | 0 | 0 | 0 | 0 | 0 | 0 | 0 | 0 | 0 | 0 | 0 | 0 | 0 | 0 | 0 | 0 | 0 | 0 | 0 | 0 | 0 | 0 | 0 | 0 | 0
F3_Commercial_College_Existing_Miscellaneous_Natural Gas_Miscellaneous_E4 | F3 | Commercial | College | Existing | Miscellaneous | Natural Gas | Miscellaneous | E4 | System - kBTUs of Consumption | 0 | 0 | 0 | 0 | 0 | 0 | 0 | 0 | 0 | 0 | 0 | 0 | 0 | 0 | 0 | 0 | 0 | 0 | 0 | 0 | 0 | 0 | 0 | 0 | 0 | 0 | 0
F3_Commercial_College_Existing_Miscellaneous_Natural Gas_Miscellaneous_E5 | F3 | Commercial | College | Existing | Miscellaneous | Natural Gas | Miscellaneous | E5 | System - kBTUs of Consumption | 0 | 0 | 0 | 0 | 0 | 0 | 0 | 0 | 0 | 0 | 0 | 0 | 0 | 0 | 0 | 0 | 0 | 0 | 0 | 0 | 0 | 0 | 0 | 0 | 0 | 0 | 0
F3_Commercial_College_Existing_Miscellaneous_Natural Gas_Miscellaneous_E6 | F3 | Commercial | College | Existing | Miscellaneous | Natural Gas | Miscellaneous | E6 | System - kBTUs of Consumption | 0 | 0 | 0 | 0 | 0 | 0 | 0 | 0 | 0 | 0 | 0 | 0 | 0 | 0 | 0 | 0 | 0 | 0 | 0 | 0 | 0 | 0 | 0 | 0 | 0 | 0 | 0
F3_Commercial_College_Existing_Miscellaneous_Natural Gas_Miscellaneous_E7 | F3 | Commercial | College | Existing | Miscellaneous | Natural Gas | Miscellaneous | E7 | System - kBTUs of Consumption | 0 | 0 | 0 | 0 | 0 | 0 | 0 | 0 | 0 | 0 | 0 | 0 | 0 | 0 | 0 | 0 | 0 | 0 | 0 | 0 | 0 | 0 | 0 | 0 | 0 | 0 | 0
F3_Commercial_College_Existing_Miscellaneous_Natural Gas_Miscellaneous_E8 | F3 | Commercial | College | Existing | Miscellaneous | Natural Gas | Miscellaneous | E8 | System - kBTUs of Consumption | 0 | 0 | 0 | 0 | 0 | 0 | 0 | 0 | 0 | 0 | 0 | 0 | 0 | 0 | 0 | 0 | 0 | 0 | 0 | 0 | 0 | 0 | 0 | 0 | 0 | 0 | 0
F3_Commercial_College_Existing_Miscellaneous_Natural Gas_Miscellaneous_E9 | F3 | Commercial | College | Existing | Miscellaneous | Natural Gas | Miscellaneous | E9 | System - kBTUs of Consumption | 0 | 0 | 0 | 0 | 0 | 0 | 0 | 0 | 0 | 0 | 0 | 0 | 0 | 0 | 0 | 0 | 0 | 0 | 0 | 0 | 0 | 0 | 0 | 0 | 0 | 0 | 0
F3_Commercial_College_Existing_Miscellaneous_Natural Gas_Miscellaneous_E10 | F3 | Commercial | College | Existing | Miscellaneous | Natural Gas | Miscellaneous | E10 | System - kBTUs of Consumption | 0 | 0 | 0 | 0 | 0 | 0 | 0 | 0 | 0 | 0 | 0 | 0 | 0 | 0 | 0 | 0 | 0 | 0 | 0 | 0 | 0 | 0 | 0 | 0 | 0 | 0 | 0
F4_Commercial_College_Existing_Miscellaneous_Natural Gas_Miscellaneous_E1 | F4 | Commercial | College | Existing | Miscellaneous | Natural Gas | Miscellaneous | E1 | Utility - Cost of Equipment | 0.001368 | 0.001368 | 0.001368 | 0.001368 | 0.001368 | 0.001368 | 0.001368 | 0.001368 | 0.001368 | 0.001368 | 0.001368 | 0.001368 | 0.001368 | 0.001368 | 0.001368 | 0.001368 | 0.001368 | 0.001368 | 0.001368 | 0.001368 | 0.001368 | 0.001368 | 0.001368 | 0.001368 | 0.001368 | 0.001368 | 0.001368
F4_Commercial_College_Existing_Miscellaneous_Natural Gas_Miscellaneous_E2 | F4 | Commercial | College | Existing | Miscellaneous | Natural Gas | Miscellaneous | E2 | Utility - Cost of Equipment | 0 | 0 | 0 | 0 | 0 | 0 | 0 | 0 | 0 | 0 | 0 | 0 | 0 | 0 | 0 | 0 | 0 | 0 | 0 | 0 | 0 | 0 | 0 | 0 | 0 | 0 | 0
F4_Commercial_College_Existing_Miscellaneous_Natural Gas_Miscellaneous_E3 | F4 | Commercial | College | Existing | Miscellaneous | Natural Gas | Miscellaneous | E3 | Utility - Cost of Equipment | 0 | 0 | 0 | 0 | 0 | 0 | 0 | 0 | 0 | 0 | 0 | 0 | 0 | 0 | 0 | 0 | 0 | 0 | 0 | 0 | 0 | 0 | 0 | 0 | 0 | 0 | 0
F4_Commercial_College_Existing_Miscellaneous_Natural Gas_Miscellaneous_E4 | F4 | Commercial | College | Existing | Miscellaneous | Natural Gas | Miscellaneous | E4 | Utility - Cost of Equipment | 0 | 0 | 0 | 0 | 0 | 0 | 0 | 0 | 0 | 0 | 0 | 0 | 0 | 0 | 0 | 0 | 0 | 0 | 0 | 0 | 0 | 0 | 0 | 0 | 0 | 0 | 0
F4_Commercial_College_Existing_Miscellaneous_Natural Gas_Miscellaneous_E5 | F4 | Commercial | College | Existing | Miscellaneous | Natural Gas | Miscellaneous | E5 | Utility - Cost of Equipment | 0 | 0 | 0 | 0 | 0 | 0 | 0 | 0 | 0 | 0 | 0 | 0 | 0 | 0 | 0 | 0 | 0 | 0 | 0 | 0 | 0 | 0 | 0 | 0 | 0 | 0 | 0
F4_Commercial_College_Existing_Miscellaneous_Natural Gas_Miscellaneous_E6 | F4 | Commercial | College | Existing | Miscellaneous | Natural Gas | Miscellaneous | E6 | Utility - Cost of Equipment | 0 | 0 | 0 | 0 | 0 | 0 | 0 | 0 | 0 | 0 | 0 | 0 | 0 | 0 | 0 | 0 | 0 | 0 | 0 | 0 | 0 | 0 | 0 | 0 | 0 | 0 | 0
F4_Commercial_College_Existing_Miscellaneous_Natural Gas_Miscellaneous_E7 | F4 | Commercial | College | Existing | Miscellaneous | Natural Gas | Miscellaneous | E7 | Utility - Cost of Equipment | 0 | 0 | 0 | 0 | 0 | 0 | 0 | 0 | 0 | 0 | 0 | 0 | 0 | 0 | 0 | 0 | 0 | 0 | 0 | 0 | 0 | 0 | 0 | 0 | 0 | 0 | 0
F4_Commercial_College_Existing_Miscellaneous_Natural Gas_Miscellaneous_E8 | F4 | Commercial | College | Existing | Miscellaneous | Natural Gas | Miscellaneous | E8 | Utility - Cost of Equipment | 0 | 0 | 0 | 0 | 0 | 0 | 0 | 0 | 0 | 0 | 0 | 0 | 0 | 0 | 0 | 0 | 0 | 0 | 0 | 0 | 0 | 0 | 0 | 0 | 0 | 0 | 0
F4_Commercial_College_Existing_Miscellaneous_Natural Gas_Miscellaneous_E9 | F4 | Commercial | College | Existing | Miscellaneous | Natural Gas | Miscellaneous | E9 | Utility - Cost of Equipment | 0 | 0 | 0 | 0 | 0 | 0 | 0 | 0 | 0 | 0 | 0 | 0 | 0 | 0 | 0 | 0 | 0 | 0 | 0 | 0 | 0 | 0 | 0 | 0 | 0 | 0 | 0
F4_Commercial_College_Existing_Miscellaneous_Natural Gas_Miscellaneous_E10 | F4 | Commercial | College | Existing | Miscellaneous | Natural Gas | Miscellaneous | E10 | Utility - Cost of Equipment | 0 | 0 | 0 | 0 | 0 | 0 | 0 | 0 | 0 | 0 | 0 | 0 | 0 | 0 | 0 | 0 | 0 | 0 | 0 | 0 | 0 | 0 | 0 | 0 | 0 | 0 | 0
F5_Commercial_College_Existing_Miscellaneous_Natural Gas_Miscellaneous_E1 | F5 | Commercial | College | Existing | Miscellaneous | Natural Gas | Miscellaneous | E1 | Utility - Cost of Operation | 0.0073355 | 0.0071569 | 0.0069364 | 0.0066934 | 0.0066042 | 0.0066172 | 0.0066962 | 0.0068107 | 0.0069392 | 0.0070693 | 0.0072052 | 0.0073463 | 0.0074967 | 0.0076436 | 0.0077844 | 0.0078975 | 0.0079551 | 0.0079354 | 0.0078191 | 0.0075853 | 0.0072149 | 0.006709 | 0.0062207 | 0.005882 | 0.0057236 | 0.0057516 | 0.0057798
F5_Commercial_College_Existing_Miscellaneous_Natural Gas_Miscellaneous_E2 | F5 | Commercial | College | Existing | Miscellaneous | Natural Gas | Miscellaneous | E2 | Utility - Cost of Operation | 0 | 0 | 0 | 0 | 0 | 0 | 0 | 0 | 0 | 0 | 0 | 0 | 0 | 0 | 0 | 0 | 0 | 0 | 0 | 0 | 0 | 0 | 0 | 0 | 0 | 0 | 0
F5_Commercial_College_Existing_Miscellaneous_Natural Gas_Miscellaneous_E3 | F5 | Commercial | College | Existing | Miscellaneous | Natural Gas | Miscellaneous | E3 | Utility - Cost of Operation | 0 | 0 | 0 | 0 | 0 | 0 | 0 | 0 | 0 | 0 | 0 | 0 | 0 | 0 | 0 | 0 | 0 | 0 | 0 | 0 | 0 | 0 | 0 | 0 | 0 | 0 | 0
F5_Commercial_College_Existing_Miscellaneous_Natural Gas_Miscellaneous_E4 | F5 | Commercial | College | Existing | Miscellaneous | Natural Gas | Miscellaneous | E4 | Utility - Cost of Operation | 0 | 0 | 0 | 0 | 0 | 0 | 0 | 0 | 0 | 0 | 0 | 0 | 0 | 0 | 0 | 0 | 0 | 0 | 0 | 0 | 0 | 0 | 0 | 0 | 0 | 0 | 0
F5_Commercial_College_Existing_Miscellaneous_Natural Gas_Miscellaneous_E5 | F5 | Commercial | College | Existing | Miscellaneous | Natural Gas | Miscellaneous | E5 | Utility - Cost of Operation | 0 | 0 | 0 | 0 | 0 | 0 | 0 | 0 | 0 | 0 | 0 | 0 | 0 | 0 | 0 | 0 | 0 | 0 | 0 | 0 | 0 | 0 | 0 | 0 | 0 | 0 | 0
F5_Commercial_College_Existing_Miscellaneous_Natural Gas_Miscellaneous_E6 | F5 | Commercial | College | Existing | Miscellaneous | Natural Gas | Miscellaneous | E6 | Utility - Cost of Operation | 0 | 0 | 0 | 0 | 0 | 0 | 0 | 0 | 0 | 0 | 0 | 0 | 0 | 0 | 0 | 0 | 0 | 0 | 0 | 0 | 0 | 0 | 0 | 0 | 0 | 0 | 0
F5_Commercial_College_Existing_Miscellaneous_Natural Gas_Miscellaneous_E7 | F5 | Commercial | College | Existing | Miscellaneous | Natural Gas | Miscellaneous | E7 | Utility - Cost of Operation | 0 | 0 | 0 | 0 | 0 | 0 | 0 | 0 | 0 | 0 | 0 | 0 | 0 | 0 | 0 | 0 | 0 | 0 | 0 | 0 | 0 | 0 | 0 | 0 | 0 | 0 | 0
F5_Commercial_College_Existing_Miscellaneous_Natural Gas_Miscellaneous_E8 | F5 | Commercial | College | Existing | Miscellaneous | Natural Gas | Miscellaneous | E8 | Utility - Cost of Operation | 0 | 0 | 0 | 0 | 0 | 0 | 0 | 0 | 0 | 0 | 0 | 0 | 0 | 0 | 0 | 0 | 0 | 0 | 0 | 0 | 0 | 0 | 0 | 0 | 0 | 0 | 0
F5_Commercial_College_Existing_Miscellaneous_Natural Gas_Miscellaneous_E9 | F5 | Commercial | College | Existing | Miscellaneous | Natural Gas | Miscellaneous | E9 | Utility - Cost of Operation | 0 | 0 | 0 | 0 | 0 | 0 | 0 | 0 | 0 | 0 | 0 | 0 | 0 | 0 | 0 | 0 | 0 | 0 | 0 | 0 | 0 | 0 | 0 | 0 | 0 | 0 | 0
F5_Commercial_College_Existing_Miscellaneous_Natural Gas_Miscellaneous_E10 | F5 | Commercial | College | Existing | Miscellaneous | Natural Gas | Miscellaneous | E10 | Utility - Cost of Operation | 0 | 0 | 0 | 0 | 0 | 0 | 0 | 0 | 0 | 0 | 0 | 0 | 0 | 0 | 0 | 0 | 0 | 0 | 0 | 0 | 0 | 0 | 0 | 0 | 0 | 0 | 0
F6_Commercial_College_Existing_Miscellaneous_Natural Gas_Miscellaneous_E1 | F6 | Commercial | College | Existing | Miscellaneous | Natural Gas | Miscellaneous | E1 | Utility - Value of Sales | 0 | 0 | 0 | 0 | 0 | 0 | 0 | 0 | 0 | 0 | 0 | 0 | 0 | 0 | 0 | 0 | 0 | 0 | 0 | 0 | 0 | 0 | 0 | 0 | 0 | 0 | 0
F6_Commercial_College_Existing_Miscellaneous_Natural Gas_Miscellaneous_E2 | F6 | Commercial | College | Existing | Miscellaneous | Natural Gas | Miscellaneous | E2 | Utility - Value of Sales | 0 | 0 | 0 | 0 | 0 | 0 | 0 | 0 | 0 | 0 | 0 | 0 | 0 | 0 | 0 | 0 | 0 | 0 | 0 | 0 | 0 | 0 | 0 | 0 | 0 | 0 | 0
F6_Commercial_College_Existing_Miscellaneous_Natural Gas_Miscellaneous_E3 | F6 | Commercial | College | Existing | Miscellaneous | Natural Gas | Miscellaneous | E3 | Utility - Value of Sales | 0 | 0 | 0 | 0 | 0 | 0 | 0 | 0 | 0 | 0 | 0 | 0 | 0 | 0 | 0 | 0 | 0 | 0 | 0 | 0 | 0 | 0 | 0 | 0 | 0 | 0 | 0
F6_Commercial_College_Existing_Miscellaneous_Natural Gas_Miscellaneous_E4 | F6 | Commercial | College | Existing | Miscellaneous | Natural Gas | Miscellaneous | E4 | Utility - Value of Sales | 0 | 0 | 0 | 0 | 0 | 0 | 0 | 0 | 0 | 0 | 0 | 0 | 0 | 0 | 0 | 0 | 0 | 0 | 0 | 0 | 0 | 0 | 0 | 0 | 0 | 0 | 0
F6_Commercial_College_Existing_Miscellaneous_Natural Gas_Miscellaneous_E5 | F6 | Commercial | College | Existing | Miscellaneous | Natural Gas | Miscellaneous | E5 | Utility - Value of Sales | 0 | 0 | 0 | 0 | 0 | 0 | 0 | 0 | 0 | 0 | 0 | 0 | 0 | 0 | 0 | 0 | 0 | 0 | 0 | 0 | 0 | 0 | 0 | 0 | 0 | 0 | 0
F6_Commercial_College_Existing_Miscellaneous_Natural Gas_Miscellaneous_E6 | F6 | Commercial | College | Existing | Miscellaneous | Natural Gas | Miscellaneous | E6 | Utility - Value of Sales | 0 | 0 | 0 | 0 | 0 | 0 | 0 | 0 | 0 | 0 | 0 | 0 | 0 | 0 | 0 | 0 | 0 | 0 | 0 | 0 | 0 | 0 | 0 | 0 | 0 | 0 | 0
F6_Commercial_College_Existing_Miscellaneous_Natural Gas_Miscellaneous_E7 | F6 | Commercial | College | Existing | Miscellaneous | Natural Gas | Miscellaneous | E7 | Utility - Value of Sales | 0 | 0 | 0 | 0 | 0 | 0 | 0 | 0 | 0 | 0 | 0 | 0 | 0 | 0 | 0 | 0 | 0 | 0 | 0 | 0 | 0 | 0 | 0 | 0 | 0 | 0 | 0
F6_Commercial_College_Existing_Miscellaneous_Natural Gas_Miscellaneous_E8 | F6 | Commercial | College | Existing | Miscellaneous | Natural Gas | Miscellaneous | E8 | Utility - Value of Sales | 0 | 0 | 0 | 0 | 0 | 0 | 0 | 0 | 0 | 0 | 0 | 0 | 0 | 0 | 0 | 0 | 0 | 0 | 0 | 0 | 0 | 0 | 0 | 0 | 0 | 0 | 0
F6_Commercial_College_Existing_Miscellaneous_Natural Gas_Miscellaneous_E9 | F6 | Commercial | College | Existing | Miscellaneous | Natural Gas | Miscellaneous | E9 | Utility - Value of Sales | 0 | 0 | 0 | 0 | 0 | 0 | 0 | 0 | 0 | 0 | 0 | 0 | 0 | 0 | 0 | 0 | 0 | 0 | 0 | 0 | 0 | 0 | 0 | 0 | 0 | 0 | 0
F6_Commercial_College_Existing_Miscellaneous_Natural Gas_Miscellaneous_E10 | F6 | Commercial | College | Existing | Miscellaneous | Natural Gas | Miscellaneous | E10 | Utility - Value of Sales | 0 | 0 | 0 | 0 | 0 | 0 | 0 | 0 | 0 | 0 | 0 | 0 | 0 | 0 | 0 | 0 | 0 | 0 | 0 | 0 | 0 | 0 | 0 | 0 | 0 | 0 | 0
F1_Commercial_College_New_Space Heating_Natural Gas_Furnace_E1 | F1 | Commercial | College | New | Space Heating | Natural Gas | Furnace | E1 | RVT - Cost of Equipment | 0.063627 | 0.063627 | 0.063627 | 0 | 0 | 0 | 0 | 0 | 0 | 0 | 0 | 0 | 0 | 0 | 0 | 0 | 0 | 0 | 0 | 0 | 0 | 0 | 0 | 0 | 0 | 0 | 0
F1_Commercial_College_New_Space Heating_Natural Gas_Furnace_E2 | F1 | Commercial | College | New | Space Heating | Natural Gas | Furnace | E2 | RVT - Cost of Equipment | 0.078185 | 0.078185 | 0.078185 | 0.078185 | 0.078185 | 0.078185 | 0.078185 | 0.078185 | 0.078185 | 0.078185 | 0.078185 | 0.078185 | 0.078185 | 0.078185 | 0.078185 | 0.078185 | 0.078185 | 0.078185 | 0.078185 | 0.078185 | 0.078185 | 0.078185 | 0.078185 | 0.078185 | 0.078185 | 0.078185 | 0.078185
F1_Commercial_College_New_Space Heating_Natural Gas_Furnace_E3 | F1 | Commercial | College | New | Space Heating | Natural Gas | Furnace | E3 | RVT - Cost of Equipment | 0.092743 | 0.092743 | 0.092743 | 0.092743 | 0.092743 | 0.092743 | 0.092743 | 0.092743 | 0.092743 | 0.092743 | 0.092743 | 0.092743 | 0.092743 | 0.092743 | 0.092743 | 0.092743 | 0.092743 | 0.092743 | 0.092743 | 0.092743 | 0.092743 | 0.092743 | 0.092743 | 0.092743 | 0.092743 | 0.092743 | 0.092743
F1_Commercial_College_New_Space Heating_Natural Gas_Furnace_E4 | F1 | Commercial | College | New | Space Heating | Natural Gas | Furnace | E4 | RVT - Cost of Equipment | 0 | 0 | 0 | 0 | 0 | 0 | 0 | 0 | 0 | 0 | 0 | 0 | 0 | 0 | 0 | 0 | 0 | 0 | 0 | 0 | 0 | 0 | 0 | 0 | 0 | 0 | 0
F1_Commercial_College_New_Space Heating_Natural Gas_Furnace_E5 | F1 | Commercial | College | New | Space Heating | Natural Gas | Furnace | E5 | RVT - Cost of Equipment | 0 | 0 | 0 | 0 | 0 | 0 | 0 | 0 | 0 | 0 | 0 | 0 | 0 | 0 | 0 | 0 | 0 | 0 | 0 | 0 | 0 | 0 | 0 | 0 | 0 | 0 | 0
F1_Commercial_College_New_Space Heating_Natural Gas_Furnace_E6 | F1 | Commercial | College | New | Space Heating | Natural Gas | Furnace | E6 | RVT - Cost of Equipment | 0 | 0 | 0 | 0 | 0 | 0 | 0 | 0 | 0 | 0 | 0 | 0 | 0 | 0 | 0 | 0 | 0 | 0 | 0 | 0 | 0 | 0 | 0 | 0 | 0 | 0 | 0
F1_Commercial_College_New_Space Heating_Natural Gas_Furnace_E7 | F1 | Commercial | College | New | Space Heating | Natural Gas | Furnace | E7 | RVT - Cost of Equipment | 0 | 0 | 0 | 0 | 0 | 0 | 0 | 0 | 0 | 0 | 0 | 0 | 0 | 0 | 0 | 0 | 0 | 0 | 0 | 0 | 0 | 0 | 0 | 0 | 0 | 0 | 0
F1_Commercial_College_New_Space Heating_Natural Gas_Furnace_E8 | F1 | Commercial | College | New | Space Heating | Natural Gas | Furnace | E8 | RVT - Cost of Equipment | 0 | 0 | 0 | 0 | 0 | 0 | 0 | 0 | 0 | 0 | 0 | 0 | 0 | 0 | 0 | 0 | 0 | 0 | 0 | 0 | 0 | 0 | 0 | 0 | 0 | 0 | 0
F1_Commercial_College_New_Space Heating_Natural Gas_Furnace_E9 | F1 | Commercial | College | New | Space Heating | Natural Gas | Furnace | E9 | RVT - Cost of Equipment | 0 | 0 | 0 | 0 | 0 | 0 | 0 | 0 | 0 | 0 | 0 | 0 | 0 | 0 | 0 | 0 | 0 | 0 | 0 | 0 | 0 | 0 | 0 | 0 | 0 | 0 | 0
F1_Commercial_College_New_Space Heating_Natural Gas_Furnace_E10 | F1 | Commercial | College | New | Space Heating | Natural Gas | Furnace | E10 | RVT - Cost of Equipment | 0 | 0 | 0 | 0 | 0 | 0 | 0 | 0 | 0 | 0 | 0 | 0 | 0 | 0 | 0 | 0 | 0 | 0 | 0 | 0 | 0 | 0 | 0 | 0 | 0 | 0 | 0
F2_Commercial_College_New_Space Heating_Natural Gas_Furnace_E1 | F2 | Commercial | College | New | Space Heating | Natural Gas | Furnace | E1 | RVT - Cost of Operation | 0 | 0 | 0 | 0 | 0 | 0 | 0 | 0 | 0 | 0 | 0 | 0 | 0 | 0 | 0 | 0 | 0 | 0 | 0 | 0 | 0 | 0 | 0 | 0 | 0 | 0 | 0
F2_Commercial_College_New_Space Heating_Natural Gas_Furnace_E2 | F2 | Commercial | College | New | Space Heating | Natural Gas | Furnace | E2 | RVT - Cost of Operation | 0 | 0 | 0 | 0 | 0 | 0 | 0 | 0 | 0 | 0 | 0 | 0 | 0 | 0 | 0 | 0 | 0 | 0 | 0 | 0 | 0 | 0 | 0 | 0 | 0 | 0 | 0
F2_Commercial_College_New_Space Heating_Natural Gas_Furnace_E3 | F2 | Commercial | College | New | Space Heating | Natural Gas | Furnace | E3 | RVT - Cost of Operation | 0 | 0 | 0 | 0 | 0 | 0 | 0 | 0 | 0 | 0 | 0 | 0 | 0 | 0 | 0 | 0 | 0 | 0 | 0 | 0 | 0 | 0 | 0 | 0 | 0 | 0 | 0
F2_Commercial_College_New_Space Heating_Natural Gas_Furnace_E4 | F2 | Commercial | College | New | Space Heating | Natural Gas | Furnace | E4 | RVT - Cost of Operation | 0 | 0 | 0 | 0 | 0 | 0 | 0 | 0 | 0 | 0 | 0 | 0 | 0 | 0 | 0 | 0 | 0 | 0 | 0 | 0 | 0 | 0 | 0 | 0 | 0 | 0 | 0
F2_Commercial_College_New_Space Heating_Natural Gas_Furnace_E5 | F2 | Commercial | College | New | Space Heating | Natural Gas | Furnace | E5 | RVT - Cost of Operation | 0 | 0 | 0 | 0 | 0 | 0 | 0 | 0 | 0 | 0 | 0 | 0 | 0 | 0 | 0 | 0 | 0 | 0 | 0 | 0 | 0 | 0 | 0 | 0 | 0 | 0 | 0
F2_Commercial_College_New_Space Heating_Natural Gas_Furnace_E6 | F2 | Commercial | College | New | Space Heating | Natural Gas | Furnace | E6 | RVT - Cost of Operation | 0 | 0 | 0 | 0 | 0 | 0 | 0 | 0 | 0 | 0 | 0 | 0 | 0 | 0 | 0 | 0 | 0 | 0 | 0 | 0 | 0 | 0 | 0 | 0 | 0 | 0 | 0
F2_Commercial_College_New_Space Heating_Natural Gas_Furnace_E7 | F2 | Commercial | College | New | Space Heating | Natural Gas | Furnace | E7 | RVT - Cost of Operation | 0 | 0 | 0 | 0 | 0 | 0 | 0 | 0 | 0 | 0 | 0 | 0 | 0 | 0 | 0 | 0 | 0 | 0 | 0 | 0 | 0 | 0 | 0 | 0 | 0 | 0 | 0
F2_Commercial_College_New_Space Heating_Natural Gas_Furnace_E8 | F2 | Commercial | College | New | Space Heating | Natural Gas | Furnace | E8 | RVT - Cost of Operation | 0 | 0 | 0 | 0 | 0 | 0 | 0 | 0 | 0 | 0 | 0 | 0 | 0 | 0 | 0 | 0 | 0 | 0 | 0 | 0 | 0 | 0 | 0 | 0 | 0 | 0 | 0
F2_Commercial_College_New_Space Heating_Natural Gas_Furnace_E9 | F2 | Commercial | College | New | Space Heating | Natural Gas | Furnace | E9 | RVT - Cost of Operation | 0 | 0 | 0 | 0 | 0 | 0 | 0 | 0 | 0 | 0 | 0 | 0 | 0 | 0 | 0 | 0 | 0 | 0 | 0 | 0 | 0 | 0 | 0 | 0 | 0 | 0 | 0
F2_Commercial_College_New_Space Heating_Natural Gas_Furnace_E10 | F2 | Commercial | College | New | Space Heating | Natural Gas | Furnace | E10 | RVT - Cost of Operation | 0 | 0 | 0 | 0 | 0 | 0 | 0 | 0 | 0 | 0 | 0 | 0 | 0 | 0 | 0 | 0 | 0 | 0 | 0 | 0 | 0 | 0 | 0 | 0 | 0 | 0 | 0
F3_Commercial_College_New_Space Heating_Natural Gas_Furnace_E1 | F3 | Commercial | College | New | Space Heating | Natural Gas | Furnace | E1 | System - kBTUs of Consumption | 23.807 | 23.8764 | 23.8723 | 0 | 0 | 0 | 0 | 0 | 0 | 0 | 0 | 0 | 0 | 0 | 0 | 0 | 0 | 0 | 0 | 0 | 0 | 0 | 0 | 0 | 0 | 0 | 0
F3_Commercial_College_New_Space Heating_Natural Gas_Furnace_E2 | F3 | Commercial | College | New | Space Heating | Natural Gas | Furnace | E2 | System - kBTUs of Consumption | 21.1618 | 21.2234 | 21.2198 | 21.2198 | 21.2198 | 21.2198 | 21.2198 | 21.2198 | 21.2198 | 21.2198 | 21.2198 | 21.2198 | 21.2198 | 21.2198 | 21.2198 | 21.2198 | 21.2198 | 21.2198 | 21.2198 | 21.2198 | 21.2198 | 21.2198 | 21.2198 | 21.2198 | 21.2198 | 21.2198 | 21.2198
F3_Commercial_College_New_Space Heating_Natural Gas_Furnace_E3 | F3 | Commercial | College | New | Space Heating | Natural Gas | Furnace | E3 | System - kBTUs of Consumption | 19.8391 | 19.897 | 19.8936 | 19.8936 | 19.8936 | 19.8936 | 19.8936 | 19.8936 | 19.8936 | 19.8936 | 19.8936 | 19.8936 | 19.8936 | 19.8936 | 19.8936 | 19.8936 | 19.8936 | 19.8936 | 19.8936 | 19.8936 | 19.8936 | 19.8936 | 19.8936 | 19.8936 | 19.8936 | 19.8936 | 19.8936
F3_Commercial_College_New_Space Heating_Natural Gas_Furnace_E4 | F3 | Commercial | College | New | Space Heating | Natural Gas | Furnace | E4 | System - kBTUs of Consumption | 0 | 0 | 0 | 0 | 0 | 0 | 0 | 0 | 0 | 0 | 0 | 0 | 0 | 0 | 0 | 0 | 0 | 0 | 0 | 0 | 0 | 0 | 0 | 0 | 0 | 0 | 0
F3_Commercial_College_New_Space Heating_Natural Gas_Furnace_E5 | F3 | Commercial | College | New | Space Heating | Natural Gas | Furnace | E5 | System - kBTUs of Consumption | 0 | 0 | 0 | 0 | 0 | 0 | 0 | 0 | 0 | 0 | 0 | 0 | 0 | 0 | 0 | 0 | 0 | 0 | 0 | 0 | 0 | 0 | 0 | 0 | 0 | 0 | 0
F3_Commercial_College_New_Space Heating_Natural Gas_Furnace_E6 | F3 | Commercial | College | New | Space Heating | Natural Gas | Furnace | E6 | System - kBTUs of Consumption | 0 | 0 | 0 | 0 | 0 | 0 | 0 | 0 | 0 | 0 | 0 | 0 | 0 | 0 | 0 | 0 | 0 | 0 | 0 | 0 | 0 | 0 | 0 | 0 | 0 | 0 | 0
F3_Commercial_College_New_Space Heating_Natural Gas_Furnace_E7 | F3 | Commercial | College | New | Space Heating | Natural Gas | Furnace | E7 | System - kBTUs of Consumption | 0 | 0 | 0 | 0 | 0 | 0 | 0 | 0 | 0 | 0 | 0 | 0 | 0 | 0 | 0 | 0 | 0 | 0 | 0 | 0 | 0 | 0 | 0 | 0 | 0 | 0 | 0
F3_Commercial_College_New_Space Heating_Natural Gas_Furnace_E8 | F3 | Commercial | College | New | Space Heating | Natural Gas | Furnace | E8 | System - kBTUs of Consumption | 0 | 0 | 0 | 0 | 0 | 0 | 0 | 0 | 0 | 0 | 0 | 0 | 0 | 0 | 0 | 0 | 0 | 0 | 0 | 0 | 0 | 0 | 0 | 0 | 0 | 0 | 0
F3_Commercial_College_New_Space Heating_Natural Gas_Furnace_E9 | F3 | Commercial | College | New | Space Heating | Natural Gas | Furnace | E9 | System - kBTUs of Consumption | 0 | 0 | 0 | 0 | 0 | 0 | 0 | 0 | 0 | 0 | 0 | 0 | 0 | 0 | 0 | 0 | 0 | 0 | 0 | 0 | 0 | 0 | 0 | 0 | 0 | 0 | 0
F3_Commercial_College_New_Space Heating_Natural Gas_Furnace_E10 | F3 | Commercial | College | New | Space Heating | Natural Gas | Furnace | E10 | System - kBTUs of Consumption | 0 | 0 | 0 | 0 | 0 | 0 | 0 | 0 | 0 | 0 | 0 | 0 | 0 | 0 | 0 | 0 | 0 | 0 | 0 | 0 | 0 | 0 | 0 | 0 | 0 | 0 | 0
F4_Commercial_College_New_Space Heating_Natural Gas_Furnace_E1 | F4 | Commercial | College | New | Space Heating | Natural Gas | Furnace | E1 | Utility - Cost of Equipment | 0.063627 | 0.063627 | 0.063627 | 0 | 0 | 0 | 0 | 0 | 0 | 0 | 0 | 0 | 0 | 0 | 0 | 0 | 0 | 0 | 0 | 0 | 0 | 0 | 0 | 0 | 0 | 0 | 0
F4_Commercial_College_New_Space Heating_Natural Gas_Furnace_E2 | F4 | Commercial | College | New | Space Heating | Natural Gas | Furnace | E2 | Utility - Cost of Equipment | 0.078185 | 0.078185 | 0.078185 | 0.078185 | 0.078185 | 0.078185 | 0.078185 | 0.078185 | 0.078185 | 0.078185 | 0.078185 | 0.078185 | 0.078185 | 0.078185 | 0.078185 | 0.078185 | 0.078185 | 0.078185 | 0.078185 | 0.078185 | 0.078185 | 0.078185 | 0.078185 | 0.078185 | 0.078185 | 0.078185 | 0.078185
F4_Commercial_College_New_Space Heating_Natural Gas_Furnace_E3 | F4 | Commercial | College | New | Space Heating | Natural Gas | Furnace | E3 | Utility - Cost of Equipment | 0.092743 | 0.092743 | 0.092743 | 0.092743 | 0.092743 | 0.092743 | 0.092743 | 0.092743 | 0.092743 | 0.092743 | 0.092743 | 0.092743 | 0.092743 | 0.092743 | 0.092743 | 0.092743 | 0.092743 | 0.092743 | 0.092743 | 0.092743 | 0.092743 | 0.092743 | 0.092743 | 0.092743 | 0.092743 | 0.092743 | 0.092743
F4_Commercial_College_New_Space Heating_Natural Gas_Furnace_E4 | F4 | Commercial | College | New | Space Heating | Natural Gas | Furnace | E4 | Utility - Cost of Equipment | 0 | 0 | 0 | 0 | 0 | 0 | 0 | 0 | 0 | 0 | 0 | 0 | 0 | 0 | 0 | 0 | 0 | 0 | 0 | 0 | 0 | 0 | 0 | 0 | 0 | 0 | 0
F4_Commercial_College_New_Space Heating_Natural Gas_Furnace_E5 | F4 | Commercial | College | New | Space Heating | Natural Gas | Furnace | E5 | Utility - Cost of Equipment | 0 | 0 | 0 | 0 | 0 | 0 | 0 | 0 | 0 | 0 | 0 | 0 | 0 | 0 | 0 | 0 | 0 | 0 | 0 | 0 | 0 | 0 | 0 | 0 | 0 | 0 | 0
F4_Commercial_College_New_Space Heating_Natural Gas_Furnace_E6 | F4 | Commercial | College | New | Space Heating | Natural Gas | Furnace | E6 | Utility - Cost of Equipment | 0 | 0 | 0 | 0 | 0 | 0 | 0 | 0 | 0 | 0 | 0 | 0 | 0 | 0 | 0 | 0 | 0 | 0 | 0 | 0 | 0 | 0 | 0 | 0 | 0 | 0 | 0
F4_Commercial_College_New_Space Heating_Natural Gas_Furnace_E7 | F4 | Commercial | College | New | Space Heating | Natural Gas | Furnace | E7 | Utility - Cost of Equipment | 0 | 0 | 0 | 0 | 0 | 0 | 0 | 0 | 0 | 0 | 0 | 0 | 0 | 0 | 0 | 0 | 0 | 0 | 0 | 0 | 0 | 0 | 0 | 0 | 0 | 0 | 0
F4_Commercial_College_New_Space Heating_Natural Gas_Furnace_E8 | F4 | Commercial | College | New | Space Heating | Natural Gas | Furnace | E8 | Utility - Cost of Equipment | 0 | 0 | 0 | 0 | 0 | 0 | 0 | 0 | 0 | 0 | 0 | 0 | 0 | 0 | 0 | 0 | 0 | 0 | 0 | 0 | 0 | 0 | 0 | 0 | 0 | 0 | 0
F4_Commercial_College_New_Space Heating_Natural Gas_Furnace_E9 | F4 | Commercial | College | New | Space Heating | Natural Gas | Furnace | E9 | Utility - Cost of Equipment | 0 | 0 | 0 | 0 | 0 | 0 | 0 | 0 | 0 | 0 | 0 | 0 | 0 | 0 | 0 | 0 | 0 | 0 | 0 | 0 | 0 | 0 | 0 | 0 | 0 | 0 | 0
F4_Commercial_College_New_Space Heating_Natural Gas_Furnace_E10 | F4 | Commercial | College | New | Space Heating | Natural Gas | Furnace | E10 | Utility - Cost of Equipment | 0 | 0 | 0 | 0 | 0 | 0 | 0 | 0 | 0 | 0 | 0 | 0 | 0 | 0 | 0 | 0 | 0 | 0 | 0 | 0 | 0 | 0 | 0 | 0 | 0 | 0 | 0
F5_Commercial_College_New_Space Heating_Natural Gas_Furnace_E1 | F5 | Commercial | College | New | Space Heating | Natural Gas | Furnace | E1 | Utility - Cost of Operation | 0.34597 | 0.34394 | 0.33914 | 0 | 0 | 0 | 0 | 0 | 0 | 0 | 0 | 0 | 0 | 0 | 0 | 0 | 0 | 0 | 0 | 0 | 0 | 0 | 0 | 0 | 0 | 0 | 0
F5_Commercial_College_New_Space Heating_Natural Gas_Furnace_E2 | F5 | Commercial | College | New | Space Heating | Natural Gas | Furnace | E2 | Utility - Cost of Operation | 0.30753 | 0.30572 | 0.30146 | 0.29685 | 0.29558 | 0.29539 | 0.29598 | 0.29677 | 0.29738 | 0.29768 | 0.29766 | 0.29726 | 0.2964 | 0.29484 | 0.2926 | 0.28978 | 0.28615 | 0.28187 | 0.27676 | 0.27067 | 0.26342 | 0.25519 | 0.24838 | 0.24411 | 0.2425 | 0.24369 | 0.24488
F5_Commercial_College_New_Space Heating_Natural Gas_Furnace_E3 | F5 | Commercial | College | New | Space Heating | Natural Gas | Furnace | E3 | Utility - Cost of Operation | 0.28831 | 0.28661 | 0.28262 | 0.2783 | 0.2771 | 0.27693 | 0.27748 | 0.27822 | 0.2788 | 0.27908 | 0.27905 | 0.27868 | 0.27788 | 0.27642 | 0.27431 | 0.27167 | 0.26827 | 0.26425 | 0.25947 | 0.25376 | 0.24696 | 0.23924 | 0.23286 | 0.22885 | 0.22734 | 0.22846 | 0.22958
F5_Commercial_College_New_Space Heating_Natural Gas_Furnace_E4 | F5 | Commercial | College | New | Space Heating | Natural Gas | Furnace | E4 | Utility - Cost of Operation | 0 | 0 | 0 | 0 | 0 | 0 | 0 | 0 | 0 | 0 | 0 | 0 | 0 | 0 | 0 | 0 | 0 | 0 | 0 | 0 | 0 | 0 | 0 | 0 | 0 | 0 | 0
F5_Commercial_College_New_Space Heating_Natural Gas_Furnace_E5 | F5 | Commercial | College | New | Space Heating | Natural Gas | Furnace | E5 | Utility - Cost of Operation | 0 | 0 | 0 | 0 | 0 | 0 | 0 | 0 | 0 | 0 | 0 | 0 | 0 | 0 | 0 | 0 | 0 | 0 | 0 | 0 | 0 | 0 | 0 | 0 | 0 | 0 | 0
F5_Commercial_College_New_Space Heating_Natural Gas_Furnace_E6 | F5 | Commercial | College | New | Space Heating | Natural Gas | Furnace | E6 | Utility - Cost of Operation | 0 | 0 | 0 | 0 | 0 | 0 | 0 | 0 | 0 | 0 | 0 | 0 | 0 | 0 | 0 | 0 | 0 | 0 | 0 | 0 | 0 | 0 | 0 | 0 | 0 | 0 | 0
F5_Commercial_College_New_Space Heating_Natural Gas_Furnace_E7 | F5 | Commercial | College | New | Space Heating | Natural Gas | Furnace | E7 | Utility - Cost of Operation | 0 | 0 | 0 | 0 | 0 | 0 | 0 | 0 | 0 | 0 | 0 | 0 | 0 | 0 | 0 | 0 | 0 | 0 | 0 | 0 | 0 | 0 | 0 | 0 | 0 | 0 | 0
F5_Commercial_College_New_Space Heating_Natural Gas_Furnace_E8 | F5 | Commercial | College | New | Space Heating | Natural Gas | Furnace | E8 | Utility - Cost of Operation | 0 | 0 | 0 | 0 | 0 | 0 | 0 | 0 | 0 | 0 | 0 | 0 | 0 | 0 | 0 | 0 | 0 | 0 | 0 | 0 | 0 | 0 | 0 | 0 | 0 | 0 | 0
F5_Commercial_College_New_Space Heating_Natural Gas_Furnace_E9 | F5 | Commercial | College | New | Space Heating | Natural Gas | Furnace | E9 | Utility - Cost of Operation | 0 | 0 | 0 | 0 | 0 | 0 | 0 | 0 | 0 | 0 | 0 | 0 | 0 | 0 | 0 | 0 | 0 | 0 | 0 | 0 | 0 | 0 | 0 | 0 | 0 | 0 | 0
F5_Commercial_College_New_Space Heating_Natural Gas_Furnace_E10 | F5 | Commercial | College | New | Space Heating | Natural Gas | Furnace | E10 | Utility - Cost of Operation | 0 | 0 | 0 | 0 | 0 | 0 | 0 | 0 | 0 | 0 | 0 | 0 | 0 | 0 | 0 | 0 | 0 | 0 | 0 | 0 | 0 | 0 | 0 | 0 | 0 | 0 | 0
F6_Commercial_College_New_Space Heating_Natural Gas_Furnace_E1 | F6 | Commercial | College | New | Space Heating | Natural Gas | Furnace | E1 | Utility - Value of Sales | 0 | 0 | 0 | 0 | 0 | 0 | 0 | 0 | 0 | 0 | 0 | 0 | 0 | 0 | 0 | 0 | 0 | 0 | 0 | 0 | 0 | 0 | 0 | 0 | 0 | 0 | 0
F6_Commercial_College_New_Space Heating_Natural Gas_Furnace_E2 | F6 | Commercial | College | New | Space Heating | Natural Gas | Furnace | E2 | Utility - Value of Sales | 0 | 0 | 0 | 0 | 0 | 0 | 0 | 0 | 0 | 0 | 0 | 0 | 0 | 0 | 0 | 0 | 0 | 0 | 0 | 0 | 0 | 0 | 0 | 0 | 0 | 0 | 0
F6_Commercial_College_New_Space Heating_Natural Gas_Furnace_E3 | F6 | Commercial | College | New | Space Heating | Natural Gas | Furnace | E3 | Utility - Value of Sales | 0 | 0 | 0 | 0 | 0 | 0 | 0 | 0 | 0 | 0 | 0 | 0 | 0 | 0 | 0 | 0 | 0 | 0 | 0 | 0 | 0 | 0 | 0 | 0 | 0 | 0 | 0
F6_Commercial_College_New_Space Heating_Natural Gas_Furnace_E4 | F6 | Commercial | College | New | Space Heating | Natural Gas | Furnace | E4 | Utility - Value of Sales | 0 | 0 | 0 | 0 | 0 | 0 | 0 | 0 | 0 | 0 | 0 | 0 | 0 | 0 | 0 | 0 | 0 | 0 | 0 | 0 | 0 | 0 | 0 | 0 | 0 | 0 | 0
F6_Commercial_College_New_Space Heating_Natural Gas_Furnace_E5 | F6 | Commercial | College | New | Space Heating | Natural Gas | Furnace | E5 | Utility - Value of Sales | 0 | 0 | 0 | 0 | 0 | 0 | 0 | 0 | 0 | 0 | 0 | 0 | 0 | 0 | 0 | 0 | 0 | 0 | 0 | 0 | 0 | 0 | 0 | 0 | 0 | 0 | 0
F6_Commercial_College_New_Space Heating_Natural Gas_Furnace_E6 | F6 | Commercial | College | New | Space Heating | Natural Gas | Furnace | E6 | Utility - Value of Sales | 0 | 0 | 0 | 0 | 0 | 0 | 0 | 0 | 0 | 0 | 0 | 0 | 0 | 0 | 0 | 0 | 0 | 0 | 0 | 0 | 0 | 0 | 0 | 0 | 0 | 0 | 0
F6_Commercial_College_New_Space Heating_Natural Gas_Furnace_E7 | F6 | Commercial | College | New | Space Heating | Natural Gas | Furnace | E7 | Utility - Value of Sales | 0 | 0 | 0 | 0 | 0 | 0 | 0 | 0 | 0 | 0 | 0 | 0 | 0 | 0 | 0 | 0 | 0 | 0 | 0 | 0 | 0 | 0 | 0 | 0 | 0 | 0 | 0
F6_Commercial_College_New_Space Heating_Natural Gas_Furnace_E8 | F6 | Commercial | College | New | Space Heating | Natural Gas | Furnace | E8 | Utility - Value of Sales | 0 | 0 | 0 | 0 | 0 | 0 | 0 | 0 | 0 | 0 | 0 | 0 | 0 | 0 | 0 | 0 | 0 | 0 | 0 | 0 | 0 | 0 | 0 | 0 | 0 | 0 | 0
F6_Commercial_College_New_Space Heating_Natural Gas_Furnace_E9 | F6 | Commercial | College | New | Space Heating | Natural Gas | Furnace | E9 | Utility - Value of Sales | 0 | 0 | 0 | 0 | 0 | 0 | 0 | 0 | 0 | 0 | 0 | 0 | 0 | 0 | 0 | 0 | 0 | 0 | 0 | 0 | 0 | 0 | 0 | 0 | 0 | 0 | 0
F6_Commercial_College_New_Space Heating_Natural Gas_Furnace_E10 | F6 | Commercial | College | New | Space Heating | Natural Gas | Furnace | E10 | Utility - Value of Sales | 0 | 0 | 0 | 0 | 0 | 0 | 0 | 0 | 0 | 0 | 0 | 0 | 0 | 0 | 0 | 0 | 0 | 0 | 0 | 0 | 0 | 0 | 0 | 0 | 0 | 0 | 0
F1_Commercial_College_New_Space Heating_Natural Gas_Boiler_E1 | F1 | Commercial | College | New | Space Heating | Natural Gas | Boiler | E1 | RVT - Cost of Equipment | 0.3496 | 0.3496 | 0.3496 | 0.3496 | 0.3496 | 0.3496 | 0.3496 | 0.3496 | 0.3496 | 0.3496 | 0.3496 | 0.3496 | 0.3496 | 0.3496 | 0.3496 | 0.3496 | 0.3496 | 0.3496 | 0.3496 | 0.3496 | 0.3496 | 0.3496 | 0.3496 | 0.3496 | 0.3496 | 0.3496 | 0.3496
F1_Commercial_College_New_Space Heating_Natural Gas_Boiler_E2 | F1 | Commercial | College | New | Space Heating | Natural Gas | Boiler | E2 | RVT - Cost of Equipment | 0.39774 | 0.39774 | 0.39774 | 0.39774 | 0.39774 | 0.39774 | 0.39774 | 0.39774 | 0.39774 | 0.39774 | 0.39774 | 0.39774 | 0.39774 | 0.39774 | 0.39774 | 0.39774 | 0.39774 | 0.39774 | 0.39774 | 0.39774 | 0.39774 | 0.39774 | 0.39774 | 0.39774 | 0.39774 | 0.39774 | 0.39774
F1_Commercial_College_New_Space Heating_Natural Gas_Boiler_E3 | F1 | Commercial | College | New | Space Heating | Natural Gas | Boiler | E3 | RVT - Cost of Equipment | 0.49443 | 0.49443 | 0.49443 | 0.49443 | 0.49443 | 0.49443 | 0.49443 | 0.49443 | 0.49443 | 0.49443 | 0.49443 | 0.49443 | 0.49443 | 0.49443 | 0.49443 | 0.49443 | 0.49443 | 0.49443 | 0.49443 | 0.49443 | 0.49443 | 0.49443 | 0.49443 | 0.49443 | 0.49443 | 0.49443 | 0.49443
F1_Commercial_College_New_Space Heating_Natural Gas_Boiler_E4 | F1 | Commercial | College | New | Space Heating | Natural Gas | Boiler | E4 | RVT - Cost of Equipment | 1.844 | 1.844 | 1.844 | 1.844 | 1.844 | 1.844 | 1.844 | 1.844 | 1.844 | 1.844 | 1.844 | 1.844 | 1.844 | 1.844 | 1.844 | 1.844 | 1.844 | 1.844 | 1.844 | 1.844 | 1.844 | 1.844 | 1.844 | 1.844 | 1.844 | 1.844 | 1.844
F1_Commercial_College_New_Space Heating_Natural Gas_Boiler_E5 | F1 | Commercial | College | New | Space Heating | Natural Gas | Boiler | E5 | RVT - Cost of Equipment | 0 | 0 | 0 | 0 | 0 | 0 | 0 | 0 | 0 | 0 | 0 | 0 | 0 | 0 | 0 | 0 | 0 | 0 | 0 | 0 | 0 | 0 | 0 | 0 | 0 | 0 | 0
F1_Commercial_College_New_Space Heating_Natural Gas_Boiler_E6 | F1 | Commercial | College | New | Space Heating | Natural Gas | Boiler | E6 | RVT - Cost of Equipment | 0 | 0 | 0 | 0 | 0 | 0 | 0 | 0 | 0 | 0 | 0 | 0 | 0 | 0 | 0 | 0 | 0 | 0 | 0 | 0 | 0 | 0 | 0 | 0 | 0 | 0 | 0
F1_Commercial_College_New_Space Heating_Natural Gas_Boiler_E7 | F1 | Commercial | College | New | Space Heating | Natural Gas | Boiler | E7 | RVT - Cost of Equipment | 0 | 0 | 0 | 0 | 0 | 0 | 0 | 0 | 0 | 0 | 0 | 0 | 0 | 0 | 0 | 0 | 0 | 0 | 0 | 0 | 0 | 0 | 0 | 0 | 0 | 0 | 0
F1_Commercial_College_New_Space Heating_Natural Gas_Boiler_E8 | F1 | Commercial | College | New | Space Heating | Natural Gas | Boiler | E8 | RVT - Cost of Equipment | 0 | 0 | 0 | 0 | 0 | 0 | 0 | 0 | 0 | 0 | 0 | 0 | 0 | 0 | 0 | 0 | 0 | 0 | 0 | 0 | 0 | 0 | 0 | 0 | 0 | 0 | 0
F1_Commercial_College_New_Space Heating_Natural Gas_Boiler_E9 | F1 | Commercial | College | New | Space Heating | Natural Gas | Boiler | E9 | RVT - Cost of Equipment | 0 | 0 | 0 | 0 | 0 | 0 | 0 | 0 | 0 | 0 | 0 | 0 | 0 | 0 | 0 | 0 | 0 | 0 | 0 | 0 | 0 | 0 | 0 | 0 | 0 | 0 | 0
F1_Commercial_College_New_Space Heating_Natural Gas_Boiler_E10 | F1 | Commercial | College | New | Space Heating | Natural Gas | Boiler | E10 | RVT - Cost of Equipment | 0 | 0 | 0 | 0 | 0 | 0 | 0 | 0 | 0 | 0 | 0 | 0 | 0 | 0 | 0 | 0 | 0 | 0 | 0 | 0 | 0 | 0 | 0 | 0 | 0 | 0 | 0
F2_Commercial_College_New_Space Heating_Natural Gas_Boiler_E1 | F2 | Commercial | College | New | Space Heating | Natural Gas | Boiler | E1 | RVT - Cost of Operation | 0 | 0 | 0 | 0 | 0 | 0 | 0 | 0 | 0 | 0 | 0 | 0 | 0 | 0 | 0 | 0 | 0 | 0 | 0 | 0 | 0 | 0 | 0 | 0 | 0 | 0 | 0
F2_Commercial_College_New_Space Heating_Natural Gas_Boiler_E2 | F2 | Commercial | College | New | Space Heating | Natural Gas | Boiler | E2 | RVT - Cost of Operation | 0 | 0 | 0 | 0 | 0 | 0 | 0 | 0 | 0 | 0 | 0 | 0 | 0 | 0 | 0 | 0 | 0 | 0 | 0 | 0 | 0 | 0 | 0 | 0 | 0 | 0 | 0
F2_Commercial_College_New_Space Heating_Natural Gas_Boiler_E3 | F2 | Commercial | College | New | Space Heating | Natural Gas | Boiler | E3 | RVT - Cost of Operation | 0 | 0 | 0 | 0 | 0 | 0 | 0 | 0 | 0 | 0 | 0 | 0 | 0 | 0 | 0 | 0 | 0 | 0 | 0 | 0 | 0 | 0 | 0 | 0 | 0 | 0 | 0
F2_Commercial_College_New_Space Heating_Natural Gas_Boiler_E4 | F2 | Commercial | College | New | Space Heating | Natural Gas | Boiler | E4 | RVT - Cost of Operation | 0 | 0 | 0 | 0 | 0 | 0 | 0 | 0 | 0 | 0 | 0 | 0 | 0 | 0 | 0 | 0 | 0 | 0 | 0 | 0 | 0 | 0 | 0 | 0 | 0 | 0 | 0
F2_Commercial_College_New_Space Heating_Natural Gas_Boiler_E5 | F2 | Commercial | College | New | Space Heating | Natural Gas | Boiler | E5 | RVT - Cost of Operation | 0 | 0 | 0 | 0 | 0 | 0 | 0 | 0 | 0 | 0 | 0 | 0 | 0 | 0 | 0 | 0 | 0 | 0 | 0 | 0 | 0 | 0 | 0 | 0 | 0 | 0 | 0
F2_Commercial_College_New_Space Heating_Natural Gas_Boiler_E6 | F2 | Commercial | College | New | Space Heating | Natural Gas | Boiler | E6 | RVT - Cost of Operation | 0 | 0 | 0 | 0 | 0 | 0 | 0 | 0 | 0 | 0 | 0 | 0 | 0 | 0 | 0 | 0 | 0 | 0 | 0 | 0 | 0 | 0 | 0 | 0 | 0 | 0 | 0
F2_Commercial_College_New_Space Heating_Natural Gas_Boiler_E7 | F2 | Commercial | College | New | Space Heating | Natural Gas | Boiler | E7 | RVT - Cost of Operation | 0 | 0 | 0 | 0 | 0 | 0 | 0 | 0 | 0 | 0 | 0 | 0 | 0 | 0 | 0 | 0 | 0 | 0 | 0 | 0 | 0 | 0 | 0 | 0 | 0 | 0 | 0
F2_Commercial_College_New_Space Heating_Natural Gas_Boiler_E8 | F2 | Commercial | College | New | Space Heating | Natural Gas | Boiler | E8 | RVT - Cost of Operation | 0 | 0 | 0 | 0 | 0 | 0 | 0 | 0 | 0 | 0 | 0 | 0 | 0 | 0 | 0 | 0 | 0 | 0 | 0 | 0 | 0 | 0 | 0 | 0 | 0 | 0 | 0
F2_Commercial_College_New_Space Heating_Natural Gas_Boiler_E9 | F2 | Commercial | College | New | Space Heating | Natural Gas | Boiler | E9 | RVT - Cost of Operation | 0 | 0 | 0 | 0 | 0 | 0 | 0 | 0 | 0 | 0 | 0 | 0 | 0 | 0 | 0 | 0 | 0 | 0 | 0 | 0 | 0 | 0 | 0 | 0 | 0 | 0 | 0
F2_Commercial_College_New_Space Heating_Natural Gas_Boiler_E10 | F2 | Commercial | College | New | Space Heating | Natural Gas | Boiler | E10 | RVT - Cost of Operation | 0 | 0 | 0 | 0 | 0 | 0 | 0 | 0 | 0 | 0 | 0 | 0 | 0 | 0 | 0 | 0 | 0 | 0 | 0 | 0 | 0 | 0 | 0 | 0 | 0 | 0 | 0
F3_Commercial_College_New_Space Heating_Natural Gas_Boiler_E1 | F3 | Commercial | College | New | Space Heating | Natural Gas | Boiler | E1 | System - kBTUs of Consumption | 51.4409 | 51.5788 | 51.5708 | 51.5708 | 51.5708 | 51.5708 | 51.5708 | 51.5708 | 51.5708 | 51.5708 | 51.5708 | 51.5708 | 51.5708 | 51.5708 | 51.5708 | 51.5708 | 51.5708 | 51.5708 | 51.5708 | 51.5708 | 51.5708 | 51.5708 | 51.5708 | 51.5708 | 51.5708 | 51.5708 | 51.5708
F3_Commercial_College_New_Space Heating_Natural Gas_Boiler_E2 | F3 | Commercial | College | New | Space Heating | Natural Gas | Boiler | E2 | System - kBTUs of Consumption | 48.415 | 48.5448 | 48.5372 | 48.5372 | 48.5372 | 48.5372 | 48.5372 | 48.5372 | 48.5372 | 48.5372 | 48.5372 | 48.5372 | 48.5372 | 48.5372 | 48.5372 | 48.5372 | 48.5372 | 48.5372 | 48.5372 | 48.5372 | 48.5372 | 48.5372 | 48.5372 | 48.5372 | 48.5372 | 48.5372 | 48.5372
F3_Commercial_College_New_Space Heating_Natural Gas_Boiler_E3 | F3 | Commercial | College | New | Space Heating | Natural Gas | Boiler | E3 | System - kBTUs of Consumption | 42.4255 | 42.5392 | 42.5326 | 42.5326 | 42.5326 | 42.5326 | 42.5326 | 42.5326 | 42.5326 | 42.5326 | 42.5326 | 42.5326 | 42.5326 | 42.5326 | 42.5326 | 42.5326 | 42.5326 | 42.5326 | 42.5326 | 42.5326 | 42.5326 | 42.5326 | 42.5326 | 42.5326 | 42.5326 | 42.5326 | 42.5326
F3_Commercial_College_New_Space Heating_Natural Gas_Boiler_E4 | F3 | Commercial | College | New | Space Heating | Natural Gas | Boiler | E4 | System - kBTUs of Consumption | 29.3453 | 29.4767 | 29.469 | 29.469 | 29.469 | 29.469 | 29.469 | 29.469 | 29.469 | 29.469 | 29.469 | 29.469 | 29.469 | 29.469 | 29.469 | 29.469 | 29.469 | 29.469 | 29.469 | 29.469 | 29.469 | 29.469 | 29.469 | 29.469 | 29.469 | 29.469 | 29.469
F3_Commercial_College_New_Space Heating_Natural Gas_Boiler_E5 | F3 | Commercial | College | New | Space Heating | Natural Gas | Boiler | E5 | System - kBTUs of Consumption | 0 | 0 | 0 | 0 | 0 | 0 | 0 | 0 | 0 | 0 | 0 | 0 | 0 | 0 | 0 | 0 | 0 | 0 | 0 | 0 | 0 | 0 | 0 | 0 | 0 | 0 | 0
F3_Commercial_College_New_Space Heating_Natural Gas_Boiler_E6 | F3 | Commercial | College | New | Space Heating | Natural Gas | Boiler | E6 | System - kBTUs of Consumption | 0 | 0 | 0 | 0 | 0 | 0 | 0 | 0 | 0 | 0 | 0 | 0 | 0 | 0 | 0 | 0 | 0 | 0 | 0 | 0 | 0 | 0 | 0 | 0 | 0 | 0 | 0
F3_Commercial_College_New_Space Heating_Natural Gas_Boiler_E7 | F3 | Commercial | College | New | Space Heating | Natural Gas | Boiler | E7 | System - kBTUs of Consumption | 0 | 0 | 0 | 0 | 0 | 0 | 0 | 0 | 0 | 0 | 0 | 0 | 0 | 0 | 0 | 0 | 0 | 0 | 0 | 0 | 0 | 0 | 0 | 0 | 0 | 0 | 0
F3_Commercial_College_New_Space Heating_Natural Gas_Boiler_E8 | F3 | Commercial | College | New | Space Heating | Natural Gas | Boiler | E8 | System - kBTUs of Consumption | 0 | 0 | 0 | 0 | 0 | 0 | 0 | 0 | 0 | 0 | 0 | 0 | 0 | 0 | 0 | 0 | 0 | 0 | 0 | 0 | 0 | 0 | 0 | 0 | 0 | 0 | 0
F3_Commercial_College_New_Space Heating_Natural Gas_Boiler_E9 | F3 | Commercial | College | New | Space Heating | Natural Gas | Boiler | E9 | System - kBTUs of Consumption | 0 | 0 | 0 | 0 | 0 | 0 | 0 | 0 | 0 | 0 | 0 | 0 | 0 | 0 | 0 | 0 | 0 | 0 | 0 | 0 | 0 | 0 | 0 | 0 | 0 | 0 | 0
F3_Commercial_College_New_Space Heating_Natural Gas_Boiler_E10 | F3 | Commercial | College | New | Space Heating | Natural Gas | Boiler | E10 | System - kBTUs of Consumption | 0 | 0 | 0 | 0 | 0 | 0 | 0 | 0 | 0 | 0 | 0 | 0 | 0 | 0 | 0 | 0 | 0 | 0 | 0 | 0 | 0 | 0 | 0 | 0 | 0 | 0 | 0
F4_Commercial_College_New_Space Heating_Natural Gas_Boiler_E1 | F4 | Commercial | College | New | Space Heating | Natural Gas | Boiler | E1 | Utility - Cost of Equipment | 0.3496 | 0.3496 | 0.3496 | 0.3496 | 0.3496 | 0.3496 | 0.3496 | 0.3496 | 0.3496 | 0.3496 | 0.3496 | 0.3496 | 0.3496 | 0.3496 | 0.3496 | 0.3496 | 0.3496 | 0.3496 | 0.3496 | 0.3496 | 0.3496 | 0.3496 | 0.3496 | 0.3496 | 0.3496 | 0.3496 | 0.3496
F4_Commercial_College_New_Space Heating_Natural Gas_Boiler_E2 | F4 | Commercial | College | New | Space Heating | Natural Gas | Boiler | E2 | Utility - Cost of Equipment | 0.39774 | 0.39774 | 0.39774 | 0.39774 | 0.39774 | 0.39774 | 0.39774 | 0.39774 | 0.39774 | 0.39774 | 0.39774 | 0.39774 | 0.39774 | 0.39774 | 0.39774 | 0.39774 | 0.39774 | 0.39774 | 0.39774 | 0.39774 | 0.39774 | 0.39774 | 0.39774 | 0.39774 | 0.39774 | 0.39774 | 0.39774
F4_Commercial_College_New_Space Heating_Natural Gas_Boiler_E3 | F4 | Commercial | College | New | Space Heating | Natural Gas | Boiler | E3 | Utility - Cost of Equipment | 0.49443 | 0.49443 | 0.49443 | 0.49443 | 0.49443 | 0.49443 | 0.49443 | 0.49443 | 0.49443 | 0.49443 | 0.49443 | 0.49443 | 0.49443 | 0.49443 | 0.49443 | 0.49443 | 0.49443 | 0.49443 | 0.49443 | 0.49443 | 0.49443 | 0.49443 | 0.49443 | 0.49443 | 0.49443 | 0.49443 | 0.49443
F4_Commercial_College_New_Space Heating_Natural Gas_Boiler_E4 | F4 | Commercial | College | New | Space Heating | Natural Gas | Boiler | E4 | Utility - Cost of Equipment | 1.844 | 1.844 | 1.844 | 1.844 | 1.844 | 1.844 | 1.844 | 1.844 | 1.844 | 1.844 | 1.844 | 1.844 | 1.844 | 1.844 | 1.844 | 1.844 | 1.844 | 1.844 | 1.844 | 1.844 | 1.844 | 1.844 | 1.844 | 1.844 | 1.844 | 1.844 | 1.844
F4_Commercial_College_New_Space Heating_Natural Gas_Boiler_E5 | F4 | Commercial | College | New | Space Heating | Natural Gas | Boiler | E5 | Utility - Cost of Equipment | 0 | 0 | 0 | 0 | 0 | 0 | 0 | 0 | 0 | 0 | 0 | 0 | 0 | 0 | 0 | 0 | 0 | 0 | 0 | 0 | 0 | 0 | 0 | 0 | 0 | 0 | 0
F4_Commercial_College_New_Space Heating_Natural Gas_Boiler_E6 | F4 | Commercial | College | New | Space Heating | Natural Gas | Boiler | E6 | Utility - Cost of Equipment | 0 | 0 | 0 | 0 | 0 | 0 | 0 | 0 | 0 | 0 | 0 | 0 | 0 | 0 | 0 | 0 | 0 | 0 | 0 | 0 | 0 | 0 | 0 | 0 | 0 | 0 | 0
F4_Commercial_College_New_Space Heating_Natural Gas_Boiler_E7 | F4 | Commercial | College | New | Space Heating | Natural Gas | Boiler | E7 | Utility - Cost of Equipment | 0 | 0 | 0 | 0 | 0 | 0 | 0 | 0 | 0 | 0 | 0 | 0 | 0 | 0 | 0 | 0 | 0 | 0 | 0 | 0 | 0 | 0 | 0 | 0 | 0 | 0 | 0
F4_Commercial_College_New_Space Heating_Natural Gas_Boiler_E8 | F4 | Commercial | College | New | Space Heating | Natural Gas | Boiler | E8 | Utility - Cost of Equipment | 0 | 0 | 0 | 0 | 0 | 0 | 0 | 0 | 0 | 0 | 0 | 0 | 0 | 0 | 0 | 0 | 0 | 0 | 0 | 0 | 0 | 0 | 0 | 0 | 0 | 0 | 0
F4_Commercial_College_New_Space Heating_Natural Gas_Boiler_E9 | F4 | Commercial | College | New | Space Heating | Natural Gas | Boiler | E9 | Utility - Cost of Equipment | 0 | 0 | 0 | 0 | 0 | 0 | 0 | 0 | 0 | 0 | 0 | 0 | 0 | 0 | 0 | 0 | 0 | 0 | 0 | 0 | 0 | 0 | 0 | 0 | 0 | 0 | 0
F4_Commercial_College_New_Space Heating_Natural Gas_Boiler_E10 | F4 | Commercial | College | New | Space Heating | Natural Gas | Boiler | E10 | Utility - Cost of Equipment | 0 | 0 | 0 | 0 | 0 | 0 | 0 | 0 | 0 | 0 | 0 | 0 | 0 | 0 | 0 | 0 | 0 | 0 | 0 | 0 | 0 | 0 | 0 | 0 | 0 | 0 | 0
F5_Commercial_College_New_Space Heating_Natural Gas_Boiler_E1 | F5 | Commercial | College | New | Space Heating | Natural Gas | Boiler | E1 | Utility - Cost of Operation | 0.74941 | 0.74429 | 0.73315 | 0.72109 | 0.71697 | 0.71574 | 0.71674 | 0.71854 | 0.72009 | 0.7209 | 0.72094 | 0.72013 | 0.71821 | 0.71466 | 0.70948 | 0.70297 | 0.69455 | 0.68459 | 0.67271 | 0.65851 | 0.64158 | 0.62234 | 0.60646 | 0.59654 | 0.59286 | 0.59577 | 0.59869
F5_Commercial_College_New_Space Heating_Natural Gas_Boiler_E2 | F5 | Commercial | College | New | Space Heating | Natural Gas | Boiler | E2 | Utility - Cost of Operation | 0.70533 | 0.70051 | 0.69002 | 0.67868 | 0.6748 | 0.67363 | 0.67458 | 0.67628 | 0.67773 | 0.6785 | 0.67854 | 0.67777 | 0.67596 | 0.67262 | 0.66775 | 0.66162 | 0.6537 | 0.64432 | 0.63314 | 0.61977 | 0.60384 | 0.58573 | 0.57079 | 0.56145 | 0.55799 | 0.56072 | 0.56347
F5_Commercial_College_New_Space Heating_Natural Gas_Boiler_E3 | F5 | Commercial | College | New | Space Heating | Natural Gas | Boiler | E3 | Utility - Cost of Operation | 0.61807 | 0.61385 | 0.60466 | 0.59472 | 0.59132 | 0.5903 | 0.59113 | 0.59261 | 0.59389 | 0.59456 | 0.59459 | 0.59392 | 0.59234 | 0.58941 | 0.58514 | 0.57977 | 0.57283 | 0.56461 | 0.55481 | 0.5431 | 0.52914 | 0.51327 | 0.50017 | 0.49199 | 0.48896 | 0.49136 | 0.49377
F5_Commercial_College_New_Space Heating_Natural Gas_Boiler_E4 | F5 | Commercial | College | New | Space Heating | Natural Gas | Boiler | E4 | Utility - Cost of Operation | 0.42283 | 0.42054 | 0.41458 | 0.40854 | 0.40866 | 0.41098 | 0.41485 | 0.41915 | 0.42302 | 0.42604 | 0.42807 | 0.42892 | 0.42829 | 0.42585 | 0.4218 | 0.41656 | 0.4099 | 0.40211 | 0.39292 | 0.38202 | 0.36912 | 0.35452 | 0.34238 | 0.33461 | 0.33141 | 0.33304 | 0.33467
F5_Commercial_College_New_Space Heating_Natural Gas_Boiler_E5 | F5 | Commercial | College | New | Space Heating | Natural Gas | Boiler | E5 | Utility - Cost of Operation | 0 | 0 | 0 | 0 | 0 | 0 | 0 | 0 | 0 | 0 | 0 | 0 | 0 | 0 | 0 | 0 | 0 | 0 | 0 | 0 | 0 | 0 | 0 | 0 | 0 | 0 | 0
F5_Commercial_College_New_Space Heating_Natural Gas_Boiler_E6 | F5 | Commercial | College | New | Space Heating | Natural Gas | Boiler | E6 | Utility - Cost of Operation | 0 | 0 | 0 | 0 | 0 | 0 | 0 | 0 | 0 | 0 | 0 | 0 | 0 | 0 | 0 | 0 | 0 | 0 | 0 | 0 | 0 | 0 | 0 | 0 | 0 | 0 | 0
F5_Commercial_College_New_Space Heating_Natural Gas_Boiler_E7 | F5 | Commercial | College | New | Space Heating | Natural Gas | Boiler | E7 | Utility - Cost of Operation | 0 | 0 | 0 | 0 | 0 | 0 | 0 | 0 | 0 | 0 | 0 | 0 | 0 | 0 | 0 | 0 | 0 | 0 | 0 | 0 | 0 | 0 | 0 | 0 | 0 | 0 | 0
F5_Commercial_College_New_Space Heating_Natural Gas_Boiler_E8 | F5 | Commercial | College | New | Space Heating | Natural Gas | Boiler | E8 | Utility - Cost of Operation | 0 | 0 | 0 | 0 | 0 | 0 | 0 | 0 | 0 | 0 | 0 | 0 | 0 | 0 | 0 | 0 | 0 | 0 | 0 | 0 | 0 | 0 | 0 | 0 | 0 | 0 | 0
F5_Commercial_College_New_Space Heating_Natural Gas_Boiler_E9 | F5 | Commercial | College | New | Space Heating | Natural Gas | Boiler | E9 | Utility - Cost of Operation | 0 | 0 | 0 | 0 | 0 | 0 | 0 | 0 | 0 | 0 | 0 | 0 | 0 | 0 | 0 | 0 | 0 | 0 | 0 | 0 | 0 | 0 | 0 | 0 | 0 | 0 | 0
F5_Commercial_College_New_Space Heating_Natural Gas_Boiler_E10 | F5 | Commercial | College | New | Space Heating | Natural Gas | Boiler | E10 | Utility - Cost of Operation | 0 | 0 | 0 | 0 | 0 | 0 | 0 | 0 | 0 | 0 | 0 | 0 | 0 | 0 | 0 | 0 | 0 | 0 | 0 | 0 | 0 | 0 | 0 | 0 | 0 | 0 | 0
F6_Commercial_College_New_Space Heating_Natural Gas_Boiler_E1 | F6 | Commercial | College | New | Space Heating | Natural Gas | Boiler | E1 | Utility - Value of Sales | 0 | 0 | 0 | 0 | 0 | 0 | 0 | 0 | 0 | 0 | 0 | 0 | 0 | 0 | 0 | 0 | 0 | 0 | 0 | 0 | 0 | 0 | 0 | 0 | 0 | 0 | 0
F6_Commercial_College_New_Space Heating_Natural Gas_Boiler_E2 | F6 | Commercial | College | New | Space Heating | Natural Gas | Boiler | E2 | Utility - Value of Sales | 0 | 0 | 0 | 0 | 0 | 0 | 0 | 0 | 0 | 0 | 0 | 0 | 0 | 0 | 0 | 0 | 0 | 0 | 0 | 0 | 0 | 0 | 0 | 0 | 0 | 0 | 0
F6_Commercial_College_New_Space Heating_Natural Gas_Boiler_E3 | F6 | Commercial | College | New | Space Heating | Natural Gas | Boiler | E3 | Utility - Value of Sales | 0 | 0 | 0 | 0 | 0 | 0 | 0 | 0 | 0 | 0 | 0 | 0 | 0 | 0 | 0 | 0 | 0 | 0 | 0 | 0 | 0 | 0 | 0 | 0 | 0 | 0 | 0
F6_Commercial_College_New_Space Heating_Natural Gas_Boiler_E4 | F6 | Commercial | College | New | Space Heating | Natural Gas | Boiler | E4 | Utility - Value of Sales | 0 | 0 | 0 | 0 | 0 | 0 | 0 | 0 | 0 | 0 | 0 | 0 | 0 | 0 | 0 | 0 | 0 | 0 | 0 | 0 | 0 | 0 | 0 | 0 | 0 | 0 | 0
F6_Commercial_College_New_Space Heating_Natural Gas_Boiler_E5 | F6 | Commercial | College | New | Space Heating | Natural Gas | Boiler | E5 | Utility - Value of Sales | 0 | 0 | 0 | 0 | 0 | 0 | 0 | 0 | 0 | 0 | 0 | 0 | 0 | 0 | 0 | 0 | 0 | 0 | 0 | 0 | 0 | 0 | 0 | 0 | 0 | 0 | 0
F6_Commercial_College_New_Space Heating_Natural Gas_Boiler_E6 | F6 | Commercial | College | New | Space Heating | Natural Gas | Boiler | E6 | Utility - Value of Sales | 0 | 0 | 0 | 0 | 0 | 0 | 0 | 0 | 0 | 0 | 0 | 0 | 0 | 0 | 0 | 0 | 0 | 0 | 0 | 0 | 0 | 0 | 0 | 0 | 0 | 0 | 0
F6_Commercial_College_New_Space Heating_Natural Gas_Boiler_E7 | F6 | Commercial | College | New | Space Heating | Natural Gas | Boiler | E7 | Utility - Value of Sales | 0 | 0 | 0 | 0 | 0 | 0 | 0 | 0 | 0 | 0 | 0 | 0 | 0 | 0 | 0 | 0 | 0 | 0 | 0 | 0 | 0 | 0 | 0 | 0 | 0 | 0 | 0
F6_Commercial_College_New_Space Heating_Natural Gas_Boiler_E8 | F6 | Commercial | College | New | Space Heating | Natural Gas | Boiler | E8 | Utility - Value of Sales | 0 | 0 | 0 | 0 | 0 | 0 | 0 | 0 | 0 | 0 | 0 | 0 | 0 | 0 | 0 | 0 | 0 | 0 | 0 | 0 | 0 | 0 | 0 | 0 | 0 | 0 | 0
F6_Commercial_College_New_Space Heating_Natural Gas_Boiler_E9 | F6 | Commercial | College | New | Space Heating | Natural Gas | Boiler | E9 | Utility - Value of Sales | 0 | 0 | 0 | 0 | 0 | 0 | 0 | 0 | 0 | 0 | 0 | 0 | 0 | 0 | 0 | 0 | 0 | 0 | 0 | 0 | 0 | 0 | 0 | 0 | 0 | 0 | 0
F6_Commercial_College_New_Space Heating_Natural Gas_Boiler_E10 | F6 | Commercial | College | New | Space Heating | Natural Gas | Boiler | E10 | Utility - Value of Sales | 0 | 0 | 0 | 0 | 0 | 0 | 0 | 0 | 0 | 0 | 0 | 0 | 0 | 0 | 0 | 0 | 0 | 0 | 0 | 0 | 0 | 0 | 0 | 0 | 0 | 0 | 0
F1_Commercial_College_New_Space Heating_Natural Gas_Unit Heater_E1 | F1 | Commercial | College | New | Space Heating | Natural Gas | Unit Heater | E1 | RVT - Cost of Equipment | 0.0056559 | 0.0056559 | 0.0056559 | 0.0056559 | 0.0056559 | 0.0056559 | 0.0056559 | 0.0056559 | 0.0056559 | 0.0056559 | 0.0056559 | 0.0056559 | 0.0056559 | 0.0056559 | 0.0056559 | 0.0056559 | 0.0056559 | 0.0056559 | 0.0056559 | 0.0056559 | 0.0056559 | 0.0056559 | 0.0056559 | 0.0056559 | 0.0056559 | 0.0056559 | 0.0056559
F1_Commercial_College_New_Space Heating_Natural Gas_Unit Heater_E2 | F1 | Commercial | College | New | Space Heating | Natural Gas | Unit Heater | E2 | RVT - Cost of Equipment | 0.0067441 | 0.0067441 | 0.0067441 | 0.0067441 | 0.0067441 | 0.0067441 | 0.0067441 | 0.0067441 | 0.0067441 | 0.0067441 | 0.0067441 | 0.0067441 | 0.0067441 | 0.0067441 | 0.0067441 | 0.0067441 | 0.0067441 | 0.0067441 | 0.0067441 | 0.0067441 | 0.0067441 | 0.0067441 | 0.0067441 | 0.0067441 | 0.0067441 | 0.0067441 | 0.0067441
F1_Commercial_College_New_Space Heating_Natural Gas_Unit Heater_E3 | F1 | Commercial | College | New | Space Heating | Natural Gas | Unit Heater | E3 | RVT - Cost of Equipment | 0.0073933 | 0.0073933 | 0.0073933 | 0.0073933 | 0.0073933 | 0.0073933 | 0.0073933 | 0.0073933 | 0.0073933 | 0.0073933 | 0.0073933 | 0.0073933 | 0.0073933 | 0.0073933 | 0.0073933 | 0.0073933 | 0.0073933 | 0.0073933 | 0.0073933 | 0.0073933 | 0.0073933 | 0.0073933 | 0.0073933 | 0.0073933 | 0.0073933 | 0.0073933 | 0.0073933
F1_Commercial_College_New_Space Heating_Natural Gas_Unit Heater_E4 | F1 | Commercial | College | New | Space Heating | Natural Gas | Unit Heater | E4 | RVT - Cost of Equipment | 0 | 0 | 0 | 0 | 0 | 0 | 0 | 0 | 0 | 0 | 0 | 0 | 0 | 0 | 0 | 0 | 0 | 0 | 0 | 0 | 0 | 0 | 0 | 0 | 0 | 0 | 0
F1_Commercial_College_New_Space Heating_Natural Gas_Unit Heater_E5 | F1 | Commercial | College | New | Space Heating | Natural Gas | Unit Heater | E5 | RVT - Cost of Equipment | 0 | 0 | 0 | 0 | 0 | 0 | 0 | 0 | 0 | 0 | 0 | 0 | 0 | 0 | 0 | 0 | 0 | 0 | 0 | 0 | 0 | 0 | 0 | 0 | 0 | 0 | 0
F1_Commercial_College_New_Space Heating_Natural Gas_Unit Heater_E6 | F1 | Commercial | College | New | Space Heating | Natural Gas | Unit Heater | E6 | RVT - Cost of Equipment | 0 | 0 | 0 | 0 | 0 | 0 | 0 | 0 | 0 | 0 | 0 | 0 | 0 | 0 | 0 | 0 | 0 | 0 | 0 | 0 | 0 | 0 | 0 | 0 | 0 | 0 | 0
F1_Commercial_College_New_Space Heating_Natural Gas_Unit Heater_E7 | F1 | Commercial | College | New | Space Heating | Natural Gas | Unit Heater | E7 | RVT - Cost of Equipment | 0 | 0 | 0 | 0 | 0 | 0 | 0 | 0 | 0 | 0 | 0 | 0 | 0 | 0 | 0 | 0 | 0 | 0 | 0 | 0 | 0 | 0 | 0 | 0 | 0 | 0 | 0
F1_Commercial_College_New_Space Heating_Natural Gas_Unit Heater_E8 | F1 | Commercial | College | New | Space Heating | Natural Gas | Unit Heater | E8 | RVT - Cost of Equipment | 0 | 0 | 0 | 0 | 0 | 0 | 0 | 0 | 0 | 0 | 0 | 0 | 0 | 0 | 0 | 0 | 0 | 0 | 0 | 0 | 0 | 0 | 0 | 0 | 0 | 0 | 0
F1_Commercial_College_New_Space Heating_Natural Gas_Unit Heater_E9 | F1 | Commercial | College | New | Space Heating | Natural Gas | Unit Heater | E9 | RVT - Cost of Equipment | 0 | 0 | 0 | 0 | 0 | 0 | 0 | 0 | 0 | 0 | 0 | 0 | 0 | 0 | 0 | 0 | 0 | 0 | 0 | 0 | 0 | 0 | 0 | 0 | 0 | 0 | 0
F1_Commercial_College_New_Space Heating_Natural Gas_Unit Heater_E10 | F1 | Commercial | College | New | Space Heating | Natural Gas | Unit Heater | E10 | RVT - Cost of Equipment | 0 | 0 | 0 | 0 | 0 | 0 | 0 | 0 | 0 | 0 | 0 | 0 | 0 | 0 | 0 | 0 | 0 | 0 | 0 | 0 | 0 | 0 | 0 | 0 | 0 | 0 | 0
F2_Commercial_College_New_Space Heating_Natural Gas_Unit Heater_E1 | F2 | Commercial | College | New | Space Heating | Natural Gas | Unit Heater | E1 | RVT - Cost of Operation | 0 | 0 | 0 | 0 | 0 | 0 | 0 | 0 | 0 | 0 | 0 | 0 | 0 | 0 | 0 | 0 | 0 | 0 | 0 | 0 | 0 | 0 | 0 | 0 | 0 | 0 | 0
F2_Commercial_College_New_Space Heating_Natural Gas_Unit Heater_E2 | F2 | Commercial | College | New | Space Heating | Natural Gas | Unit Heater | E2 | RVT - Cost of Operation | 0 | 0 | 0 | 0 | 0 | 0 | 0 | 0 | 0 | 0 | 0 | 0 | 0 | 0 | 0 | 0 | 0 | 0 | 0 | 0 | 0 | 0 | 0 | 0 | 0 | 0 | 0
F2_Commercial_College_New_Space Heating_Natural Gas_Unit Heater_E3 | F2 | Commercial | College | New | Space Heating | Natural Gas | Unit Heater | E3 | RVT - Cost of Operation | 0 | 0 | 0 | 0 | 0 | 0 | 0 | 0 | 0 | 0 | 0 | 0 | 0 | 0 | 0 | 0 | 0 | 0 | 0 | 0 | 0 | 0 | 0 | 0 | 0 | 0 | 0
F2_Commercial_College_New_Space Heating_Natural Gas_Unit Heater_E4 | F2 | Commercial | College | New | Space Heating | Natural Gas | Unit Heater | E4 | RVT - Cost of Operation | 0 | 0 | 0 | 0 | 0 | 0 | 0 | 0 | 0 | 0 | 0 | 0 | 0 | 0 | 0 | 0 | 0 | 0 | 0 | 0 | 0 | 0 | 0 | 0 | 0 | 0 | 0
F2_Commercial_College_New_Space Heating_Natural Gas_Unit Heater_E5 | F2 | Commercial | College | New | Space Heating | Natural Gas | Unit Heater | E5 | RVT - Cost of Operation | 0 | 0 | 0 | 0 | 0 | 0 | 0 | 0 | 0 | 0 | 0 | 0 | 0 | 0 | 0 | 0 | 0 | 0 | 0 | 0 | 0 | 0 | 0 | 0 | 0 | 0 | 0
F2_Commercial_College_New_Space Heating_Natural Gas_Unit Heater_E6 | F2 | Commercial | College | New | Space Heating | Natural Gas | Unit Heater | E6 | RVT - Cost of Operation | 0 | 0 | 0 | 0 | 0 | 0 | 0 | 0 | 0 | 0 | 0 | 0 | 0 | 0 | 0 | 0 | 0 | 0 | 0 | 0 | 0 | 0 | 0 | 0 | 0 | 0 | 0
F2_Commercial_College_New_Space Heating_Natural Gas_Unit Heater_E7 | F2 | Commercial | College | New | Space Heating | Natural Gas | Unit Heater | E7 | RVT - Cost of Operation | 0 | 0 | 0 | 0 | 0 | 0 | 0 | 0 | 0 | 0 | 0 | 0 | 0 | 0 | 0 | 0 | 0 | 0 | 0 | 0 | 0 | 0 | 0 | 0 | 0 | 0 | 0
F2_Commercial_College_New_Space Heating_Natural Gas_Unit Heater_E8 | F2 | Commercial | College | New | Space Heating | Natural Gas | Unit Heater | E8 | RVT - Cost of Operation | 0 | 0 | 0 | 0 | 0 | 0 | 0 | 0 | 0 | 0 | 0 | 0 | 0 | 0 | 0 | 0 | 0 | 0 | 0 | 0 | 0 | 0 | 0 | 0 | 0 | 0 | 0
F2_Commercial_College_New_Space Heating_Natural Gas_Unit Heater_E9 | F2 | Commercial | College | New | Space Heating | Natural Gas | Unit Heater | E9 | RVT - Cost of Operation | 0 | 0 | 0 | 0 | 0 | 0 | 0 | 0 | 0 | 0 | 0 | 0 | 0 | 0 | 0 | 0 | 0 | 0 | 0 | 0 | 0 | 0 | 0 | 0 | 0 | 0 | 0
F2_Commercial_College_New_Space Heating_Natural Gas_Unit Heater_E10 | F2 | Commercial | College | New | Space Heating | Natural Gas | Unit Heater | E10 | RVT - Cost of Operation | 0 | 0 | 0 | 0 | 0 | 0 | 0 | 0 | 0 | 0 | 0 | 0 | 0 | 0 | 0 | 0 | 0 | 0 | 0 | 0 | 0 | 0 | 0 | 0 | 0 | 0 | 0
F3_Commercial_College_New_Space Heating_Natural Gas_Unit Heater_E1 | F3 | Commercial | College | New | Space Heating | Natural Gas | Unit Heater | E1 | System - kBTUs of Consumption | 12.2037 | 12.2446 | 12.2422 | 12.2422 | 12.2422 | 12.2422 | 12.2422 | 12.2422 | 12.2422 | 12.2422 | 12.2422 | 12.2422 | 12.2422 | 12.2422 | 12.2422 | 12.2422 | 12.2422 | 12.2422 | 12.2422 | 12.2422 | 12.2422 | 12.2422 | 12.2422 | 12.2422 | 12.2422 | 12.2422 | 12.2422
F3_Commercial_College_New_Space Heating_Natural Gas_Unit Heater_E2 | F3 | Commercial | College | New | Space Heating | Natural Gas | Unit Heater | E2 | System - kBTUs of Consumption | 10.8542 | 10.8906 | 10.8885 | 10.8885 | 10.8885 | 10.8885 | 10.8885 | 10.8885 | 10.8885 | 10.8885 | 10.8885 | 10.8885 | 10.8885 | 10.8885 | 10.8885 | 10.8885 | 10.8885 | 10.8885 | 10.8885 | 10.8885 | 10.8885 | 10.8885 | 10.8885 | 10.8885 | 10.8885 | 10.8885 | 10.8885
F3_Commercial_College_New_Space Heating_Natural Gas_Unit Heater_E3 | F3 | Commercial | College | New | Space Heating | Natural Gas | Unit Heater | E3 | System - kBTUs of Consumption | 10.7842 | 10.8325 | 10.8296 | 10.8296 | 10.8296 | 10.8296 | 10.8296 | 10.8296 | 10.8296 | 10.8296 | 10.8296 | 10.8296 | 10.8296 | 10.8296 | 10.8296 | 10.8296 | 10.8296 | 10.8296 | 10.8296 | 10.8296 | 10.8296 | 10.8296 | 10.8296 | 10.8296 | 10.8296 | 10.8296 | 10.8296
F3_Commercial_College_New_Space Heating_Natural Gas_Unit Heater_E4 | F3 | Commercial | College | New | Space Heating | Natural Gas | Unit Heater | E4 | System - kBTUs of Consumption | 0 | 0 | 0 | 0 | 0 | 0 | 0 | 0 | 0 | 0 | 0 | 0 | 0 | 0 | 0 | 0 | 0 | 0 | 0 | 0 | 0 | 0 | 0 | 0 | 0 | 0 | 0
F3_Commercial_College_New_Space Heating_Natural Gas_Unit Heater_E5 | F3 | Commercial | College | New | Space Heating | Natural Gas | Unit Heater | E5 | System - kBTUs of Consumption | 0 | 0 | 0 | 0 | 0 | 0 | 0 | 0 | 0 | 0 | 0 | 0 | 0 | 0 | 0 | 0 | 0 | 0 | 0 | 0 | 0 | 0 | 0 | 0 | 0 | 0 | 0
F3_Commercial_College_New_Space Heating_Natural Gas_Unit Heater_E6 | F3 | Commercial | College | New | Space Heating | Natural Gas | Unit Heater | E6 | System - kBTUs of Consumption | 0 | 0 | 0 | 0 | 0 | 0 | 0 | 0 | 0 | 0 | 0 | 0 | 0 | 0 | 0 | 0 | 0 | 0 | 0 | 0 | 0 | 0 | 0 | 0 | 0 | 0 | 0
F3_Commercial_College_New_Space Heating_Natural Gas_Unit Heater_E7 | F3 | Commercial | College | New | Space Heating | Natural Gas | Unit Heater | E7 | System - kBTUs of Consumption | 0 | 0 | 0 | 0 | 0 | 0 | 0 | 0 | 0 | 0 | 0 | 0 | 0 | 0 | 0 | 0 | 0 | 0 | 0 | 0 | 0 | 0 | 0 | 0 | 0 | 0 | 0
F3_Commercial_College_New_Space Heating_Natural Gas_Unit Heater_E8 | F3 | Commercial | College | New | Space Heating | Natural Gas | Unit Heater | E8 | System - kBTUs of Consumption | 0 | 0 | 0 | 0 | 0 | 0 | 0 | 0 | 0 | 0 | 0 | 0 | 0 | 0 | 0 | 0 | 0 | 0 | 0 | 0 | 0 | 0 | 0 | 0 | 0 | 0 | 0
F3_Commercial_College_New_Space Heating_Natural Gas_Unit Heater_E9 | F3 | Commercial | College | New | Space Heating | Natural Gas | Unit Heater | E9 | System - kBTUs of Consumption | 0 | 0 | 0 | 0 | 0 | 0 | 0 | 0 | 0 | 0 | 0 | 0 | 0 | 0 | 0 | 0 | 0 | 0 | 0 | 0 | 0 | 0 | 0 | 0 | 0 | 0 | 0
F3_Commercial_College_New_Space Heating_Natural Gas_Unit Heater_E10 | F3 | Commercial | College | New | Space Heating | Natural Gas | Unit Heater | E10 | System - kBTUs of Consumption | 0 | 0 | 0 | 0 | 0 | 0 | 0 | 0 | 0 | 0 | 0 | 0 | 0 | 0 | 0 | 0 | 0 | 0 | 0 | 0 | 0 | 0 | 0 | 0 | 0 | 0 | 0
F4_Commercial_College_New_Space Heating_Natural Gas_Unit Heater_E1 | F4 | Commercial | College | New | Space Heating | Natural Gas | Unit Heater | E1 | Utility - Cost of Equipment | 0.0056559 | 0.0056559 | 0.0056559 | 0.0056559 | 0.0056559 | 0.0056559 | 0.0056559 | 0.0056559 | 0.0056559 | 0.0056559 | 0.0056559 | 0.0056559 | 0.0056559 | 0.0056559 | 0.0056559 | 0.0056559 | 0.0056559 | 0.0056559 | 0.0056559 | 0.0056559 | 0.0056559 | 0.0056559 | 0.0056559 | 0.0056559 | 0.0056559 | 0.0056559 | 0.0056559
F4_Commercial_College_New_Space Heating_Natural Gas_Unit Heater_E2 | F4 | Commercial | College | New | Space Heating | Natural Gas | Unit Heater | E2 | Utility - Cost of Equipment | 0.0067441 | 0.0067441 | 0.0067441 | 0.0067441 | 0.0067441 | 0.0067441 | 0.0067441 | 0.0067441 | 0.0067441 | 0.0067441 | 0.0067441 | 0.0067441 | 0.0067441 | 0.0067441 | 0.0067441 | 0.0067441 | 0.0067441 | 0.0067441 | 0.0067441 | 0.0067441 | 0.0067441 | 0.0067441 | 0.0067441 | 0.0067441 | 0.0067441 | 0.0067441 | 0.0067441
F4_Commercial_College_New_Space Heating_Natural Gas_Unit Heater_E3 | F4 | Commercial | College | New | Space Heating | Natural Gas | Unit Heater | E3 | Utility - Cost of Equipment | 0.0073933 | 0.0073933 | 0.0073933 | 0.0073933 | 0.0073933 | 0.0073933 | 0.0073933 | 0.0073933 | 0.0073933 | 0.0073933 | 0.0073933 | 0.0073933 | 0.0073933 | 0.0073933 | 0.0073933 | 0.0073933 | 0.0073933 | 0.0073933 | 0.0073933 | 0.0073933 | 0.0073933 | 0.0073933 | 0.0073933 | 0.0073933 | 0.0073933 | 0.0073933 | 0.0073933
F4_Commercial_College_New_Space Heating_Natural Gas_Unit Heater_E4 | F4 | Commercial | College | New | Space Heating | Natural Gas | Unit Heater | E4 | Utility - Cost of Equipment | 0 | 0 | 0 | 0 | 0 | 0 | 0 | 0 | 0 | 0 | 0 | 0 | 0 | 0 | 0 | 0 | 0 | 0 | 0 | 0 | 0 | 0 | 0 | 0 | 0 | 0 | 0
F4_Commercial_College_New_Space Heating_Natural Gas_Unit Heater_E5 | F4 | Commercial | College | New | Space Heating | Natural Gas | Unit Heater | E5 | Utility - Cost of Equipment | 0 | 0 | 0 | 0 | 0 | 0 | 0 | 0 | 0 | 0 | 0 | 0 | 0 | 0 | 0 | 0 | 0 | 0 | 0 | 0 | 0 | 0 | 0 | 0 | 0 | 0 | 0
F4_Commercial_College_New_Space Heating_Natural Gas_Unit Heater_E6 | F4 | Commercial | College | New | Space Heating | Natural Gas | Unit Heater | E6 | Utility - Cost of Equipment | 0 | 0 | 0 | 0 | 0 | 0 | 0 | 0 | 0 | 0 | 0 | 0 | 0 | 0 | 0 | 0 | 0 | 0 | 0 | 0 | 0 | 0 | 0 | 0 | 0 | 0 | 0
F4_Commercial_College_New_Space Heating_Natural Gas_Unit Heater_E7 | F4 | Commercial | College | New | Space Heating | Natural Gas | Unit Heater | E7 | Utility - Cost of Equipment | 0 | 0 | 0 | 0 | 0 | 0 | 0 | 0 | 0 | 0 | 0 | 0 | 0 | 0 | 0 | 0 | 0 | 0 | 0 | 0 | 0 | 0 | 0 | 0 | 0 | 0 | 0
F4_Commercial_College_New_Space Heating_Natural Gas_Unit Heater_E8 | F4 | Commercial | College | New | Space Heating | Natural Gas | Unit Heater | E8 | Utility - Cost of Equipment | 0 | 0 | 0 | 0 | 0 | 0 | 0 | 0 | 0 | 0 | 0 | 0 | 0 | 0 | 0 | 0 | 0 | 0 | 0 | 0 | 0 | 0 | 0 | 0 | 0 | 0 | 0
F4_Commercial_College_New_Space Heating_Natural Gas_Unit Heater_E9 | F4 | Commercial | College | New | Space Heating | Natural Gas | Unit Heater | E9 | Utility - Cost of Equipment | 0 | 0 | 0 | 0 | 0 | 0 | 0 | 0 | 0 | 0 | 0 | 0 | 0 | 0 | 0 | 0 | 0 | 0 | 0 | 0 | 0 | 0 | 0 | 0 | 0 | 0 | 0
F4_Commercial_College_New_Space Heating_Natural Gas_Unit Heater_E10 | F4 | Commercial | College | New | Space Heating | Natural Gas | Unit Heater | E10 | Utility - Cost of Equipment | 0 | 0 | 0 | 0 | 0 | 0 | 0 | 0 | 0 | 0 | 0 | 0 | 0 | 0 | 0 | 0 | 0 | 0 | 0 | 0 | 0 | 0 | 0 | 0 | 0 | 0 | 0
F5_Commercial_College_New_Space Heating_Natural Gas_Unit Heater_E1 | F5 | Commercial | College | New | Space Heating | Natural Gas | Unit Heater | E1 | Utility - Cost of Operation | 0.17779 | 0.17695 | 0.17462 | 0.1721 | 0.17166 | 0.17189 | 0.17258 | 0.1733 | 0.1738 | 0.174 | 0.17394 | 0.17365 | 0.17308 | 0.17208 | 0.17065 | 0.16888 | 0.1666 | 0.16393 | 0.16075 | 0.15696 | 0.15246 | 0.14735 | 0.14313 | 0.14046 | 0.13942 | 0.14011 | 0.14079
F5_Commercial_College_New_Space Heating_Natural Gas_Unit Heater_E2 | F5 | Commercial | College | New | Space Heating | Natural Gas | Unit Heater | E2 | Utility - Cost of Operation | 0.15813 | 0.15739 | 0.15531 | 0.15307 | 0.15267 | 0.15289 | 0.15349 | 0.15413 | 0.15458 | 0.15476 | 0.1547 | 0.15445 | 0.15394 | 0.15305 | 0.15178 | 0.1502 | 0.14818 | 0.1458 | 0.14297 | 0.1396 | 0.1356 | 0.13106 | 0.1273 | 0.12493 | 0.12401 | 0.12461 | 0.12522
F5_Commercial_College_New_Space Heating_Natural Gas_Unit Heater_E3 | F5 | Commercial | College | New | Space Heating | Natural Gas | Unit Heater | E3 | Utility - Cost of Operation | 0.15539 | 0.15454 | 0.15236 | 0.15014 | 0.15018 | 0.15103 | 0.15246 | 0.15403 | 0.15546 | 0.15657 | 0.15731 | 0.15763 | 0.15739 | 0.1565 | 0.15501 | 0.15308 | 0.15064 | 0.14777 | 0.14439 | 0.14039 | 0.13565 | 0.13028 | 0.12582 | 0.12297 | 0.12179 | 0.12239 | 0.12299
F5_Commercial_College_New_Space Heating_Natural Gas_Unit Heater_E4 | F5 | Commercial | College | New | Space Heating | Natural Gas | Unit Heater | E4 | Utility - Cost of Operation | 0 | 0 | 0 | 0 | 0 | 0 | 0 | 0 | 0 | 0 | 0 | 0 | 0 | 0 | 0 | 0 | 0 | 0 | 0 | 0 | 0 | 0 | 0 | 0 | 0 | 0 | 0
F5_Commercial_College_New_Space Heating_Natural Gas_Unit Heater_E5 | F5 | Commercial | College | New | Space Heating | Natural Gas | Unit Heater | E5 | Utility - Cost of Operation | 0 | 0 | 0 | 0 | 0 | 0 | 0 | 0 | 0 | 0 | 0 | 0 | 0 | 0 | 0 | 0 | 0 | 0 | 0 | 0 | 0 | 0 | 0 | 0 | 0 | 0 | 0
F5_Commercial_College_New_Space Heating_Natural Gas_Unit Heater_E6 | F5 | Commercial | College | New | Space Heating | Natural Gas | Unit Heater | E6 | Utility - Cost of Operation | 0 | 0 | 0 | 0 | 0 | 0 | 0 | 0 | 0 | 0 | 0 | 0 | 0 | 0 | 0 | 0 | 0 | 0 | 0 | 0 | 0 | 0 | 0 | 0 | 0 | 0 | 0
F5_Commercial_College_New_Space Heating_Natural Gas_Unit Heater_E7 | F5 | Commercial | College | New | Space Heating | Natural Gas | Unit Heater | E7 | Utility - Cost of Operation | 0 | 0 | 0 | 0 | 0 | 0 | 0 | 0 | 0 | 0 | 0 | 0 | 0 | 0 | 0 | 0 | 0 | 0 | 0 | 0 | 0 | 0 | 0 | 0 | 0 | 0 | 0
F5_Commercial_College_New_Space Heating_Natural Gas_Unit Heater_E8 | F5 | Commercial | College | New | Space Heating | Natural Gas | Unit Heater | E8 | Utility - Cost of Operation | 0 | 0 | 0 | 0 | 0 | 0 | 0 | 0 | 0 | 0 | 0 | 0 | 0 | 0 | 0 | 0 | 0 | 0 | 0 | 0 | 0 | 0 | 0 | 0 | 0 | 0 | 0
F5_Commercial_College_New_Space Heating_Natural Gas_Unit Heater_E9 | F5 | Commercial | College | New | Space Heating | Natural Gas | Unit Heater | E9 | Utility - Cost of Operation | 0 | 0 | 0 | 0 | 0 | 0 | 0 | 0 | 0 | 0 | 0 | 0 | 0 | 0 | 0 | 0 | 0 | 0 | 0 | 0 | 0 | 0 | 0 | 0 | 0 | 0 | 0
F5_Commercial_College_New_Space Heating_Natural Gas_Unit Heater_E10 | F5 | Commercial | College | New | Space Heating | Natural Gas | Unit Heater | E10 | Utility - Cost of Operation | 0 | 0 | 0 | 0 | 0 | 0 | 0 | 0 | 0 | 0 | 0 | 0 | 0 | 0 | 0 | 0 | 0 | 0 | 0 | 0 | 0 | 0 | 0 | 0 | 0 | 0 | 0
F6_Commercial_College_New_Space Heating_Natural Gas_Unit Heater_E1 | F6 | Commercial | College | New | Space Heating | Natural Gas | Unit Heater | E1 | Utility - Value of Sales | 0 | 0 | 0 | 0 | 0 | 0 | 0 | 0 | 0 | 0 | 0 | 0 | 0 | 0 | 0 | 0 | 0 | 0 | 0 | 0 | 0 | 0 | 0 | 0 | 0 | 0 | 0
F6_Commercial_College_New_Space Heating_Natural Gas_Unit Heater_E2 | F6 | Commercial | College | New | Space Heating | Natural Gas | Unit Heater | E2 | Utility - Value of Sales | 0 | 0 | 0 | 0 | 0 | 0 | 0 | 0 | 0 | 0 | 0 | 0 | 0 | 0 | 0 | 0 | 0 | 0 | 0 | 0 | 0 | 0 | 0 | 0 | 0 | 0 | 0
F6_Commercial_College_New_Space Heating_Natural Gas_Unit Heater_E3 | F6 | Commercial | College | New | Space Heating | Natural Gas | Unit Heater | E3 | Utility - Value of Sales | 0 | 0 | 0 | 0 | 0 | 0 | 0 | 0 | 0 | 0 | 0 | 0 | 0 | 0 | 0 | 0 | 0 | 0 | 0 | 0 | 0 | 0 | 0 | 0 | 0 | 0 | 0
F6_Commercial_College_New_Space Heating_Natural Gas_Unit Heater_E4 | F6 | Commercial | College | New | Space Heating | Natural Gas | Unit Heater | E4 | Utility - Value of Sales | 0 | 0 | 0 | 0 | 0 | 0 | 0 | 0 | 0 | 0 | 0 | 0 | 0 | 0 | 0 | 0 | 0 | 0 | 0 | 0 | 0 | 0 | 0 | 0 | 0 | 0 | 0
F6_Commercial_College_New_Space Heating_Natural Gas_Unit Heater_E5 | F6 | Commercial | College | New | Space Heating | Natural Gas | Unit Heater | E5 | Utility - Value of Sales | 0 | 0 | 0 | 0 | 0 | 0 | 0 | 0 | 0 | 0 | 0 | 0 | 0 | 0 | 0 | 0 | 0 | 0 | 0 | 0 | 0 | 0 | 0 | 0 | 0 | 0 | 0
F6_Commercial_College_New_Space Heating_Natural Gas_Unit Heater_E6 | F6 | Commercial | College | New | Space Heating | Natural Gas | Unit Heater | E6 | Utility - Value of Sales | 0 | 0 | 0 | 0 | 0 | 0 | 0 | 0 | 0 | 0 | 0 | 0 | 0 | 0 | 0 | 0 | 0 | 0 | 0 | 0 | 0 | 0 | 0 | 0 | 0 | 0 | 0
F6_Commercial_College_New_Space Heating_Natural Gas_Unit Heater_E7 | F6 | Commercial | College | New | Space Heating | Natural Gas | Unit Heater | E7 | Utility - Value of Sales | 0 | 0 | 0 | 0 | 0 | 0 | 0 | 0 | 0 | 0 | 0 | 0 | 0 | 0 | 0 | 0 | 0 | 0 | 0 | 0 | 0 | 0 | 0 | 0 | 0 | 0 | 0
F6_Commercial_College_New_Space Heating_Natural Gas_Unit Heater_E8 | F6 | Commercial | College | New | Space Heating | Natural Gas | Unit Heater | E8 | Utility - Value of Sales | 0 | 0 | 0 | 0 | 0 | 0 | 0 | 0 | 0 | 0 | 0 | 0 | 0 | 0 | 0 | 0 | 0 | 0 | 0 | 0 | 0 | 0 | 0 | 0 | 0 | 0 | 0
F6_Commercial_College_New_Space Heating_Natural Gas_Unit Heater_E9 | F6 | Commercial | College | New | Space Heating | Natural Gas | Unit Heater | E9 | Utility - Value of Sales | 0 | 0 | 0 | 0 | 0 | 0 | 0 | 0 | 0 | 0 | 0 | 0 | 0 | 0 | 0 | 0 | 0 | 0 | 0 | 0 | 0 | 0 | 0 | 0 | 0 | 0 | 0
F6_Commercial_College_New_Space Heating_Natural Gas_Unit Heater_E10 | F6 | Commercial | College | New | Space Heating | Natural Gas | Unit Heater | E10 | Utility - Value of Sales | 0 | 0 | 0 | 0 | 0 | 0 | 0 | 0 | 0 | 0 | 0 | 0 | 0 | 0 | 0 | 0 | 0 | 0 | 0 | 0 | 0 | 0 | 0 | 0 | 0 | 0 | 0
F1_Commercial_College_New_Water Heating_Natural Gas_Water Heater_E1 | F1 | Commercial | College | New | Water Heating | Natural Gas | Water Heater | E1 | RVT - Cost of Equipment | 0.025002 | 0.025002 | 0.025002 | 0.025002 | 0.025002 | 0.025002 | 0.025002 | 0.025002 | 0.025002 | 0.025002 | 0.025002 | 0.025002 | 0.025002 | 0.025002 | 0.025002 | 0.025002 | 0.025002 | 0.025002 | 0.025002 | 0.025002 | 0.025002 | 0.025002 | 0.025002 | 0.025002 | 0.025002 | 0.025002 | 0.025002
F1_Commercial_College_New_Water Heating_Natural Gas_Water Heater_E2 | F1 | Commercial | College | New | Water Heating | Natural Gas | Water Heater | E2 | RVT - Cost of Equipment | 0.028009 | 0.028009 | 0.028009 | 0.028009 | 0.028009 | 0.028009 | 0.028009 | 0.028009 | 0.028009 | 0.028009 | 0.028009 | 0.028009 | 0.028009 | 0.028009 | 0.028009 | 0.028009 | 0.028009 | 0.028009 | 0.028009 | 0.028009 | 0.028009 | 0.028009 | 0.028009 | 0.028009 | 0.028009 | 0.028009 | 0.028009
F1_Commercial_College_New_Water Heating_Natural Gas_Water Heater_E3 | F1 | Commercial | College | New | Water Heating | Natural Gas | Water Heater | E3 | RVT - Cost of Equipment | 0.022095 | 0.022095 | 0.022095 | 0.022095 | 0.022095 | 0.022095 | 0.022095 | 0.022095 | 0.022095 | 0.022095 | 0.022095 | 0.022095 | 0.022095 | 0.022095 | 0.022095 | 0.022095 | 0.022095 | 0.022095 | 0.022095 | 0.022095 | 0.022095 | 0.022095 | 0.022095 | 0.022095 | 0.022095 | 0.022095 | 0.022095
F1_Commercial_College_New_Water Heating_Natural Gas_Water Heater_E4 | F1 | Commercial | College | New | Water Heating | Natural Gas | Water Heater | E4 | RVT - Cost of Equipment | 0 | 0 | 0.089304 | 0.089304 | 0.089304 | 0.089304 | 0.089304 | 0.089304 | 0.089304 | 0.089304 | 0.089304 | 0.089304 | 0.089304 | 0.089304 | 0.089304 | 0.089304 | 0.089304 | 0.089304 | 0.089304 | 0.089304 | 0.089304 | 0.089304 | 0.089304 | 0.089304 | 0.089304 | 0.089304 | 0.089304
F1_Commercial_College_New_Water Heating_Natural Gas_Water Heater_E5 | F1 | Commercial | College | New | Water Heating | Natural Gas | Water Heater | E5 | RVT - Cost of Equipment | 0 | 0 | 0 | 0 | 0 | 0 | 0 | 0 | 0 | 0 | 0 | 0 | 0 | 0 | 0 | 0 | 0 | 0 | 0 | 0 | 0 | 0 | 0 | 0 | 0 | 0 | 0
F1_Commercial_College_New_Water Heating_Natural Gas_Water Heater_E6 | F1 | Commercial | College | New | Water Heating | Natural Gas | Water Heater | E6 | RVT - Cost of Equipment | 0 | 0 | 0 | 0 | 0 | 0 | 0 | 0 | 0 | 0 | 0 | 0 | 0 | 0 | 0 | 0 | 0 | 0 | 0 | 0 | 0 | 0 | 0 | 0 | 0 | 0 | 0
F1_Commercial_College_New_Water Heating_Natural Gas_Water Heater_E7 | F1 | Commercial | College | New | Water Heating | Natural Gas | Water Heater | E7 | RVT - Cost of Equipment | 0 | 0 | 0 | 0 | 0 | 0 | 0 | 0 | 0 | 0 | 0 | 0 | 0 | 0 | 0 | 0 | 0 | 0 | 0 | 0 | 0 | 0 | 0 | 0 | 0 | 0 | 0
F1_Commercial_College_New_Water Heating_Natural Gas_Water Heater_E8 | F1 | Commercial | College | New | Water Heating | Natural Gas | Water Heater | E8 | RVT - Cost of Equipment | 0 | 0 | 0 | 0 | 0 | 0 | 0 | 0 | 0 | 0 | 0 | 0 | 0 | 0 | 0 | 0 | 0 | 0 | 0 | 0 | 0 | 0 | 0 | 0 | 0 | 0 | 0
F1_Commercial_College_New_Water Heating_Natural Gas_Water Heater_E9 | F1 | Commercial | College | New | Water Heating | Natural Gas | Water Heater | E9 | RVT - Cost of Equipment | 0 | 0 | 0 | 0 | 0 | 0 | 0 | 0 | 0 | 0 | 0 | 0 | 0 | 0 | 0 | 0 | 0 | 0 | 0 | 0 | 0 | 0 | 0 | 0 | 0 | 0 | 0
F1_Commercial_College_New_Water Heating_Natural Gas_Water Heater_E10 | F1 | Commercial | College | New | Water Heating | Natural Gas | Water Heater | E10 | RVT - Cost of Equipment | 0 | 0 | 0 | 0 | 0 | 0 | 0 | 0 | 0 | 0 | 0 | 0 | 0 | 0 | 0 | 0 | 0 | 0 | 0 | 0 | 0 | 0 | 0 | 0 | 0 | 0 | 0
F2_Commercial_College_New_Water Heating_Natural Gas_Water Heater_E1 | F2 | Commercial | College | New | Water Heating | Natural Gas | Water Heater | E1 | RVT - Cost of Operation | 0 | 0 | 0 | 0 | 0 | 0 | 0 | 0 | 0 | 0 | 0 | 0 | 0 | 0 | 0 | 0 | 0 | 0 | 0 | 0 | 0 | 0 | 0 | 0 | 0 | 0 | 0
F2_Commercial_College_New_Water Heating_Natural Gas_Water Heater_E2 | F2 | Commercial | College | New | Water Heating | Natural Gas | Water Heater | E2 | RVT - Cost of Operation | 0 | 0 | 0 | 0 | 0 | 0 | 0 | 0 | 0 | 0 | 0 | 0 | 0 | 0 | 0 | 0 | 0 | 0 | 0 | 0 | 0 | 0 | 0 | 0 | 0 | 0 | 0
F2_Commercial_College_New_Water Heating_Natural Gas_Water Heater_E3 | F2 | Commercial | College | New | Water Heating | Natural Gas | Water Heater | E3 | RVT - Cost of Operation | 0 | 0 | 0 | 0 | 0 | 0 | 0 | 0 | 0 | 0 | 0 | 0 | 0 | 0 | 0 | 0 | 0 | 0 | 0 | 0 | 0 | 0 | 0 | 0 | 0 | 0 | 0
F2_Commercial_College_New_Water Heating_Natural Gas_Water Heater_E4 | F2 | Commercial | College | New | Water Heating | Natural Gas | Water Heater | E4 | RVT - Cost of Operation | 0 | 0 | 0 | 0 | 0 | 0 | 0 | 0 | 0 | 0 | 0 | 0 | 0 | 0 | 0 | 0 | 0 | 0 | 0 | 0 | 0 | 0 | 0 | 0 | 0 | 0 | 0
F2_Commercial_College_New_Water Heating_Natural Gas_Water Heater_E5 | F2 | Commercial | College | New | Water Heating | Natural Gas | Water Heater | E5 | RVT - Cost of Operation | 0 | 0 | 0 | 0 | 0 | 0 | 0 | 0 | 0 | 0 | 0 | 0 | 0 | 0 | 0 | 0 | 0 | 0 | 0 | 0 | 0 | 0 | 0 | 0 | 0 | 0 | 0
F2_Commercial_College_New_Water Heating_Natural Gas_Water Heater_E6 | F2 | Commercial | College | New | Water Heating | Natural Gas | Water Heater | E6 | RVT - Cost of Operation | 0 | 0 | 0 | 0 | 0 | 0 | 0 | 0 | 0 | 0 | 0 | 0 | 0 | 0 | 0 | 0 | 0 | 0 | 0 | 0 | 0 | 0 | 0 | 0 | 0 | 0 | 0
F2_Commercial_College_New_Water Heating_Natural Gas_Water Heater_E7 | F2 | Commercial | College | New | Water Heating | Natural Gas | Water Heater | E7 | RVT - Cost of Operation | 0 | 0 | 0 | 0 | 0 | 0 | 0 | 0 | 0 | 0 | 0 | 0 | 0 | 0 | 0 | 0 | 0 | 0 | 0 | 0 | 0 | 0 | 0 | 0 | 0 | 0 | 0
F2_Commercial_College_New_Water Heating_Natural Gas_Water Heater_E8 | F2 | Commercial | College | New | Water Heating | Natural Gas | Water Heater | E8 | RVT - Cost of Operation | 0 | 0 | 0 | 0 | 0 | 0 | 0 | 0 | 0 | 0 | 0 | 0 | 0 | 0 | 0 | 0 | 0 | 0 | 0 | 0 | 0 | 0 | 0 | 0 | 0 | 0 | 0
F2_Commercial_College_New_Water Heating_Natural Gas_Water Heater_E9 | F2 | Commercial | College | New | Water Heating | Natural Gas | Water Heater | E9 | RVT - Cost of Operation | 0 | 0 | 0 | 0 | 0 | 0 | 0 | 0 | 0 | 0 | 0 | 0 | 0 | 0 | 0 | 0 | 0 | 0 | 0 | 0 | 0 | 0 | 0 | 0 | 0 | 0 | 0
F2_Commercial_College_New_Water Heating_Natural Gas_Water Heater_E10 | F2 | Commercial | College | New | Water Heating | Natural Gas | Water Heater | E10 | RVT - Cost of Operation | 0 | 0 | 0 | 0 | 0 | 0 | 0 | 0 | 0 | 0 | 0 | 0 | 0 | 0 | 0 | 0 | 0 | 0 | 0 | 0 | 0 | 0 | 0 | 0 | 0 | 0 | 0
F3_Commercial_College_New_Water Heating_Natural Gas_Water Heater_E1 | F3 | Commercial | College | New | Water Heating | Natural Gas | Water Heater | E1 | System - kBTUs of Consumption | 20.1035 | 20.1035 | 20.1035 | 20.1035 | 20.1035 | 20.1035 | 20.1035 | 20.1035 | 20.1035 | 20.1035 | 20.1035 | 20.1035 | 20.1035 | 20.1035 | 20.1035 | 20.1035 | 20.1035 | 20.1035 | 20.1035 | 20.1035 | 20.1035 | 20.1035 | 20.1035 | 20.1035 | 20.1035 | 20.1035 | 20.1035
F3_Commercial_College_New_Water Heating_Natural Gas_Water Heater_E2 | F3 | Commercial | College | New | Water Heating | Natural Gas | Water Heater | E2 | System - kBTUs of Consumption | 18.4282 | 18.4282 | 18.4282 | 18.4282 | 18.4282 | 18.4282 | 18.4282 | 18.4282 | 18.4282 | 18.4282 | 18.4282 | 18.4282 | 18.4282 | 18.4282 | 18.4282 | 18.4282 | 18.4282 | 18.4282 | 18.4282 | 18.4282 | 18.4282 | 18.4282 | 18.4282 | 18.4282 | 18.4282 | 18.4282 | 18.4282
F3_Commercial_College_New_Water Heating_Natural Gas_Water Heater_E3 | F3 | Commercial | College | New | Water Heating | Natural Gas | Water Heater | E3 | System - kBTUs of Consumption | 18.0521 | 18.0521 | 18.0521 | 18.0521 | 18.0521 | 18.0521 | 18.0521 | 18.0521 | 18.0521 | 18.0521 | 18.0521 | 18.0521 | 18.0521 | 18.0521 | 18.0521 | 18.0521 | 18.0521 | 18.0521 | 18.0521 | 18.0521 | 18.0521 | 18.0521 | 18.0521 | 18.0521 | 18.0521 | 18.0521 | 18.0521
F3_Commercial_College_New_Water Heating_Natural Gas_Water Heater_E4 | F3 | Commercial | College | New | Water Heating | Natural Gas | Water Heater | E4 | System - kBTUs of Consumption | 0 | 0 | 16.6897 | 16.6897 | 16.6897 | 16.6897 | 16.6897 | 16.6897 | 16.6897 | 16.6897 | 16.6897 | 16.6897 | 16.6897 | 16.6897 | 16.6897 | 16.6897 | 16.6897 | 16.6897 | 16.6897 | 16.6897 | 16.6897 | 16.6897 | 16.6897 | 16.6897 | 16.6897 | 16.6897 | 16.6897
F3_Commercial_College_New_Water Heating_Natural Gas_Water Heater_E5 | F3 | Commercial | College | New | Water Heating | Natural Gas | Water Heater | E5 | System - kBTUs of Consumption | 0 | 0 | 0 | 0 | 0 | 0 | 0 | 0 | 0 | 0 | 0 | 0 | 0 | 0 | 0 | 0 | 0 | 0 | 0 | 0 | 0 | 0 | 0 | 0 | 0 | 0 | 0
F3_Commercial_College_New_Water Heating_Natural Gas_Water Heater_E6 | F3 | Commercial | College | New | Water Heating | Natural Gas | Water Heater | E6 | System - kBTUs of Consumption | 0 | 0 | 0 | 0 | 0 | 0 | 0 | 0 | 0 | 0 | 0 | 0 | 0 | 0 | 0 | 0 | 0 | 0 | 0 | 0 | 0 | 0 | 0 | 0 | 0 | 0 | 0
F3_Commercial_College_New_Water Heating_Natural Gas_Water Heater_E7 | F3 | Commercial | College | New | Water Heating | Natural Gas | Water Heater | E7 | System - kBTUs of Consumption | 0 | 0 | 0 | 0 | 0 | 0 | 0 | 0 | 0 | 0 | 0 | 0 | 0 | 0 | 0 | 0 | 0 | 0 | 0 | 0 | 0 | 0 | 0 | 0 | 0 | 0 | 0
F3_Commercial_College_New_Water Heating_Natural Gas_Water Heater_E8 | F3 | Commercial | College | New | Water Heating | Natural Gas | Water Heater | E8 | System - kBTUs of Consumption | 0 | 0 | 0 | 0 | 0 | 0 | 0 | 0 | 0 | 0 | 0 | 0 | 0 | 0 | 0 | 0 | 0 | 0 | 0 | 0 | 0 | 0 | 0 | 0 | 0 | 0 | 0
F3_Commercial_College_New_Water Heating_Natural Gas_Water Heater_E9 | F3 | Commercial | College | New | Water Heating | Natural Gas | Water Heater | E9 | System - kBTUs of Consumption | 0 | 0 | 0 | 0 | 0 | 0 | 0 | 0 | 0 | 0 | 0 | 0 | 0 | 0 | 0 | 0 | 0 | 0 | 0 | 0 | 0 | 0 | 0 | 0 | 0 | 0 | 0
F3_Commercial_College_New_Water Heating_Natural Gas_Water Heater_E10 | F3 | Commercial | College | New | Water Heating | Natural Gas | Water Heater | E10 | System - kBTUs of Consumption | 0 | 0 | 0 | 0 | 0 | 0 | 0 | 0 | 0 | 0 | 0 | 0 | 0 | 0 | 0 | 0 | 0 | 0 | 0 | 0 | 0 | 0 | 0 | 0 | 0 | 0 | 0
F4_Commercial_College_New_Water Heating_Natural Gas_Water Heater_E1 | F4 | Commercial | College | New | Water Heating | Natural Gas | Water Heater | E1 | Utility - Cost of Equipment | 0.025002 | 0.025002 | 0.025002 | 0.025002 | 0.025002 | 0.025002 | 0.025002 | 0.025002 | 0.025002 | 0.025002 | 0.025002 | 0.025002 | 0.025002 | 0.025002 | 0.025002 | 0.025002 | 0.025002 | 0.025002 | 0.025002 | 0.025002 | 0.025002 | 0.025002 | 0.025002 | 0.025002 | 0.025002 | 0.025002 | 0.025002
F4_Commercial_College_New_Water Heating_Natural Gas_Water Heater_E2 | F4 | Commercial | College | New | Water Heating | Natural Gas | Water Heater | E2 | Utility - Cost of Equipment | 0.028009 | 0.028009 | 0.028009 | 0.028009 | 0.028009 | 0.028009 | 0.028009 | 0.028009 | 0.028009 | 0.028009 | 0.028009 | 0.028009 | 0.028009 | 0.028009 | 0.028009 | 0.028009 | 0.028009 | 0.028009 | 0.028009 | 0.028009 | 0.028009 | 0.028009 | 0.028009 | 0.028009 | 0.028009 | 0.028009 | 0.028009
F4_Commercial_College_New_Water Heating_Natural Gas_Water Heater_E3 | F4 | Commercial | College | New | Water Heating | Natural Gas | Water Heater | E3 | Utility - Cost of Equipment | 0.022095 | 0.022095 | 0.022095 | 0.022095 | 0.022095 | 0.022095 | 0.022095 | 0.022095 | 0.022095 | 0.022095 | 0.022095 | 0.022095 | 0.022095 | 0.022095 | 0.022095 | 0.022095 | 0.022095 | 0.022095 | 0.022095 | 0.022095 | 0.022095 | 0.022095 | 0.022095 | 0.022095 | 0.022095 | 0.022095 | 0.022095
F4_Commercial_College_New_Water Heating_Natural Gas_Water Heater_E4 | F4 | Commercial | College | New | Water Heating | Natural Gas | Water Heater | E4 | Utility - Cost of Equipment | 0 | 0 | 0.089304 | 0.089304 | 0.089304 | 0.089304 | 0.089304 | 0.089304 | 0.089304 | 0.089304 | 0.089304 | 0.089304 | 0.089304 | 0.089304 | 0.089304 | 0.089304 | 0.089304 | 0.089304 | 0.089304 | 0.089304 | 0.089304 | 0.089304 | 0.089304 | 0.089304 | 0.089304 | 0.089304 | 0.089304
F4_Commercial_College_New_Water Heating_Natural Gas_Water Heater_E5 | F4 | Commercial | College | New | Water Heating | Natural Gas | Water Heater | E5 | Utility - Cost of Equipment | 0 | 0 | 0 | 0 | 0 | 0 | 0 | 0 | 0 | 0 | 0 | 0 | 0 | 0 | 0 | 0 | 0 | 0 | 0 | 0 | 0 | 0 | 0 | 0 | 0 | 0 | 0
F4_Commercial_College_New_Water Heating_Natural Gas_Water Heater_E6 | F4 | Commercial | College | New | Water Heating | Natural Gas | Water Heater | E6 | Utility - Cost of Equipment | 0 | 0 | 0 | 0 | 0 | 0 | 0 | 0 | 0 | 0 | 0 | 0 | 0 | 0 | 0 | 0 | 0 | 0 | 0 | 0 | 0 | 0 | 0 | 0 | 0 | 0 | 0
F4_Commercial_College_New_Water Heating_Natural Gas_Water Heater_E7 | F4 | Commercial | College | New | Water Heating | Natural Gas | Water Heater | E7 | Utility - Cost of Equipment | 0 | 0 | 0 | 0 | 0 | 0 | 0 | 0 | 0 | 0 | 0 | 0 | 0 | 0 | 0 | 0 | 0 | 0 | 0 | 0 | 0 | 0 | 0 | 0 | 0 | 0 | 0
F4_Commercial_College_New_Water Heating_Natural Gas_Water Heater_E8 | F4 | Commercial | College | New | Water Heating | Natural Gas | Water Heater | E8 | Utility - Cost of Equipment | 0 | 0 | 0 | 0 | 0 | 0 | 0 | 0 | 0 | 0 | 0 | 0 | 0 | 0 | 0 | 0 | 0 | 0 | 0 | 0 | 0 | 0 | 0 | 0 | 0 | 0 | 0
F4_Commercial_College_New_Water Heating_Natural Gas_Water Heater_E9 | F4 | Commercial | College | New | Water Heating | Natural Gas | Water Heater | E9 | Utility - Cost of Equipment | 0 | 0 | 0 | 0 | 0 | 0 | 0 | 0 | 0 | 0 | 0 | 0 | 0 | 0 | 0 | 0 | 0 | 0 | 0 | 0 | 0 | 0 | 0 | 0 | 0 | 0 | 0
F4_Commercial_College_New_Water Heating_Natural Gas_Water Heater_E10 | F4 | Commercial | College | New | Water Heating | Natural Gas | Water Heater | E10 | Utility - Cost of Equipment | 0 | 0 | 0 | 0 | 0 | 0 | 0 | 0 | 0 | 0 | 0 | 0 | 0 | 0 | 0 | 0 | 0 | 0 | 0 | 0 | 0 | 0 | 0 | 0 | 0 | 0 | 0
F5_Commercial_College_New_Water Heating_Natural Gas_Water Heater_E1 | F5 | Commercial | College | New | Water Heating | Natural Gas | Water Heater | E1 | Utility - Cost of Operation | 0.27626 | 0.27227 | 0.26838 | 0.26461 | 0.26465 | 0.26716 | 0.27123 | 0.27616 | 0.28148 | 0.28692 | 0.2923 | 0.29707 | 0.3007 | 0.30225 | 0.30154 | 0.29858 | 0.29361 | 0.2871 | 0.27935 | 0.27017 | 0.25942 | 0.24705 | 0.23607 | 0.22897 | 0.2259 | 0.22701 | 0.22812
F5_Commercial_College_New_Water Heating_Natural Gas_Water Heater_E2 | F5 | Commercial | College | New | Water Heating | Natural Gas | Water Heater | E2 | Utility - Cost of Operation | 0.25324 | 0.24958 | 0.24602 | 0.24256 | 0.2426 | 0.2449 | 0.24863 | 0.25314 | 0.25802 | 0.26301 | 0.26795 | 0.27231 | 0.27565 | 0.27706 | 0.27641 | 0.2737 | 0.26914 | 0.26317 | 0.25607 | 0.24765 | 0.2378 | 0.22647 | 0.2164 | 0.20989 | 0.20707 | 0.20809 | 0.20911
F5_Commercial_College_New_Water Heating_Natural Gas_Water Heater_E3 | F5 | Commercial | College | New | Water Heating | Natural Gas | Water Heater | E3 | Utility - Cost of Operation | 0.24807 | 0.24449 | 0.241 | 0.23761 | 0.23764 | 0.2399 | 0.24355 | 0.24798 | 0.25276 | 0.25764 | 0.26248 | 0.26675 | 0.27002 | 0.27141 | 0.27077 | 0.26811 | 0.26365 | 0.2578 | 0.25085 | 0.2426 | 0.23295 | 0.22184 | 0.21199 | 0.2056 | 0.20285 | 0.20384 | 0.20484
F5_Commercial_College_New_Water Heating_Natural Gas_Water Heater_E4 | F5 | Commercial | College | New | Water Heating | Natural Gas | Water Heater | E4 | Utility - Cost of Operation | 0 | 0 | 0.22487 | 0.22299 | 0.22379 | 0.22632 | 0.22987 | 0.23374 | 0.23737 | 0.24031 | 0.24249 | 0.24373 | 0.24394 | 0.24289 | 0.24083 | 0.23793 | 0.23427 | 0.22988 | 0.22462 | 0.21837 | 0.21102 | 0.20255 | 0.19505 | 0.19024 | 0.18825 | 0.18918 | 0.1901
F5_Commercial_College_New_Water Heating_Natural Gas_Water Heater_E5 | F5 | Commercial | College | New | Water Heating | Natural Gas | Water Heater | E5 | Utility - Cost of Operation | 0 | 0 | 0 | 0 | 0 | 0 | 0 | 0 | 0 | 0 | 0 | 0 | 0 | 0 | 0 | 0 | 0 | 0 | 0 | 0 | 0 | 0 | 0 | 0 | 0 | 0 | 0
F5_Commercial_College_New_Water Heating_Natural Gas_Water Heater_E6 | F5 | Commercial | College | New | Water Heating | Natural Gas | Water Heater | E6 | Utility - Cost of Operation | 0 | 0 | 0 | 0 | 0 | 0 | 0 | 0 | 0 | 0 | 0 | 0 | 0 | 0 | 0 | 0 | 0 | 0 | 0 | 0 | 0 | 0 | 0 | 0 | 0 | 0 | 0
F5_Commercial_College_New_Water Heating_Natural Gas_Water Heater_E7 | F5 | Commercial | College | New | Water Heating | Natural Gas | Water Heater | E7 | Utility - Cost of Operation | 0 | 0 | 0 | 0 | 0 | 0 | 0 | 0 | 0 | 0 | 0 | 0 | 0 | 0 | 0 | 0 | 0 | 0 | 0 | 0 | 0 | 0 | 0 | 0 | 0 | 0 | 0
F5_Commercial_College_New_Water Heating_Natural Gas_Water Heater_E8 | F5 | Commercial | College | New | Water Heating | Natural Gas | Water Heater | E8 | Utility - Cost of Operation | 0 | 0 | 0 | 0 | 0 | 0 | 0 | 0 | 0 | 0 | 0 | 0 | 0 | 0 | 0 | 0 | 0 | 0 | 0 | 0 | 0 | 0 | 0 | 0 | 0 | 0 | 0
F5_Commercial_College_New_Water Heating_Natural Gas_Water Heater_E9 | F5 | Commercial | College | New | Water Heating | Natural Gas | Water Heater | E9 | Utility - Cost of Operation | 0 | 0 | 0 | 0 | 0 | 0 | 0 | 0 | 0 | 0 | 0 | 0 | 0 | 0 | 0 | 0 | 0 | 0 | 0 | 0 | 0 | 0 | 0 | 0 | 0 | 0 | 0
F5_Commercial_College_New_Water Heating_Natural Gas_Water Heater_E10 | F5 | Commercial | College | New | Water Heating | Natural Gas | Water Heater | E10 | Utility - Cost of Operation | 0 | 0 | 0 | 0 | 0 | 0 | 0 | 0 | 0 | 0 | 0 | 0 | 0 | 0 | 0 | 0 | 0 | 0 | 0 | 0 | 0 | 0 | 0 | 0 | 0 | 0 | 0
F6_Commercial_College_New_Water Heating_Natural Gas_Water Heater_E1 | F6 | Commercial | College | New | Water Heating | Natural Gas | Water Heater | E1 | Utility - Value of Sales | 0 | 0 | 0 | 0 | 0 | 0 | 0 | 0 | 0 | 0 | 0 | 0 | 0 | 0 | 0 | 0 | 0 | 0 | 0 | 0 | 0 | 0 | 0 | 0 | 0 | 0 | 0
F6_Commercial_College_New_Water Heating_Natural Gas_Water Heater_E2 | F6 | Commercial | College | New | Water Heating | Natural Gas | Water Heater | E2 | Utility - Value of Sales | 0 | 0 | 0 | 0 | 0 | 0 | 0 | 0 | 0 | 0 | 0 | 0 | 0 | 0 | 0 | 0 | 0 | 0 | 0 | 0 | 0 | 0 | 0 | 0 | 0 | 0 | 0
F6_Commercial_College_New_Water Heating_Natural Gas_Water Heater_E3 | F6 | Commercial | College | New | Water Heating | Natural Gas | Water Heater | E3 | Utility - Value of Sales | 0 | 0 | 0 | 0 | 0 | 0 | 0 | 0 | 0 | 0 | 0 | 0 | 0 | 0 | 0 | 0 | 0 | 0 | 0 | 0 | 0 | 0 | 0 | 0 | 0 | 0 | 0
F6_Commercial_College_New_Water Heating_Natural Gas_Water Heater_E4 | F6 | Commercial | College | New | Water Heating | Natural Gas | Water Heater | E4 | Utility - Value of Sales | 0 | 0 | 0 | 0 | 0 | 0 | 0 | 0 | 0 | 0 | 0 | 0 | 0 | 0 | 0 | 0 | 0 | 0 | 0 | 0 | 0 | 0 | 0 | 0 | 0 | 0 | 0
F6_Commercial_College_New_Water Heating_Natural Gas_Water Heater_E5 | F6 | Commercial | College | New | Water Heating | Natural Gas | Water Heater | E5 | Utility - Value of Sales | 0 | 0 | 0 | 0 | 0 | 0 | 0 | 0 | 0 | 0 | 0 | 0 | 0 | 0 | 0 | 0 | 0 | 0 | 0 | 0 | 0 | 0 | 0 | 0 | 0 | 0 | 0
F6_Commercial_College_New_Water Heating_Natural Gas_Water Heater_E6 | F6 | Commercial | College | New | Water Heating | Natural Gas | Water Heater | E6 | Utility - Value of Sales | 0 | 0 | 0 | 0 | 0 | 0 | 0 | 0 | 0 | 0 | 0 | 0 | 0 | 0 | 0 | 0 | 0 | 0 | 0 | 0 | 0 | 0 | 0 | 0 | 0 | 0 | 0
F6_Commercial_College_New_Water Heating_Natural Gas_Water Heater_E7 | F6 | Commercial | College | New | Water Heating | Natural Gas | Water Heater | E7 | Utility - Value of Sales | 0 | 0 | 0 | 0 | 0 | 0 | 0 | 0 | 0 | 0 | 0 | 0 | 0 | 0 | 0 | 0 | 0 | 0 | 0 | 0 | 0 | 0 | 0 | 0 | 0 | 0 | 0
F6_Commercial_College_New_Water Heating_Natural Gas_Water Heater_E8 | F6 | Commercial | College | New | Water Heating | Natural Gas | Water Heater | E8 | Utility - Value of Sales | 0 | 0 | 0 | 0 | 0 | 0 | 0 | 0 | 0 | 0 | 0 | 0 | 0 | 0 | 0 | 0 | 0 | 0 | 0 | 0 | 0 | 0 | 0 | 0 | 0 | 0 | 0
F6_Commercial_College_New_Water Heating_Natural Gas_Water Heater_E9 | F6 | Commercial | College | New | Water Heating | Natural Gas | Water Heater | E9 | Utility - Value of Sales | 0 | 0 | 0 | 0 | 0 | 0 | 0 | 0 | 0 | 0 | 0 | 0 | 0 | 0 | 0 | 0 | 0 | 0 | 0 | 0 | 0 | 0 | 0 | 0 | 0 | 0 | 0
F6_Commercial_College_New_Water Heating_Natural Gas_Water Heater_E10 | F6 | Commercial | College | New | Water Heating | Natural Gas | Water Heater | E10 | Utility - Value of Sales | 0 | 0 | 0 | 0 | 0 | 0 | 0 | 0 | 0 | 0 | 0 | 0 | 0 | 0 | 0 | 0 | 0 | 0 | 0 | 0 | 0 | 0 | 0 | 0 | 0 | 0 | 0
F1_Commercial_College_New_Food Preparation_Natural Gas_Oven_E1 | F1 | Commercial | College | New | Food Preparation | Natural Gas | Oven | E1 | RVT - Cost of Equipment | 0.018417 | 0.018417 | 0.018417 | 0.018417 | 0.018417 | 0.018417 | 0.018417 | 0.018417 | 0.018417 | 0.018417 | 0.018417 | 0.018417 | 0.018417 | 0.018417 | 0.018417 | 0.018417 | 0.018417 | 0.018417 | 0.018417 | 0.018417 | 0.018417 | 0.018417 | 0.018417 | 0.018417 | 0.018417 | 0.018417 | 0.018417
F1_Commercial_College_New_Food Preparation_Natural Gas_Oven_E2 | F1 | Commercial | College | New | Food Preparation | Natural Gas | Oven | E2 | RVT - Cost of Equipment | 0.019401 | 0.019401 | 0.019401 | 0.019401 | 0.019401 | 0.019401 | 0.019401 | 0.019401 | 0.019401 | 0.019401 | 0.019401 | 0.019401 | 0.019401 | 0.019401 | 0.019401 | 0.019401 | 0.019401 | 0.019401 | 0.019401 | 0.019401 | 0.019401 | 0.019401 | 0.019401 | 0.019401 | 0.019401 | 0.019401 | 0.019401
F1_Commercial_College_New_Food Preparation_Natural Gas_Oven_E3 | F1 | Commercial | College | New | Food Preparation | Natural Gas | Oven | E3 | RVT - Cost of Equipment | 0 | 0 | 0 | 0 | 0 | 0 | 0 | 0 | 0 | 0 | 0 | 0 | 0 | 0 | 0 | 0 | 0 | 0 | 0 | 0 | 0 | 0 | 0 | 0 | 0 | 0 | 0
F1_Commercial_College_New_Food Preparation_Natural Gas_Oven_E4 | F1 | Commercial | College | New | Food Preparation | Natural Gas | Oven | E4 | RVT - Cost of Equipment | 0 | 0 | 0 | 0 | 0 | 0 | 0 | 0 | 0 | 0 | 0 | 0 | 0 | 0 | 0 | 0 | 0 | 0 | 0 | 0 | 0 | 0 | 0 | 0 | 0 | 0 | 0
F1_Commercial_College_New_Food Preparation_Natural Gas_Oven_E5 | F1 | Commercial | College | New | Food Preparation | Natural Gas | Oven | E5 | RVT - Cost of Equipment | 0 | 0 | 0 | 0 | 0 | 0 | 0 | 0 | 0 | 0 | 0 | 0 | 0 | 0 | 0 | 0 | 0 | 0 | 0 | 0 | 0 | 0 | 0 | 0 | 0 | 0 | 0
F1_Commercial_College_New_Food Preparation_Natural Gas_Oven_E6 | F1 | Commercial | College | New | Food Preparation | Natural Gas | Oven | E6 | RVT - Cost of Equipment | 0 | 0 | 0 | 0 | 0 | 0 | 0 | 0 | 0 | 0 | 0 | 0 | 0 | 0 | 0 | 0 | 0 | 0 | 0 | 0 | 0 | 0 | 0 | 0 | 0 | 0 | 0
F1_Commercial_College_New_Food Preparation_Natural Gas_Oven_E7 | F1 | Commercial | College | New | Food Preparation | Natural Gas | Oven | E7 | RVT - Cost of Equipment | 0 | 0 | 0 | 0 | 0 | 0 | 0 | 0 | 0 | 0 | 0 | 0 | 0 | 0 | 0 | 0 | 0 | 0 | 0 | 0 | 0 | 0 | 0 | 0 | 0 | 0 | 0
F1_Commercial_College_New_Food Preparation_Natural Gas_Oven_E8 | F1 | Commercial | College | New | Food Preparation | Natural Gas | Oven | E8 | RVT - Cost of Equipment | 0 | 0 | 0 | 0 | 0 | 0 | 0 | 0 | 0 | 0 | 0 | 0 | 0 | 0 | 0 | 0 | 0 | 0 | 0 | 0 | 0 | 0 | 0 | 0 | 0 | 0 | 0
F1_Commercial_College_New_Food Preparation_Natural Gas_Oven_E9 | F1 | Commercial | College | New | Food Preparation | Natural Gas | Oven | E9 | RVT - Cost of Equipment | 0 | 0 | 0 | 0 | 0 | 0 | 0 | 0 | 0 | 0 | 0 | 0 | 0 | 0 | 0 | 0 | 0 | 0 | 0 | 0 | 0 | 0 | 0 | 0 | 0 | 0 | 0
F1_Commercial_College_New_Food Preparation_Natural Gas_Oven_E10 | F1 | Commercial | College | New | Food Preparation | Natural Gas | Oven | E10 | RVT - Cost of Equipment | 0 | 0 | 0 | 0 | 0 | 0 | 0 | 0 | 0 | 0 | 0 | 0 | 0 | 0 | 0 | 0 | 0 | 0 | 0 | 0 | 0 | 0 | 0 | 0 | 0 | 0 | 0
F2_Commercial_College_New_Food Preparation_Natural Gas_Oven_E1 | F2 | Commercial | College | New | Food Preparation | Natural Gas | Oven | E1 | RVT - Cost of Operation | 0 | 0 | 0 | 0 | 0 | 0 | 0 | 0 | 0 | 0 | 0 | 0 | 0 | 0 | 0 | 0 | 0 | 0 | 0 | 0 | 0 | 0 | 0 | 0 | 0 | 0 | 0
F2_Commercial_College_New_Food Preparation_Natural Gas_Oven_E2 | F2 | Commercial | College | New | Food Preparation | Natural Gas | Oven | E2 | RVT - Cost of Operation | 0 | 0 | 0 | 0 | 0 | 0 | 0 | 0 | 0 | 0 | 0 | 0 | 0 | 0 | 0 | 0 | 0 | 0 | 0 | 0 | 0 | 0 | 0 | 0 | 0 | 0 | 0
F2_Commercial_College_New_Food Preparation_Natural Gas_Oven_E3 | F2 | Commercial | College | New | Food Preparation | Natural Gas | Oven | E3 | RVT - Cost of Operation | 0 | 0 | 0 | 0 | 0 | 0 | 0 | 0 | 0 | 0 | 0 | 0 | 0 | 0 | 0 | 0 | 0 | 0 | 0 | 0 | 0 | 0 | 0 | 0 | 0 | 0 | 0
F2_Commercial_College_New_Food Preparation_Natural Gas_Oven_E4 | F2 | Commercial | College | New | Food Preparation | Natural Gas | Oven | E4 | RVT - Cost of Operation | 0 | 0 | 0 | 0 | 0 | 0 | 0 | 0 | 0 | 0 | 0 | 0 | 0 | 0 | 0 | 0 | 0 | 0 | 0 | 0 | 0 | 0 | 0 | 0 | 0 | 0 | 0
F2_Commercial_College_New_Food Preparation_Natural Gas_Oven_E5 | F2 | Commercial | College | New | Food Preparation | Natural Gas | Oven | E5 | RVT - Cost of Operation | 0 | 0 | 0 | 0 | 0 | 0 | 0 | 0 | 0 | 0 | 0 | 0 | 0 | 0 | 0 | 0 | 0 | 0 | 0 | 0 | 0 | 0 | 0 | 0 | 0 | 0 | 0
F2_Commercial_College_New_Food Preparation_Natural Gas_Oven_E6 | F2 | Commercial | College | New | Food Preparation | Natural Gas | Oven | E6 | RVT - Cost of Operation | 0 | 0 | 0 | 0 | 0 | 0 | 0 | 0 | 0 | 0 | 0 | 0 | 0 | 0 | 0 | 0 | 0 | 0 | 0 | 0 | 0 | 0 | 0 | 0 | 0 | 0 | 0
F2_Commercial_College_New_Food Preparation_Natural Gas_Oven_E7 | F2 | Commercial | College | New | Food Preparation | Natural Gas | Oven | E7 | RVT - Cost of Operation | 0 | 0 | 0 | 0 | 0 | 0 | 0 | 0 | 0 | 0 | 0 | 0 | 0 | 0 | 0 | 0 | 0 | 0 | 0 | 0 | 0 | 0 | 0 | 0 | 0 | 0 | 0
F2_Commercial_College_New_Food Preparation_Natural Gas_Oven_E8 | F2 | Commercial | College | New | Food Preparation | Natural Gas | Oven | E8 | RVT - Cost of Operation | 0 | 0 | 0 | 0 | 0 | 0 | 0 | 0 | 0 | 0 | 0 | 0 | 0 | 0 | 0 | 0 | 0 | 0 | 0 | 0 | 0 | 0 | 0 | 0 | 0 | 0 | 0
F2_Commercial_College_New_Food Preparation_Natural Gas_Oven_E9 | F2 | Commercial | College | New | Food Preparation | Natural Gas | Oven | E9 | RVT - Cost of Operation | 0 | 0 | 0 | 0 | 0 | 0 | 0 | 0 | 0 | 0 | 0 | 0 | 0 | 0 | 0 | 0 | 0 | 0 | 0 | 0 | 0 | 0 | 0 | 0 | 0 | 0 | 0
F2_Commercial_College_New_Food Preparation_Natural Gas_Oven_E10 | F2 | Commercial | College | New | Food Preparation | Natural Gas | Oven | E10 | RVT - Cost of Operation | 0 | 0 | 0 | 0 | 0 | 0 | 0 | 0 | 0 | 0 | 0 | 0 | 0 | 0 | 0 | 0 | 0 | 0 | 0 | 0 | 0 | 0 | 0 | 0 | 0 | 0 | 0
F3_Commercial_College_New_Food Preparation_Natural Gas_Oven_E1 | F3 | Commercial | College | New | Food Preparation | Natural Gas | Oven | E1 | System - kBTUs of Consumption | 1.4639 | 1.4639 | 1.4639 | 1.4639 | 1.4639 | 1.4639 | 1.4639 | 1.4639 | 1.4639 | 1.4639 | 1.4639 | 1.4639 | 1.4639 | 1.4639 | 1.4639 | 1.4639 | 1.4639 | 1.4639 | 1.4639 | 1.4639 | 1.4639 | 1.4639 | 1.4639 | 1.4639 | 1.4639 | 1.4639 | 1.4639
F3_Commercial_College_New_Food Preparation_Natural Gas_Oven_E2 | F3 | Commercial | College | New | Food Preparation | Natural Gas | Oven | E2 | System - kBTUs of Consumption | 1.2719 | 1.2719 | 1.2719 | 1.2719 | 1.2719 | 1.2719 | 1.2719 | 1.2719 | 1.2719 | 1.2719 | 1.2719 | 1.2719 | 1.2719 | 1.2719 | 1.2719 | 1.2719 | 1.2719 | 1.2719 | 1.2719 | 1.2719 | 1.2719 | 1.2719 | 1.2719 | 1.2719 | 1.2719 | 1.2719 | 1.2719
F3_Commercial_College_New_Food Preparation_Natural Gas_Oven_E3 | F3 | Commercial | College | New | Food Preparation | Natural Gas | Oven | E3 | System - kBTUs of Consumption | 0 | 0 | 0 | 0 | 0 | 0 | 0 | 0 | 0 | 0 | 0 | 0 | 0 | 0 | 0 | 0 | 0 | 0 | 0 | 0 | 0 | 0 | 0 | 0 | 0 | 0 | 0
F3_Commercial_College_New_Food Preparation_Natural Gas_Oven_E4 | F3 | Commercial | College | New | Food Preparation | Natural Gas | Oven | E4 | System - kBTUs of Consumption | 0 | 0 | 0 | 0 | 0 | 0 | 0 | 0 | 0 | 0 | 0 | 0 | 0 | 0 | 0 | 0 | 0 | 0 | 0 | 0 | 0 | 0 | 0 | 0 | 0 | 0 | 0
F3_Commercial_College_New_Food Preparation_Natural Gas_Oven_E5 | F3 | Commercial | College | New | Food Preparation | Natural Gas | Oven | E5 | System - kBTUs of Consumption | 0 | 0 | 0 | 0 | 0 | 0 | 0 | 0 | 0 | 0 | 0 | 0 | 0 | 0 | 0 | 0 | 0 | 0 | 0 | 0 | 0 | 0 | 0 | 0 | 0 | 0 | 0
F3_Commercial_College_New_Food Preparation_Natural Gas_Oven_E6 | F3 | Commercial | College | New | Food Preparation | Natural Gas | Oven | E6 | System - kBTUs of Consumption | 0 | 0 | 0 | 0 | 0 | 0 | 0 | 0 | 0 | 0 | 0 | 0 | 0 | 0 | 0 | 0 | 0 | 0 | 0 | 0 | 0 | 0 | 0 | 0 | 0 | 0 | 0
F3_Commercial_College_New_Food Preparation_Natural Gas_Oven_E7 | F3 | Commercial | College | New | Food Preparation | Natural Gas | Oven | E7 | System - kBTUs of Consumption | 0 | 0 | 0 | 0 | 0 | 0 | 0 | 0 | 0 | 0 | 0 | 0 | 0 | 0 | 0 | 0 | 0 | 0 | 0 | 0 | 0 | 0 | 0 | 0 | 0 | 0 | 0
F3_Commercial_College_New_Food Preparation_Natural Gas_Oven_E8 | F3 | Commercial | College | New | Food Preparation | Natural Gas | Oven | E8 | System - kBTUs of Consumption | 0 | 0 | 0 | 0 | 0 | 0 | 0 | 0 | 0 | 0 | 0 | 0 | 0 | 0 | 0 | 0 | 0 | 0 | 0 | 0 | 0 | 0 | 0 | 0 | 0 | 0 | 0
F3_Commercial_College_New_Food Preparation_Natural Gas_Oven_E9 | F3 | Commercial | College | New | Food Preparation | Natural Gas | Oven | E9 | System - kBTUs of Consumption | 0 | 0 | 0 | 0 | 0 | 0 | 0 | 0 | 0 | 0 | 0 | 0 | 0 | 0 | 0 | 0 | 0 | 0 | 0 | 0 | 0 | 0 | 0 | 0 | 0 | 0 | 0
F3_Commercial_College_New_Food Preparation_Natural Gas_Oven_E10 | F3 | Commercial | College | New | Food Preparation | Natural Gas | Oven | E10 | System - kBTUs of Consumption | 0 | 0 | 0 | 0 | 0 | 0 | 0 | 0 | 0 | 0 | 0 | 0 | 0 | 0 | 0 | 0 | 0 | 0 | 0 | 0 | 0 | 0 | 0 | 0 | 0 | 0 | 0
F4_Commercial_College_New_Food Preparation_Natural Gas_Oven_E1 | F4 | Commercial | College | New | Food Preparation | Natural Gas | Oven | E1 | Utility - Cost of Equipment | 0.018417 | 0.018417 | 0.018417 | 0.018417 | 0.018417 | 0.018417 | 0.018417 | 0.018417 | 0.018417 | 0.018417 | 0.018417 | 0.018417 | 0.018417 | 0.018417 | 0.018417 | 0.018417 | 0.018417 | 0.018417 | 0.018417 | 0.018417 | 0.018417 | 0.018417 | 0.018417 | 0.018417 | 0.018417 | 0.018417 | 0.018417
F4_Commercial_College_New_Food Preparation_Natural Gas_Oven_E2 | F4 | Commercial | College | New | Food Preparation | Natural Gas | Oven | E2 | Utility - Cost of Equipment | 0.019401 | 0.019401 | 0.019401 | 0.019401 | 0.019401 | 0.019401 | 0.019401 | 0.019401 | 0.019401 | 0.019401 | 0.019401 | 0.019401 | 0.019401 | 0.019401 | 0.019401 | 0.019401 | 0.019401 | 0.019401 | 0.019401 | 0.019401 | 0.019401 | 0.019401 | 0.019401 | 0.019401 | 0.019401 | 0.019401 | 0.019401
F4_Commercial_College_New_Food Preparation_Natural Gas_Oven_E3 | F4 | Commercial | College | New | Food Preparation | Natural Gas | Oven | E3 | Utility - Cost of Equipment | 0 | 0 | 0 | 0 | 0 | 0 | 0 | 0 | 0 | 0 | 0 | 0 | 0 | 0 | 0 | 0 | 0 | 0 | 0 | 0 | 0 | 0 | 0 | 0 | 0 | 0 | 0
F4_Commercial_College_New_Food Preparation_Natural Gas_Oven_E4 | F4 | Commercial | College | New | Food Preparation | Natural Gas | Oven | E4 | Utility - Cost of Equipment | 0 | 0 | 0 | 0 | 0 | 0 | 0 | 0 | 0 | 0 | 0 | 0 | 0 | 0 | 0 | 0 | 0 | 0 | 0 | 0 | 0 | 0 | 0 | 0 | 0 | 0 | 0
F4_Commercial_College_New_Food Preparation_Natural Gas_Oven_E5 | F4 | Commercial | College | New | Food Preparation | Natural Gas | Oven | E5 | Utility - Cost of Equipment | 0 | 0 | 0 | 0 | 0 | 0 | 0 | 0 | 0 | 0 | 0 | 0 | 0 | 0 | 0 | 0 | 0 | 0 | 0 | 0 | 0 | 0 | 0 | 0 | 0 | 0 | 0
F4_Commercial_College_New_Food Preparation_Natural Gas_Oven_E6 | F4 | Commercial | College | New | Food Preparation | Natural Gas | Oven | E6 | Utility - Cost of Equipment | 0 | 0 | 0 | 0 | 0 | 0 | 0 | 0 | 0 | 0 | 0 | 0 | 0 | 0 | 0 | 0 | 0 | 0 | 0 | 0 | 0 | 0 | 0 | 0 | 0 | 0 | 0
F4_Commercial_College_New_Food Preparation_Natural Gas_Oven_E7 | F4 | Commercial | College | New | Food Preparation | Natural Gas | Oven | E7 | Utility - Cost of Equipment | 0 | 0 | 0 | 0 | 0 | 0 | 0 | 0 | 0 | 0 | 0 | 0 | 0 | 0 | 0 | 0 | 0 | 0 | 0 | 0 | 0 | 0 | 0 | 0 | 0 | 0 | 0
F4_Commercial_College_New_Food Preparation_Natural Gas_Oven_E8 | F4 | Commercial | College | New | Food Preparation | Natural Gas | Oven | E8 | Utility - Cost of Equipment | 0 | 0 | 0 | 0 | 0 | 0 | 0 | 0 | 0 | 0 | 0 | 0 | 0 | 0 | 0 | 0 | 0 | 0 | 0 | 0 | 0 | 0 | 0 | 0 | 0 | 0 | 0
F4_Commercial_College_New_Food Preparation_Natural Gas_Oven_E9 | F4 | Commercial | College | New | Food Preparation | Natural Gas | Oven | E9 | Utility - Cost of Equipment | 0 | 0 | 0 | 0 | 0 | 0 | 0 | 0 | 0 | 0 | 0 | 0 | 0 | 0 | 0 | 0 | 0 | 0 | 0 | 0 | 0 | 0 | 0 | 0 | 0 | 0 | 0
F4_Commercial_College_New_Food Preparation_Natural Gas_Oven_E10 | F4 | Commercial | College | New | Food Preparation | Natural Gas | Oven | E10 | Utility - Cost of Equipment | 0 | 0 | 0 | 0 | 0 | 0 | 0 | 0 | 0 | 0 | 0 | 0 | 0 | 0 | 0 | 0 | 0 | 0 | 0 | 0 | 0 | 0 | 0 | 0 | 0 | 0 | 0
F5_Commercial_College_New_Food Preparation_Natural Gas_Oven_E1 | F5 | Commercial | College | New | Food Preparation | Natural Gas | Oven | E1 | Utility - Cost of Operation | 0.020103 | 0.019891 | 0.019687 | 0.019493 | 0.019543 | 0.019754 | 0.020067 | 0.020438 | 0.020821 | 0.021167 | 0.021449 | 0.021627 | 0.021686 | 0.021608 | 0.021422 | 0.02115 | 0.020808 | 0.020399 | 0.019909 | 0.019328 | 0.018646 | 0.01786 | 0.017163 | 0.016715 | 0.016527 | 0.016608 | 0.01669
F5_Commercial_College_New_Food Preparation_Natural Gas_Oven_E2 | F5 | Commercial | College | New | Food Preparation | Natural Gas | Oven | E2 | Utility - Cost of Operation | 0.017467 | 0.017283 | 0.017105 | 0.016936 | 0.01698 | 0.017163 | 0.017436 | 0.017758 | 0.01809 | 0.018391 | 0.018636 | 0.01879 | 0.018842 | 0.018774 | 0.018613 | 0.018376 | 0.018079 | 0.017723 | 0.017298 | 0.016793 | 0.016201 | 0.015518 | 0.014912 | 0.014523 | 0.01436 | 0.01443 | 0.014501
F5_Commercial_College_New_Food Preparation_Natural Gas_Oven_E3 | F5 | Commercial | College | New | Food Preparation | Natural Gas | Oven | E3 | Utility - Cost of Operation | 0 | 0 | 0 | 0 | 0 | 0 | 0 | 0 | 0 | 0 | 0 | 0 | 0 | 0 | 0 | 0 | 0 | 0 | 0 | 0 | 0 | 0 | 0 | 0 | 0 | 0 | 0
F5_Commercial_College_New_Food Preparation_Natural Gas_Oven_E4 | F5 | Commercial | College | New | Food Preparation | Natural Gas | Oven | E4 | Utility - Cost of Operation | 0 | 0 | 0 | 0 | 0 | 0 | 0 | 0 | 0 | 0 | 0 | 0 | 0 | 0 | 0 | 0 | 0 | 0 | 0 | 0 | 0 | 0 | 0 | 0 | 0 | 0 | 0
F5_Commercial_College_New_Food Preparation_Natural Gas_Oven_E5 | F5 | Commercial | College | New | Food Preparation | Natural Gas | Oven | E5 | Utility - Cost of Operation | 0 | 0 | 0 | 0 | 0 | 0 | 0 | 0 | 0 | 0 | 0 | 0 | 0 | 0 | 0 | 0 | 0 | 0 | 0 | 0 | 0 | 0 | 0 | 0 | 0 | 0 | 0
F5_Commercial_College_New_Food Preparation_Natural Gas_Oven_E6 | F5 | Commercial | College | New | Food Preparation | Natural Gas | Oven | E6 | Utility - Cost of Operation | 0 | 0 | 0 | 0 | 0 | 0 | 0 | 0 | 0 | 0 | 0 | 0 | 0 | 0 | 0 | 0 | 0 | 0 | 0 | 0 | 0 | 0 | 0 | 0 | 0 | 0 | 0
F5_Commercial_College_New_Food Preparation_Natural Gas_Oven_E7 | F5 | Commercial | College | New | Food Preparation | Natural Gas | Oven | E7 | Utility - Cost of Operation | 0 | 0 | 0 | 0 | 0 | 0 | 0 | 0 | 0 | 0 | 0 | 0 | 0 | 0 | 0 | 0 | 0 | 0 | 0 | 0 | 0 | 0 | 0 | 0 | 0 | 0 | 0
F5_Commercial_College_New_Food Preparation_Natural Gas_Oven_E8 | F5 | Commercial | College | New | Food Preparation | Natural Gas | Oven | E8 | Utility - Cost of Operation | 0 | 0 | 0 | 0 | 0 | 0 | 0 | 0 | 0 | 0 | 0 | 0 | 0 | 0 | 0 | 0 | 0 | 0 | 0 | 0 | 0 | 0 | 0 | 0 | 0 | 0 | 0
F5_Commercial_College_New_Food Preparation_Natural Gas_Oven_E9 | F5 | Commercial | College | New | Food Preparation | Natural Gas | Oven | E9 | Utility - Cost of Operation | 0 | 0 | 0 | 0 | 0 | 0 | 0 | 0 | 0 | 0 | 0 | 0 | 0 | 0 | 0 | 0 | 0 | 0 | 0 | 0 | 0 | 0 | 0 | 0 | 0 | 0 | 0
F5_Commercial_College_New_Food Preparation_Natural Gas_Oven_E10 | F5 | Commercial | College | New | Food Preparation | Natural Gas | Oven | E10 | Utility - Cost of Operation | 0 | 0 | 0 | 0 | 0 | 0 | 0 | 0 | 0 | 0 | 0 | 0 | 0 | 0 | 0 | 0 | 0 | 0 | 0 | 0 | 0 | 0 | 0 | 0 | 0 | 0 | 0
F6_Commercial_College_New_Food Preparation_Natural Gas_Oven_E1 | F6 | Commercial | College | New | Food Preparation | Natural Gas | Oven | E1 | Utility - Value of Sales | 0 | 0 | 0 | 0 | 0 | 0 | 0 | 0 | 0 | 0 | 0 | 0 | 0 | 0 | 0 | 0 | 0 | 0 | 0 | 0 | 0 | 0 | 0 | 0 | 0 | 0 | 0
F6_Commercial_College_New_Food Preparation_Natural Gas_Oven_E2 | F6 | Commercial | College | New | Food Preparation | Natural Gas | Oven | E2 | Utility - Value of Sales | 0 | 0 | 0 | 0 | 0 | 0 | 0 | 0 | 0 | 0 | 0 | 0 | 0 | 0 | 0 | 0 | 0 | 0 | 0 | 0 | 0 | 0 | 0 | 0 | 0 | 0 | 0
F6_Commercial_College_New_Food Preparation_Natural Gas_Oven_E3 | F6 | Commercial | College | New | Food Preparation | Natural Gas | Oven | E3 | Utility - Value of Sales | 0 | 0 | 0 | 0 | 0 | 0 | 0 | 0 | 0 | 0 | 0 | 0 | 0 | 0 | 0 | 0 | 0 | 0 | 0 | 0 | 0 | 0 | 0 | 0 | 0 | 0 | 0
F6_Commercial_College_New_Food Preparation_Natural Gas_Oven_E4 | F6 | Commercial | College | New | Food Preparation | Natural Gas | Oven | E4 | Utility - Value of Sales | 0 | 0 | 0 | 0 | 0 | 0 | 0 | 0 | 0 | 0 | 0 | 0 | 0 | 0 | 0 | 0 | 0 | 0 | 0 | 0 | 0 | 0 | 0 | 0 | 0 | 0 | 0
F6_Commercial_College_New_Food Preparation_Natural Gas_Oven_E5 | F6 | Commercial | College | New | Food Preparation | Natural Gas | Oven | E5 | Utility - Value of Sales | 0 | 0 | 0 | 0 | 0 | 0 | 0 | 0 | 0 | 0 | 0 | 0 | 0 | 0 | 0 | 0 | 0 | 0 | 0 | 0 | 0 | 0 | 0 | 0 | 0 | 0 | 0
F6_Commercial_College_New_Food Preparation_Natural Gas_Oven_E6 | F6 | Commercial | College | New | Food Preparation | Natural Gas | Oven | E6 | Utility - Value of Sales | 0 | 0 | 0 | 0 | 0 | 0 | 0 | 0 | 0 | 0 | 0 | 0 | 0 | 0 | 0 | 0 | 0 | 0 | 0 | 0 | 0 | 0 | 0 | 0 | 0 | 0 | 0
F6_Commercial_College_New_Food Preparation_Natural Gas_Oven_E7 | F6 | Commercial | College | New | Food Preparation | Natural Gas | Oven | E7 | Utility - Value of Sales | 0 | 0 | 0 | 0 | 0 | 0 | 0 | 0 | 0 | 0 | 0 | 0 | 0 | 0 | 0 | 0 | 0 | 0 | 0 | 0 | 0 | 0 | 0 | 0 | 0 | 0 | 0
F6_Commercial_College_New_Food Preparation_Natural Gas_Oven_E8 | F6 | Commercial | College | New | Food Preparation | Natural Gas | Oven | E8 | Utility - Value of Sales | 0 | 0 | 0 | 0 | 0 | 0 | 0 | 0 | 0 | 0 | 0 | 0 | 0 | 0 | 0 | 0 | 0 | 0 | 0 | 0 | 0 | 0 | 0 | 0 | 0 | 0 | 0
F6_Commercial_College_New_Food Preparation_Natural Gas_Oven_E9 | F6 | Commercial | College | New | Food Preparation | Natural Gas | Oven | E9 | Utility - Value of Sales | 0 | 0 | 0 | 0 | 0 | 0 | 0 | 0 | 0 | 0 | 0 | 0 | 0 | 0 | 0 | 0 | 0 | 0 | 0 | 0 | 0 | 0 | 0 | 0 | 0 | 0 | 0
F6_Commercial_College_New_Food Preparation_Natural Gas_Oven_E10 | F6 | Commercial | College | New | Food Preparation | Natural Gas | Oven | E10 | Utility - Value of Sales | 0 | 0 | 0 | 0 | 0 | 0 | 0 | 0 | 0 | 0 | 0 | 0 | 0 | 0 | 0 | 0 | 0 | 0 | 0 | 0 | 0 | 0 | 0 | 0 | 0 | 0 | 0
F1_Commercial_College_New_Food Preparation_Natural Gas_Conveyor Oven_E1 | F1 | Commercial | College | New | Food Preparation | Natural Gas | Conveyor Oven | E1 | RVT - Cost of Equipment | 0.010437 | 0.010437 | 0.010437 | 0.010437 | 0.010437 | 0.010437 | 0.010437 | 0.010437 | 0.010437 | 0.010437 | 0.010437 | 0.010437 | 0.010437 | 0.010437 | 0.010437 | 0.010437 | 0.010437 | 0.010437 | 0.010437 | 0.010437 | 0.010437 | 0.010437 | 0.010437 | 0.010437 | 0.010437 | 0.010437 | 0.010437
F1_Commercial_College_New_Food Preparation_Natural Gas_Conveyor Oven_E2 | F1 | Commercial | College | New | Food Preparation | Natural Gas | Conveyor Oven | E2 | RVT - Cost of Equipment | 0.012724 | 0.012724 | 0.012724 | 0.012724 | 0.012724 | 0.012724 | 0.012724 | 0.012724 | 0.012724 | 0.012724 | 0.012724 | 0.012724 | 0.012724 | 0.012724 | 0.012724 | 0.012724 | 0.012724 | 0.012724 | 0.012724 | 0.012724 | 0.012724 | 0.012724 | 0.012724 | 0.012724 | 0.012724 | 0.012724 | 0.012724
F1_Commercial_College_New_Food Preparation_Natural Gas_Conveyor Oven_E3 | F1 | Commercial | College | New | Food Preparation | Natural Gas | Conveyor Oven | E3 | RVT - Cost of Equipment | 0 | 0 | 0 | 0 | 0 | 0 | 0 | 0 | 0 | 0 | 0 | 0 | 0 | 0 | 0 | 0 | 0 | 0 | 0 | 0 | 0 | 0 | 0 | 0 | 0 | 0 | 0
F1_Commercial_College_New_Food Preparation_Natural Gas_Conveyor Oven_E4 | F1 | Commercial | College | New | Food Preparation | Natural Gas | Conveyor Oven | E4 | RVT - Cost of Equipment | 0 | 0 | 0 | 0 | 0 | 0 | 0 | 0 | 0 | 0 | 0 | 0 | 0 | 0 | 0 | 0 | 0 | 0 | 0 | 0 | 0 | 0 | 0 | 0 | 0 | 0 | 0
F1_Commercial_College_New_Food Preparation_Natural Gas_Conveyor Oven_E5 | F1 | Commercial | College | New | Food Preparation | Natural Gas | Conveyor Oven | E5 | RVT - Cost of Equipment | 0 | 0 | 0 | 0 | 0 | 0 | 0 | 0 | 0 | 0 | 0 | 0 | 0 | 0 | 0 | 0 | 0 | 0 | 0 | 0 | 0 | 0 | 0 | 0 | 0 | 0 | 0
F1_Commercial_College_New_Food Preparation_Natural Gas_Conveyor Oven_E6 | F1 | Commercial | College | New | Food Preparation | Natural Gas | Conveyor Oven | E6 | RVT - Cost of Equipment | 0 | 0 | 0 | 0 | 0 | 0 | 0 | 0 | 0 | 0 | 0 | 0 | 0 | 0 | 0 | 0 | 0 | 0 | 0 | 0 | 0 | 0 | 0 | 0 | 0 | 0 | 0
F1_Commercial_College_New_Food Preparation_Natural Gas_Conveyor Oven_E7 | F1 | Commercial | College | New | Food Preparation | Natural Gas | Conveyor Oven | E7 | RVT - Cost of Equipment | 0 | 0 | 0 | 0 | 0 | 0 | 0 | 0 | 0 | 0 | 0 | 0 | 0 | 0 | 0 | 0 | 0 | 0 | 0 | 0 | 0 | 0 | 0 | 0 | 0 | 0 | 0
F1_Commercial_College_New_Food Preparation_Natural Gas_Conveyor Oven_E8 | F1 | Commercial | College | New | Food Preparation | Natural Gas | Conveyor Oven | E8 | RVT - Cost of Equipment | 0 | 0 | 0 | 0 | 0 | 0 | 0 | 0 | 0 | 0 | 0 | 0 | 0 | 0 | 0 | 0 | 0 | 0 | 0 | 0 | 0 | 0 | 0 | 0 | 0 | 0 | 0
F1_Commercial_College_New_Food Preparation_Natural Gas_Conveyor Oven_E9 | F1 | Commercial | College | New | Food Preparation | Natural Gas | Conveyor Oven | E9 | RVT - Cost of Equipment | 0 | 0 | 0 | 0 | 0 | 0 | 0 | 0 | 0 | 0 | 0 | 0 | 0 | 0 | 0 | 0 | 0 | 0 | 0 | 0 | 0 | 0 | 0 | 0 | 0 | 0 | 0
F1_Commercial_College_New_Food Preparation_Natural Gas_Conveyor Oven_E10 | F1 | Commercial | College | New | Food Preparation | Natural Gas | Conveyor Oven | E10 | RVT - Cost of Equipment | 0 | 0 | 0 | 0 | 0 | 0 | 0 | 0 | 0 | 0 | 0 | 0 | 0 | 0 | 0 | 0 | 0 | 0 | 0 | 0 | 0 | 0 | 0 | 0 | 0 | 0 | 0
F2_Commercial_College_New_Food Preparation_Natural Gas_Conveyor Oven_E1 | F2 | Commercial | College | New | Food Preparation | Natural Gas | Conveyor Oven | E1 | RVT - Cost of Operation | 0 | 0 | 0 | 0 | 0 | 0 | 0 | 0 | 0 | 0 | 0 | 0 | 0 | 0 | 0 | 0 | 0 | 0 | 0 | 0 | 0 | 0 | 0 | 0 | 0 | 0 | 0
F2_Commercial_College_New_Food Preparation_Natural Gas_Conveyor Oven_E2 | F2 | Commercial | College | New | Food Preparation | Natural Gas | Conveyor Oven | E2 | RVT - Cost of Operation | 0 | 0 | 0 | 0 | 0 | 0 | 0 | 0 | 0 | 0 | 0 | 0 | 0 | 0 | 0 | 0 | 0 | 0 | 0 | 0 | 0 | 0 | 0 | 0 | 0 | 0 | 0
F2_Commercial_College_New_Food Preparation_Natural Gas_Conveyor Oven_E3 | F2 | Commercial | College | New | Food Preparation | Natural Gas | Conveyor Oven | E3 | RVT - Cost of Operation | 0 | 0 | 0 | 0 | 0 | 0 | 0 | 0 | 0 | 0 | 0 | 0 | 0 | 0 | 0 | 0 | 0 | 0 | 0 | 0 | 0 | 0 | 0 | 0 | 0 | 0 | 0
F2_Commercial_College_New_Food Preparation_Natural Gas_Conveyor Oven_E4 | F2 | Commercial | College | New | Food Preparation | Natural Gas | Conveyor Oven | E4 | RVT - Cost of Operation | 0 | 0 | 0 | 0 | 0 | 0 | 0 | 0 | 0 | 0 | 0 | 0 | 0 | 0 | 0 | 0 | 0 | 0 | 0 | 0 | 0 | 0 | 0 | 0 | 0 | 0 | 0
F2_Commercial_College_New_Food Preparation_Natural Gas_Conveyor Oven_E5 | F2 | Commercial | College | New | Food Preparation | Natural Gas | Conveyor Oven | E5 | RVT - Cost of Operation | 0 | 0 | 0 | 0 | 0 | 0 | 0 | 0 | 0 | 0 | 0 | 0 | 0 | 0 | 0 | 0 | 0 | 0 | 0 | 0 | 0 | 0 | 0 | 0 | 0 | 0 | 0
F2_Commercial_College_New_Food Preparation_Natural Gas_Conveyor Oven_E6 | F2 | Commercial | College | New | Food Preparation | Natural Gas | Conveyor Oven | E6 | RVT - Cost of Operation | 0 | 0 | 0 | 0 | 0 | 0 | 0 | 0 | 0 | 0 | 0 | 0 | 0 | 0 | 0 | 0 | 0 | 0 | 0 | 0 | 0 | 0 | 0 | 0 | 0 | 0 | 0
F2_Commercial_College_New_Food Preparation_Natural Gas_Conveyor Oven_E7 | F2 | Commercial | College | New | Food Preparation | Natural Gas | Conveyor Oven | E7 | RVT - Cost of Operation | 0 | 0 | 0 | 0 | 0 | 0 | 0 | 0 | 0 | 0 | 0 | 0 | 0 | 0 | 0 | 0 | 0 | 0 | 0 | 0 | 0 | 0 | 0 | 0 | 0 | 0 | 0
F2_Commercial_College_New_Food Preparation_Natural Gas_Conveyor Oven_E8 | F2 | Commercial | College | New | Food Preparation | Natural Gas | Conveyor Oven | E8 | RVT - Cost of Operation | 0 | 0 | 0 | 0 | 0 | 0 | 0 | 0 | 0 | 0 | 0 | 0 | 0 | 0 | 0 | 0 | 0 | 0 | 0 | 0 | 0 | 0 | 0 | 0 | 0 | 0 | 0
F2_Commercial_College_New_Food Preparation_Natural Gas_Conveyor Oven_E9 | F2 | Commercial | College | New | Food Preparation | Natural Gas | Conveyor Oven | E9 | RVT - Cost of Operation | 0 | 0 | 0 | 0 | 0 | 0 | 0 | 0 | 0 | 0 | 0 | 0 | 0 | 0 | 0 | 0 | 0 | 0 | 0 | 0 | 0 | 0 | 0 | 0 | 0 | 0 | 0
F2_Commercial_College_New_Food Preparation_Natural Gas_Conveyor Oven_E10 | F2 | Commercial | College | New | Food Preparation | Natural Gas | Conveyor Oven | E10 | RVT - Cost of Operation | 0 | 0 | 0 | 0 | 0 | 0 | 0 | 0 | 0 | 0 | 0 | 0 | 0 | 0 | 0 | 0 | 0 | 0 | 0 | 0 | 0 | 0 | 0 | 0 | 0 | 0 | 0
F3_Commercial_College_New_Food Preparation_Natural Gas_Conveyor Oven_E1 | F3 | Commercial | College | New | Food Preparation | Natural Gas | Conveyor Oven | E1 | System - kBTUs of Consumption | 2.6737 | 2.6737 | 2.6737 | 2.6737 | 2.6737 | 2.6737 | 2.6737 | 2.6737 | 2.6737 | 2.6737 | 2.6737 | 2.6737 | 2.6737 | 2.6737 | 2.6737 | 2.6737 | 2.6737 | 2.6737 | 2.6737 | 2.6737 | 2.6737 | 2.6737 | 2.6737 | 2.6737 | 2.6737 | 2.6737 | 2.6737
F3_Commercial_College_New_Food Preparation_Natural Gas_Conveyor Oven_E2 | F3 | Commercial | College | New | Food Preparation | Natural Gas | Conveyor Oven | E2 | System - kBTUs of Consumption | 2.0324 | 2.0324 | 2.0324 | 2.0324 | 2.0324 | 2.0324 | 2.0324 | 2.0324 | 2.0324 | 2.0324 | 2.0324 | 2.0324 | 2.0324 | 2.0324 | 2.0324 | 2.0324 | 2.0324 | 2.0324 | 2.0324 | 2.0324 | 2.0324 | 2.0324 | 2.0324 | 2.0324 | 2.0324 | 2.0324 | 2.0324
F3_Commercial_College_New_Food Preparation_Natural Gas_Conveyor Oven_E3 | F3 | Commercial | College | New | Food Preparation | Natural Gas | Conveyor Oven | E3 | System - kBTUs of Consumption | 0 | 0 | 0 | 0 | 0 | 0 | 0 | 0 | 0 | 0 | 0 | 0 | 0 | 0 | 0 | 0 | 0 | 0 | 0 | 0 | 0 | 0 | 0 | 0 | 0 | 0 | 0
F3_Commercial_College_New_Food Preparation_Natural Gas_Conveyor Oven_E4 | F3 | Commercial | College | New | Food Preparation | Natural Gas | Conveyor Oven | E4 | System - kBTUs of Consumption | 0 | 0 | 0 | 0 | 0 | 0 | 0 | 0 | 0 | 0 | 0 | 0 | 0 | 0 | 0 | 0 | 0 | 0 | 0 | 0 | 0 | 0 | 0 | 0 | 0 | 0 | 0
F3_Commercial_College_New_Food Preparation_Natural Gas_Conveyor Oven_E5 | F3 | Commercial | College | New | Food Preparation | Natural Gas | Conveyor Oven | E5 | System - kBTUs of Consumption | 0 | 0 | 0 | 0 | 0 | 0 | 0 | 0 | 0 | 0 | 0 | 0 | 0 | 0 | 0 | 0 | 0 | 0 | 0 | 0 | 0 | 0 | 0 | 0 | 0 | 0 | 0
F3_Commercial_College_New_Food Preparation_Natural Gas_Conveyor Oven_E6 | F3 | Commercial | College | New | Food Preparation | Natural Gas | Conveyor Oven | E6 | System - kBTUs of Consumption | 0 | 0 | 0 | 0 | 0 | 0 | 0 | 0 | 0 | 0 | 0 | 0 | 0 | 0 | 0 | 0 | 0 | 0 | 0 | 0 | 0 | 0 | 0 | 0 | 0 | 0 | 0
F3_Commercial_College_New_Food Preparation_Natural Gas_Conveyor Oven_E7 | F3 | Commercial | College | New | Food Preparation | Natural Gas | Conveyor Oven | E7 | System - kBTUs of Consumption | 0 | 0 | 0 | 0 | 0 | 0 | 0 | 0 | 0 | 0 | 0 | 0 | 0 | 0 | 0 | 0 | 0 | 0 | 0 | 0 | 0 | 0 | 0 | 0 | 0 | 0 | 0
F3_Commercial_College_New_Food Preparation_Natural Gas_Conveyor Oven_E8 | F3 | Commercial | College | New | Food Preparation | Natural Gas | Conveyor Oven | E8 | System - kBTUs of Consumption | 0 | 0 | 0 | 0 | 0 | 0 | 0 | 0 | 0 | 0 | 0 | 0 | 0 | 0 | 0 | 0 | 0 | 0 | 0 | 0 | 0 | 0 | 0 | 0 | 0 | 0 | 0
F3_Commercial_College_New_Food Preparation_Natural Gas_Conveyor Oven_E9 | F3 | Commercial | College | New | Food Preparation | Natural Gas | Conveyor Oven | E9 | System - kBTUs of Consumption | 0 | 0 | 0 | 0 | 0 | 0 | 0 | 0 | 0 | 0 | 0 | 0 | 0 | 0 | 0 | 0 | 0 | 0 | 0 | 0 | 0 | 0 | 0 | 0 | 0 | 0 | 0
F3_Commercial_College_New_Food Preparation_Natural Gas_Conveyor Oven_E10 | F3 | Commercial | College | New | Food Preparation | Natural Gas | Conveyor Oven | E10 | System - kBTUs of Consumption | 0 | 0 | 0 | 0 | 0 | 0 | 0 | 0 | 0 | 0 | 0 | 0 | 0 | 0 | 0 | 0 | 0 | 0 | 0 | 0 | 0 | 0 | 0 | 0 | 0 | 0 | 0
F4_Commercial_College_New_Food Preparation_Natural Gas_Conveyor Oven_E1 | F4 | Commercial | College | New | Food Preparation | Natural Gas | Conveyor Oven | E1 | Utility - Cost of Equipment | 0.010437 | 0.010437 | 0.010437 | 0.010437 | 0.010437 | 0.010437 | 0.010437 | 0.010437 | 0.010437 | 0.010437 | 0.010437 | 0.010437 | 0.010437 | 0.010437 | 0.010437 | 0.010437 | 0.010437 | 0.010437 | 0.010437 | 0.010437 | 0.010437 | 0.010437 | 0.010437 | 0.010437 | 0.010437 | 0.010437 | 0.010437
F4_Commercial_College_New_Food Preparation_Natural Gas_Conveyor Oven_E2 | F4 | Commercial | College | New | Food Preparation | Natural Gas | Conveyor Oven | E2 | Utility - Cost of Equipment | 0.012724 | 0.012724 | 0.012724 | 0.012724 | 0.012724 | 0.012724 | 0.012724 | 0.012724 | 0.012724 | 0.012724 | 0.012724 | 0.012724 | 0.012724 | 0.012724 | 0.012724 | 0.012724 | 0.012724 | 0.012724 | 0.012724 | 0.012724 | 0.012724 | 0.012724 | 0.012724 | 0.012724 | 0.012724 | 0.012724 | 0.012724
F4_Commercial_College_New_Food Preparation_Natural Gas_Conveyor Oven_E3 | F4 | Commercial | College | New | Food Preparation | Natural Gas | Conveyor Oven | E3 | Utility - Cost of Equipment | 0 | 0 | 0 | 0 | 0 | 0 | 0 | 0 | 0 | 0 | 0 | 0 | 0 | 0 | 0 | 0 | 0 | 0 | 0 | 0 | 0 | 0 | 0 | 0 | 0 | 0 | 0
F4_Commercial_College_New_Food Preparation_Natural Gas_Conveyor Oven_E4 | F4 | Commercial | College | New | Food Preparation | Natural Gas | Conveyor Oven | E4 | Utility - Cost of Equipment | 0 | 0 | 0 | 0 | 0 | 0 | 0 | 0 | 0 | 0 | 0 | 0 | 0 | 0 | 0 | 0 | 0 | 0 | 0 | 0 | 0 | 0 | 0 | 0 | 0 | 0 | 0
F4_Commercial_College_New_Food Preparation_Natural Gas_Conveyor Oven_E5 | F4 | Commercial | College | New | Food Preparation | Natural Gas | Conveyor Oven | E5 | Utility - Cost of Equipment | 0 | 0 | 0 | 0 | 0 | 0 | 0 | 0 | 0 | 0 | 0 | 0 | 0 | 0 | 0 | 0 | 0 | 0 | 0 | 0 | 0 | 0 | 0 | 0 | 0 | 0 | 0
F4_Commercial_College_New_Food Preparation_Natural Gas_Conveyor Oven_E6 | F4 | Commercial | College | New | Food Preparation | Natural Gas | Conveyor Oven | E6 | Utility - Cost of Equipment | 0 | 0 | 0 | 0 | 0 | 0 | 0 | 0 | 0 | 0 | 0 | 0 | 0 | 0 | 0 | 0 | 0 | 0 | 0 | 0 | 0 | 0 | 0 | 0 | 0 | 0 | 0
F4_Commercial_College_New_Food Preparation_Natural Gas_Conveyor Oven_E7 | F4 | Commercial | College | New | Food Preparation | Natural Gas | Conveyor Oven | E7 | Utility - Cost of Equipment | 0 | 0 | 0 | 0 | 0 | 0 | 0 | 0 | 0 | 0 | 0 | 0 | 0 | 0 | 0 | 0 | 0 | 0 | 0 | 0 | 0 | 0 | 0 | 0 | 0 | 0 | 0
F4_Commercial_College_New_Food Preparation_Natural Gas_Conveyor Oven_E8 | F4 | Commercial | College | New | Food Preparation | Natural Gas | Conveyor Oven | E8 | Utility - Cost of Equipment | 0 | 0 | 0 | 0 | 0 | 0 | 0 | 0 | 0 | 0 | 0 | 0 | 0 | 0 | 0 | 0 | 0 | 0 | 0 | 0 | 0 | 0 | 0 | 0 | 0 | 0 | 0
F4_Commercial_College_New_Food Preparation_Natural Gas_Conveyor Oven_E9 | F4 | Commercial | College | New | Food Preparation | Natural Gas | Conveyor Oven | E9 | Utility - Cost of Equipment | 0 | 0 | 0 | 0 | 0 | 0 | 0 | 0 | 0 | 0 | 0 | 0 | 0 | 0 | 0 | 0 | 0 | 0 | 0 | 0 | 0 | 0 | 0 | 0 | 0 | 0 | 0
F4_Commercial_College_New_Food Preparation_Natural Gas_Conveyor Oven_E10 | F4 | Commercial | College | New | Food Preparation | Natural Gas | Conveyor Oven | E10 | Utility - Cost of Equipment | 0 | 0 | 0 | 0 | 0 | 0 | 0 | 0 | 0 | 0 | 0 | 0 | 0 | 0 | 0 | 0 | 0 | 0 | 0 | 0 | 0 | 0 | 0 | 0 | 0 | 0 | 0
F5_Commercial_College_New_Food Preparation_Natural Gas_Conveyor Oven_E1 | F5 | Commercial | College | New | Food Preparation | Natural Gas | Conveyor Oven | E1 | Utility - Cost of Operation | 0.037149 | 0.03698 | 0.036826 | 0.036675 | 0.036846 | 0.037174 | 0.037534 | 0.037837 | 0.038036 | 0.038125 | 0.038131 | 0.038075 | 0.037962 | 0.037755 | 0.037467 | 0.037091 | 0.036611 | 0.036032 | 0.035334 | 0.0345 | 0.033516 | 0.032379 | 0.031373 | 0.030738 | 0.030489 | 0.030638 | 0.030788
F5_Commercial_College_New_Food Preparation_Natural Gas_Conveyor Oven_E2 | F5 | Commercial | College | New | Food Preparation | Natural Gas | Conveyor Oven | E2 | Utility - Cost of Operation | 0.028239 | 0.02811 | 0.027994 | 0.027879 | 0.028009 | 0.028258 | 0.028532 | 0.028762 | 0.028913 | 0.028981 | 0.028985 | 0.028943 | 0.028857 | 0.0287 | 0.02848 | 0.028195 | 0.02783 | 0.02739 | 0.026859 | 0.026225 | 0.025478 | 0.024613 | 0.023849 | 0.023366 | 0.023176 | 0.02329 | 0.023404
F5_Commercial_College_New_Food Preparation_Natural Gas_Conveyor Oven_E3 | F5 | Commercial | College | New | Food Preparation | Natural Gas | Conveyor Oven | E3 | Utility - Cost of Operation | 0 | 0 | 0 | 0 | 0 | 0 | 0 | 0 | 0 | 0 | 0 | 0 | 0 | 0 | 0 | 0 | 0 | 0 | 0 | 0 | 0 | 0 | 0 | 0 | 0 | 0 | 0
F5_Commercial_College_New_Food Preparation_Natural Gas_Conveyor Oven_E4 | F5 | Commercial | College | New | Food Preparation | Natural Gas | Conveyor Oven | E4 | Utility - Cost of Operation | 0 | 0 | 0 | 0 | 0 | 0 | 0 | 0 | 0 | 0 | 0 | 0 | 0 | 0 | 0 | 0 | 0 | 0 | 0 | 0 | 0 | 0 | 0 | 0 | 0 | 0 | 0
F5_Commercial_College_New_Food Preparation_Natural Gas_Conveyor Oven_E5 | F5 | Commercial | College | New | Food Preparation | Natural Gas | Conveyor Oven | E5 | Utility - Cost of Operation | 0 | 0 | 0 | 0 | 0 | 0 | 0 | 0 | 0 | 0 | 0 | 0 | 0 | 0 | 0 | 0 | 0 | 0 | 0 | 0 | 0 | 0 | 0 | 0 | 0 | 0 | 0
F5_Commercial_College_New_Food Preparation_Natural Gas_Conveyor Oven_E6 | F5 | Commercial | College | New | Food Preparation | Natural Gas | Conveyor Oven | E6 | Utility - Cost of Operation | 0 | 0 | 0 | 0 | 0 | 0 | 0 | 0 | 0 | 0 | 0 | 0 | 0 | 0 | 0 | 0 | 0 | 0 | 0 | 0 | 0 | 0 | 0 | 0 | 0 | 0 | 0
F5_Commercial_College_New_Food Preparation_Natural Gas_Conveyor Oven_E7 | F5 | Commercial | College | New | Food Preparation | Natural Gas | Conveyor Oven | E7 | Utility - Cost of Operation | 0 | 0 | 0 | 0 | 0 | 0 | 0 | 0 | 0 | 0 | 0 | 0 | 0 | 0 | 0 | 0 | 0 | 0 | 0 | 0 | 0 | 0 | 0 | 0 | 0 | 0 | 0
F5_Commercial_College_New_Food Preparation_Natural Gas_Conveyor Oven_E8 | F5 | Commercial | College | New | Food Preparation | Natural Gas | Conveyor Oven | E8 | Utility - Cost of Operation | 0 | 0 | 0 | 0 | 0 | 0 | 0 | 0 | 0 | 0 | 0 | 0 | 0 | 0 | 0 | 0 | 0 | 0 | 0 | 0 | 0 | 0 | 0 | 0 | 0 | 0 | 0
F5_Commercial_College_New_Food Preparation_Natural Gas_Conveyor Oven_E9 | F5 | Commercial | College | New | Food Preparation | Natural Gas | Conveyor Oven | E9 | Utility - Cost of Operation | 0 | 0 | 0 | 0 | 0 | 0 | 0 | 0 | 0 | 0 | 0 | 0 | 0 | 0 | 0 | 0 | 0 | 0 | 0 | 0 | 0 | 0 | 0 | 0 | 0 | 0 | 0
F5_Commercial_College_New_Food Preparation_Natural Gas_Conveyor Oven_E10 | F5 | Commercial | College | New | Food Preparation | Natural Gas | Conveyor Oven | E10 | Utility - Cost of Operation | 0 | 0 | 0 | 0 | 0 | 0 | 0 | 0 | 0 | 0 | 0 | 0 | 0 | 0 | 0 | 0 | 0 | 0 | 0 | 0 | 0 | 0 | 0 | 0 | 0 | 0 | 0
F6_Commercial_College_New_Food Preparation_Natural Gas_Conveyor Oven_E1 | F6 | Commercial | College | New | Food Preparation | Natural Gas | Conveyor Oven | E1 | Utility - Value of Sales | 0 | 0 | 0 | 0 | 0 | 0 | 0 | 0 | 0 | 0 | 0 | 0 | 0 | 0 | 0 | 0 | 0 | 0 | 0 | 0 | 0 | 0 | 0 | 0 | 0 | 0 | 0
F6_Commercial_College_New_Food Preparation_Natural Gas_Conveyor Oven_E2 | F6 | Commercial | College | New | Food Preparation | Natural Gas | Conveyor Oven | E2 | Utility - Value of Sales | 0 | 0 | 0 | 0 | 0 | 0 | 0 | 0 | 0 | 0 | 0 | 0 | 0 | 0 | 0 | 0 | 0 | 0 | 0 | 0 | 0 | 0 | 0 | 0 | 0 | 0 | 0
F6_Commercial_College_New_Food Preparation_Natural Gas_Conveyor Oven_E3 | F6 | Commercial | College | New | Food Preparation | Natural Gas | Conveyor Oven | E3 | Utility - Value of Sales | 0 | 0 | 0 | 0 | 0 | 0 | 0 | 0 | 0 | 0 | 0 | 0 | 0 | 0 | 0 | 0 | 0 | 0 | 0 | 0 | 0 | 0 | 0 | 0 | 0 | 0 | 0
F6_Commercial_College_New_Food Preparation_Natural Gas_Conveyor Oven_E4 | F6 | Commercial | College | New | Food Preparation | Natural Gas | Conveyor Oven | E4 | Utility - Value of Sales | 0 | 0 | 0 | 0 | 0 | 0 | 0 | 0 | 0 | 0 | 0 | 0 | 0 | 0 | 0 | 0 | 0 | 0 | 0 | 0 | 0 | 0 | 0 | 0 | 0 | 0 | 0
F6_Commercial_College_New_Food Preparation_Natural Gas_Conveyor Oven_E5 | F6 | Commercial | College | New | Food Preparation | Natural Gas | Conveyor Oven | E5 | Utility - Value of Sales | 0 | 0 | 0 | 0 | 0 | 0 | 0 | 0 | 0 | 0 | 0 | 0 | 0 | 0 | 0 | 0 | 0 | 0 | 0 | 0 | 0 | 0 | 0 | 0 | 0 | 0 | 0
F6_Commercial_College_New_Food Preparation_Natural Gas_Conveyor Oven_E6 | F6 | Commercial | College | New | Food Preparation | Natural Gas | Conveyor Oven | E6 | Utility - Value of Sales | 0 | 0 | 0 | 0 | 0 | 0 | 0 | 0 | 0 | 0 | 0 | 0 | 0 | 0 | 0 | 0 | 0 | 0 | 0 | 0 | 0 | 0 | 0 | 0 | 0 | 0 | 0
F6_Commercial_College_New_Food Preparation_Natural Gas_Conveyor Oven_E7 | F6 | Commercial | College | New | Food Preparation | Natural Gas | Conveyor Oven | E7 | Utility - Value of Sales | 0 | 0 | 0 | 0 | 0 | 0 | 0 | 0 | 0 | 0 | 0 | 0 | 0 | 0 | 0 | 0 | 0 | 0 | 0 | 0 | 0 | 0 | 0 | 0 | 0 | 0 | 0
F6_Commercial_College_New_Food Preparation_Natural Gas_Conveyor Oven_E8 | F6 | Commercial | College | New | Food Preparation | Natural Gas | Conveyor Oven | E8 | Utility - Value of Sales | 0 | 0 | 0 | 0 | 0 | 0 | 0 | 0 | 0 | 0 | 0 | 0 | 0 | 0 | 0 | 0 | 0 | 0 | 0 | 0 | 0 | 0 | 0 | 0 | 0 | 0 | 0
F6_Commercial_College_New_Food Preparation_Natural Gas_Conveyor Oven_E9 | F6 | Commercial | College | New | Food Preparation | Natural Gas | Conveyor Oven | E9 | Utility - Value of Sales | 0 | 0 | 0 | 0 | 0 | 0 | 0 | 0 | 0 | 0 | 0 | 0 | 0 | 0 | 0 | 0 | 0 | 0 | 0 | 0 | 0 | 0 | 0 | 0 | 0 | 0 | 0
F6_Commercial_College_New_Food Preparation_Natural Gas_Conveyor Oven_E10 | F6 | Commercial | College | New | Food Preparation | Natural Gas | Conveyor Oven | E10 | Utility - Value of Sales | 0 | 0 | 0 | 0 | 0 | 0 | 0 | 0 | 0 | 0 | 0 | 0 | 0 | 0 | 0 | 0 | 0 | 0 | 0 | 0 | 0 | 0 | 0 | 0 | 0 | 0 | 0
F1_Commercial_College_New_Food Preparation_Natural Gas_Double Rack Oven_E1 | F1 | Commercial | College | New | Food Preparation | Natural Gas | Double Rack Oven | E1 | RVT - Cost of Equipment | 0.020357 | 0.020357 | 0.020357 | 0.020357 | 0.020357 | 0.020357 | 0.020357 | 0.020357 | 0.020357 | 0.020357 | 0.020357 | 0.020357 | 0.020357 | 0.020357 | 0.020357 | 0.020357 | 0.020357 | 0.020357 | 0.020357 | 0.020357 | 0.020357 | 0.020357 | 0.020357 | 0.020357 | 0.020357 | 0.020357 | 0.020357
F1_Commercial_College_New_Food Preparation_Natural Gas_Double Rack Oven_E2 | F1 | Commercial | College | New | Food Preparation | Natural Gas | Double Rack Oven | E2 | RVT - Cost of Equipment | 0.028086 | 0.028086 | 0.028086 | 0.028086 | 0.028086 | 0.028086 | 0.028086 | 0.028086 | 0.028086 | 0.028086 | 0.028086 | 0.028086 | 0.028086 | 0.028086 | 0.028086 | 0.028086 | 0.028086 | 0.028086 | 0.028086 | 0.028086 | 0.028086 | 0.028086 | 0.028086 | 0.028086 | 0.028086 | 0.028086 | 0.028086
F1_Commercial_College_New_Food Preparation_Natural Gas_Double Rack Oven_E3 | F1 | Commercial | College | New | Food Preparation | Natural Gas | Double Rack Oven | E3 | RVT - Cost of Equipment | 0 | 0 | 0 | 0 | 0 | 0 | 0 | 0 | 0 | 0 | 0 | 0 | 0 | 0 | 0 | 0 | 0 | 0 | 0 | 0 | 0 | 0 | 0 | 0 | 0 | 0 | 0
F1_Commercial_College_New_Food Preparation_Natural Gas_Double Rack Oven_E4 | F1 | Commercial | College | New | Food Preparation | Natural Gas | Double Rack Oven | E4 | RVT - Cost of Equipment | 0 | 0 | 0 | 0 | 0 | 0 | 0 | 0 | 0 | 0 | 0 | 0 | 0 | 0 | 0 | 0 | 0 | 0 | 0 | 0 | 0 | 0 | 0 | 0 | 0 | 0 | 0
F1_Commercial_College_New_Food Preparation_Natural Gas_Double Rack Oven_E5 | F1 | Commercial | College | New | Food Preparation | Natural Gas | Double Rack Oven | E5 | RVT - Cost of Equipment | 0 | 0 | 0 | 0 | 0 | 0 | 0 | 0 | 0 | 0 | 0 | 0 | 0 | 0 | 0 | 0 | 0 | 0 | 0 | 0 | 0 | 0 | 0 | 0 | 0 | 0 | 0
F1_Commercial_College_New_Food Preparation_Natural Gas_Double Rack Oven_E6 | F1 | Commercial | College | New | Food Preparation | Natural Gas | Double Rack Oven | E6 | RVT - Cost of Equipment | 0 | 0 | 0 | 0 | 0 | 0 | 0 | 0 | 0 | 0 | 0 | 0 | 0 | 0 | 0 | 0 | 0 | 0 | 0 | 0 | 0 | 0 | 0 | 0 | 0 | 0 | 0
F1_Commercial_College_New_Food Preparation_Natural Gas_Double Rack Oven_E7 | F1 | Commercial | College | New | Food Preparation | Natural Gas | Double Rack Oven | E7 | RVT - Cost of Equipment | 0 | 0 | 0 | 0 | 0 | 0 | 0 | 0 | 0 | 0 | 0 | 0 | 0 | 0 | 0 | 0 | 0 | 0 | 0 | 0 | 0 | 0 | 0 | 0 | 0 | 0 | 0
F1_Commercial_College_New_Food Preparation_Natural Gas_Double Rack Oven_E8 | F1 | Commercial | College | New | Food Preparation | Natural Gas | Double Rack Oven | E8 | RVT - Cost of Equipment | 0 | 0 | 0 | 0 | 0 | 0 | 0 | 0 | 0 | 0 | 0 | 0 | 0 | 0 | 0 | 0 | 0 | 0 | 0 | 0 | 0 | 0 | 0 | 0 | 0 | 0 | 0
F1_Commercial_College_New_Food Preparation_Natural Gas_Double Rack Oven_E9 | F1 | Commercial | College | New | Food Preparation | Natural Gas | Double Rack Oven | E9 | RVT - Cost of Equipment | 0 | 0 | 0 | 0 | 0 | 0 | 0 | 0 | 0 | 0 | 0 | 0 | 0 | 0 | 0 | 0 | 0 | 0 | 0 | 0 | 0 | 0 | 0 | 0 | 0 | 0 | 0
F1_Commercial_College_New_Food Preparation_Natural Gas_Double Rack Oven_E10 | F1 | Commercial | College | New | Food Preparation | Natural Gas | Double Rack Oven | E10 | RVT - Cost of Equipment | 0 | 0 | 0 | 0 | 0 | 0 | 0 | 0 | 0 | 0 | 0 | 0 | 0 | 0 | 0 | 0 | 0 | 0 | 0 | 0 | 0 | 0 | 0 | 0 | 0 | 0 | 0
F2_Commercial_College_New_Food Preparation_Natural Gas_Double Rack Oven_E1 | F2 | Commercial | College | New | Food Preparation | Natural Gas | Double Rack Oven | E1 | RVT - Cost of Operation | 0 | 0 | 0 | 0 | 0 | 0 | 0 | 0 | 0 | 0 | 0 | 0 | 0 | 0 | 0 | 0 | 0 | 0 | 0 | 0 | 0 | 0 | 0 | 0 | 0 | 0 | 0
F2_Commercial_College_New_Food Preparation_Natural Gas_Double Rack Oven_E2 | F2 | Commercial | College | New | Food Preparation | Natural Gas | Double Rack Oven | E2 | RVT - Cost of Operation | 0 | 0 | 0 | 0 | 0 | 0 | 0 | 0 | 0 | 0 | 0 | 0 | 0 | 0 | 0 | 0 | 0 | 0 | 0 | 0 | 0 | 0 | 0 | 0 | 0 | 0 | 0
F2_Commercial_College_New_Food Preparation_Natural Gas_Double Rack Oven_E3 | F2 | Commercial | College | New | Food Preparation | Natural Gas | Double Rack Oven | E3 | RVT - Cost of Operation | 0 | 0 | 0 | 0 | 0 | 0 | 0 | 0 | 0 | 0 | 0 | 0 | 0 | 0 | 0 | 0 | 0 | 0 | 0 | 0 | 0 | 0 | 0 | 0 | 0 | 0 | 0
F2_Commercial_College_New_Food Preparation_Natural Gas_Double Rack Oven_E4 | F2 | Commercial | College | New | Food Preparation | Natural Gas | Double Rack Oven | E4 | RVT - Cost of Operation | 0 | 0 | 0 | 0 | 0 | 0 | 0 | 0 | 0 | 0 | 0 | 0 | 0 | 0 | 0 | 0 | 0 | 0 | 0 | 0 | 0 | 0 | 0 | 0 | 0 | 0 | 0
F2_Commercial_College_New_Food Preparation_Natural Gas_Double Rack Oven_E5 | F2 | Commercial | College | New | Food Preparation | Natural Gas | Double Rack Oven | E5 | RVT - Cost of Operation | 0 | 0 | 0 | 0 | 0 | 0 | 0 | 0 | 0 | 0 | 0 | 0 | 0 | 0 | 0 | 0 | 0 | 0 | 0 | 0 | 0 | 0 | 0 | 0 | 0 | 0 | 0
F2_Commercial_College_New_Food Preparation_Natural Gas_Double Rack Oven_E6 | F2 | Commercial | College | New | Food Preparation | Natural Gas | Double Rack Oven | E6 | RVT - Cost of Operation | 0 | 0 | 0 | 0 | 0 | 0 | 0 | 0 | 0 | 0 | 0 | 0 | 0 | 0 | 0 | 0 | 0 | 0 | 0 | 0 | 0 | 0 | 0 | 0 | 0 | 0 | 0
F2_Commercial_College_New_Food Preparation_Natural Gas_Double Rack Oven_E7 | F2 | Commercial | College | New | Food Preparation | Natural Gas | Double Rack Oven | E7 | RVT - Cost of Operation | 0 | 0 | 0 | 0 | 0 | 0 | 0 | 0 | 0 | 0 | 0 | 0 | 0 | 0 | 0 | 0 | 0 | 0 | 0 | 0 | 0 | 0 | 0 | 0 | 0 | 0 | 0
F2_Commercial_College_New_Food Preparation_Natural Gas_Double Rack Oven_E8 | F2 | Commercial | College | New | Food Preparation | Natural Gas | Double Rack Oven | E8 | RVT - Cost of Operation | 0 | 0 | 0 | 0 | 0 | 0 | 0 | 0 | 0 | 0 | 0 | 0 | 0 | 0 | 0 | 0 | 0 | 0 | 0 | 0 | 0 | 0 | 0 | 0 | 0 | 0 | 0
F2_Commercial_College_New_Food Preparation_Natural Gas_Double Rack Oven_E9 | F2 | Commercial | College | New | Food Preparation | Natural Gas | Double Rack Oven | E9 | RVT - Cost of Operation | 0 | 0 | 0 | 0 | 0 | 0 | 0 | 0 | 0 | 0 | 0 | 0 | 0 | 0 | 0 | 0 | 0 | 0 | 0 | 0 | 0 | 0 | 0 | 0 | 0 | 0 | 0
F2_Commercial_College_New_Food Preparation_Natural Gas_Double Rack Oven_E10 | F2 | Commercial | College | New | Food Preparation | Natural Gas | Double Rack Oven | E10 | RVT - Cost of Operation | 0 | 0 | 0 | 0 | 0 | 0 | 0 | 0 | 0 | 0 | 0 | 0 | 0 | 0 | 0 | 0 | 0 | 0 | 0 | 0 | 0 | 0 | 0 | 0 | 0 | 0 | 0
F3_Commercial_College_New_Food Preparation_Natural Gas_Double Rack Oven_E1 | F3 | Commercial | College | New | Food Preparation | Natural Gas | Double Rack Oven | E1 | System - kBTUs of Consumption | 4.5467 | 4.5467 | 4.5467 | 4.5467 | 4.5467 | 4.5467 | 4.5467 | 4.5467 | 4.5467 | 4.5467 | 4.5467 | 4.5467 | 4.5467 | 4.5467 | 4.5467 | 4.5467 | 4.5467 | 4.5467 | 4.5467 | 4.5467 | 4.5467 | 4.5467 | 4.5467 | 4.5467 | 4.5467 | 4.5467 | 4.5467
F3_Commercial_College_New_Food Preparation_Natural Gas_Double Rack Oven_E2 | F3 | Commercial | College | New | Food Preparation | Natural Gas | Double Rack Oven | E2 | System - kBTUs of Consumption | 2.6745 | 2.6745 | 2.6745 | 2.6745 | 2.6745 | 2.6745 | 2.6745 | 2.6745 | 2.6745 | 2.6745 | 2.6745 | 2.6745 | 2.6745 | 2.6745 | 2.6745 | 2.6745 | 2.6745 | 2.6745 | 2.6745 | 2.6745 | 2.6745 | 2.6745 | 2.6745 | 2.6745 | 2.6745 | 2.6745 | 2.6745
F3_Commercial_College_New_Food Preparation_Natural Gas_Double Rack Oven_E3 | F3 | Commercial | College | New | Food Preparation | Natural Gas | Double Rack Oven | E3 | System - kBTUs of Consumption | 0 | 0 | 0 | 0 | 0 | 0 | 0 | 0 | 0 | 0 | 0 | 0 | 0 | 0 | 0 | 0 | 0 | 0 | 0 | 0 | 0 | 0 | 0 | 0 | 0 | 0 | 0
F3_Commercial_College_New_Food Preparation_Natural Gas_Double Rack Oven_E4 | F3 | Commercial | College | New | Food Preparation | Natural Gas | Double Rack Oven | E4 | System - kBTUs of Consumption | 0 | 0 | 0 | 0 | 0 | 0 | 0 | 0 | 0 | 0 | 0 | 0 | 0 | 0 | 0 | 0 | 0 | 0 | 0 | 0 | 0 | 0 | 0 | 0 | 0 | 0 | 0
F3_Commercial_College_New_Food Preparation_Natural Gas_Double Rack Oven_E5 | F3 | Commercial | College | New | Food Preparation | Natural Gas | Double Rack Oven | E5 | System - kBTUs of Consumption | 0 | 0 | 0 | 0 | 0 | 0 | 0 | 0 | 0 | 0 | 0 | 0 | 0 | 0 | 0 | 0 | 0 | 0 | 0 | 0 | 0 | 0 | 0 | 0 | 0 | 0 | 0
F3_Commercial_College_New_Food Preparation_Natural Gas_Double Rack Oven_E6 | F3 | Commercial | College | New | Food Preparation | Natural Gas | Double Rack Oven | E6 | System - kBTUs of Consumption | 0 | 0 | 0 | 0 | 0 | 0 | 0 | 0 | 0 | 0 | 0 | 0 | 0 | 0 | 0 | 0 | 0 | 0 | 0 | 0 | 0 | 0 | 0 | 0 | 0 | 0 | 0
F3_Commercial_College_New_Food Preparation_Natural Gas_Double Rack Oven_E7 | F3 | Commercial | College | New | Food Preparation | Natural Gas | Double Rack Oven | E7 | System - kBTUs of Consumption | 0 | 0 | 0 | 0 | 0 | 0 | 0 | 0 | 0 | 0 | 0 | 0 | 0 | 0 | 0 | 0 | 0 | 0 | 0 | 0 | 0 | 0 | 0 | 0 | 0 | 0 | 0
F3_Commercial_College_New_Food Preparation_Natural Gas_Double Rack Oven_E8 | F3 | Commercial | College | New | Food Preparation | Natural Gas | Double Rack Oven | E8 | System - kBTUs of Consumption | 0 | 0 | 0 | 0 | 0 | 0 | 0 | 0 | 0 | 0 | 0 | 0 | 0 | 0 | 0 | 0 | 0 | 0 | 0 | 0 | 0 | 0 | 0 | 0 | 0 | 0 | 0
F3_Commercial_College_New_Food Preparation_Natural Gas_Double Rack Oven_E9 | F3 | Commercial | College | New | Food Preparation | Natural Gas | Double Rack Oven | E9 | System - kBTUs of Consumption | 0 | 0 | 0 | 0 | 0 | 0 | 0 | 0 | 0 | 0 | 0 | 0 | 0 | 0 | 0 | 0 | 0 | 0 | 0 | 0 | 0 | 0 | 0 | 0 | 0 | 0 | 0
F3_Commercial_College_New_Food Preparation_Natural Gas_Double Rack Oven_E10 | F3 | Commercial | College | New | Food Preparation | Natural Gas | Double Rack Oven | E10 | System - kBTUs of Consumption | 0 | 0 | 0 | 0 | 0 | 0 | 0 | 0 | 0 | 0 | 0 | 0 | 0 | 0 | 0 | 0 | 0 | 0 | 0 | 0 | 0 | 0 | 0 | 0 | 0 | 0 | 0
F4_Commercial_College_New_Food Preparation_Natural Gas_Double Rack Oven_E1 | F4 | Commercial | College | New | Food Preparation | Natural Gas | Double Rack Oven | E1 | Utility - Cost of Equipment | 0.020357 | 0.020357 | 0.020357 | 0.020357 | 0.020357 | 0.020357 | 0.020357 | 0.020357 | 0.020357 | 0.020357 | 0.020357 | 0.020357 | 0.020357 | 0.020357 | 0.020357 | 0.020357 | 0.020357 | 0.020357 | 0.020357 | 0.020357 | 0.020357 | 0.020357 | 0.020357 | 0.020357 | 0.020357 | 0.020357 | 0.020357
F4_Commercial_College_New_Food Preparation_Natural Gas_Double Rack Oven_E2 | F4 | Commercial | College | New | Food Preparation | Natural Gas | Double Rack Oven | E2 | Utility - Cost of Equipment | 0.028086 | 0.028086 | 0.028086 | 0.028086 | 0.028086 | 0.028086 | 0.028086 | 0.028086 | 0.028086 | 0.028086 | 0.028086 | 0.028086 | 0.028086 | 0.028086 | 0.028086 | 0.028086 | 0.028086 | 0.028086 | 0.028086 | 0.028086 | 0.028086 | 0.028086 | 0.028086 | 0.028086 | 0.028086 | 0.028086 | 0.028086
F4_Commercial_College_New_Food Preparation_Natural Gas_Double Rack Oven_E3 | F4 | Commercial | College | New | Food Preparation | Natural Gas | Double Rack Oven | E3 | Utility - Cost of Equipment | 0 | 0 | 0 | 0 | 0 | 0 | 0 | 0 | 0 | 0 | 0 | 0 | 0 | 0 | 0 | 0 | 0 | 0 | 0 | 0 | 0 | 0 | 0 | 0 | 0 | 0 | 0
F4_Commercial_College_New_Food Preparation_Natural Gas_Double Rack Oven_E4 | F4 | Commercial | College | New | Food Preparation | Natural Gas | Double Rack Oven | E4 | Utility - Cost of Equipment | 0 | 0 | 0 | 0 | 0 | 0 | 0 | 0 | 0 | 0 | 0 | 0 | 0 | 0 | 0 | 0 | 0 | 0 | 0 | 0 | 0 | 0 | 0 | 0 | 0 | 0 | 0
F4_Commercial_College_New_Food Preparation_Natural Gas_Double Rack Oven_E5 | F4 | Commercial | College | New | Food Preparation | Natural Gas | Double Rack Oven | E5 | Utility - Cost of Equipment | 0 | 0 | 0 | 0 | 0 | 0 | 0 | 0 | 0 | 0 | 0 | 0 | 0 | 0 | 0 | 0 | 0 | 0 | 0 | 0 | 0 | 0 | 0 | 0 | 0 | 0 | 0
F4_Commercial_College_New_Food Preparation_Natural Gas_Double Rack Oven_E6 | F4 | Commercial | College | New | Food Preparation | Natural Gas | Double Rack Oven | E6 | Utility - Cost of Equipment | 0 | 0 | 0 | 0 | 0 | 0 | 0 | 0 | 0 | 0 | 0 | 0 | 0 | 0 | 0 | 0 | 0 | 0 | 0 | 0 | 0 | 0 | 0 | 0 | 0 | 0 | 0
F4_Commercial_College_New_Food Preparation_Natural Gas_Double Rack Oven_E7 | F4 | Commercial | College | New | Food Preparation | Natural Gas | Double Rack Oven | E7 | Utility - Cost of Equipment | 0 | 0 | 0 | 0 | 0 | 0 | 0 | 0 | 0 | 0 | 0 | 0 | 0 | 0 | 0 | 0 | 0 | 0 | 0 | 0 | 0 | 0 | 0 | 0 | 0 | 0 | 0
F4_Commercial_College_New_Food Preparation_Natural Gas_Double Rack Oven_E8 | F4 | Commercial | College | New | Food Preparation | Natural Gas | Double Rack Oven | E8 | Utility - Cost of Equipment | 0 | 0 | 0 | 0 | 0 | 0 | 0 | 0 | 0 | 0 | 0 | 0 | 0 | 0 | 0 | 0 | 0 | 0 | 0 | 0 | 0 | 0 | 0 | 0 | 0 | 0 | 0
F4_Commercial_College_New_Food Preparation_Natural Gas_Double Rack Oven_E9 | F4 | Commercial | College | New | Food Preparation | Natural Gas | Double Rack Oven | E9 | Utility - Cost of Equipment | 0 | 0 | 0 | 0 | 0 | 0 | 0 | 0 | 0 | 0 | 0 | 0 | 0 | 0 | 0 | 0 | 0 | 0 | 0 | 0 | 0 | 0 | 0 | 0 | 0 | 0 | 0
F4_Commercial_College_New_Food Preparation_Natural Gas_Double Rack Oven_E10 | F4 | Commercial | College | New | Food Preparation | Natural Gas | Double Rack Oven | E10 | Utility - Cost of Equipment | 0 | 0 | 0 | 0 | 0 | 0 | 0 | 0 | 0 | 0 | 0 | 0 | 0 | 0 | 0 | 0 | 0 | 0 | 0 | 0 | 0 | 0 | 0 | 0 | 0 | 0 | 0
F5_Commercial_College_New_Food Preparation_Natural Gas_Double Rack Oven_E1 | F5 | Commercial | College | New | Food Preparation | Natural Gas | Double Rack Oven | E1 | Utility - Cost of Operation | 0.062057 | 0.061393 | 0.060752 | 0.060139 | 0.060291 | 0.060941 | 0.061887 | 0.06294 | 0.063955 | 0.064821 | 0.065526 | 0.06603 | 0.066317 | 0.066284 | 0.065925 | 0.065235 | 0.064225 | 0.062951 | 0.06143 | 0.059621 | 0.057501 | 0.055057 | 0.052891 | 0.051499 | 0.050913 | 0.051163 | 0.051414
F5_Commercial_College_New_Food Preparation_Natural Gas_Double Rack Oven_E2 | F5 | Commercial | College | New | Food Preparation | Natural Gas | Double Rack Oven | E2 | Utility - Cost of Operation | 0.036504 | 0.036114 | 0.035737 | 0.035376 | 0.035465 | 0.035848 | 0.036404 | 0.037024 | 0.037621 | 0.03813 | 0.038544 | 0.038841 | 0.03901 | 0.038991 | 0.038779 | 0.038373 | 0.037779 | 0.03703 | 0.036135 | 0.035071 | 0.033824 | 0.032387 | 0.031112 | 0.030293 | 0.029949 | 0.030096 | 0.030243
F5_Commercial_College_New_Food Preparation_Natural Gas_Double Rack Oven_E3 | F5 | Commercial | College | New | Food Preparation | Natural Gas | Double Rack Oven | E3 | Utility - Cost of Operation | 0 | 0 | 0 | 0 | 0 | 0 | 0 | 0 | 0 | 0 | 0 | 0 | 0 | 0 | 0 | 0 | 0 | 0 | 0 | 0 | 0 | 0 | 0 | 0 | 0 | 0 | 0
F5_Commercial_College_New_Food Preparation_Natural Gas_Double Rack Oven_E4 | F5 | Commercial | College | New | Food Preparation | Natural Gas | Double Rack Oven | E4 | Utility - Cost of Operation | 0 | 0 | 0 | 0 | 0 | 0 | 0 | 0 | 0 | 0 | 0 | 0 | 0 | 0 | 0 | 0 | 0 | 0 | 0 | 0 | 0 | 0 | 0 | 0 | 0 | 0 | 0
F5_Commercial_College_New_Food Preparation_Natural Gas_Double Rack Oven_E5 | F5 | Commercial | College | New | Food Preparation | Natural Gas | Double Rack Oven | E5 | Utility - Cost of Operation | 0 | 0 | 0 | 0 | 0 | 0 | 0 | 0 | 0 | 0 | 0 | 0 | 0 | 0 | 0 | 0 | 0 | 0 | 0 | 0 | 0 | 0 | 0 | 0 | 0 | 0 | 0
F5_Commercial_College_New_Food Preparation_Natural Gas_Double Rack Oven_E6 | F5 | Commercial | College | New | Food Preparation | Natural Gas | Double Rack Oven | E6 | Utility - Cost of Operation | 0 | 0 | 0 | 0 | 0 | 0 | 0 | 0 | 0 | 0 | 0 | 0 | 0 | 0 | 0 | 0 | 0 | 0 | 0 | 0 | 0 | 0 | 0 | 0 | 0 | 0 | 0
F5_Commercial_College_New_Food Preparation_Natural Gas_Double Rack Oven_E7 | F5 | Commercial | College | New | Food Preparation | Natural Gas | Double Rack Oven | E7 | Utility - Cost of Operation | 0 | 0 | 0 | 0 | 0 | 0 | 0 | 0 | 0 | 0 | 0 | 0 | 0 | 0 | 0 | 0 | 0 | 0 | 0 | 0 | 0 | 0 | 0 | 0 | 0 | 0 | 0
F5_Commercial_College_New_Food Preparation_Natural Gas_Double Rack Oven_E8 | F5 | Commercial | College | New | Food Preparation | Natural Gas | Double Rack Oven | E8 | Utility - Cost of Operation | 0 | 0 | 0 | 0 | 0 | 0 | 0 | 0 | 0 | 0 | 0 | 0 | 0 | 0 | 0 | 0 | 0 | 0 | 0 | 0 | 0 | 0 | 0 | 0 | 0 | 0 | 0
F5_Commercial_College_New_Food Preparation_Natural Gas_Double Rack Oven_E9 | F5 | Commercial | College | New | Food Preparation | Natural Gas | Double Rack Oven | E9 | Utility - Cost of Operation | 0 | 0 | 0 | 0 | 0 | 0 | 0 | 0 | 0 | 0 | 0 | 0 | 0 | 0 | 0 | 0 | 0 | 0 | 0 | 0 | 0 | 0 | 0 | 0 | 0 | 0 | 0
F5_Commercial_College_New_Food Preparation_Natural Gas_Double Rack Oven_E10 | F5 | Commercial | College | New | Food Preparation | Natural Gas | Double Rack Oven | E10 | Utility - Cost of Operation | 0 | 0 | 0 | 0 | 0 | 0 | 0 | 0 | 0 | 0 | 0 | 0 | 0 | 0 | 0 | 0 | 0 | 0 | 0 | 0 | 0 | 0 | 0 | 0 | 0 | 0 | 0
F6_Commercial_College_New_Food Preparation_Natural Gas_Double Rack Oven_E1 | F6 | Commercial | College | New | Food Preparation | Natural Gas | Double Rack Oven | E1 | Utility - Value of Sales | 0 | 0 | 0 | 0 | 0 | 0 | 0 | 0 | 0 | 0 | 0 | 0 | 0 | 0 | 0 | 0 | 0 | 0 | 0 | 0 | 0 | 0 | 0 | 0 | 0 | 0 | 0
F6_Commercial_College_New_Food Preparation_Natural Gas_Double Rack Oven_E2 | F6 | Commercial | College | New | Food Preparation | Natural Gas | Double Rack Oven | E2 | Utility - Value of Sales | 0 | 0 | 0 | 0 | 0 | 0 | 0 | 0 | 0 | 0 | 0 | 0 | 0 | 0 | 0 | 0 | 0 | 0 | 0 | 0 | 0 | 0 | 0 | 0 | 0 | 0 | 0
F6_Commercial_College_New_Food Preparation_Natural Gas_Double Rack Oven_E3 | F6 | Commercial | College | New | Food Preparation | Natural Gas | Double Rack Oven | E3 | Utility - Value of Sales | 0 | 0 | 0 | 0 | 0 | 0 | 0 | 0 | 0 | 0 | 0 | 0 | 0 | 0 | 0 | 0 | 0 | 0 | 0 | 0 | 0 | 0 | 0 | 0 | 0 | 0 | 0
F6_Commercial_College_New_Food Preparation_Natural Gas_Double Rack Oven_E4 | F6 | Commercial | College | New | Food Preparation | Natural Gas | Double Rack Oven | E4 | Utility - Value of Sales | 0 | 0 | 0 | 0 | 0 | 0 | 0 | 0 | 0 | 0 | 0 | 0 | 0 | 0 | 0 | 0 | 0 | 0 | 0 | 0 | 0 | 0 | 0 | 0 | 0 | 0 | 0
F6_Commercial_College_New_Food Preparation_Natural Gas_Double Rack Oven_E5 | F6 | Commercial | College | New | Food Preparation | Natural Gas | Double Rack Oven | E5 | Utility - Value of Sales | 0 | 0 | 0 | 0 | 0 | 0 | 0 | 0 | 0 | 0 | 0 | 0 | 0 | 0 | 0 | 0 | 0 | 0 | 0 | 0 | 0 | 0 | 0 | 0 | 0 | 0 | 0
F6_Commercial_College_New_Food Preparation_Natural Gas_Double Rack Oven_E6 | F6 | Commercial | College | New | Food Preparation | Natural Gas | Double Rack Oven | E6 | Utility - Value of Sales | 0 | 0 | 0 | 0 | 0 | 0 | 0 | 0 | 0 | 0 | 0 | 0 | 0 | 0 | 0 | 0 | 0 | 0 | 0 | 0 | 0 | 0 | 0 | 0 | 0 | 0 | 0
F6_Commercial_College_New_Food Preparation_Natural Gas_Double Rack Oven_E7 | F6 | Commercial | College | New | Food Preparation | Natural Gas | Double Rack Oven | E7 | Utility - Value of Sales | 0 | 0 | 0 | 0 | 0 | 0 | 0 | 0 | 0 | 0 | 0 | 0 | 0 | 0 | 0 | 0 | 0 | 0 | 0 | 0 | 0 | 0 | 0 | 0 | 0 | 0 | 0
F6_Commercial_College_New_Food Preparation_Natural Gas_Double Rack Oven_E8 | F6 | Commercial | College | New | Food Preparation | Natural Gas | Double Rack Oven | E8 | Utility - Value of Sales | 0 | 0 | 0 | 0 | 0 | 0 | 0 | 0 | 0 | 0 | 0 | 0 | 0 | 0 | 0 | 0 | 0 | 0 | 0 | 0 | 0 | 0 | 0 | 0 | 0 | 0 | 0
F6_Commercial_College_New_Food Preparation_Natural Gas_Double Rack Oven_E9 | F6 | Commercial | College | New | Food Preparation | Natural Gas | Double Rack Oven | E9 | Utility - Value of Sales | 0 | 0 | 0 | 0 | 0 | 0 | 0 | 0 | 0 | 0 | 0 | 0 | 0 | 0 | 0 | 0 | 0 | 0 | 0 | 0 | 0 | 0 | 0 | 0 | 0 | 0 | 0
F6_Commercial_College_New_Food Preparation_Natural Gas_Double Rack Oven_E10 | F6 | Commercial | College | New | Food Preparation | Natural Gas | Double Rack Oven | E10 | Utility - Value of Sales | 0 | 0 | 0 | 0 | 0 | 0 | 0 | 0 | 0 | 0 | 0 | 0 | 0 | 0 | 0 | 0 | 0 | 0 | 0 | 0 | 0 | 0 | 0 | 0 | 0 | 0 | 0
F1_Commercial_College_New_Food Preparation_Natural Gas_Fryer_E1 | F1 | Commercial | College | New | Food Preparation | Natural Gas | Fryer | E1 | RVT - Cost of Equipment | 0.012496 | 0 | 0 | 0 | 0 | 0 | 0 | 0 | 0 | 0 | 0 | 0 | 0 | 0 | 0 | 0 | 0 | 0 | 0 | 0 | 0 | 0 | 0 | 0 | 0 | 0 | 0
F1_Commercial_College_New_Food Preparation_Natural Gas_Fryer_E2 | F1 | Commercial | College | New | Food Preparation | Natural Gas | Fryer | E2 | RVT - Cost of Equipment | 0.015708 | 0.015708 | 0.015708 | 0.015708 | 0.015708 | 0.015708 | 0.015708 | 0.015708 | 0.015708 | 0.015708 | 0.015708 | 0.015708 | 0.015708 | 0.015708 | 0.015708 | 0.015708 | 0.015708 | 0.015708 | 0.015708 | 0.015708 | 0.015708 | 0.015708 | 0.015708 | 0.015708 | 0.015708 | 0.015708 | 0.015708
F1_Commercial_College_New_Food Preparation_Natural Gas_Fryer_E3 | F1 | Commercial | College | New | Food Preparation | Natural Gas | Fryer | E3 | RVT - Cost of Equipment | 0 | 0 | 0 | 0 | 0 | 0 | 0 | 0 | 0 | 0 | 0 | 0 | 0 | 0 | 0 | 0 | 0 | 0 | 0 | 0 | 0 | 0 | 0 | 0 | 0 | 0 | 0
F1_Commercial_College_New_Food Preparation_Natural Gas_Fryer_E4 | F1 | Commercial | College | New | Food Preparation | Natural Gas | Fryer | E4 | RVT - Cost of Equipment | 0 | 0 | 0 | 0 | 0 | 0 | 0 | 0 | 0 | 0 | 0 | 0 | 0 | 0 | 0 | 0 | 0 | 0 | 0 | 0 | 0 | 0 | 0 | 0 | 0 | 0 | 0
F1_Commercial_College_New_Food Preparation_Natural Gas_Fryer_E5 | F1 | Commercial | College | New | Food Preparation | Natural Gas | Fryer | E5 | RVT - Cost of Equipment | 0 | 0 | 0 | 0 | 0 | 0 | 0 | 0 | 0 | 0 | 0 | 0 | 0 | 0 | 0 | 0 | 0 | 0 | 0 | 0 | 0 | 0 | 0 | 0 | 0 | 0 | 0
F1_Commercial_College_New_Food Preparation_Natural Gas_Fryer_E6 | F1 | Commercial | College | New | Food Preparation | Natural Gas | Fryer | E6 | RVT - Cost of Equipment | 0 | 0 | 0 | 0 | 0 | 0 | 0 | 0 | 0 | 0 | 0 | 0 | 0 | 0 | 0 | 0 | 0 | 0 | 0 | 0 | 0 | 0 | 0 | 0 | 0 | 0 | 0
F1_Commercial_College_New_Food Preparation_Natural Gas_Fryer_E7 | F1 | Commercial | College | New | Food Preparation | Natural Gas | Fryer | E7 | RVT - Cost of Equipment | 0 | 0 | 0 | 0 | 0 | 0 | 0 | 0 | 0 | 0 | 0 | 0 | 0 | 0 | 0 | 0 | 0 | 0 | 0 | 0 | 0 | 0 | 0 | 0 | 0 | 0 | 0
F1_Commercial_College_New_Food Preparation_Natural Gas_Fryer_E8 | F1 | Commercial | College | New | Food Preparation | Natural Gas | Fryer | E8 | RVT - Cost of Equipment | 0 | 0 | 0 | 0 | 0 | 0 | 0 | 0 | 0 | 0 | 0 | 0 | 0 | 0 | 0 | 0 | 0 | 0 | 0 | 0 | 0 | 0 | 0 | 0 | 0 | 0 | 0
F1_Commercial_College_New_Food Preparation_Natural Gas_Fryer_E9 | F1 | Commercial | College | New | Food Preparation | Natural Gas | Fryer | E9 | RVT - Cost of Equipment | 0 | 0 | 0 | 0 | 0 | 0 | 0 | 0 | 0 | 0 | 0 | 0 | 0 | 0 | 0 | 0 | 0 | 0 | 0 | 0 | 0 | 0 | 0 | 0 | 0 | 0 | 0
F1_Commercial_College_New_Food Preparation_Natural Gas_Fryer_E10 | F1 | Commercial | College | New | Food Preparation | Natural Gas | Fryer | E10 | RVT - Cost of Equipment | 0 | 0 | 0 | 0 | 0 | 0 | 0 | 0 | 0 | 0 | 0 | 0 | 0 | 0 | 0 | 0 | 0 | 0 | 0 | 0 | 0 | 0 | 0 | 0 | 0 | 0 | 0
F2_Commercial_College_New_Food Preparation_Natural Gas_Fryer_E1 | F2 | Commercial | College | New | Food Preparation | Natural Gas | Fryer | E1 | RVT - Cost of Operation | 0 | 0 | 0 | 0 | 0 | 0 | 0 | 0 | 0 | 0 | 0 | 0 | 0 | 0 | 0 | 0 | 0 | 0 | 0 | 0 | 0 | 0 | 0 | 0 | 0 | 0 | 0
F2_Commercial_College_New_Food Preparation_Natural Gas_Fryer_E2 | F2 | Commercial | College | New | Food Preparation | Natural Gas | Fryer | E2 | RVT - Cost of Operation | 0 | 0 | 0 | 0 | 0 | 0 | 0 | 0 | 0 | 0 | 0 | 0 | 0 | 0 | 0 | 0 | 0 | 0 | 0 | 0 | 0 | 0 | 0 | 0 | 0 | 0 | 0
F2_Commercial_College_New_Food Preparation_Natural Gas_Fryer_E3 | F2 | Commercial | College | New | Food Preparation | Natural Gas | Fryer | E3 | RVT - Cost of Operation | 0 | 0 | 0 | 0 | 0 | 0 | 0 | 0 | 0 | 0 | 0 | 0 | 0 | 0 | 0 | 0 | 0 | 0 | 0 | 0 | 0 | 0 | 0 | 0 | 0 | 0 | 0
F2_Commercial_College_New_Food Preparation_Natural Gas_Fryer_E4 | F2 | Commercial | College | New | Food Preparation | Natural Gas | Fryer | E4 | RVT - Cost of Operation | 0 | 0 | 0 | 0 | 0 | 0 | 0 | 0 | 0 | 0 | 0 | 0 | 0 | 0 | 0 | 0 | 0 | 0 | 0 | 0 | 0 | 0 | 0 | 0 | 0 | 0 | 0
F2_Commercial_College_New_Food Preparation_Natural Gas_Fryer_E5 | F2 | Commercial | College | New | Food Preparation | Natural Gas | Fryer | E5 | RVT - Cost of Operation | 0 | 0 | 0 | 0 | 0 | 0 | 0 | 0 | 0 | 0 | 0 | 0 | 0 | 0 | 0 | 0 | 0 | 0 | 0 | 0 | 0 | 0 | 0 | 0 | 0 | 0 | 0
F2_Commercial_College_New_Food Preparation_Natural Gas_Fryer_E6 | F2 | Commercial | College | New | Food Preparation | Natural Gas | Fryer | E6 | RVT - Cost of Operation | 0 | 0 | 0 | 0 | 0 | 0 | 0 | 0 | 0 | 0 | 0 | 0 | 0 | 0 | 0 | 0 | 0 | 0 | 0 | 0 | 0 | 0 | 0 | 0 | 0 | 0 | 0
F2_Commercial_College_New_Food Preparation_Natural Gas_Fryer_E7 | F2 | Commercial | College | New | Food Preparation | Natural Gas | Fryer | E7 | RVT - Cost of Operation | 0 | 0 | 0 | 0 | 0 | 0 | 0 | 0 | 0 | 0 | 0 | 0 | 0 | 0 | 0 | 0 | 0 | 0 | 0 | 0 | 0 | 0 | 0 | 0 | 0 | 0 | 0
F2_Commercial_College_New_Food Preparation_Natural Gas_Fryer_E8 | F2 | Commercial | College | New | Food Preparation | Natural Gas | Fryer | E8 | RVT - Cost of Operation | 0 | 0 | 0 | 0 | 0 | 0 | 0 | 0 | 0 | 0 | 0 | 0 | 0 | 0 | 0 | 0 | 0 | 0 | 0 | 0 | 0 | 0 | 0 | 0 | 0 | 0 | 0
F2_Commercial_College_New_Food Preparation_Natural Gas_Fryer_E9 | F2 | Commercial | College | New | Food Preparation | Natural Gas | Fryer | E9 | RVT - Cost of Operation | 0 | 0 | 0 | 0 | 0 | 0 | 0 | 0 | 0 | 0 | 0 | 0 | 0 | 0 | 0 | 0 | 0 | 0 | 0 | 0 | 0 | 0 | 0 | 0 | 0 | 0 | 0
F2_Commercial_College_New_Food Preparation_Natural Gas_Fryer_E10 | F2 | Commercial | College | New | Food Preparation | Natural Gas | Fryer | E10 | RVT - Cost of Operation | 0 | 0 | 0 | 0 | 0 | 0 | 0 | 0 | 0 | 0 | 0 | 0 | 0 | 0 | 0 | 0 | 0 | 0 | 0 | 0 | 0 | 0 | 0 | 0 | 0 | 0 | 0
F3_Commercial_College_New_Food Preparation_Natural Gas_Fryer_E1 | F3 | Commercial | College | New | Food Preparation | Natural Gas | Fryer | E1 | System - kBTUs of Consumption | 2.3298 | 0 | 0 | 0 | 0 | 0 | 0 | 0 | 0 | 0 | 0 | 0 | 0 | 0 | 0 | 0 | 0 | 0 | 0 | 0 | 0 | 0 | 0 | 0 | 0 | 0 | 0
F3_Commercial_College_New_Food Preparation_Natural Gas_Fryer_E2 | F3 | Commercial | College | New | Food Preparation | Natural Gas | Fryer | E2 | System - kBTUs of Consumption | 1.44 | 1.44 | 1.44 | 1.44 | 1.44 | 1.44 | 1.44 | 1.44 | 1.44 | 1.44 | 1.44 | 1.44 | 1.44 | 1.44 | 1.44 | 1.44 | 1.44 | 1.44 | 1.44 | 1.44 | 1.44 | 1.44 | 1.44 | 1.44 | 1.44 | 1.44 | 1.44
F3_Commercial_College_New_Food Preparation_Natural Gas_Fryer_E3 | F3 | Commercial | College | New | Food Preparation | Natural Gas | Fryer | E3 | System - kBTUs of Consumption | 0 | 0 | 0 | 0 | 0 | 0 | 0 | 0 | 0 | 0 | 0 | 0 | 0 | 0 | 0 | 0 | 0 | 0 | 0 | 0 | 0 | 0 | 0 | 0 | 0 | 0 | 0
F3_Commercial_College_New_Food Preparation_Natural Gas_Fryer_E4 | F3 | Commercial | College | New | Food Preparation | Natural Gas | Fryer | E4 | System - kBTUs of Consumption | 0 | 0 | 0 | 0 | 0 | 0 | 0 | 0 | 0 | 0 | 0 | 0 | 0 | 0 | 0 | 0 | 0 | 0 | 0 | 0 | 0 | 0 | 0 | 0 | 0 | 0 | 0
F3_Commercial_College_New_Food Preparation_Natural Gas_Fryer_E5 | F3 | Commercial | College | New | Food Preparation | Natural Gas | Fryer | E5 | System - kBTUs of Consumption | 0 | 0 | 0 | 0 | 0 | 0 | 0 | 0 | 0 | 0 | 0 | 0 | 0 | 0 | 0 | 0 | 0 | 0 | 0 | 0 | 0 | 0 | 0 | 0 | 0 | 0 | 0
F3_Commercial_College_New_Food Preparation_Natural Gas_Fryer_E6 | F3 | Commercial | College | New | Food Preparation | Natural Gas | Fryer | E6 | System - kBTUs of Consumption | 0 | 0 | 0 | 0 | 0 | 0 | 0 | 0 | 0 | 0 | 0 | 0 | 0 | 0 | 0 | 0 | 0 | 0 | 0 | 0 | 0 | 0 | 0 | 0 | 0 | 0 | 0
F3_Commercial_College_New_Food Preparation_Natural Gas_Fryer_E7 | F3 | Commercial | College | New | Food Preparation | Natural Gas | Fryer | E7 | System - kBTUs of Consumption | 0 | 0 | 0 | 0 | 0 | 0 | 0 | 0 | 0 | 0 | 0 | 0 | 0 | 0 | 0 | 0 | 0 | 0 | 0 | 0 | 0 | 0 | 0 | 0 | 0 | 0 | 0
F3_Commercial_College_New_Food Preparation_Natural Gas_Fryer_E8 | F3 | Commercial | College | New | Food Preparation | Natural Gas | Fryer | E8 | System - kBTUs of Consumption | 0 | 0 | 0 | 0 | 0 | 0 | 0 | 0 | 0 | 0 | 0 | 0 | 0 | 0 | 0 | 0 | 0 | 0 | 0 | 0 | 0 | 0 | 0 | 0 | 0 | 0 | 0
F3_Commercial_College_New_Food Preparation_Natural Gas_Fryer_E9 | F3 | Commercial | College | New | Food Preparation | Natural Gas | Fryer | E9 | System - kBTUs of Consumption | 0 | 0 | 0 | 0 | 0 | 0 | 0 | 0 | 0 | 0 | 0 | 0 | 0 | 0 | 0 | 0 | 0 | 0 | 0 | 0 | 0 | 0 | 0 | 0 | 0 | 0 | 0
F3_Commercial_College_New_Food Preparation_Natural Gas_Fryer_E10 | F3 | Commercial | College | New | Food Preparation | Natural Gas | Fryer | E10 | System - kBTUs of Consumption | 0 | 0 | 0 | 0 | 0 | 0 | 0 | 0 | 0 | 0 | 0 | 0 | 0 | 0 | 0 | 0 | 0 | 0 | 0 | 0 | 0 | 0 | 0 | 0 | 0 | 0 | 0
F4_Commercial_College_New_Food Preparation_Natural Gas_Fryer_E1 | F4 | Commercial | College | New | Food Preparation | Natural Gas | Fryer | E1 | Utility - Cost of Equipment | 0.012496 | 0 | 0 | 0 | 0 | 0 | 0 | 0 | 0 | 0 | 0 | 0 | 0 | 0 | 0 | 0 | 0 | 0 | 0 | 0 | 0 | 0 | 0 | 0 | 0 | 0 | 0
F4_Commercial_College_New_Food Preparation_Natural Gas_Fryer_E2 | F4 | Commercial | College | New | Food Preparation | Natural Gas | Fryer | E2 | Utility - Cost of Equipment | 0.015708 | 0.015708 | 0.015708 | 0.015708 | 0.015708 | 0.015708 | 0.015708 | 0.015708 | 0.015708 | 0.015708 | 0.015708 | 0.015708 | 0.015708 | 0.015708 | 0.015708 | 0.015708 | 0.015708 | 0.015708 | 0.015708 | 0.015708 | 0.015708 | 0.015708 | 0.015708 | 0.015708 | 0.015708 | 0.015708 | 0.015708
F4_Commercial_College_New_Food Preparation_Natural Gas_Fryer_E3 | F4 | Commercial | College | New | Food Preparation | Natural Gas | Fryer | E3 | Utility - Cost of Equipment | 0 | 0 | 0 | 0 | 0 | 0 | 0 | 0 | 0 | 0 | 0 | 0 | 0 | 0 | 0 | 0 | 0 | 0 | 0 | 0 | 0 | 0 | 0 | 0 | 0 | 0 | 0
F4_Commercial_College_New_Food Preparation_Natural Gas_Fryer_E4 | F4 | Commercial | College | New | Food Preparation | Natural Gas | Fryer | E4 | Utility - Cost of Equipment | 0 | 0 | 0 | 0 | 0 | 0 | 0 | 0 | 0 | 0 | 0 | 0 | 0 | 0 | 0 | 0 | 0 | 0 | 0 | 0 | 0 | 0 | 0 | 0 | 0 | 0 | 0
F4_Commercial_College_New_Food Preparation_Natural Gas_Fryer_E5 | F4 | Commercial | College | New | Food Preparation | Natural Gas | Fryer | E5 | Utility - Cost of Equipment | 0 | 0 | 0 | 0 | 0 | 0 | 0 | 0 | 0 | 0 | 0 | 0 | 0 | 0 | 0 | 0 | 0 | 0 | 0 | 0 | 0 | 0 | 0 | 0 | 0 | 0 | 0
F4_Commercial_College_New_Food Preparation_Natural Gas_Fryer_E6 | F4 | Commercial | College | New | Food Preparation | Natural Gas | Fryer | E6 | Utility - Cost of Equipment | 0 | 0 | 0 | 0 | 0 | 0 | 0 | 0 | 0 | 0 | 0 | 0 | 0 | 0 | 0 | 0 | 0 | 0 | 0 | 0 | 0 | 0 | 0 | 0 | 0 | 0 | 0
F4_Commercial_College_New_Food Preparation_Natural Gas_Fryer_E7 | F4 | Commercial | College | New | Food Preparation | Natural Gas | Fryer | E7 | Utility - Cost of Equipment | 0 | 0 | 0 | 0 | 0 | 0 | 0 | 0 | 0 | 0 | 0 | 0 | 0 | 0 | 0 | 0 | 0 | 0 | 0 | 0 | 0 | 0 | 0 | 0 | 0 | 0 | 0
F4_Commercial_College_New_Food Preparation_Natural Gas_Fryer_E8 | F4 | Commercial | College | New | Food Preparation | Natural Gas | Fryer | E8 | Utility - Cost of Equipment | 0 | 0 | 0 | 0 | 0 | 0 | 0 | 0 | 0 | 0 | 0 | 0 | 0 | 0 | 0 | 0 | 0 | 0 | 0 | 0 | 0 | 0 | 0 | 0 | 0 | 0 | 0
F4_Commercial_College_New_Food Preparation_Natural Gas_Fryer_E9 | F4 | Commercial | College | New | Food Preparation | Natural Gas | Fryer | E9 | Utility - Cost of Equipment | 0 | 0 | 0 | 0 | 0 | 0 | 0 | 0 | 0 | 0 | 0 | 0 | 0 | 0 | 0 | 0 | 0 | 0 | 0 | 0 | 0 | 0 | 0 | 0 | 0 | 0 | 0
F4_Commercial_College_New_Food Preparation_Natural Gas_Fryer_E10 | F4 | Commercial | College | New | Food Preparation | Natural Gas | Fryer | E10 | Utility - Cost of Equipment | 0 | 0 | 0 | 0 | 0 | 0 | 0 | 0 | 0 | 0 | 0 | 0 | 0 | 0 | 0 | 0 | 0 | 0 | 0 | 0 | 0 | 0 | 0 | 0 | 0 | 0 | 0
F5_Commercial_College_New_Food Preparation_Natural Gas_Fryer_E1 | F5 | Commercial | College | New | Food Preparation | Natural Gas | Fryer | E1 | Utility - Cost of Operation | 0.032098 | 0 | 0 | 0 | 0 | 0 | 0 | 0 | 0 | 0 | 0 | 0 | 0 | 0 | 0 | 0 | 0 | 0 | 0 | 0 | 0 | 0 | 0 | 0 | 0 | 0 | 0
F5_Commercial_College_New_Food Preparation_Natural Gas_Fryer_E2 | F5 | Commercial | College | New | Food Preparation | Natural Gas | Fryer | E2 | Utility - Cost of Operation | 0.01984 | 0.019503 | 0.019174 | 0.018853 | 0.018824 | 0.018986 | 0.019268 | 0.019615 | 0.019991 | 0.020375 | 0.020775 | 0.021165 | 0.021511 | 0.021739 | 0.021807 | 0.02169 | 0.021379 | 0.02091 | 0.020306 | 0.01959 | 0.018754 | 0.017792 | 0.016938 | 0.016382 | 0.016139 | 0.016218 | 0.016297
F5_Commercial_College_New_Food Preparation_Natural Gas_Fryer_E3 | F5 | Commercial | College | New | Food Preparation | Natural Gas | Fryer | E3 | Utility - Cost of Operation | 0 | 0 | 0 | 0 | 0 | 0 | 0 | 0 | 0 | 0 | 0 | 0 | 0 | 0 | 0 | 0 | 0 | 0 | 0 | 0 | 0 | 0 | 0 | 0 | 0 | 0 | 0
F5_Commercial_College_New_Food Preparation_Natural Gas_Fryer_E4 | F5 | Commercial | College | New | Food Preparation | Natural Gas | Fryer | E4 | Utility - Cost of Operation | 0 | 0 | 0 | 0 | 0 | 0 | 0 | 0 | 0 | 0 | 0 | 0 | 0 | 0 | 0 | 0 | 0 | 0 | 0 | 0 | 0 | 0 | 0 | 0 | 0 | 0 | 0
F5_Commercial_College_New_Food Preparation_Natural Gas_Fryer_E5 | F5 | Commercial | College | New | Food Preparation | Natural Gas | Fryer | E5 | Utility - Cost of Operation | 0 | 0 | 0 | 0 | 0 | 0 | 0 | 0 | 0 | 0 | 0 | 0 | 0 | 0 | 0 | 0 | 0 | 0 | 0 | 0 | 0 | 0 | 0 | 0 | 0 | 0 | 0
F5_Commercial_College_New_Food Preparation_Natural Gas_Fryer_E6 | F5 | Commercial | College | New | Food Preparation | Natural Gas | Fryer | E6 | Utility - Cost of Operation | 0 | 0 | 0 | 0 | 0 | 0 | 0 | 0 | 0 | 0 | 0 | 0 | 0 | 0 | 0 | 0 | 0 | 0 | 0 | 0 | 0 | 0 | 0 | 0 | 0 | 0 | 0
F5_Commercial_College_New_Food Preparation_Natural Gas_Fryer_E7 | F5 | Commercial | College | New | Food Preparation | Natural Gas | Fryer | E7 | Utility - Cost of Operation | 0 | 0 | 0 | 0 | 0 | 0 | 0 | 0 | 0 | 0 | 0 | 0 | 0 | 0 | 0 | 0 | 0 | 0 | 0 | 0 | 0 | 0 | 0 | 0 | 0 | 0 | 0
F5_Commercial_College_New_Food Preparation_Natural Gas_Fryer_E8 | F5 | Commercial | College | New | Food Preparation | Natural Gas | Fryer | E8 | Utility - Cost of Operation | 0 | 0 | 0 | 0 | 0 | 0 | 0 | 0 | 0 | 0 | 0 | 0 | 0 | 0 | 0 | 0 | 0 | 0 | 0 | 0 | 0 | 0 | 0 | 0 | 0 | 0 | 0
F5_Commercial_College_New_Food Preparation_Natural Gas_Fryer_E9 | F5 | Commercial | College | New | Food Preparation | Natural Gas | Fryer | E9 | Utility - Cost of Operation | 0 | 0 | 0 | 0 | 0 | 0 | 0 | 0 | 0 | 0 | 0 | 0 | 0 | 0 | 0 | 0 | 0 | 0 | 0 | 0 | 0 | 0 | 0 | 0 | 0 | 0 | 0
F5_Commercial_College_New_Food Preparation_Natural Gas_Fryer_E10 | F5 | Commercial | College | New | Food Preparation | Natural Gas | Fryer | E10 | Utility - Cost of Operation | 0 | 0 | 0 | 0 | 0 | 0 | 0 | 0 | 0 | 0 | 0 | 0 | 0 | 0 | 0 | 0 | 0 | 0 | 0 | 0 | 0 | 0 | 0 | 0 | 0 | 0 | 0
F6_Commercial_College_New_Food Preparation_Natural Gas_Fryer_E1 | F6 | Commercial | College | New | Food Preparation | Natural Gas | Fryer | E1 | Utility - Value of Sales | 0 | 0 | 0 | 0 | 0 | 0 | 0 | 0 | 0 | 0 | 0 | 0 | 0 | 0 | 0 | 0 | 0 | 0 | 0 | 0 | 0 | 0 | 0 | 0 | 0 | 0 | 0
F6_Commercial_College_New_Food Preparation_Natural Gas_Fryer_E2 | F6 | Commercial | College | New | Food Preparation | Natural Gas | Fryer | E2 | Utility - Value of Sales | 0 | 0 | 0 | 0 | 0 | 0 | 0 | 0 | 0 | 0 | 0 | 0 | 0 | 0 | 0 | 0 | 0 | 0 | 0 | 0 | 0 | 0 | 0 | 0 | 0 | 0 | 0
F6_Commercial_College_New_Food Preparation_Natural Gas_Fryer_E3 | F6 | Commercial | College | New | Food Preparation | Natural Gas | Fryer | E3 | Utility - Value of Sales | 0 | 0 | 0 | 0 | 0 | 0 | 0 | 0 | 0 | 0 | 0 | 0 | 0 | 0 | 0 | 0 | 0 | 0 | 0 | 0 | 0 | 0 | 0 | 0 | 0 | 0 | 0
F6_Commercial_College_New_Food Preparation_Natural Gas_Fryer_E4 | F6 | Commercial | College | New | Food Preparation | Natural Gas | Fryer | E4 | Utility - Value of Sales | 0 | 0 | 0 | 0 | 0 | 0 | 0 | 0 | 0 | 0 | 0 | 0 | 0 | 0 | 0 | 0 | 0 | 0 | 0 | 0 | 0 | 0 | 0 | 0 | 0 | 0 | 0
F6_Commercial_College_New_Food Preparation_Natural Gas_Fryer_E5 | F6 | Commercial | College | New | Food Preparation | Natural Gas | Fryer | E5 | Utility - Value of Sales | 0 | 0 | 0 | 0 | 0 | 0 | 0 | 0 | 0 | 0 | 0 | 0 | 0 | 0 | 0 | 0 | 0 | 0 | 0 | 0 | 0 | 0 | 0 | 0 | 0 | 0 | 0
F6_Commercial_College_New_Food Preparation_Natural Gas_Fryer_E6 | F6 | Commercial | College | New | Food Preparation | Natural Gas | Fryer | E6 | Utility - Value of Sales | 0 | 0 | 0 | 0 | 0 | 0 | 0 | 0 | 0 | 0 | 0 | 0 | 0 | 0 | 0 | 0 | 0 | 0 | 0 | 0 | 0 | 0 | 0 | 0 | 0 | 0 | 0
F6_Commercial_College_New_Food Preparation_Natural Gas_Fryer_E7 | F6 | Commercial | College | New | Food Preparation | Natural Gas | Fryer | E7 | Utility - Value of Sales | 0 | 0 | 0 | 0 | 0 | 0 | 0 | 0 | 0 | 0 | 0 | 0 | 0 | 0 | 0 | 0 | 0 | 0 | 0 | 0 | 0 | 0 | 0 | 0 | 0 | 0 | 0
F6_Commercial_College_New_Food Preparation_Natural Gas_Fryer_E8 | F6 | Commercial | College | New | Food Preparation | Natural Gas | Fryer | E8 | Utility - Value of Sales | 0 | 0 | 0 | 0 | 0 | 0 | 0 | 0 | 0 | 0 | 0 | 0 | 0 | 0 | 0 | 0 | 0 | 0 | 0 | 0 | 0 | 0 | 0 | 0 | 0 | 0 | 0
F6_Commercial_College_New_Food Preparation_Natural Gas_Fryer_E9 | F6 | Commercial | College | New | Food Preparation | Natural Gas | Fryer | E9 | Utility - Value of Sales | 0 | 0 | 0 | 0 | 0 | 0 | 0 | 0 | 0 | 0 | 0 | 0 | 0 | 0 | 0 | 0 | 0 | 0 | 0 | 0 | 0 | 0 | 0 | 0 | 0 | 0 | 0
F6_Commercial_College_New_Food Preparation_Natural Gas_Fryer_E10 | F6 | Commercial | College | New | Food Preparation | Natural Gas | Fryer | E10 | Utility - Value of Sales | 0 | 0 | 0 | 0 | 0 | 0 | 0 | 0 | 0 | 0 | 0 | 0 | 0 | 0 | 0 | 0 | 0 | 0 | 0 | 0 | 0 | 0 | 0 | 0 | 0 | 0 | 0
F1_Commercial_College_New_Food Preparation_Natural Gas_Broiler_E1 | F1 | Commercial | College | New | Food Preparation | Natural Gas | Broiler | E1 | RVT - Cost of Equipment | 0.012235 | 0.012235 | 0.012235 | 0.012235 | 0.012235 | 0.012235 | 0.012235 | 0.012235 | 0.012235 | 0.012235 | 0.012235 | 0.012235 | 0.012235 | 0.012235 | 0.012235 | 0.012235 | 0.012235 | 0.012235 | 0.012235 | 0.012235 | 0.012235 | 0.012235 | 0.012235 | 0.012235 | 0.012235 | 0.012235 | 0.012235
F1_Commercial_College_New_Food Preparation_Natural Gas_Broiler_E2 | F1 | Commercial | College | New | Food Preparation | Natural Gas | Broiler | E2 | RVT - Cost of Equipment | 0.01713 | 0.01713 | 0.01713 | 0.01713 | 0.01713 | 0.01713 | 0.01713 | 0.01713 | 0.01713 | 0.01713 | 0.01713 | 0.01713 | 0.01713 | 0.01713 | 0.01713 | 0.01713 | 0.01713 | 0.01713 | 0.01713 | 0.01713 | 0.01713 | 0.01713 | 0.01713 | 0.01713 | 0.01713 | 0.01713 | 0.01713
F1_Commercial_College_New_Food Preparation_Natural Gas_Broiler_E3 | F1 | Commercial | College | New | Food Preparation | Natural Gas | Broiler | E3 | RVT - Cost of Equipment | 0 | 0 | 0 | 0 | 0 | 0 | 0 | 0 | 0 | 0 | 0 | 0 | 0 | 0 | 0 | 0 | 0 | 0 | 0 | 0 | 0 | 0 | 0 | 0 | 0 | 0 | 0
F1_Commercial_College_New_Food Preparation_Natural Gas_Broiler_E4 | F1 | Commercial | College | New | Food Preparation | Natural Gas | Broiler | E4 | RVT - Cost of Equipment | 0 | 0 | 0 | 0 | 0 | 0 | 0 | 0 | 0 | 0 | 0 | 0 | 0 | 0 | 0 | 0 | 0 | 0 | 0 | 0 | 0 | 0 | 0 | 0 | 0 | 0 | 0
F1_Commercial_College_New_Food Preparation_Natural Gas_Broiler_E5 | F1 | Commercial | College | New | Food Preparation | Natural Gas | Broiler | E5 | RVT - Cost of Equipment | 0 | 0 | 0 | 0 | 0 | 0 | 0 | 0 | 0 | 0 | 0 | 0 | 0 | 0 | 0 | 0 | 0 | 0 | 0 | 0 | 0 | 0 | 0 | 0 | 0 | 0 | 0
F1_Commercial_College_New_Food Preparation_Natural Gas_Broiler_E6 | F1 | Commercial | College | New | Food Preparation | Natural Gas | Broiler | E6 | RVT - Cost of Equipment | 0 | 0 | 0 | 0 | 0 | 0 | 0 | 0 | 0 | 0 | 0 | 0 | 0 | 0 | 0 | 0 | 0 | 0 | 0 | 0 | 0 | 0 | 0 | 0 | 0 | 0 | 0
F1_Commercial_College_New_Food Preparation_Natural Gas_Broiler_E7 | F1 | Commercial | College | New | Food Preparation | Natural Gas | Broiler | E7 | RVT - Cost of Equipment | 0 | 0 | 0 | 0 | 0 | 0 | 0 | 0 | 0 | 0 | 0 | 0 | 0 | 0 | 0 | 0 | 0 | 0 | 0 | 0 | 0 | 0 | 0 | 0 | 0 | 0 | 0
F1_Commercial_College_New_Food Preparation_Natural Gas_Broiler_E8 | F1 | Commercial | College | New | Food Preparation | Natural Gas | Broiler | E8 | RVT - Cost of Equipment | 0 | 0 | 0 | 0 | 0 | 0 | 0 | 0 | 0 | 0 | 0 | 0 | 0 | 0 | 0 | 0 | 0 | 0 | 0 | 0 | 0 | 0 | 0 | 0 | 0 | 0 | 0
F1_Commercial_College_New_Food Preparation_Natural Gas_Broiler_E9 | F1 | Commercial | College | New | Food Preparation | Natural Gas | Broiler | E9 | RVT - Cost of Equipment | 0 | 0 | 0 | 0 | 0 | 0 | 0 | 0 | 0 | 0 | 0 | 0 | 0 | 0 | 0 | 0 | 0 | 0 | 0 | 0 | 0 | 0 | 0 | 0 | 0 | 0 | 0
F1_Commercial_College_New_Food Preparation_Natural Gas_Broiler_E10 | F1 | Commercial | College | New | Food Preparation | Natural Gas | Broiler | E10 | RVT - Cost of Equipment | 0 | 0 | 0 | 0 | 0 | 0 | 0 | 0 | 0 | 0 | 0 | 0 | 0 | 0 | 0 | 0 | 0 | 0 | 0 | 0 | 0 | 0 | 0 | 0 | 0 | 0 | 0
F2_Commercial_College_New_Food Preparation_Natural Gas_Broiler_E1 | F2 | Commercial | College | New | Food Preparation | Natural Gas | Broiler | E1 | RVT - Cost of Operation | 0 | 0 | 0 | 0 | 0 | 0 | 0 | 0 | 0 | 0 | 0 | 0 | 0 | 0 | 0 | 0 | 0 | 0 | 0 | 0 | 0 | 0 | 0 | 0 | 0 | 0 | 0
F2_Commercial_College_New_Food Preparation_Natural Gas_Broiler_E2 | F2 | Commercial | College | New | Food Preparation | Natural Gas | Broiler | E2 | RVT - Cost of Operation | 0 | 0 | 0 | 0 | 0 | 0 | 0 | 0 | 0 | 0 | 0 | 0 | 0 | 0 | 0 | 0 | 0 | 0 | 0 | 0 | 0 | 0 | 0 | 0 | 0 | 0 | 0
F2_Commercial_College_New_Food Preparation_Natural Gas_Broiler_E3 | F2 | Commercial | College | New | Food Preparation | Natural Gas | Broiler | E3 | RVT - Cost of Operation | 0 | 0 | 0 | 0 | 0 | 0 | 0 | 0 | 0 | 0 | 0 | 0 | 0 | 0 | 0 | 0 | 0 | 0 | 0 | 0 | 0 | 0 | 0 | 0 | 0 | 0 | 0
F2_Commercial_College_New_Food Preparation_Natural Gas_Broiler_E4 | F2 | Commercial | College | New | Food Preparation | Natural Gas | Broiler | E4 | RVT - Cost of Operation | 0 | 0 | 0 | 0 | 0 | 0 | 0 | 0 | 0 | 0 | 0 | 0 | 0 | 0 | 0 | 0 | 0 | 0 | 0 | 0 | 0 | 0 | 0 | 0 | 0 | 0 | 0
F2_Commercial_College_New_Food Preparation_Natural Gas_Broiler_E5 | F2 | Commercial | College | New | Food Preparation | Natural Gas | Broiler | E5 | RVT - Cost of Operation | 0 | 0 | 0 | 0 | 0 | 0 | 0 | 0 | 0 | 0 | 0 | 0 | 0 | 0 | 0 | 0 | 0 | 0 | 0 | 0 | 0 | 0 | 0 | 0 | 0 | 0 | 0
F2_Commercial_College_New_Food Preparation_Natural Gas_Broiler_E6 | F2 | Commercial | College | New | Food Preparation | Natural Gas | Broiler | E6 | RVT - Cost of Operation | 0 | 0 | 0 | 0 | 0 | 0 | 0 | 0 | 0 | 0 | 0 | 0 | 0 | 0 | 0 | 0 | 0 | 0 | 0 | 0 | 0 | 0 | 0 | 0 | 0 | 0 | 0
F2_Commercial_College_New_Food Preparation_Natural Gas_Broiler_E7 | F2 | Commercial | College | New | Food Preparation | Natural Gas | Broiler | E7 | RVT - Cost of Operation | 0 | 0 | 0 | 0 | 0 | 0 | 0 | 0 | 0 | 0 | 0 | 0 | 0 | 0 | 0 | 0 | 0 | 0 | 0 | 0 | 0 | 0 | 0 | 0 | 0 | 0 | 0
F2_Commercial_College_New_Food Preparation_Natural Gas_Broiler_E8 | F2 | Commercial | College | New | Food Preparation | Natural Gas | Broiler | E8 | RVT - Cost of Operation | 0 | 0 | 0 | 0 | 0 | 0 | 0 | 0 | 0 | 0 | 0 | 0 | 0 | 0 | 0 | 0 | 0 | 0 | 0 | 0 | 0 | 0 | 0 | 0 | 0 | 0 | 0
F2_Commercial_College_New_Food Preparation_Natural Gas_Broiler_E9 | F2 | Commercial | College | New | Food Preparation | Natural Gas | Broiler | E9 | RVT - Cost of Operation | 0 | 0 | 0 | 0 | 0 | 0 | 0 | 0 | 0 | 0 | 0 | 0 | 0 | 0 | 0 | 0 | 0 | 0 | 0 | 0 | 0 | 0 | 0 | 0 | 0 | 0 | 0
F2_Commercial_College_New_Food Preparation_Natural Gas_Broiler_E10 | F2 | Commercial | College | New | Food Preparation | Natural Gas | Broiler | E10 | RVT - Cost of Operation | 0 | 0 | 0 | 0 | 0 | 0 | 0 | 0 | 0 | 0 | 0 | 0 | 0 | 0 | 0 | 0 | 0 | 0 | 0 | 0 | 0 | 0 | 0 | 0 | 0 | 0 | 0
F3_Commercial_College_New_Food Preparation_Natural Gas_Broiler_E1 | F3 | Commercial | College | New | Food Preparation | Natural Gas | Broiler | E1 | System - kBTUs of Consumption | 2.252 | 2.252 | 2.252 | 2.252 | 2.252 | 2.252 | 2.252 | 2.252 | 2.252 | 2.252 | 2.252 | 2.252 | 2.252 | 2.252 | 2.252 | 2.252 | 2.252 | 2.252 | 2.252 | 2.252 | 2.252 | 2.252 | 2.252 | 2.252 | 2.252 | 2.252 | 2.252
F3_Commercial_College_New_Food Preparation_Natural Gas_Broiler_E2 | F3 | Commercial | College | New | Food Preparation | Natural Gas | Broiler | E2 | System - kBTUs of Consumption | 1.4477 | 1.4477 | 1.4477 | 1.4477 | 1.4477 | 1.4477 | 1.4477 | 1.4477 | 1.4477 | 1.4477 | 1.4477 | 1.4477 | 1.4477 | 1.4477 | 1.4477 | 1.4477 | 1.4477 | 1.4477 | 1.4477 | 1.4477 | 1.4477 | 1.4477 | 1.4477 | 1.4477 | 1.4477 | 1.4477 | 1.4477
F3_Commercial_College_New_Food Preparation_Natural Gas_Broiler_E3 | F3 | Commercial | College | New | Food Preparation | Natural Gas | Broiler | E3 | System - kBTUs of Consumption | 0 | 0 | 0 | 0 | 0 | 0 | 0 | 0 | 0 | 0 | 0 | 0 | 0 | 0 | 0 | 0 | 0 | 0 | 0 | 0 | 0 | 0 | 0 | 0 | 0 | 0 | 0
F3_Commercial_College_New_Food Preparation_Natural Gas_Broiler_E4 | F3 | Commercial | College | New | Food Preparation | Natural Gas | Broiler | E4 | System - kBTUs of Consumption | 0 | 0 | 0 | 0 | 0 | 0 | 0 | 0 | 0 | 0 | 0 | 0 | 0 | 0 | 0 | 0 | 0 | 0 | 0 | 0 | 0 | 0 | 0 | 0 | 0 | 0 | 0
F3_Commercial_College_New_Food Preparation_Natural Gas_Broiler_E5 | F3 | Commercial | College | New | Food Preparation | Natural Gas | Broiler | E5 | System - kBTUs of Consumption | 0 | 0 | 0 | 0 | 0 | 0 | 0 | 0 | 0 | 0 | 0 | 0 | 0 | 0 | 0 | 0 | 0 | 0 | 0 | 0 | 0 | 0 | 0 | 0 | 0 | 0 | 0
F3_Commercial_College_New_Food Preparation_Natural Gas_Broiler_E6 | F3 | Commercial | College | New | Food Preparation | Natural Gas | Broiler | E6 | System - kBTUs of Consumption | 0 | 0 | 0 | 0 | 0 | 0 | 0 | 0 | 0 | 0 | 0 | 0 | 0 | 0 | 0 | 0 | 0 | 0 | 0 | 0 | 0 | 0 | 0 | 0 | 0 | 0 | 0
F3_Commercial_College_New_Food Preparation_Natural Gas_Broiler_E7 | F3 | Commercial | College | New | Food Preparation | Natural Gas | Broiler | E7 | System - kBTUs of Consumption | 0 | 0 | 0 | 0 | 0 | 0 | 0 | 0 | 0 | 0 | 0 | 0 | 0 | 0 | 0 | 0 | 0 | 0 | 0 | 0 | 0 | 0 | 0 | 0 | 0 | 0 | 0
F3_Commercial_College_New_Food Preparation_Natural Gas_Broiler_E8 | F3 | Commercial | College | New | Food Preparation | Natural Gas | Broiler | E8 | System - kBTUs of Consumption | 0 | 0 | 0 | 0 | 0 | 0 | 0 | 0 | 0 | 0 | 0 | 0 | 0 | 0 | 0 | 0 | 0 | 0 | 0 | 0 | 0 | 0 | 0 | 0 | 0 | 0 | 0
F3_Commercial_College_New_Food Preparation_Natural Gas_Broiler_E9 | F3 | Commercial | College | New | Food Preparation | Natural Gas | Broiler | E9 | System - kBTUs of Consumption | 0 | 0 | 0 | 0 | 0 | 0 | 0 | 0 | 0 | 0 | 0 | 0 | 0 | 0 | 0 | 0 | 0 | 0 | 0 | 0 | 0 | 0 | 0 | 0 | 0 | 0 | 0
F3_Commercial_College_New_Food Preparation_Natural Gas_Broiler_E10 | F3 | Commercial | College | New | Food Preparation | Natural Gas | Broiler | E10 | System - kBTUs of Consumption | 0 | 0 | 0 | 0 | 0 | 0 | 0 | 0 | 0 | 0 | 0 | 0 | 0 | 0 | 0 | 0 | 0 | 0 | 0 | 0 | 0 | 0 | 0 | 0 | 0 | 0 | 0
F4_Commercial_College_New_Food Preparation_Natural Gas_Broiler_E1 | F4 | Commercial | College | New | Food Preparation | Natural Gas | Broiler | E1 | Utility - Cost of Equipment | 0.012235 | 0.012235 | 0.012235 | 0.012235 | 0.012235 | 0.012235 | 0.012235 | 0.012235 | 0.012235 | 0.012235 | 0.012235 | 0.012235 | 0.012235 | 0.012235 | 0.012235 | 0.012235 | 0.012235 | 0.012235 | 0.012235 | 0.012235 | 0.012235 | 0.012235 | 0.012235 | 0.012235 | 0.012235 | 0.012235 | 0.012235
F4_Commercial_College_New_Food Preparation_Natural Gas_Broiler_E2 | F4 | Commercial | College | New | Food Preparation | Natural Gas | Broiler | E2 | Utility - Cost of Equipment | 0.01713 | 0.01713 | 0.01713 | 0.01713 | 0.01713 | 0.01713 | 0.01713 | 0.01713 | 0.01713 | 0.01713 | 0.01713 | 0.01713 | 0.01713 | 0.01713 | 0.01713 | 0.01713 | 0.01713 | 0.01713 | 0.01713 | 0.01713 | 0.01713 | 0.01713 | 0.01713 | 0.01713 | 0.01713 | 0.01713 | 0.01713
F4_Commercial_College_New_Food Preparation_Natural Gas_Broiler_E3 | F4 | Commercial | College | New | Food Preparation | Natural Gas | Broiler | E3 | Utility - Cost of Equipment | 0 | 0 | 0 | 0 | 0 | 0 | 0 | 0 | 0 | 0 | 0 | 0 | 0 | 0 | 0 | 0 | 0 | 0 | 0 | 0 | 0 | 0 | 0 | 0 | 0 | 0 | 0
F4_Commercial_College_New_Food Preparation_Natural Gas_Broiler_E4 | F4 | Commercial | College | New | Food Preparation | Natural Gas | Broiler | E4 | Utility - Cost of Equipment | 0 | 0 | 0 | 0 | 0 | 0 | 0 | 0 | 0 | 0 | 0 | 0 | 0 | 0 | 0 | 0 | 0 | 0 | 0 | 0 | 0 | 0 | 0 | 0 | 0 | 0 | 0
F4_Commercial_College_New_Food Preparation_Natural Gas_Broiler_E5 | F4 | Commercial | College | New | Food Preparation | Natural Gas | Broiler | E5 | Utility - Cost of Equipment | 0 | 0 | 0 | 0 | 0 | 0 | 0 | 0 | 0 | 0 | 0 | 0 | 0 | 0 | 0 | 0 | 0 | 0 | 0 | 0 | 0 | 0 | 0 | 0 | 0 | 0 | 0
F4_Commercial_College_New_Food Preparation_Natural Gas_Broiler_E6 | F4 | Commercial | College | New | Food Preparation | Natural Gas | Broiler | E6 | Utility - Cost of Equipment | 0 | 0 | 0 | 0 | 0 | 0 | 0 | 0 | 0 | 0 | 0 | 0 | 0 | 0 | 0 | 0 | 0 | 0 | 0 | 0 | 0 | 0 | 0 | 0 | 0 | 0 | 0
F4_Commercial_College_New_Food Preparation_Natural Gas_Broiler_E7 | F4 | Commercial | College | New | Food Preparation | Natural Gas | Broiler | E7 | Utility - Cost of Equipment | 0 | 0 | 0 | 0 | 0 | 0 | 0 | 0 | 0 | 0 | 0 | 0 | 0 | 0 | 0 | 0 | 0 | 0 | 0 | 0 | 0 | 0 | 0 | 0 | 0 | 0 | 0
F4_Commercial_College_New_Food Preparation_Natural Gas_Broiler_E8 | F4 | Commercial | College | New | Food Preparation | Natural Gas | Broiler | E8 | Utility - Cost of Equipment | 0 | 0 | 0 | 0 | 0 | 0 | 0 | 0 | 0 | 0 | 0 | 0 | 0 | 0 | 0 | 0 | 0 | 0 | 0 | 0 | 0 | 0 | 0 | 0 | 0 | 0 | 0
F4_Commercial_College_New_Food Preparation_Natural Gas_Broiler_E9 | F4 | Commercial | College | New | Food Preparation | Natural Gas | Broiler | E9 | Utility - Cost of Equipment | 0 | 0 | 0 | 0 | 0 | 0 | 0 | 0 | 0 | 0 | 0 | 0 | 0 | 0 | 0 | 0 | 0 | 0 | 0 | 0 | 0 | 0 | 0 | 0 | 0 | 0 | 0
F4_Commercial_College_New_Food Preparation_Natural Gas_Broiler_E10 | F4 | Commercial | College | New | Food Preparation | Natural Gas | Broiler | E10 | Utility - Cost of Equipment | 0 | 0 | 0 | 0 | 0 | 0 | 0 | 0 | 0 | 0 | 0 | 0 | 0 | 0 | 0 | 0 | 0 | 0 | 0 | 0 | 0 | 0 | 0 | 0 | 0 | 0 | 0
F5_Commercial_College_New_Food Preparation_Natural Gas_Broiler_E1 | F5 | Commercial | College | New | Food Preparation | Natural Gas | Broiler | E1 | Utility - Cost of Operation | 0.030737 | 0.030408 | 0.030091 | 0.029787 | 0.029862 | 0.030185 | 0.030653 | 0.031175 | 0.031677 | 0.032106 | 0.032455 | 0.032705 | 0.032847 | 0.032831 | 0.032653 | 0.032311 | 0.031811 | 0.03118 | 0.030427 | 0.029531 | 0.028481 | 0.02727 | 0.026197 | 0.025508 | 0.025218 | 0.025341 | 0.025465
F5_Commercial_College_New_Food Preparation_Natural Gas_Broiler_E2 | F5 | Commercial | College | New | Food Preparation | Natural Gas | Broiler | E2 | Utility - Cost of Operation | 0.01976 | 0.019548 | 0.019344 | 0.019149 | 0.019197 | 0.019404 | 0.019705 | 0.020041 | 0.020364 | 0.02064 | 0.020864 | 0.021025 | 0.021116 | 0.021106 | 0.020991 | 0.020772 | 0.02045 | 0.020044 | 0.01956 | 0.018984 | 0.018309 | 0.017531 | 0.016841 | 0.016398 | 0.016211 | 0.016291 | 0.016371
F5_Commercial_College_New_Food Preparation_Natural Gas_Broiler_E3 | F5 | Commercial | College | New | Food Preparation | Natural Gas | Broiler | E3 | Utility - Cost of Operation | 0 | 0 | 0 | 0 | 0 | 0 | 0 | 0 | 0 | 0 | 0 | 0 | 0 | 0 | 0 | 0 | 0 | 0 | 0 | 0 | 0 | 0 | 0 | 0 | 0 | 0 | 0
F5_Commercial_College_New_Food Preparation_Natural Gas_Broiler_E4 | F5 | Commercial | College | New | Food Preparation | Natural Gas | Broiler | E4 | Utility - Cost of Operation | 0 | 0 | 0 | 0 | 0 | 0 | 0 | 0 | 0 | 0 | 0 | 0 | 0 | 0 | 0 | 0 | 0 | 0 | 0 | 0 | 0 | 0 | 0 | 0 | 0 | 0 | 0
F5_Commercial_College_New_Food Preparation_Natural Gas_Broiler_E5 | F5 | Commercial | College | New | Food Preparation | Natural Gas | Broiler | E5 | Utility - Cost of Operation | 0 | 0 | 0 | 0 | 0 | 0 | 0 | 0 | 0 | 0 | 0 | 0 | 0 | 0 | 0 | 0 | 0 | 0 | 0 | 0 | 0 | 0 | 0 | 0 | 0 | 0 | 0
F5_Commercial_College_New_Food Preparation_Natural Gas_Broiler_E6 | F5 | Commercial | College | New | Food Preparation | Natural Gas | Broiler | E6 | Utility - Cost of Operation | 0 | 0 | 0 | 0 | 0 | 0 | 0 | 0 | 0 | 0 | 0 | 0 | 0 | 0 | 0 | 0 | 0 | 0 | 0 | 0 | 0 | 0 | 0 | 0 | 0 | 0 | 0
F5_Commercial_College_New_Food Preparation_Natural Gas_Broiler_E7 | F5 | Commercial | College | New | Food Preparation | Natural Gas | Broiler | E7 | Utility - Cost of Operation | 0 | 0 | 0 | 0 | 0 | 0 | 0 | 0 | 0 | 0 | 0 | 0 | 0 | 0 | 0 | 0 | 0 | 0 | 0 | 0 | 0 | 0 | 0 | 0 | 0 | 0 | 0
F5_Commercial_College_New_Food Preparation_Natural Gas_Broiler_E8 | F5 | Commercial | College | New | Food Preparation | Natural Gas | Broiler | E8 | Utility - Cost of Operation | 0 | 0 | 0 | 0 | 0 | 0 | 0 | 0 | 0 | 0 | 0 | 0 | 0 | 0 | 0 | 0 | 0 | 0 | 0 | 0 | 0 | 0 | 0 | 0 | 0 | 0 | 0
F5_Commercial_College_New_Food Preparation_Natural Gas_Broiler_E9 | F5 | Commercial | College | New | Food Preparation | Natural Gas | Broiler | E9 | Utility - Cost of Operation | 0 | 0 | 0 | 0 | 0 | 0 | 0 | 0 | 0 | 0 | 0 | 0 | 0 | 0 | 0 | 0 | 0 | 0 | 0 | 0 | 0 | 0 | 0 | 0 | 0 | 0 | 0
F5_Commercial_College_New_Food Preparation_Natural Gas_Broiler_E10 | F5 | Commercial | College | New | Food Preparation | Natural Gas | Broiler | E10 | Utility - Cost of Operation | 0 | 0 | 0 | 0 | 0 | 0 | 0 | 0 | 0 | 0 | 0 | 0 | 0 | 0 | 0 | 0 | 0 | 0 | 0 | 0 | 0 | 0 | 0 | 0 | 0 | 0 | 0
F6_Commercial_College_New_Food Preparation_Natural Gas_Broiler_E1 | F6 | Commercial | College | New | Food Preparation | Natural Gas | Broiler | E1 | Utility - Value of Sales | 0 | 0 | 0 | 0 | 0 | 0 | 0 | 0 | 0 | 0 | 0 | 0 | 0 | 0 | 0 | 0 | 0 | 0 | 0 | 0 | 0 | 0 | 0 | 0 | 0 | 0 | 0
F6_Commercial_College_New_Food Preparation_Natural Gas_Broiler_E2 | F6 | Commercial | College | New | Food Preparation | Natural Gas | Broiler | E2 | Utility - Value of Sales | 0 | 0 | 0 | 0 | 0 | 0 | 0 | 0 | 0 | 0 | 0 | 0 | 0 | 0 | 0 | 0 | 0 | 0 | 0 | 0 | 0 | 0 | 0 | 0 | 0 | 0 | 0
F6_Commercial_College_New_Food Preparation_Natural Gas_Broiler_E3 | F6 | Commercial | College | New | Food Preparation | Natural Gas | Broiler | E3 | Utility - Value of Sales | 0 | 0 | 0 | 0 | 0 | 0 | 0 | 0 | 0 | 0 | 0 | 0 | 0 | 0 | 0 | 0 | 0 | 0 | 0 | 0 | 0 | 0 | 0 | 0 | 0 | 0 | 0
F6_Commercial_College_New_Food Preparation_Natural Gas_Broiler_E4 | F6 | Commercial | College | New | Food Preparation | Natural Gas | Broiler | E4 | Utility - Value of Sales | 0 | 0 | 0 | 0 | 0 | 0 | 0 | 0 | 0 | 0 | 0 | 0 | 0 | 0 | 0 | 0 | 0 | 0 | 0 | 0 | 0 | 0 | 0 | 0 | 0 | 0 | 0
F6_Commercial_College_New_Food Preparation_Natural Gas_Broiler_E5 | F6 | Commercial | College | New | Food Preparation | Natural Gas | Broiler | E5 | Utility - Value of Sales | 0 | 0 | 0 | 0 | 0 | 0 | 0 | 0 | 0 | 0 | 0 | 0 | 0 | 0 | 0 | 0 | 0 | 0 | 0 | 0 | 0 | 0 | 0 | 0 | 0 | 0 | 0
F6_Commercial_College_New_Food Preparation_Natural Gas_Broiler_E6 | F6 | Commercial | College | New | Food Preparation | Natural Gas | Broiler | E6 | Utility - Value of Sales | 0 | 0 | 0 | 0 | 0 | 0 | 0 | 0 | 0 | 0 | 0 | 0 | 0 | 0 | 0 | 0 | 0 | 0 | 0 | 0 | 0 | 0 | 0 | 0 | 0 | 0 | 0
F6_Commercial_College_New_Food Preparation_Natural Gas_Broiler_E7 | F6 | Commercial | College | New | Food Preparation | Natural Gas | Broiler | E7 | Utility - Value of Sales | 0 | 0 | 0 | 0 | 0 | 0 | 0 | 0 | 0 | 0 | 0 | 0 | 0 | 0 | 0 | 0 | 0 | 0 | 0 | 0 | 0 | 0 | 0 | 0 | 0 | 0 | 0
F6_Commercial_College_New_Food Preparation_Natural Gas_Broiler_E8 | F6 | Commercial | College | New | Food Preparation | Natural Gas | Broiler | E8 | Utility - Value of Sales | 0 | 0 | 0 | 0 | 0 | 0 | 0 | 0 | 0 | 0 | 0 | 0 | 0 | 0 | 0 | 0 | 0 | 0 | 0 | 0 | 0 | 0 | 0 | 0 | 0 | 0 | 0
F6_Commercial_College_New_Food Preparation_Natural Gas_Broiler_E9 | F6 | Commercial | College | New | Food Preparation | Natural Gas | Broiler | E9 | Utility - Value of Sales | 0 | 0 | 0 | 0 | 0 | 0 | 0 | 0 | 0 | 0 | 0 | 0 | 0 | 0 | 0 | 0 | 0 | 0 | 0 | 0 | 0 | 0 | 0 | 0 | 0 | 0 | 0
F6_Commercial_College_New_Food Preparation_Natural Gas_Broiler_E10 | F6 | Commercial | College | New | Food Preparation | Natural Gas | Broiler | E10 | Utility - Value of Sales | 0 | 0 | 0 | 0 | 0 | 0 | 0 | 0 | 0 | 0 | 0 | 0 | 0 | 0 | 0 | 0 | 0 | 0 | 0 | 0 | 0 | 0 | 0 | 0 | 0 | 0 | 0
F1_Commercial_College_New_Food Preparation_Natural Gas_Griddle_E1 | F1 | Commercial | College | New | Food Preparation | Natural Gas | Griddle | E1 | RVT - Cost of Equipment | 0.0094793 | 0.0094793 | 0.0094793 | 0.0094793 | 0.0094793 | 0.0094793 | 0.0094793 | 0.0094793 | 0.0094793 | 0.0094793 | 0.0094793 | 0.0094793 | 0.0094793 | 0.0094793 | 0.0094793 | 0.0094793 | 0.0094793 | 0.0094793 | 0.0094793 | 0.0094793 | 0.0094793 | 0.0094793 | 0.0094793 | 0.0094793 | 0.0094793 | 0.0094793 | 0.0094793
F1_Commercial_College_New_Food Preparation_Natural Gas_Griddle_E2 | F1 | Commercial | College | New | Food Preparation | Natural Gas | Griddle | E2 | RVT - Cost of Equipment | 0.01178 | 0.01178 | 0.01178 | 0.01178 | 0.01178 | 0.01178 | 0.01178 | 0.01178 | 0.01178 | 0.01178 | 0.01178 | 0.01178 | 0.01178 | 0.01178 | 0.01178 | 0.01178 | 0.01178 | 0.01178 | 0.01178 | 0.01178 | 0.01178 | 0.01178 | 0.01178 | 0.01178 | 0.01178 | 0.01178 | 0.01178
F1_Commercial_College_New_Food Preparation_Natural Gas_Griddle_E3 | F1 | Commercial | College | New | Food Preparation | Natural Gas | Griddle | E3 | RVT - Cost of Equipment | 0 | 0 | 0 | 0 | 0 | 0 | 0 | 0 | 0 | 0 | 0 | 0 | 0 | 0 | 0 | 0 | 0 | 0 | 0 | 0 | 0 | 0 | 0 | 0 | 0 | 0 | 0
F1_Commercial_College_New_Food Preparation_Natural Gas_Griddle_E4 | F1 | Commercial | College | New | Food Preparation | Natural Gas | Griddle | E4 | RVT - Cost of Equipment | 0 | 0 | 0 | 0 | 0 | 0 | 0 | 0 | 0 | 0 | 0 | 0 | 0 | 0 | 0 | 0 | 0 | 0 | 0 | 0 | 0 | 0 | 0 | 0 | 0 | 0 | 0
F1_Commercial_College_New_Food Preparation_Natural Gas_Griddle_E5 | F1 | Commercial | College | New | Food Preparation | Natural Gas | Griddle | E5 | RVT - Cost of Equipment | 0 | 0 | 0 | 0 | 0 | 0 | 0 | 0 | 0 | 0 | 0 | 0 | 0 | 0 | 0 | 0 | 0 | 0 | 0 | 0 | 0 | 0 | 0 | 0 | 0 | 0 | 0
F1_Commercial_College_New_Food Preparation_Natural Gas_Griddle_E6 | F1 | Commercial | College | New | Food Preparation | Natural Gas | Griddle | E6 | RVT - Cost of Equipment | 0 | 0 | 0 | 0 | 0 | 0 | 0 | 0 | 0 | 0 | 0 | 0 | 0 | 0 | 0 | 0 | 0 | 0 | 0 | 0 | 0 | 0 | 0 | 0 | 0 | 0 | 0
F1_Commercial_College_New_Food Preparation_Natural Gas_Griddle_E7 | F1 | Commercial | College | New | Food Preparation | Natural Gas | Griddle | E7 | RVT - Cost of Equipment | 0 | 0 | 0 | 0 | 0 | 0 | 0 | 0 | 0 | 0 | 0 | 0 | 0 | 0 | 0 | 0 | 0 | 0 | 0 | 0 | 0 | 0 | 0 | 0 | 0 | 0 | 0
F1_Commercial_College_New_Food Preparation_Natural Gas_Griddle_E8 | F1 | Commercial | College | New | Food Preparation | Natural Gas | Griddle | E8 | RVT - Cost of Equipment | 0 | 0 | 0 | 0 | 0 | 0 | 0 | 0 | 0 | 0 | 0 | 0 | 0 | 0 | 0 | 0 | 0 | 0 | 0 | 0 | 0 | 0 | 0 | 0 | 0 | 0 | 0
F1_Commercial_College_New_Food Preparation_Natural Gas_Griddle_E9 | F1 | Commercial | College | New | Food Preparation | Natural Gas | Griddle | E9 | RVT - Cost of Equipment | 0 | 0 | 0 | 0 | 0 | 0 | 0 | 0 | 0 | 0 | 0 | 0 | 0 | 0 | 0 | 0 | 0 | 0 | 0 | 0 | 0 | 0 | 0 | 0 | 0 | 0 | 0
F1_Commercial_College_New_Food Preparation_Natural Gas_Griddle_E10 | F1 | Commercial | College | New | Food Preparation | Natural Gas | Griddle | E10 | RVT - Cost of Equipment | 0 | 0 | 0 | 0 | 0 | 0 | 0 | 0 | 0 | 0 | 0 | 0 | 0 | 0 | 0 | 0 | 0 | 0 | 0 | 0 | 0 | 0 | 0 | 0 | 0 | 0 | 0
F2_Commercial_College_New_Food Preparation_Natural Gas_Griddle_E1 | F2 | Commercial | College | New | Food Preparation | Natural Gas | Griddle | E1 | RVT - Cost of Operation | 0 | 0 | 0 | 0 | 0 | 0 | 0 | 0 | 0 | 0 | 0 | 0 | 0 | 0 | 0 | 0 | 0 | 0 | 0 | 0 | 0 | 0 | 0 | 0 | 0 | 0 | 0
F2_Commercial_College_New_Food Preparation_Natural Gas_Griddle_E2 | F2 | Commercial | College | New | Food Preparation | Natural Gas | Griddle | E2 | RVT - Cost of Operation | 0 | 0 | 0 | 0 | 0 | 0 | 0 | 0 | 0 | 0 | 0 | 0 | 0 | 0 | 0 | 0 | 0 | 0 | 0 | 0 | 0 | 0 | 0 | 0 | 0 | 0 | 0
F2_Commercial_College_New_Food Preparation_Natural Gas_Griddle_E3 | F2 | Commercial | College | New | Food Preparation | Natural Gas | Griddle | E3 | RVT - Cost of Operation | 0 | 0 | 0 | 0 | 0 | 0 | 0 | 0 | 0 | 0 | 0 | 0 | 0 | 0 | 0 | 0 | 0 | 0 | 0 | 0 | 0 | 0 | 0 | 0 | 0 | 0 | 0
F2_Commercial_College_New_Food Preparation_Natural Gas_Griddle_E4 | F2 | Commercial | College | New | Food Preparation | Natural Gas | Griddle | E4 | RVT - Cost of Operation | 0 | 0 | 0 | 0 | 0 | 0 | 0 | 0 | 0 | 0 | 0 | 0 | 0 | 0 | 0 | 0 | 0 | 0 | 0 | 0 | 0 | 0 | 0 | 0 | 0 | 0 | 0
F2_Commercial_College_New_Food Preparation_Natural Gas_Griddle_E5 | F2 | Commercial | College | New | Food Preparation | Natural Gas | Griddle | E5 | RVT - Cost of Operation | 0 | 0 | 0 | 0 | 0 | 0 | 0 | 0 | 0 | 0 | 0 | 0 | 0 | 0 | 0 | 0 | 0 | 0 | 0 | 0 | 0 | 0 | 0 | 0 | 0 | 0 | 0
F2_Commercial_College_New_Food Preparation_Natural Gas_Griddle_E6 | F2 | Commercial | College | New | Food Preparation | Natural Gas | Griddle | E6 | RVT - Cost of Operation | 0 | 0 | 0 | 0 | 0 | 0 | 0 | 0 | 0 | 0 | 0 | 0 | 0 | 0 | 0 | 0 | 0 | 0 | 0 | 0 | 0 | 0 | 0 | 0 | 0 | 0 | 0
F2_Commercial_College_New_Food Preparation_Natural Gas_Griddle_E7 | F2 | Commercial | College | New | Food Preparation | Natural Gas | Griddle | E7 | RVT - Cost of Operation | 0 | 0 | 0 | 0 | 0 | 0 | 0 | 0 | 0 | 0 | 0 | 0 | 0 | 0 | 0 | 0 | 0 | 0 | 0 | 0 | 0 | 0 | 0 | 0 | 0 | 0 | 0
F2_Commercial_College_New_Food Preparation_Natural Gas_Griddle_E8 | F2 | Commercial | College | New | Food Preparation | Natural Gas | Griddle | E8 | RVT - Cost of Operation | 0 | 0 | 0 | 0 | 0 | 0 | 0 | 0 | 0 | 0 | 0 | 0 | 0 | 0 | 0 | 0 | 0 | 0 | 0 | 0 | 0 | 0 | 0 | 0 | 0 | 0 | 0
F2_Commercial_College_New_Food Preparation_Natural Gas_Griddle_E9 | F2 | Commercial | College | New | Food Preparation | Natural Gas | Griddle | E9 | RVT - Cost of Operation | 0 | 0 | 0 | 0 | 0 | 0 | 0 | 0 | 0 | 0 | 0 | 0 | 0 | 0 | 0 | 0 | 0 | 0 | 0 | 0 | 0 | 0 | 0 | 0 | 0 | 0 | 0
F2_Commercial_College_New_Food Preparation_Natural Gas_Griddle_E10 | F2 | Commercial | College | New | Food Preparation | Natural Gas | Griddle | E10 | RVT - Cost of Operation | 0 | 0 | 0 | 0 | 0 | 0 | 0 | 0 | 0 | 0 | 0 | 0 | 0 | 0 | 0 | 0 | 0 | 0 | 0 | 0 | 0 | 0 | 0 | 0 | 0 | 0 | 0
F3_Commercial_College_New_Food Preparation_Natural Gas_Griddle_E1 | F3 | Commercial | College | New | Food Preparation | Natural Gas | Griddle | E1 | System - kBTUs of Consumption | 1.6091 | 1.6091 | 1.6091 | 1.6091 | 1.6091 | 1.6091 | 1.6091 | 1.6091 | 1.6091 | 1.6091 | 1.6091 | 1.6091 | 1.6091 | 1.6091 | 1.6091 | 1.6091 | 1.6091 | 1.6091 | 1.6091 | 1.6091 | 1.6091 | 1.6091 | 1.6091 | 1.6091 | 1.6091 | 1.6091 | 1.6091
F3_Commercial_College_New_Food Preparation_Natural Gas_Griddle_E2 | F3 | Commercial | College | New | Food Preparation | Natural Gas | Griddle | E2 | System - kBTUs of Consumption | 1.3897 | 1.3897 | 1.3897 | 1.3897 | 1.3897 | 1.3897 | 1.3897 | 1.3897 | 1.3897 | 1.3897 | 1.3897 | 1.3897 | 1.3897 | 1.3897 | 1.3897 | 1.3897 | 1.3897 | 1.3897 | 1.3897 | 1.3897 | 1.3897 | 1.3897 | 1.3897 | 1.3897 | 1.3897 | 1.3897 | 1.3897
F3_Commercial_College_New_Food Preparation_Natural Gas_Griddle_E3 | F3 | Commercial | College | New | Food Preparation | Natural Gas | Griddle | E3 | System - kBTUs of Consumption | 0 | 0 | 0 | 0 | 0 | 0 | 0 | 0 | 0 | 0 | 0 | 0 | 0 | 0 | 0 | 0 | 0 | 0 | 0 | 0 | 0 | 0 | 0 | 0 | 0 | 0 | 0
F3_Commercial_College_New_Food Preparation_Natural Gas_Griddle_E4 | F3 | Commercial | College | New | Food Preparation | Natural Gas | Griddle | E4 | System - kBTUs of Consumption | 0 | 0 | 0 | 0 | 0 | 0 | 0 | 0 | 0 | 0 | 0 | 0 | 0 | 0 | 0 | 0 | 0 | 0 | 0 | 0 | 0 | 0 | 0 | 0 | 0 | 0 | 0
F3_Commercial_College_New_Food Preparation_Natural Gas_Griddle_E5 | F3 | Commercial | College | New | Food Preparation | Natural Gas | Griddle | E5 | System - kBTUs of Consumption | 0 | 0 | 0 | 0 | 0 | 0 | 0 | 0 | 0 | 0 | 0 | 0 | 0 | 0 | 0 | 0 | 0 | 0 | 0 | 0 | 0 | 0 | 0 | 0 | 0 | 0 | 0
F3_Commercial_College_New_Food Preparation_Natural Gas_Griddle_E6 | F3 | Commercial | College | New | Food Preparation | Natural Gas | Griddle | E6 | System - kBTUs of Consumption | 0 | 0 | 0 | 0 | 0 | 0 | 0 | 0 | 0 | 0 | 0 | 0 | 0 | 0 | 0 | 0 | 0 | 0 | 0 | 0 | 0 | 0 | 0 | 0 | 0 | 0 | 0
F3_Commercial_College_New_Food Preparation_Natural Gas_Griddle_E7 | F3 | Commercial | College | New | Food Preparation | Natural Gas | Griddle | E7 | System - kBTUs of Consumption | 0 | 0 | 0 | 0 | 0 | 0 | 0 | 0 | 0 | 0 | 0 | 0 | 0 | 0 | 0 | 0 | 0 | 0 | 0 | 0 | 0 | 0 | 0 | 0 | 0 | 0 | 0
F3_Commercial_College_New_Food Preparation_Natural Gas_Griddle_E8 | F3 | Commercial | College | New | Food Preparation | Natural Gas | Griddle | E8 | System - kBTUs of Consumption | 0 | 0 | 0 | 0 | 0 | 0 | 0 | 0 | 0 | 0 | 0 | 0 | 0 | 0 | 0 | 0 | 0 | 0 | 0 | 0 | 0 | 0 | 0 | 0 | 0 | 0 | 0
F3_Commercial_College_New_Food Preparation_Natural Gas_Griddle_E9 | F3 | Commercial | College | New | Food Preparation | Natural Gas | Griddle | E9 | System - kBTUs of Consumption | 0 | 0 | 0 | 0 | 0 | 0 | 0 | 0 | 0 | 0 | 0 | 0 | 0 | 0 | 0 | 0 | 0 | 0 | 0 | 0 | 0 | 0 | 0 | 0 | 0 | 0 | 0
F3_Commercial_College_New_Food Preparation_Natural Gas_Griddle_E10 | F3 | Commercial | College | New | Food Preparation | Natural Gas | Griddle | E10 | System - kBTUs of Consumption | 0 | 0 | 0 | 0 | 0 | 0 | 0 | 0 | 0 | 0 | 0 | 0 | 0 | 0 | 0 | 0 | 0 | 0 | 0 | 0 | 0 | 0 | 0 | 0 | 0 | 0 | 0
F4_Commercial_College_New_Food Preparation_Natural Gas_Griddle_E1 | F4 | Commercial | College | New | Food Preparation | Natural Gas | Griddle | E1 | Utility - Cost of Equipment | 0.0094793 | 0.0094793 | 0.0094793 | 0.0094793 | 0.0094793 | 0.0094793 | 0.0094793 | 0.0094793 | 0.0094793 | 0.0094793 | 0.0094793 | 0.0094793 | 0.0094793 | 0.0094793 | 0.0094793 | 0.0094793 | 0.0094793 | 0.0094793 | 0.0094793 | 0.0094793 | 0.0094793 | 0.0094793 | 0.0094793 | 0.0094793 | 0.0094793 | 0.0094793 | 0.0094793
F4_Commercial_College_New_Food Preparation_Natural Gas_Griddle_E2 | F4 | Commercial | College | New | Food Preparation | Natural Gas | Griddle | E2 | Utility - Cost of Equipment | 0.01178 | 0.01178 | 0.01178 | 0.01178 | 0.01178 | 0.01178 | 0.01178 | 0.01178 | 0.01178 | 0.01178 | 0.01178 | 0.01178 | 0.01178 | 0.01178 | 0.01178 | 0.01178 | 0.01178 | 0.01178 | 0.01178 | 0.01178 | 0.01178 | 0.01178 | 0.01178 | 0.01178 | 0.01178 | 0.01178 | 0.01178
F4_Commercial_College_New_Food Preparation_Natural Gas_Griddle_E3 | F4 | Commercial | College | New | Food Preparation | Natural Gas | Griddle | E3 | Utility - Cost of Equipment | 0 | 0 | 0 | 0 | 0 | 0 | 0 | 0 | 0 | 0 | 0 | 0 | 0 | 0 | 0 | 0 | 0 | 0 | 0 | 0 | 0 | 0 | 0 | 0 | 0 | 0 | 0
F4_Commercial_College_New_Food Preparation_Natural Gas_Griddle_E4 | F4 | Commercial | College | New | Food Preparation | Natural Gas | Griddle | E4 | Utility - Cost of Equipment | 0 | 0 | 0 | 0 | 0 | 0 | 0 | 0 | 0 | 0 | 0 | 0 | 0 | 0 | 0 | 0 | 0 | 0 | 0 | 0 | 0 | 0 | 0 | 0 | 0 | 0 | 0
F4_Commercial_College_New_Food Preparation_Natural Gas_Griddle_E5 | F4 | Commercial | College | New | Food Preparation | Natural Gas | Griddle | E5 | Utility - Cost of Equipment | 0 | 0 | 0 | 0 | 0 | 0 | 0 | 0 | 0 | 0 | 0 | 0 | 0 | 0 | 0 | 0 | 0 | 0 | 0 | 0 | 0 | 0 | 0 | 0 | 0 | 0 | 0
F4_Commercial_College_New_Food Preparation_Natural Gas_Griddle_E6 | F4 | Commercial | College | New | Food Preparation | Natural Gas | Griddle | E6 | Utility - Cost of Equipment | 0 | 0 | 0 | 0 | 0 | 0 | 0 | 0 | 0 | 0 | 0 | 0 | 0 | 0 | 0 | 0 | 0 | 0 | 0 | 0 | 0 | 0 | 0 | 0 | 0 | 0 | 0
F4_Commercial_College_New_Food Preparation_Natural Gas_Griddle_E7 | F4 | Commercial | College | New | Food Preparation | Natural Gas | Griddle | E7 | Utility - Cost of Equipment | 0 | 0 | 0 | 0 | 0 | 0 | 0 | 0 | 0 | 0 | 0 | 0 | 0 | 0 | 0 | 0 | 0 | 0 | 0 | 0 | 0 | 0 | 0 | 0 | 0 | 0 | 0
F4_Commercial_College_New_Food Preparation_Natural Gas_Griddle_E8 | F4 | Commercial | College | New | Food Preparation | Natural Gas | Griddle | E8 | Utility - Cost of Equipment | 0 | 0 | 0 | 0 | 0 | 0 | 0 | 0 | 0 | 0 | 0 | 0 | 0 | 0 | 0 | 0 | 0 | 0 | 0 | 0 | 0 | 0 | 0 | 0 | 0 | 0 | 0
F4_Commercial_College_New_Food Preparation_Natural Gas_Griddle_E9 | F4 | Commercial | College | New | Food Preparation | Natural Gas | Griddle | E9 | Utility - Cost of Equipment | 0 | 0 | 0 | 0 | 0 | 0 | 0 | 0 | 0 | 0 | 0 | 0 | 0 | 0 | 0 | 0 | 0 | 0 | 0 | 0 | 0 | 0 | 0 | 0 | 0 | 0 | 0
F4_Commercial_College_New_Food Preparation_Natural Gas_Griddle_E10 | F4 | Commercial | College | New | Food Preparation | Natural Gas | Griddle | E10 | Utility - Cost of Equipment | 0 | 0 | 0 | 0 | 0 | 0 | 0 | 0 | 0 | 0 | 0 | 0 | 0 | 0 | 0 | 0 | 0 | 0 | 0 | 0 | 0 | 0 | 0 | 0 | 0 | 0 | 0
F5_Commercial_College_New_Food Preparation_Natural Gas_Griddle_E1 | F5 | Commercial | College | New | Food Preparation | Natural Gas | Griddle | E1 | Utility - Cost of Operation | 0.021962 | 0.021727 | 0.0215 | 0.021283 | 0.021337 | 0.021567 | 0.021902 | 0.022274 | 0.022634 | 0.02294 | 0.023189 | 0.023368 | 0.023469 | 0.023458 | 0.023331 | 0.023087 | 0.022729 | 0.022278 | 0.02174 | 0.0211 | 0.02035 | 0.019485 | 0.018718 | 0.018225 | 0.018018 | 0.018106 | 0.018195
F5_Commercial_College_New_Food Preparation_Natural Gas_Griddle_E2 | F5 | Commercial | College | New | Food Preparation | Natural Gas | Griddle | E2 | Utility - Cost of Operation | 0.018968 | 0.018765 | 0.018569 | 0.018382 | 0.018428 | 0.018627 | 0.018916 | 0.019238 | 0.019548 | 0.019813 | 0.020028 | 0.020182 | 0.02027 | 0.02026 | 0.02015 | 0.019939 | 0.01963 | 0.019241 | 0.018776 | 0.018223 | 0.017575 | 0.016828 | 0.016166 | 0.015741 | 0.015562 | 0.015638 | 0.015715
F5_Commercial_College_New_Food Preparation_Natural Gas_Griddle_E3 | F5 | Commercial | College | New | Food Preparation | Natural Gas | Griddle | E3 | Utility - Cost of Operation | 0 | 0 | 0 | 0 | 0 | 0 | 0 | 0 | 0 | 0 | 0 | 0 | 0 | 0 | 0 | 0 | 0 | 0 | 0 | 0 | 0 | 0 | 0 | 0 | 0 | 0 | 0
F5_Commercial_College_New_Food Preparation_Natural Gas_Griddle_E4 | F5 | Commercial | College | New | Food Preparation | Natural Gas | Griddle | E4 | Utility - Cost of Operation | 0 | 0 | 0 | 0 | 0 | 0 | 0 | 0 | 0 | 0 | 0 | 0 | 0 | 0 | 0 | 0 | 0 | 0 | 0 | 0 | 0 | 0 | 0 | 0 | 0 | 0 | 0
F5_Commercial_College_New_Food Preparation_Natural Gas_Griddle_E5 | F5 | Commercial | College | New | Food Preparation | Natural Gas | Griddle | E5 | Utility - Cost of Operation | 0 | 0 | 0 | 0 | 0 | 0 | 0 | 0 | 0 | 0 | 0 | 0 | 0 | 0 | 0 | 0 | 0 | 0 | 0 | 0 | 0 | 0 | 0 | 0 | 0 | 0 | 0
F5_Commercial_College_New_Food Preparation_Natural Gas_Griddle_E6 | F5 | Commercial | College | New | Food Preparation | Natural Gas | Griddle | E6 | Utility - Cost of Operation | 0 | 0 | 0 | 0 | 0 | 0 | 0 | 0 | 0 | 0 | 0 | 0 | 0 | 0 | 0 | 0 | 0 | 0 | 0 | 0 | 0 | 0 | 0 | 0 | 0 | 0 | 0
F5_Commercial_College_New_Food Preparation_Natural Gas_Griddle_E7 | F5 | Commercial | College | New | Food Preparation | Natural Gas | Griddle | E7 | Utility - Cost of Operation | 0 | 0 | 0 | 0 | 0 | 0 | 0 | 0 | 0 | 0 | 0 | 0 | 0 | 0 | 0 | 0 | 0 | 0 | 0 | 0 | 0 | 0 | 0 | 0 | 0 | 0 | 0
F5_Commercial_College_New_Food Preparation_Natural Gas_Griddle_E8 | F5 | Commercial | College | New | Food Preparation | Natural Gas | Griddle | E8 | Utility - Cost of Operation | 0 | 0 | 0 | 0 | 0 | 0 | 0 | 0 | 0 | 0 | 0 | 0 | 0 | 0 | 0 | 0 | 0 | 0 | 0 | 0 | 0 | 0 | 0 | 0 | 0 | 0 | 0
F5_Commercial_College_New_Food Preparation_Natural Gas_Griddle_E9 | F5 | Commercial | College | New | Food Preparation | Natural Gas | Griddle | E9 | Utility - Cost of Operation | 0 | 0 | 0 | 0 | 0 | 0 | 0 | 0 | 0 | 0 | 0 | 0 | 0 | 0 | 0 | 0 | 0 | 0 | 0 | 0 | 0 | 0 | 0 | 0 | 0 | 0 | 0
F5_Commercial_College_New_Food Preparation_Natural Gas_Griddle_E10 | F5 | Commercial | College | New | Food Preparation | Natural Gas | Griddle | E10 | Utility - Cost of Operation | 0 | 0 | 0 | 0 | 0 | 0 | 0 | 0 | 0 | 0 | 0 | 0 | 0 | 0 | 0 | 0 | 0 | 0 | 0 | 0 | 0 | 0 | 0 | 0 | 0 | 0 | 0
F6_Commercial_College_New_Food Preparation_Natural Gas_Griddle_E1 | F6 | Commercial | College | New | Food Preparation | Natural Gas | Griddle | E1 | Utility - Value of Sales | 0 | 0 | 0 | 0 | 0 | 0 | 0 | 0 | 0 | 0 | 0 | 0 | 0 | 0 | 0 | 0 | 0 | 0 | 0 | 0 | 0 | 0 | 0 | 0 | 0 | 0 | 0
F6_Commercial_College_New_Food Preparation_Natural Gas_Griddle_E2 | F6 | Commercial | College | New | Food Preparation | Natural Gas | Griddle | E2 | Utility - Value of Sales | 0 | 0 | 0 | 0 | 0 | 0 | 0 | 0 | 0 | 0 | 0 | 0 | 0 | 0 | 0 | 0 | 0 | 0 | 0 | 0 | 0 | 0 | 0 | 0 | 0 | 0 | 0
F6_Commercial_College_New_Food Preparation_Natural Gas_Griddle_E3 | F6 | Commercial | College | New | Food Preparation | Natural Gas | Griddle | E3 | Utility - Value of Sales | 0 | 0 | 0 | 0 | 0 | 0 | 0 | 0 | 0 | 0 | 0 | 0 | 0 | 0 | 0 | 0 | 0 | 0 | 0 | 0 | 0 | 0 | 0 | 0 | 0 | 0 | 0
F6_Commercial_College_New_Food Preparation_Natural Gas_Griddle_E4 | F6 | Commercial | College | New | Food Preparation | Natural Gas | Griddle | E4 | Utility - Value of Sales | 0 | 0 | 0 | 0 | 0 | 0 | 0 | 0 | 0 | 0 | 0 | 0 | 0 | 0 | 0 | 0 | 0 | 0 | 0 | 0 | 0 | 0 | 0 | 0 | 0 | 0 | 0
F6_Commercial_College_New_Food Preparation_Natural Gas_Griddle_E5 | F6 | Commercial | College | New | Food Preparation | Natural Gas | Griddle | E5 | Utility - Value of Sales | 0 | 0 | 0 | 0 | 0 | 0 | 0 | 0 | 0 | 0 | 0 | 0 | 0 | 0 | 0 | 0 | 0 | 0 | 0 | 0 | 0 | 0 | 0 | 0 | 0 | 0 | 0
F6_Commercial_College_New_Food Preparation_Natural Gas_Griddle_E6 | F6 | Commercial | College | New | Food Preparation | Natural Gas | Griddle | E6 | Utility - Value of Sales | 0 | 0 | 0 | 0 | 0 | 0 | 0 | 0 | 0 | 0 | 0 | 0 | 0 | 0 | 0 | 0 | 0 | 0 | 0 | 0 | 0 | 0 | 0 | 0 | 0 | 0 | 0
F6_Commercial_College_New_Food Preparation_Natural Gas_Griddle_E7 | F6 | Commercial | College | New | Food Preparation | Natural Gas | Griddle | E7 | Utility - Value of Sales | 0 | 0 | 0 | 0 | 0 | 0 | 0 | 0 | 0 | 0 | 0 | 0 | 0 | 0 | 0 | 0 | 0 | 0 | 0 | 0 | 0 | 0 | 0 | 0 | 0 | 0 | 0
F6_Commercial_College_New_Food Preparation_Natural Gas_Griddle_E8 | F6 | Commercial | College | New | Food Preparation | Natural Gas | Griddle | E8 | Utility - Value of Sales | 0 | 0 | 0 | 0 | 0 | 0 | 0 | 0 | 0 | 0 | 0 | 0 | 0 | 0 | 0 | 0 | 0 | 0 | 0 | 0 | 0 | 0 | 0 | 0 | 0 | 0 | 0
F6_Commercial_College_New_Food Preparation_Natural Gas_Griddle_E9 | F6 | Commercial | College | New | Food Preparation | Natural Gas | Griddle | E9 | Utility - Value of Sales | 0 | 0 | 0 | 0 | 0 | 0 | 0 | 0 | 0 | 0 | 0 | 0 | 0 | 0 | 0 | 0 | 0 | 0 | 0 | 0 | 0 | 0 | 0 | 0 | 0 | 0 | 0
F6_Commercial_College_New_Food Preparation_Natural Gas_Griddle_E10 | F6 | Commercial | College | New | Food Preparation | Natural Gas | Griddle | E10 | Utility - Value of Sales | 0 | 0 | 0 | 0 | 0 | 0 | 0 | 0 | 0 | 0 | 0 | 0 | 0 | 0 | 0 | 0 | 0 | 0 | 0 | 0 | 0 | 0 | 0 | 0 | 0 | 0 | 0
F1_Commercial_College_New_Food Preparation_Natural Gas_Range_E1 | F1 | Commercial | College | New | Food Preparation | Natural Gas | Range | E1 | RVT - Cost of Equipment | 0.014511 | 0.014511 | 0.014511 | 0.014511 | 0.014511 | 0.014511 | 0.014511 | 0.014511 | 0.014511 | 0.014511 | 0.014511 | 0.014511 | 0.014511 | 0.014511 | 0.014511 | 0.014511 | 0.014511 | 0.014511 | 0.014511 | 0.014511 | 0.014511 | 0.014511 | 0.014511 | 0.014511 | 0.014511 | 0.014511 | 0.014511
F1_Commercial_College_New_Food Preparation_Natural Gas_Range_E2 | F1 | Commercial | College | New | Food Preparation | Natural Gas | Range | E2 | RVT - Cost of Equipment | 0.014511 | 0.014511 | 0.014511 | 0.014511 | 0.014511 | 0.014511 | 0.014511 | 0.014511 | 0.014511 | 0.014511 | 0.014511 | 0.014511 | 0.014511 | 0.014511 | 0.014511 | 0.014511 | 0.014511 | 0.014511 | 0.014511 | 0.014511 | 0.014511 | 0.014511 | 0.014511 | 0.014511 | 0.014511 | 0.014511 | 0.014511
F1_Commercial_College_New_Food Preparation_Natural Gas_Range_E3 | F1 | Commercial | College | New | Food Preparation | Natural Gas | Range | E3 | RVT - Cost of Equipment | 0 | 0 | 0 | 0 | 0 | 0 | 0 | 0 | 0 | 0 | 0 | 0 | 0 | 0 | 0 | 0 | 0 | 0 | 0 | 0 | 0 | 0 | 0 | 0 | 0 | 0 | 0
F1_Commercial_College_New_Food Preparation_Natural Gas_Range_E4 | F1 | Commercial | College | New | Food Preparation | Natural Gas | Range | E4 | RVT - Cost of Equipment | 0 | 0 | 0 | 0 | 0 | 0 | 0 | 0 | 0 | 0 | 0 | 0 | 0 | 0 | 0 | 0 | 0 | 0 | 0 | 0 | 0 | 0 | 0 | 0 | 0 | 0 | 0
F1_Commercial_College_New_Food Preparation_Natural Gas_Range_E5 | F1 | Commercial | College | New | Food Preparation | Natural Gas | Range | E5 | RVT - Cost of Equipment | 0 | 0 | 0 | 0 | 0 | 0 | 0 | 0 | 0 | 0 | 0 | 0 | 0 | 0 | 0 | 0 | 0 | 0 | 0 | 0 | 0 | 0 | 0 | 0 | 0 | 0 | 0
F1_Commercial_College_New_Food Preparation_Natural Gas_Range_E6 | F1 | Commercial | College | New | Food Preparation | Natural Gas | Range | E6 | RVT - Cost of Equipment | 0 | 0 | 0 | 0 | 0 | 0 | 0 | 0 | 0 | 0 | 0 | 0 | 0 | 0 | 0 | 0 | 0 | 0 | 0 | 0 | 0 | 0 | 0 | 0 | 0 | 0 | 0
F1_Commercial_College_New_Food Preparation_Natural Gas_Range_E7 | F1 | Commercial | College | New | Food Preparation | Natural Gas | Range | E7 | RVT - Cost of Equipment | 0 | 0 | 0 | 0 | 0 | 0 | 0 | 0 | 0 | 0 | 0 | 0 | 0 | 0 | 0 | 0 | 0 | 0 | 0 | 0 | 0 | 0 | 0 | 0 | 0 | 0 | 0
F1_Commercial_College_New_Food Preparation_Natural Gas_Range_E8 | F1 | Commercial | College | New | Food Preparation | Natural Gas | Range | E8 | RVT - Cost of Equipment | 0 | 0 | 0 | 0 | 0 | 0 | 0 | 0 | 0 | 0 | 0 | 0 | 0 | 0 | 0 | 0 | 0 | 0 | 0 | 0 | 0 | 0 | 0 | 0 | 0 | 0 | 0
F1_Commercial_College_New_Food Preparation_Natural Gas_Range_E9 | F1 | Commercial | College | New | Food Preparation | Natural Gas | Range | E9 | RVT - Cost of Equipment | 0 | 0 | 0 | 0 | 0 | 0 | 0 | 0 | 0 | 0 | 0 | 0 | 0 | 0 | 0 | 0 | 0 | 0 | 0 | 0 | 0 | 0 | 0 | 0 | 0 | 0 | 0
F1_Commercial_College_New_Food Preparation_Natural Gas_Range_E10 | F1 | Commercial | College | New | Food Preparation | Natural Gas | Range | E10 | RVT - Cost of Equipment | 0 | 0 | 0 | 0 | 0 | 0 | 0 | 0 | 0 | 0 | 0 | 0 | 0 | 0 | 0 | 0 | 0 | 0 | 0 | 0 | 0 | 0 | 0 | 0 | 0 | 0 | 0
F2_Commercial_College_New_Food Preparation_Natural Gas_Range_E1 | F2 | Commercial | College | New | Food Preparation | Natural Gas | Range | E1 | RVT - Cost of Operation | 0 | 0 | 0 | 0 | 0 | 0 | 0 | 0 | 0 | 0 | 0 | 0 | 0 | 0 | 0 | 0 | 0 | 0 | 0 | 0 | 0 | 0 | 0 | 0 | 0 | 0 | 0
F2_Commercial_College_New_Food Preparation_Natural Gas_Range_E2 | F2 | Commercial | College | New | Food Preparation | Natural Gas | Range | E2 | RVT - Cost of Operation | 0 | 0 | 0 | 0 | 0 | 0 | 0 | 0 | 0 | 0 | 0 | 0 | 0 | 0 | 0 | 0 | 0 | 0 | 0 | 0 | 0 | 0 | 0 | 0 | 0 | 0 | 0
F2_Commercial_College_New_Food Preparation_Natural Gas_Range_E3 | F2 | Commercial | College | New | Food Preparation | Natural Gas | Range | E3 | RVT - Cost of Operation | 0 | 0 | 0 | 0 | 0 | 0 | 0 | 0 | 0 | 0 | 0 | 0 | 0 | 0 | 0 | 0 | 0 | 0 | 0 | 0 | 0 | 0 | 0 | 0 | 0 | 0 | 0
F2_Commercial_College_New_Food Preparation_Natural Gas_Range_E4 | F2 | Commercial | College | New | Food Preparation | Natural Gas | Range | E4 | RVT - Cost of Operation | 0 | 0 | 0 | 0 | 0 | 0 | 0 | 0 | 0 | 0 | 0 | 0 | 0 | 0 | 0 | 0 | 0 | 0 | 0 | 0 | 0 | 0 | 0 | 0 | 0 | 0 | 0
F2_Commercial_College_New_Food Preparation_Natural Gas_Range_E5 | F2 | Commercial | College | New | Food Preparation | Natural Gas | Range | E5 | RVT - Cost of Operation | 0 | 0 | 0 | 0 | 0 | 0 | 0 | 0 | 0 | 0 | 0 | 0 | 0 | 0 | 0 | 0 | 0 | 0 | 0 | 0 | 0 | 0 | 0 | 0 | 0 | 0 | 0
F2_Commercial_College_New_Food Preparation_Natural Gas_Range_E6 | F2 | Commercial | College | New | Food Preparation | Natural Gas | Range | E6 | RVT - Cost of Operation | 0 | 0 | 0 | 0 | 0 | 0 | 0 | 0 | 0 | 0 | 0 | 0 | 0 | 0 | 0 | 0 | 0 | 0 | 0 | 0 | 0 | 0 | 0 | 0 | 0 | 0 | 0
F2_Commercial_College_New_Food Preparation_Natural Gas_Range_E7 | F2 | Commercial | College | New | Food Preparation | Natural Gas | Range | E7 | RVT - Cost of Operation | 0 | 0 | 0 | 0 | 0 | 0 | 0 | 0 | 0 | 0 | 0 | 0 | 0 | 0 | 0 | 0 | 0 | 0 | 0 | 0 | 0 | 0 | 0 | 0 | 0 | 0 | 0
F2_Commercial_College_New_Food Preparation_Natural Gas_Range_E8 | F2 | Commercial | College | New | Food Preparation | Natural Gas | Range | E8 | RVT - Cost of Operation | 0 | 0 | 0 | 0 | 0 | 0 | 0 | 0 | 0 | 0 | 0 | 0 | 0 | 0 | 0 | 0 | 0 | 0 | 0 | 0 | 0 | 0 | 0 | 0 | 0 | 0 | 0
F2_Commercial_College_New_Food Preparation_Natural Gas_Range_E9 | F2 | Commercial | College | New | Food Preparation | Natural Gas | Range | E9 | RVT - Cost of Operation | 0 | 0 | 0 | 0 | 0 | 0 | 0 | 0 | 0 | 0 | 0 | 0 | 0 | 0 | 0 | 0 | 0 | 0 | 0 | 0 | 0 | 0 | 0 | 0 | 0 | 0 | 0
F2_Commercial_College_New_Food Preparation_Natural Gas_Range_E10 | F2 | Commercial | College | New | Food Preparation | Natural Gas | Range | E10 | RVT - Cost of Operation | 0 | 0 | 0 | 0 | 0 | 0 | 0 | 0 | 0 | 0 | 0 | 0 | 0 | 0 | 0 | 0 | 0 | 0 | 0 | 0 | 0 | 0 | 0 | 0 | 0 | 0 | 0
F3_Commercial_College_New_Food Preparation_Natural Gas_Range_E1 | F3 | Commercial | College | New | Food Preparation | Natural Gas | Range | E1 | System - kBTUs of Consumption | 1.5506 | 1.5506 | 1.5506 | 1.5506 | 1.5506 | 1.5506 | 1.5506 | 1.5506 | 1.5506 | 1.5506 | 1.5506 | 1.5506 | 1.5506 | 1.5506 | 1.5506 | 1.5506 | 1.5506 | 1.5506 | 1.5506 | 1.5506 | 1.5506 | 1.5506 | 1.5506 | 1.5506 | 1.5506 | 1.5506 | 1.5506
F3_Commercial_College_New_Food Preparation_Natural Gas_Range_E2 | F3 | Commercial | College | New | Food Preparation | Natural Gas | Range | E2 | System - kBTUs of Consumption | 1.3291 | 1.3291 | 1.3291 | 1.3291 | 1.3291 | 1.3291 | 1.3291 | 1.3291 | 1.3291 | 1.3291 | 1.3291 | 1.3291 | 1.3291 | 1.3291 | 1.3291 | 1.3291 | 1.3291 | 1.3291 | 1.3291 | 1.3291 | 1.3291 | 1.3291 | 1.3291 | 1.3291 | 1.3291 | 1.3291 | 1.3291
F3_Commercial_College_New_Food Preparation_Natural Gas_Range_E3 | F3 | Commercial | College | New | Food Preparation | Natural Gas | Range | E3 | System - kBTUs of Consumption | 0 | 0 | 0 | 0 | 0 | 0 | 0 | 0 | 0 | 0 | 0 | 0 | 0 | 0 | 0 | 0 | 0 | 0 | 0 | 0 | 0 | 0 | 0 | 0 | 0 | 0 | 0
F3_Commercial_College_New_Food Preparation_Natural Gas_Range_E4 | F3 | Commercial | College | New | Food Preparation | Natural Gas | Range | E4 | System - kBTUs of Consumption | 0 | 0 | 0 | 0 | 0 | 0 | 0 | 0 | 0 | 0 | 0 | 0 | 0 | 0 | 0 | 0 | 0 | 0 | 0 | 0 | 0 | 0 | 0 | 0 | 0 | 0 | 0
F3_Commercial_College_New_Food Preparation_Natural Gas_Range_E5 | F3 | Commercial | College | New | Food Preparation | Natural Gas | Range | E5 | System - kBTUs of Consumption | 0 | 0 | 0 | 0 | 0 | 0 | 0 | 0 | 0 | 0 | 0 | 0 | 0 | 0 | 0 | 0 | 0 | 0 | 0 | 0 | 0 | 0 | 0 | 0 | 0 | 0 | 0
F3_Commercial_College_New_Food Preparation_Natural Gas_Range_E6 | F3 | Commercial | College | New | Food Preparation | Natural Gas | Range | E6 | System - kBTUs of Consumption | 0 | 0 | 0 | 0 | 0 | 0 | 0 | 0 | 0 | 0 | 0 | 0 | 0 | 0 | 0 | 0 | 0 | 0 | 0 | 0 | 0 | 0 | 0 | 0 | 0 | 0 | 0
F3_Commercial_College_New_Food Preparation_Natural Gas_Range_E7 | F3 | Commercial | College | New | Food Preparation | Natural Gas | Range | E7 | System - kBTUs of Consumption | 0 | 0 | 0 | 0 | 0 | 0 | 0 | 0 | 0 | 0 | 0 | 0 | 0 | 0 | 0 | 0 | 0 | 0 | 0 | 0 | 0 | 0 | 0 | 0 | 0 | 0 | 0
F3_Commercial_College_New_Food Preparation_Natural Gas_Range_E8 | F3 | Commercial | College | New | Food Preparation | Natural Gas | Range | E8 | System - kBTUs of Consumption | 0 | 0 | 0 | 0 | 0 | 0 | 0 | 0 | 0 | 0 | 0 | 0 | 0 | 0 | 0 | 0 | 0 | 0 | 0 | 0 | 0 | 0 | 0 | 0 | 0 | 0 | 0
F3_Commercial_College_New_Food Preparation_Natural Gas_Range_E9 | F3 | Commercial | College | New | Food Preparation | Natural Gas | Range | E9 | System - kBTUs of Consumption | 0 | 0 | 0 | 0 | 0 | 0 | 0 | 0 | 0 | 0 | 0 | 0 | 0 | 0 | 0 | 0 | 0 | 0 | 0 | 0 | 0 | 0 | 0 | 0 | 0 | 0 | 0
F3_Commercial_College_New_Food Preparation_Natural Gas_Range_E10 | F3 | Commercial | College | New | Food Preparation | Natural Gas | Range | E10 | System - kBTUs of Consumption | 0 | 0 | 0 | 0 | 0 | 0 | 0 | 0 | 0 | 0 | 0 | 0 | 0 | 0 | 0 | 0 | 0 | 0 | 0 | 0 | 0 | 0 | 0 | 0 | 0 | 0 | 0
F4_Commercial_College_New_Food Preparation_Natural Gas_Range_E1 | F4 | Commercial | College | New | Food Preparation | Natural Gas | Range | E1 | Utility - Cost of Equipment | 0.014511 | 0.014511 | 0.014511 | 0.014511 | 0.014511 | 0.014511 | 0.014511 | 0.014511 | 0.014511 | 0.014511 | 0.014511 | 0.014511 | 0.014511 | 0.014511 | 0.014511 | 0.014511 | 0.014511 | 0.014511 | 0.014511 | 0.014511 | 0.014511 | 0.014511 | 0.014511 | 0.014511 | 0.014511 | 0.014511 | 0.014511
F4_Commercial_College_New_Food Preparation_Natural Gas_Range_E2 | F4 | Commercial | College | New | Food Preparation | Natural Gas | Range | E2 | Utility - Cost of Equipment | 0.014511 | 0.014511 | 0.014511 | 0.014511 | 0.014511 | 0.014511 | 0.014511 | 0.014511 | 0.014511 | 0.014511 | 0.014511 | 0.014511 | 0.014511 | 0.014511 | 0.014511 | 0.014511 | 0.014511 | 0.014511 | 0.014511 | 0.014511 | 0.014511 | 0.014511 | 0.014511 | 0.014511 | 0.014511 | 0.014511 | 0.014511
F4_Commercial_College_New_Food Preparation_Natural Gas_Range_E3 | F4 | Commercial | College | New | Food Preparation | Natural Gas | Range | E3 | Utility - Cost of Equipment | 0 | 0 | 0 | 0 | 0 | 0 | 0 | 0 | 0 | 0 | 0 | 0 | 0 | 0 | 0 | 0 | 0 | 0 | 0 | 0 | 0 | 0 | 0 | 0 | 0 | 0 | 0
F4_Commercial_College_New_Food Preparation_Natural Gas_Range_E4 | F4 | Commercial | College | New | Food Preparation | Natural Gas | Range | E4 | Utility - Cost of Equipment | 0 | 0 | 0 | 0 | 0 | 0 | 0 | 0 | 0 | 0 | 0 | 0 | 0 | 0 | 0 | 0 | 0 | 0 | 0 | 0 | 0 | 0 | 0 | 0 | 0 | 0 | 0
F4_Commercial_College_New_Food Preparation_Natural Gas_Range_E5 | F4 | Commercial | College | New | Food Preparation | Natural Gas | Range | E5 | Utility - Cost of Equipment | 0 | 0 | 0 | 0 | 0 | 0 | 0 | 0 | 0 | 0 | 0 | 0 | 0 | 0 | 0 | 0 | 0 | 0 | 0 | 0 | 0 | 0 | 0 | 0 | 0 | 0 | 0
F4_Commercial_College_New_Food Preparation_Natural Gas_Range_E6 | F4 | Commercial | College | New | Food Preparation | Natural Gas | Range | E6 | Utility - Cost of Equipment | 0 | 0 | 0 | 0 | 0 | 0 | 0 | 0 | 0 | 0 | 0 | 0 | 0 | 0 | 0 | 0 | 0 | 0 | 0 | 0 | 0 | 0 | 0 | 0 | 0 | 0 | 0
F4_Commercial_College_New_Food Preparation_Natural Gas_Range_E7 | F4 | Commercial | College | New | Food Preparation | Natural Gas | Range | E7 | Utility - Cost of Equipment | 0 | 0 | 0 | 0 | 0 | 0 | 0 | 0 | 0 | 0 | 0 | 0 | 0 | 0 | 0 | 0 | 0 | 0 | 0 | 0 | 0 | 0 | 0 | 0 | 0 | 0 | 0
F4_Commercial_College_New_Food Preparation_Natural Gas_Range_E8 | F4 | Commercial | College | New | Food Preparation | Natural Gas | Range | E8 | Utility - Cost of Equipment | 0 | 0 | 0 | 0 | 0 | 0 | 0 | 0 | 0 | 0 | 0 | 0 | 0 | 0 | 0 | 0 | 0 | 0 | 0 | 0 | 0 | 0 | 0 | 0 | 0 | 0 | 0
F4_Commercial_College_New_Food Preparation_Natural Gas_Range_E9 | F4 | Commercial | College | New | Food Preparation | Natural Gas | Range | E9 | Utility - Cost of Equipment | 0 | 0 | 0 | 0 | 0 | 0 | 0 | 0 | 0 | 0 | 0 | 0 | 0 | 0 | 0 | 0 | 0 | 0 | 0 | 0 | 0 | 0 | 0 | 0 | 0 | 0 | 0
F4_Commercial_College_New_Food Preparation_Natural Gas_Range_E10 | F4 | Commercial | College | New | Food Preparation | Natural Gas | Range | E10 | Utility - Cost of Equipment | 0 | 0 | 0 | 0 | 0 | 0 | 0 | 0 | 0 | 0 | 0 | 0 | 0 | 0 | 0 | 0 | 0 | 0 | 0 | 0 | 0 | 0 | 0 | 0 | 0 | 0 | 0
F5_Commercial_College_New_Food Preparation_Natural Gas_Range_E1 | F5 | Commercial | College | New | Food Preparation | Natural Gas | Range | E1 | Utility - Cost of Operation | 0.021308 | 0.021001 | 0.020701 | 0.02041 | 0.020413 | 0.020606 | 0.02092 | 0.0213 | 0.021711 | 0.022131 | 0.022546 | 0.022913 | 0.023194 | 0.023313 | 0.023258 | 0.02303 | 0.022646 | 0.022144 | 0.021547 | 0.020838 | 0.02001 | 0.019056 | 0.018209 | 0.017661 | 0.017424 | 0.017509 | 0.017595
F5_Commercial_College_New_Food Preparation_Natural Gas_Range_E2 | F5 | Commercial | College | New | Food Preparation | Natural Gas | Range | E2 | Utility - Cost of Operation | 0.018264 | 0.018001 | 0.017744 | 0.017494 | 0.017497 | 0.017663 | 0.017932 | 0.018258 | 0.018609 | 0.018969 | 0.019325 | 0.01964 | 0.01988 | 0.019983 | 0.019935 | 0.01974 | 0.019411 | 0.018981 | 0.018469 | 0.017861 | 0.017151 | 0.016333 | 0.015608 | 0.015138 | 0.014935 | 0.015008 | 0.015082
F5_Commercial_College_New_Food Preparation_Natural Gas_Range_E3 | F5 | Commercial | College | New | Food Preparation | Natural Gas | Range | E3 | Utility - Cost of Operation | 0 | 0 | 0 | 0 | 0 | 0 | 0 | 0 | 0 | 0 | 0 | 0 | 0 | 0 | 0 | 0 | 0 | 0 | 0 | 0 | 0 | 0 | 0 | 0 | 0 | 0 | 0
F5_Commercial_College_New_Food Preparation_Natural Gas_Range_E4 | F5 | Commercial | College | New | Food Preparation | Natural Gas | Range | E4 | Utility - Cost of Operation | 0 | 0 | 0 | 0 | 0 | 0 | 0 | 0 | 0 | 0 | 0 | 0 | 0 | 0 | 0 | 0 | 0 | 0 | 0 | 0 | 0 | 0 | 0 | 0 | 0 | 0 | 0
F5_Commercial_College_New_Food Preparation_Natural Gas_Range_E5 | F5 | Commercial | College | New | Food Preparation | Natural Gas | Range | E5 | Utility - Cost of Operation | 0 | 0 | 0 | 0 | 0 | 0 | 0 | 0 | 0 | 0 | 0 | 0 | 0 | 0 | 0 | 0 | 0 | 0 | 0 | 0 | 0 | 0 | 0 | 0 | 0 | 0 | 0
F5_Commercial_College_New_Food Preparation_Natural Gas_Range_E6 | F5 | Commercial | College | New | Food Preparation | Natural Gas | Range | E6 | Utility - Cost of Operation | 0 | 0 | 0 | 0 | 0 | 0 | 0 | 0 | 0 | 0 | 0 | 0 | 0 | 0 | 0 | 0 | 0 | 0 | 0 | 0 | 0 | 0 | 0 | 0 | 0 | 0 | 0
F5_Commercial_College_New_Food Preparation_Natural Gas_Range_E7 | F5 | Commercial | College | New | Food Preparation | Natural Gas | Range | E7 | Utility - Cost of Operation | 0 | 0 | 0 | 0 | 0 | 0 | 0 | 0 | 0 | 0 | 0 | 0 | 0 | 0 | 0 | 0 | 0 | 0 | 0 | 0 | 0 | 0 | 0 | 0 | 0 | 0 | 0
F5_Commercial_College_New_Food Preparation_Natural Gas_Range_E8 | F5 | Commercial | College | New | Food Preparation | Natural Gas | Range | E8 | Utility - Cost of Operation | 0 | 0 | 0 | 0 | 0 | 0 | 0 | 0 | 0 | 0 | 0 | 0 | 0 | 0 | 0 | 0 | 0 | 0 | 0 | 0 | 0 | 0 | 0 | 0 | 0 | 0 | 0
F5_Commercial_College_New_Food Preparation_Natural Gas_Range_E9 | F5 | Commercial | College | New | Food Preparation | Natural Gas | Range | E9 | Utility - Cost of Operation | 0 | 0 | 0 | 0 | 0 | 0 | 0 | 0 | 0 | 0 | 0 | 0 | 0 | 0 | 0 | 0 | 0 | 0 | 0 | 0 | 0 | 0 | 0 | 0 | 0 | 0 | 0
F5_Commercial_College_New_Food Preparation_Natural Gas_Range_E10 | F5 | Commercial | College | New | Food Preparation | Natural Gas | Range | E10 | Utility - Cost of Operation | 0 | 0 | 0 | 0 | 0 | 0 | 0 | 0 | 0 | 0 | 0 | 0 | 0 | 0 | 0 | 0 | 0 | 0 | 0 | 0 | 0 | 0 | 0 | 0 | 0 | 0 | 0
F6_Commercial_College_New_Food Preparation_Natural Gas_Range_E1 | F6 | Commercial | College | New | Food Preparation | Natural Gas | Range | E1 | Utility - Value of Sales | 0 | 0 | 0 | 0 | 0 | 0 | 0 | 0 | 0 | 0 | 0 | 0 | 0 | 0 | 0 | 0 | 0 | 0 | 0 | 0 | 0 | 0 | 0 | 0 | 0 | 0 | 0
F6_Commercial_College_New_Food Preparation_Natural Gas_Range_E2 | F6 | Commercial | College | New | Food Preparation | Natural Gas | Range | E2 | Utility - Value of Sales | 0 | 0 | 0 | 0 | 0 | 0 | 0 | 0 | 0 | 0 | 0 | 0 | 0 | 0 | 0 | 0 | 0 | 0 | 0 | 0 | 0 | 0 | 0 | 0 | 0 | 0 | 0
F6_Commercial_College_New_Food Preparation_Natural Gas_Range_E3 | F6 | Commercial | College | New | Food Preparation | Natural Gas | Range | E3 | Utility - Value of Sales | 0 | 0 | 0 | 0 | 0 | 0 | 0 | 0 | 0 | 0 | 0 | 0 | 0 | 0 | 0 | 0 | 0 | 0 | 0 | 0 | 0 | 0 | 0 | 0 | 0 | 0 | 0
F6_Commercial_College_New_Food Preparation_Natural Gas_Range_E4 | F6 | Commercial | College | New | Food Preparation | Natural Gas | Range | E4 | Utility - Value of Sales | 0 | 0 | 0 | 0 | 0 | 0 | 0 | 0 | 0 | 0 | 0 | 0 | 0 | 0 | 0 | 0 | 0 | 0 | 0 | 0 | 0 | 0 | 0 | 0 | 0 | 0 | 0
F6_Commercial_College_New_Food Preparation_Natural Gas_Range_E5 | F6 | Commercial | College | New | Food Preparation | Natural Gas | Range | E5 | Utility - Value of Sales | 0 | 0 | 0 | 0 | 0 | 0 | 0 | 0 | 0 | 0 | 0 | 0 | 0 | 0 | 0 | 0 | 0 | 0 | 0 | 0 | 0 | 0 | 0 | 0 | 0 | 0 | 0
F6_Commercial_College_New_Food Preparation_Natural Gas_Range_E6 | F6 | Commercial | College | New | Food Preparation | Natural Gas | Range | E6 | Utility - Value of Sales | 0 | 0 | 0 | 0 | 0 | 0 | 0 | 0 | 0 | 0 | 0 | 0 | 0 | 0 | 0 | 0 | 0 | 0 | 0 | 0 | 0 | 0 | 0 | 0 | 0 | 0 | 0
F6_Commercial_College_New_Food Preparation_Natural Gas_Range_E7 | F6 | Commercial | College | New | Food Preparation | Natural Gas | Range | E7 | Utility - Value of Sales | 0 | 0 | 0 | 0 | 0 | 0 | 0 | 0 | 0 | 0 | 0 | 0 | 0 | 0 | 0 | 0 | 0 | 0 | 0 | 0 | 0 | 0 | 0 | 0 | 0 | 0 | 0
F6_Commercial_College_New_Food Preparation_Natural Gas_Range_E8 | F6 | Commercial | College | New | Food Preparation | Natural Gas | Range | E8 | Utility - Value of Sales | 0 | 0 | 0 | 0 | 0 | 0 | 0 | 0 | 0 | 0 | 0 | 0 | 0 | 0 | 0 | 0 | 0 | 0 | 0 | 0 | 0 | 0 | 0 | 0 | 0 | 0 | 0
F6_Commercial_College_New_Food Preparation_Natural Gas_Range_E9 | F6 | Commercial | College | New | Food Preparation | Natural Gas | Range | E9 | Utility - Value of Sales | 0 | 0 | 0 | 0 | 0 | 0 | 0 | 0 | 0 | 0 | 0 | 0 | 0 | 0 | 0 | 0 | 0 | 0 | 0 | 0 | 0 | 0 | 0 | 0 | 0 | 0 | 0
F6_Commercial_College_New_Food Preparation_Natural Gas_Range_E10 | F6 | Commercial | College | New | Food Preparation | Natural Gas | Range | E10 | Utility - Value of Sales | 0 | 0 | 0 | 0 | 0 | 0 | 0 | 0 | 0 | 0 | 0 | 0 | 0 | 0 | 0 | 0 | 0 | 0 | 0 | 0 | 0 | 0 | 0 | 0 | 0 | 0 | 0
F1_Commercial_College_New_Food Preparation_Natural Gas_Steamer_E1 | F1 | Commercial | College | New | Food Preparation | Natural Gas | Steamer | E1 | RVT - Cost of Equipment | 0.036643 | 0 | 0 | 0 | 0 | 0 | 0 | 0 | 0 | 0 | 0 | 0 | 0 | 0 | 0 | 0 | 0 | 0 | 0 | 0 | 0 | 0 | 0 | 0 | 0 | 0 | 0
F1_Commercial_College_New_Food Preparation_Natural Gas_Steamer_E2 | F1 | Commercial | College | New | Food Preparation | Natural Gas | Steamer | E2 | RVT - Cost of Equipment | 0.021285 | 0.021285 | 0.021285 | 0.021285 | 0.021285 | 0.021285 | 0.021285 | 0.021285 | 0.021285 | 0.021285 | 0.021285 | 0.021285 | 0.021285 | 0.021285 | 0.021285 | 0.021285 | 0.021285 | 0.021285 | 0.021285 | 0.021285 | 0.021285 | 0.021285 | 0.021285 | 0.021285 | 0.021285 | 0.021285 | 0.021285
F1_Commercial_College_New_Food Preparation_Natural Gas_Steamer_E3 | F1 | Commercial | College | New | Food Preparation | Natural Gas | Steamer | E3 | RVT - Cost of Equipment | 0 | 0 | 0 | 0 | 0 | 0 | 0 | 0 | 0 | 0 | 0 | 0 | 0 | 0 | 0 | 0 | 0 | 0 | 0 | 0 | 0 | 0 | 0 | 0 | 0 | 0 | 0
F1_Commercial_College_New_Food Preparation_Natural Gas_Steamer_E4 | F1 | Commercial | College | New | Food Preparation | Natural Gas | Steamer | E4 | RVT - Cost of Equipment | 0 | 0 | 0 | 0 | 0 | 0 | 0 | 0 | 0 | 0 | 0 | 0 | 0 | 0 | 0 | 0 | 0 | 0 | 0 | 0 | 0 | 0 | 0 | 0 | 0 | 0 | 0
F1_Commercial_College_New_Food Preparation_Natural Gas_Steamer_E5 | F1 | Commercial | College | New | Food Preparation | Natural Gas | Steamer | E5 | RVT - Cost of Equipment | 0 | 0 | 0 | 0 | 0 | 0 | 0 | 0 | 0 | 0 | 0 | 0 | 0 | 0 | 0 | 0 | 0 | 0 | 0 | 0 | 0 | 0 | 0 | 0 | 0 | 0 | 0
F1_Commercial_College_New_Food Preparation_Natural Gas_Steamer_E6 | F1 | Commercial | College | New | Food Preparation | Natural Gas | Steamer | E6 | RVT - Cost of Equipment | 0 | 0 | 0 | 0 | 0 | 0 | 0 | 0 | 0 | 0 | 0 | 0 | 0 | 0 | 0 | 0 | 0 | 0 | 0 | 0 | 0 | 0 | 0 | 0 | 0 | 0 | 0
F1_Commercial_College_New_Food Preparation_Natural Gas_Steamer_E7 | F1 | Commercial | College | New | Food Preparation | Natural Gas | Steamer | E7 | RVT - Cost of Equipment | 0 | 0 | 0 | 0 | 0 | 0 | 0 | 0 | 0 | 0 | 0 | 0 | 0 | 0 | 0 | 0 | 0 | 0 | 0 | 0 | 0 | 0 | 0 | 0 | 0 | 0 | 0
F1_Commercial_College_New_Food Preparation_Natural Gas_Steamer_E8 | F1 | Commercial | College | New | Food Preparation | Natural Gas | Steamer | E8 | RVT - Cost of Equipment | 0 | 0 | 0 | 0 | 0 | 0 | 0 | 0 | 0 | 0 | 0 | 0 | 0 | 0 | 0 | 0 | 0 | 0 | 0 | 0 | 0 | 0 | 0 | 0 | 0 | 0 | 0
F1_Commercial_College_New_Food Preparation_Natural Gas_Steamer_E9 | F1 | Commercial | College | New | Food Preparation | Natural Gas | Steamer | E9 | RVT - Cost of Equipment | 0 | 0 | 0 | 0 | 0 | 0 | 0 | 0 | 0 | 0 | 0 | 0 | 0 | 0 | 0 | 0 | 0 | 0 | 0 | 0 | 0 | 0 | 0 | 0 | 0 | 0 | 0
F1_Commercial_College_New_Food Preparation_Natural Gas_Steamer_E10 | F1 | Commercial | College | New | Food Preparation | Natural Gas | Steamer | E10 | RVT - Cost of Equipment | 0 | 0 | 0 | 0 | 0 | 0 | 0 | 0 | 0 | 0 | 0 | 0 | 0 | 0 | 0 | 0 | 0 | 0 | 0 | 0 | 0 | 0 | 0 | 0 | 0 | 0 | 0
F2_Commercial_College_New_Food Preparation_Natural Gas_Steamer_E1 | F2 | Commercial | College | New | Food Preparation | Natural Gas | Steamer | E1 | RVT - Cost of Operation | 0 | 0 | 0 | 0 | 0 | 0 | 0 | 0 | 0 | 0 | 0 | 0 | 0 | 0 | 0 | 0 | 0 | 0 | 0 | 0 | 0 | 0 | 0 | 0 | 0 | 0 | 0
F2_Commercial_College_New_Food Preparation_Natural Gas_Steamer_E2 | F2 | Commercial | College | New | Food Preparation | Natural Gas | Steamer | E2 | RVT - Cost of Operation | 0 | 0 | 0 | 0 | 0 | 0 | 0 | 0 | 0 | 0 | 0 | 0 | 0 | 0 | 0 | 0 | 0 | 0 | 0 | 0 | 0 | 0 | 0 | 0 | 0 | 0 | 0
F2_Commercial_College_New_Food Preparation_Natural Gas_Steamer_E3 | F2 | Commercial | College | New | Food Preparation | Natural Gas | Steamer | E3 | RVT - Cost of Operation | 0 | 0 | 0 | 0 | 0 | 0 | 0 | 0 | 0 | 0 | 0 | 0 | 0 | 0 | 0 | 0 | 0 | 0 | 0 | 0 | 0 | 0 | 0 | 0 | 0 | 0 | 0
F2_Commercial_College_New_Food Preparation_Natural Gas_Steamer_E4 | F2 | Commercial | College | New | Food Preparation | Natural Gas | Steamer | E4 | RVT - Cost of Operation | 0 | 0 | 0 | 0 | 0 | 0 | 0 | 0 | 0 | 0 | 0 | 0 | 0 | 0 | 0 | 0 | 0 | 0 | 0 | 0 | 0 | 0 | 0 | 0 | 0 | 0 | 0
F2_Commercial_College_New_Food Preparation_Natural Gas_Steamer_E5 | F2 | Commercial | College | New | Food Preparation | Natural Gas | Steamer | E5 | RVT - Cost of Operation | 0 | 0 | 0 | 0 | 0 | 0 | 0 | 0 | 0 | 0 | 0 | 0 | 0 | 0 | 0 | 0 | 0 | 0 | 0 | 0 | 0 | 0 | 0 | 0 | 0 | 0 | 0
F2_Commercial_College_New_Food Preparation_Natural Gas_Steamer_E6 | F2 | Commercial | College | New | Food Preparation | Natural Gas | Steamer | E6 | RVT - Cost of Operation | 0 | 0 | 0 | 0 | 0 | 0 | 0 | 0 | 0 | 0 | 0 | 0 | 0 | 0 | 0 | 0 | 0 | 0 | 0 | 0 | 0 | 0 | 0 | 0 | 0 | 0 | 0
F2_Commercial_College_New_Food Preparation_Natural Gas_Steamer_E7 | F2 | Commercial | College | New | Food Preparation | Natural Gas | Steamer | E7 | RVT - Cost of Operation | 0 | 0 | 0 | 0 | 0 | 0 | 0 | 0 | 0 | 0 | 0 | 0 | 0 | 0 | 0 | 0 | 0 | 0 | 0 | 0 | 0 | 0 | 0 | 0 | 0 | 0 | 0
F2_Commercial_College_New_Food Preparation_Natural Gas_Steamer_E8 | F2 | Commercial | College | New | Food Preparation | Natural Gas | Steamer | E8 | RVT - Cost of Operation | 0 | 0 | 0 | 0 | 0 | 0 | 0 | 0 | 0 | 0 | 0 | 0 | 0 | 0 | 0 | 0 | 0 | 0 | 0 | 0 | 0 | 0 | 0 | 0 | 0 | 0 | 0
F2_Commercial_College_New_Food Preparation_Natural Gas_Steamer_E9 | F2 | Commercial | College | New | Food Preparation | Natural Gas | Steamer | E9 | RVT - Cost of Operation | 0 | 0 | 0 | 0 | 0 | 0 | 0 | 0 | 0 | 0 | 0 | 0 | 0 | 0 | 0 | 0 | 0 | 0 | 0 | 0 | 0 | 0 | 0 | 0 | 0 | 0 | 0
F2_Commercial_College_New_Food Preparation_Natural Gas_Steamer_E10 | F2 | Commercial | College | New | Food Preparation | Natural Gas | Steamer | E10 | RVT - Cost of Operation | 0 | 0 | 0 | 0 | 0 | 0 | 0 | 0 | 0 | 0 | 0 | 0 | 0 | 0 | 0 | 0 | 0 | 0 | 0 | 0 | 0 | 0 | 0 | 0 | 0 | 0 | 0
F3_Commercial_College_New_Food Preparation_Natural Gas_Steamer_E1 | F3 | Commercial | College | New | Food Preparation | Natural Gas | Steamer | E1 | System - kBTUs of Consumption | 2.887 | 0 | 0 | 0 | 0 | 0 | 0 | 0 | 0 | 0 | 0 | 0 | 0 | 0 | 0 | 0 | 0 | 0 | 0 | 0 | 0 | 0 | 0 | 0 | 0 | 0 | 0
F3_Commercial_College_New_Food Preparation_Natural Gas_Steamer_E2 | F3 | Commercial | College | New | Food Preparation | Natural Gas | Steamer | E2 | System - kBTUs of Consumption | 0.50627 | 0.50627 | 0.50627 | 0.50627 | 0.50627 | 0.50627 | 0.50627 | 0.50627 | 0.50627 | 0.50627 | 0.50627 | 0.50627 | 0.50627 | 0.50627 | 0.50627 | 0.50627 | 0.50627 | 0.50627 | 0.50627 | 0.50627 | 0.50627 | 0.50627 | 0.50627 | 0.50627 | 0.50627 | 0.50627 | 0.50627
F3_Commercial_College_New_Food Preparation_Natural Gas_Steamer_E3 | F3 | Commercial | College | New | Food Preparation | Natural Gas | Steamer | E3 | System - kBTUs of Consumption | 0 | 0 | 0 | 0 | 0 | 0 | 0 | 0 | 0 | 0 | 0 | 0 | 0 | 0 | 0 | 0 | 0 | 0 | 0 | 0 | 0 | 0 | 0 | 0 | 0 | 0 | 0
F3_Commercial_College_New_Food Preparation_Natural Gas_Steamer_E4 | F3 | Commercial | College | New | Food Preparation | Natural Gas | Steamer | E4 | System - kBTUs of Consumption | 0 | 0 | 0 | 0 | 0 | 0 | 0 | 0 | 0 | 0 | 0 | 0 | 0 | 0 | 0 | 0 | 0 | 0 | 0 | 0 | 0 | 0 | 0 | 0 | 0 | 0 | 0
F3_Commercial_College_New_Food Preparation_Natural Gas_Steamer_E5 | F3 | Commercial | College | New | Food Preparation | Natural Gas | Steamer | E5 | System - kBTUs of Consumption | 0 | 0 | 0 | 0 | 0 | 0 | 0 | 0 | 0 | 0 | 0 | 0 | 0 | 0 | 0 | 0 | 0 | 0 | 0 | 0 | 0 | 0 | 0 | 0 | 0 | 0 | 0
F3_Commercial_College_New_Food Preparation_Natural Gas_Steamer_E6 | F3 | Commercial | College | New | Food Preparation | Natural Gas | Steamer | E6 | System - kBTUs of Consumption | 0 | 0 | 0 | 0 | 0 | 0 | 0 | 0 | 0 | 0 | 0 | 0 | 0 | 0 | 0 | 0 | 0 | 0 | 0 | 0 | 0 | 0 | 0 | 0 | 0 | 0 | 0
F3_Commercial_College_New_Food Preparation_Natural Gas_Steamer_E7 | F3 | Commercial | College | New | Food Preparation | Natural Gas | Steamer | E7 | System - kBTUs of Consumption | 0 | 0 | 0 | 0 | 0 | 0 | 0 | 0 | 0 | 0 | 0 | 0 | 0 | 0 | 0 | 0 | 0 | 0 | 0 | 0 | 0 | 0 | 0 | 0 | 0 | 0 | 0
F3_Commercial_College_New_Food Preparation_Natural Gas_Steamer_E8 | F3 | Commercial | College | New | Food Preparation | Natural Gas | Steamer | E8 | System - kBTUs of Consumption | 0 | 0 | 0 | 0 | 0 | 0 | 0 | 0 | 0 | 0 | 0 | 0 | 0 | 0 | 0 | 0 | 0 | 0 | 0 | 0 | 0 | 0 | 0 | 0 | 0 | 0 | 0
F3_Commercial_College_New_Food Preparation_Natural Gas_Steamer_E9 | F3 | Commercial | College | New | Food Preparation | Natural Gas | Steamer | E9 | System - kBTUs of Consumption | 0 | 0 | 0 | 0 | 0 | 0 | 0 | 0 | 0 | 0 | 0 | 0 | 0 | 0 | 0 | 0 | 0 | 0 | 0 | 0 | 0 | 0 | 0 | 0 | 0 | 0 | 0
F3_Commercial_College_New_Food Preparation_Natural Gas_Steamer_E10 | F3 | Commercial | College | New | Food Preparation | Natural Gas | Steamer | E10 | System - kBTUs of Consumption | 0 | 0 | 0 | 0 | 0 | 0 | 0 | 0 | 0 | 0 | 0 | 0 | 0 | 0 | 0 | 0 | 0 | 0 | 0 | 0 | 0 | 0 | 0 | 0 | 0 | 0 | 0
F4_Commercial_College_New_Food Preparation_Natural Gas_Steamer_E1 | F4 | Commercial | College | New | Food Preparation | Natural Gas | Steamer | E1 | Utility - Cost of Equipment | 0.036643 | 0 | 0 | 0 | 0 | 0 | 0 | 0 | 0 | 0 | 0 | 0 | 0 | 0 | 0 | 0 | 0 | 0 | 0 | 0 | 0 | 0 | 0 | 0 | 0 | 0 | 0
F4_Commercial_College_New_Food Preparation_Natural Gas_Steamer_E2 | F4 | Commercial | College | New | Food Preparation | Natural Gas | Steamer | E2 | Utility - Cost of Equipment | 0.021285 | 0.021285 | 0.021285 | 0.021285 | 0.021285 | 0.021285 | 0.021285 | 0.021285 | 0.021285 | 0.021285 | 0.021285 | 0.021285 | 0.021285 | 0.021285 | 0.021285 | 0.021285 | 0.021285 | 0.021285 | 0.021285 | 0.021285 | 0.021285 | 0.021285 | 0.021285 | 0.021285 | 0.021285 | 0.021285 | 0.021285
F4_Commercial_College_New_Food Preparation_Natural Gas_Steamer_E3 | F4 | Commercial | College | New | Food Preparation | Natural Gas | Steamer | E3 | Utility - Cost of Equipment | 0 | 0 | 0 | 0 | 0 | 0 | 0 | 0 | 0 | 0 | 0 | 0 | 0 | 0 | 0 | 0 | 0 | 0 | 0 | 0 | 0 | 0 | 0 | 0 | 0 | 0 | 0
F4_Commercial_College_New_Food Preparation_Natural Gas_Steamer_E4 | F4 | Commercial | College | New | Food Preparation | Natural Gas | Steamer | E4 | Utility - Cost of Equipment | 0 | 0 | 0 | 0 | 0 | 0 | 0 | 0 | 0 | 0 | 0 | 0 | 0 | 0 | 0 | 0 | 0 | 0 | 0 | 0 | 0 | 0 | 0 | 0 | 0 | 0 | 0
F4_Commercial_College_New_Food Preparation_Natural Gas_Steamer_E5 | F4 | Commercial | College | New | Food Preparation | Natural Gas | Steamer | E5 | Utility - Cost of Equipment | 0 | 0 | 0 | 0 | 0 | 0 | 0 | 0 | 0 | 0 | 0 | 0 | 0 | 0 | 0 | 0 | 0 | 0 | 0 | 0 | 0 | 0 | 0 | 0 | 0 | 0 | 0
F4_Commercial_College_New_Food Preparation_Natural Gas_Steamer_E6 | F4 | Commercial | College | New | Food Preparation | Natural Gas | Steamer | E6 | Utility - Cost of Equipment | 0 | 0 | 0 | 0 | 0 | 0 | 0 | 0 | 0 | 0 | 0 | 0 | 0 | 0 | 0 | 0 | 0 | 0 | 0 | 0 | 0 | 0 | 0 | 0 | 0 | 0 | 0
F4_Commercial_College_New_Food Preparation_Natural Gas_Steamer_E7 | F4 | Commercial | College | New | Food Preparation | Natural Gas | Steamer | E7 | Utility - Cost of Equipment | 0 | 0 | 0 | 0 | 0 | 0 | 0 | 0 | 0 | 0 | 0 | 0 | 0 | 0 | 0 | 0 | 0 | 0 | 0 | 0 | 0 | 0 | 0 | 0 | 0 | 0 | 0
F4_Commercial_College_New_Food Preparation_Natural Gas_Steamer_E8 | F4 | Commercial | College | New | Food Preparation | Natural Gas | Steamer | E8 | Utility - Cost of Equipment | 0 | 0 | 0 | 0 | 0 | 0 | 0 | 0 | 0 | 0 | 0 | 0 | 0 | 0 | 0 | 0 | 0 | 0 | 0 | 0 | 0 | 0 | 0 | 0 | 0 | 0 | 0
F4_Commercial_College_New_Food Preparation_Natural Gas_Steamer_E9 | F4 | Commercial | College | New | Food Preparation | Natural Gas | Steamer | E9 | Utility - Cost of Equipment | 0 | 0 | 0 | 0 | 0 | 0 | 0 | 0 | 0 | 0 | 0 | 0 | 0 | 0 | 0 | 0 | 0 | 0 | 0 | 0 | 0 | 0 | 0 | 0 | 0 | 0 | 0
F4_Commercial_College_New_Food Preparation_Natural Gas_Steamer_E10 | F4 | Commercial | College | New | Food Preparation | Natural Gas | Steamer | E10 | Utility - Cost of Equipment | 0 | 0 | 0 | 0 | 0 | 0 | 0 | 0 | 0 | 0 | 0 | 0 | 0 | 0 | 0 | 0 | 0 | 0 | 0 | 0 | 0 | 0 | 0 | 0 | 0 | 0 | 0
F5_Commercial_College_New_Food Preparation_Natural Gas_Steamer_E1 | F5 | Commercial | College | New | Food Preparation | Natural Gas | Steamer | E1 | Utility - Cost of Operation | 0.039961 | 0 | 0 | 0 | 0 | 0 | 0 | 0 | 0 | 0 | 0 | 0 | 0 | 0 | 0 | 0 | 0 | 0 | 0 | 0 | 0 | 0 | 0 | 0 | 0 | 0 | 0
F5_Commercial_College_New_Food Preparation_Natural Gas_Steamer_E2 | F5 | Commercial | College | New | Food Preparation | Natural Gas | Steamer | E2 | Utility - Cost of Operation | 0.0070076 | 0.0068684 | 0.0067304 | 0.0065953 | 0.0065721 | 0.0066212 | 0.0067162 | 0.0068365 | 0.006967 | 0.0071 | 0.0072385 | 0.0073816 | 0.0075233 | 0.0076372 | 0.0077081 | 0.0077138 | 0.00764 | 0.0074902 | 0.0072722 | 0.006995 | 0.0066715 | 0.0063 | 0.0059695 | 0.0057539 | 0.0056578 | 0.0056855 | 0.0057134
F5_Commercial_College_New_Food Preparation_Natural Gas_Steamer_E3 | F5 | Commercial | College | New | Food Preparation | Natural Gas | Steamer | E3 | Utility - Cost of Operation | 0 | 0 | 0 | 0 | 0 | 0 | 0 | 0 | 0 | 0 | 0 | 0 | 0 | 0 | 0 | 0 | 0 | 0 | 0 | 0 | 0 | 0 | 0 | 0 | 0 | 0 | 0
F5_Commercial_College_New_Food Preparation_Natural Gas_Steamer_E4 | F5 | Commercial | College | New | Food Preparation | Natural Gas | Steamer | E4 | Utility - Cost of Operation | 0 | 0 | 0 | 0 | 0 | 0 | 0 | 0 | 0 | 0 | 0 | 0 | 0 | 0 | 0 | 0 | 0 | 0 | 0 | 0 | 0 | 0 | 0 | 0 | 0 | 0 | 0
F5_Commercial_College_New_Food Preparation_Natural Gas_Steamer_E5 | F5 | Commercial | College | New | Food Preparation | Natural Gas | Steamer | E5 | Utility - Cost of Operation | 0 | 0 | 0 | 0 | 0 | 0 | 0 | 0 | 0 | 0 | 0 | 0 | 0 | 0 | 0 | 0 | 0 | 0 | 0 | 0 | 0 | 0 | 0 | 0 | 0 | 0 | 0
F5_Commercial_College_New_Food Preparation_Natural Gas_Steamer_E6 | F5 | Commercial | College | New | Food Preparation | Natural Gas | Steamer | E6 | Utility - Cost of Operation | 0 | 0 | 0 | 0 | 0 | 0 | 0 | 0 | 0 | 0 | 0 | 0 | 0 | 0 | 0 | 0 | 0 | 0 | 0 | 0 | 0 | 0 | 0 | 0 | 0 | 0 | 0
F5_Commercial_College_New_Food Preparation_Natural Gas_Steamer_E7 | F5 | Commercial | College | New | Food Preparation | Natural Gas | Steamer | E7 | Utility - Cost of Operation | 0 | 0 | 0 | 0 | 0 | 0 | 0 | 0 | 0 | 0 | 0 | 0 | 0 | 0 | 0 | 0 | 0 | 0 | 0 | 0 | 0 | 0 | 0 | 0 | 0 | 0 | 0
F5_Commercial_College_New_Food Preparation_Natural Gas_Steamer_E8 | F5 | Commercial | College | New | Food Preparation | Natural Gas | Steamer | E8 | Utility - Cost of Operation | 0 | 0 | 0 | 0 | 0 | 0 | 0 | 0 | 0 | 0 | 0 | 0 | 0 | 0 | 0 | 0 | 0 | 0 | 0 | 0 | 0 | 0 | 0 | 0 | 0 | 0 | 0
F5_Commercial_College_New_Food Preparation_Natural Gas_Steamer_E9 | F5 | Commercial | College | New | Food Preparation | Natural Gas | Steamer | E9 | Utility - Cost of Operation | 0 | 0 | 0 | 0 | 0 | 0 | 0 | 0 | 0 | 0 | 0 | 0 | 0 | 0 | 0 | 0 | 0 | 0 | 0 | 0 | 0 | 0 | 0 | 0 | 0 | 0 | 0
F5_Commercial_College_New_Food Preparation_Natural Gas_Steamer_E10 | F5 | Commercial | College | New | Food Preparation | Natural Gas | Steamer | E10 | Utility - Cost of Operation | 0 | 0 | 0 | 0 | 0 | 0 | 0 | 0 | 0 | 0 | 0 | 0 | 0 | 0 | 0 | 0 | 0 | 0 | 0 | 0 | 0 | 0 | 0 | 0 | 0 | 0 | 0
F6_Commercial_College_New_Food Preparation_Natural Gas_Steamer_E1 | F6 | Commercial | College | New | Food Preparation | Natural Gas | Steamer | E1 | Utility - Value of Sales | 0 | 0 | 0 | 0 | 0 | 0 | 0 | 0 | 0 | 0 | 0 | 0 | 0 | 0 | 0 | 0 | 0 | 0 | 0 | 0 | 0 | 0 | 0 | 0 | 0 | 0 | 0
F6_Commercial_College_New_Food Preparation_Natural Gas_Steamer_E2 | F6 | Commercial | College | New | Food Preparation | Natural Gas | Steamer | E2 | Utility - Value of Sales | 0 | 0 | 0 | 0 | 0 | 0 | 0 | 0 | 0 | 0 | 0 | 0 | 0 | 0 | 0 | 0 | 0 | 0 | 0 | 0 | 0 | 0 | 0 | 0 | 0 | 0 | 0
F6_Commercial_College_New_Food Preparation_Natural Gas_Steamer_E3 | F6 | Commercial | College | New | Food Preparation | Natural Gas | Steamer | E3 | Utility - Value of Sales | 0 | 0 | 0 | 0 | 0 | 0 | 0 | 0 | 0 | 0 | 0 | 0 | 0 | 0 | 0 | 0 | 0 | 0 | 0 | 0 | 0 | 0 | 0 | 0 | 0 | 0 | 0
F6_Commercial_College_New_Food Preparation_Natural Gas_Steamer_E4 | F6 | Commercial | College | New | Food Preparation | Natural Gas | Steamer | E4 | Utility - Value of Sales | 0 | 0 | 0 | 0 | 0 | 0 | 0 | 0 | 0 | 0 | 0 | 0 | 0 | 0 | 0 | 0 | 0 | 0 | 0 | 0 | 0 | 0 | 0 | 0 | 0 | 0 | 0
F6_Commercial_College_New_Food Preparation_Natural Gas_Steamer_E5 | F6 | Commercial | College | New | Food Preparation | Natural Gas | Steamer | E5 | Utility - Value of Sales | 0 | 0 | 0 | 0 | 0 | 0 | 0 | 0 | 0 | 0 | 0 | 0 | 0 | 0 | 0 | 0 | 0 | 0 | 0 | 0 | 0 | 0 | 0 | 0 | 0 | 0 | 0
F6_Commercial_College_New_Food Preparation_Natural Gas_Steamer_E6 | F6 | Commercial | College | New | Food Preparation | Natural Gas | Steamer | E6 | Utility - Value of Sales | 0 | 0 | 0 | 0 | 0 | 0 | 0 | 0 | 0 | 0 | 0 | 0 | 0 | 0 | 0 | 0 | 0 | 0 | 0 | 0 | 0 | 0 | 0 | 0 | 0 | 0 | 0
F6_Commercial_College_New_Food Preparation_Natural Gas_Steamer_E7 | F6 | Commercial | College | New | Food Preparation | Natural Gas | Steamer | E7 | Utility - Value of Sales | 0 | 0 | 0 | 0 | 0 | 0 | 0 | 0 | 0 | 0 | 0 | 0 | 0 | 0 | 0 | 0 | 0 | 0 | 0 | 0 | 0 | 0 | 0 | 0 | 0 | 0 | 0
F6_Commercial_College_New_Food Preparation_Natural Gas_Steamer_E8 | F6 | Commercial | College | New | Food Preparation | Natural Gas | Steamer | E8 | Utility - Value of Sales | 0 | 0 | 0 | 0 | 0 | 0 | 0 | 0 | 0 | 0 | 0 | 0 | 0 | 0 | 0 | 0 | 0 | 0 | 0 | 0 | 0 | 0 | 0 | 0 | 0 | 0 | 0
F6_Commercial_College_New_Food Preparation_Natural Gas_Steamer_E9 | F6 | Commercial | College | New | Food Preparation | Natural Gas | Steamer | E9 | Utility - Value of Sales | 0 | 0 | 0 | 0 | 0 | 0 | 0 | 0 | 0 | 0 | 0 | 0 | 0 | 0 | 0 | 0 | 0 | 0 | 0 | 0 | 0 | 0 | 0 | 0 | 0 | 0 | 0
F6_Commercial_College_New_Food Preparation_Natural Gas_Steamer_E10 | F6 | Commercial | College | New | Food Preparation | Natural Gas | Steamer | E10 | Utility - Value of Sales | 0 | 0 | 0 | 0 | 0 | 0 | 0 | 0 | 0 | 0 | 0 | 0 | 0 | 0 | 0 | 0 | 0 | 0 | 0 | 0 | 0 | 0 | 0 | 0 | 0 | 0 | 0
F1_Commercial_College_New_Food Preparation_Natural Gas_Commercial Food Prep Other_E1 | F1 | Commercial | College | New | Food Preparation | Natural Gas | Commercial Food Prep Other | E1 | RVT - Cost of Equipment | 0.00081698 | 0.00081698 | 0.00081698 | 0.00081698 | 0.00081698 | 0.00081698 | 0.00081698 | 0.00081698 | 0.00081698 | 0.00081698 | 0.00081698 | 0.00081698 | 0.00081698 | 0.00081698 | 0.00081698 | 0.00081698 | 0.00081698 | 0.00081698 | 0.00081698 | 0.00081698 | 0.00081698 | 0.00081698 | 0.00081698 | 0.00081698 | 0.00081698 | 0.00081698 | 0.00081698
F1_Commercial_College_New_Food Preparation_Natural Gas_Commercial Food Prep Other_E2 | F1 | Commercial | College | New | Food Preparation | Natural Gas | Commercial Food Prep Other | E2 | RVT - Cost of Equipment | 0.00099243 | 0.00099243 | 0.00099243 | 0.00099243 | 0.00099243 | 0.00099243 | 0.00099243 | 0.00099243 | 0.00099243 | 0.00099243 | 0.00099243 | 0.00099243 | 0.00099243 | 0.00099243 | 0.00099243 | 0.00099243 | 0.00099243 | 0.00099243 | 0.00099243 | 0.00099243 | 0.00099243 | 0.00099243 | 0.00099243 | 0.00099243 | 0.00099243 | 0.00099243 | 0.00099243
F1_Commercial_College_New_Food Preparation_Natural Gas_Commercial Food Prep Other_E3 | F1 | Commercial | College | New | Food Preparation | Natural Gas | Commercial Food Prep Other | E3 | RVT - Cost of Equipment | 0 | 0 | 0 | 0 | 0 | 0 | 0 | 0 | 0 | 0 | 0 | 0 | 0 | 0 | 0 | 0 | 0 | 0 | 0 | 0 | 0 | 0 | 0 | 0 | 0 | 0 | 0
F1_Commercial_College_New_Food Preparation_Natural Gas_Commercial Food Prep Other_E4 | F1 | Commercial | College | New | Food Preparation | Natural Gas | Commercial Food Prep Other | E4 | RVT - Cost of Equipment | 0 | 0 | 0 | 0 | 0 | 0 | 0 | 0 | 0 | 0 | 0 | 0 | 0 | 0 | 0 | 0 | 0 | 0 | 0 | 0 | 0 | 0 | 0 | 0 | 0 | 0 | 0
F1_Commercial_College_New_Food Preparation_Natural Gas_Commercial Food Prep Other_E5 | F1 | Commercial | College | New | Food Preparation | Natural Gas | Commercial Food Prep Other | E5 | RVT - Cost of Equipment | 0 | 0 | 0 | 0 | 0 | 0 | 0 | 0 | 0 | 0 | 0 | 0 | 0 | 0 | 0 | 0 | 0 | 0 | 0 | 0 | 0 | 0 | 0 | 0 | 0 | 0 | 0
F1_Commercial_College_New_Food Preparation_Natural Gas_Commercial Food Prep Other_E6 | F1 | Commercial | College | New | Food Preparation | Natural Gas | Commercial Food Prep Other | E6 | RVT - Cost of Equipment | 0 | 0 | 0 | 0 | 0 | 0 | 0 | 0 | 0 | 0 | 0 | 0 | 0 | 0 | 0 | 0 | 0 | 0 | 0 | 0 | 0 | 0 | 0 | 0 | 0 | 0 | 0
F1_Commercial_College_New_Food Preparation_Natural Gas_Commercial Food Prep Other_E7 | F1 | Commercial | College | New | Food Preparation | Natural Gas | Commercial Food Prep Other | E7 | RVT - Cost of Equipment | 0 | 0 | 0 | 0 | 0 | 0 | 0 | 0 | 0 | 0 | 0 | 0 | 0 | 0 | 0 | 0 | 0 | 0 | 0 | 0 | 0 | 0 | 0 | 0 | 0 | 0 | 0
F1_Commercial_College_New_Food Preparation_Natural Gas_Commercial Food Prep Other_E8 | F1 | Commercial | College | New | Food Preparation | Natural Gas | Commercial Food Prep Other | E8 | RVT - Cost of Equipment | 0 | 0 | 0 | 0 | 0 | 0 | 0 | 0 | 0 | 0 | 0 | 0 | 0 | 0 | 0 | 0 | 0 | 0 | 0 | 0 | 0 | 0 | 0 | 0 | 0 | 0 | 0
F1_Commercial_College_New_Food Preparation_Natural Gas_Commercial Food Prep Other_E9 | F1 | Commercial | College | New | Food Preparation | Natural Gas | Commercial Food Prep Other | E9 | RVT - Cost of Equipment | 0 | 0 | 0 | 0 | 0 | 0 | 0 | 0 | 0 | 0 | 0 | 0 | 0 | 0 | 0 | 0 | 0 | 0 | 0 | 0 | 0 | 0 | 0 | 0 | 0 | 0 | 0
F1_Commercial_College_New_Food Preparation_Natural Gas_Commercial Food Prep Other_E10 | F1 | Commercial | College | New | Food Preparation | Natural Gas | Commercial Food Prep Other | E10 | RVT - Cost of Equipment | 0 | 0 | 0 | 0 | 0 | 0 | 0 | 0 | 0 | 0 | 0 | 0 | 0 | 0 | 0 | 0 | 0 | 0 | 0 | 0 | 0 | 0 | 0 | 0 | 0 | 0 | 0
F2_Commercial_College_New_Food Preparation_Natural Gas_Commercial Food Prep Other_E1 | F2 | Commercial | College | New | Food Preparation | Natural Gas | Commercial Food Prep Other | E1 | RVT - Cost of Operation | 0 | 0 | 0 | 0 | 0 | 0 | 0 | 0 | 0 | 0 | 0 | 0 | 0 | 0 | 0 | 0 | 0 | 0 | 0 | 0 | 0 | 0 | 0 | 0 | 0 | 0 | 0
F2_Commercial_College_New_Food Preparation_Natural Gas_Commercial Food Prep Other_E2 | F2 | Commercial | College | New | Food Preparation | Natural Gas | Commercial Food Prep Other | E2 | RVT - Cost of Operation | 0 | 0 | 0 | 0 | 0 | 0 | 0 | 0 | 0 | 0 | 0 | 0 | 0 | 0 | 0 | 0 | 0 | 0 | 0 | 0 | 0 | 0 | 0 | 0 | 0 | 0 | 0
F2_Commercial_College_New_Food Preparation_Natural Gas_Commercial Food Prep Other_E3 | F2 | Commercial | College | New | Food Preparation | Natural Gas | Commercial Food Prep Other | E3 | RVT - Cost of Operation | 0 | 0 | 0 | 0 | 0 | 0 | 0 | 0 | 0 | 0 | 0 | 0 | 0 | 0 | 0 | 0 | 0 | 0 | 0 | 0 | 0 | 0 | 0 | 0 | 0 | 0 | 0
F2_Commercial_College_New_Food Preparation_Natural Gas_Commercial Food Prep Other_E4 | F2 | Commercial | College | New | Food Preparation | Natural Gas | Commercial Food Prep Other | E4 | RVT - Cost of Operation | 0 | 0 | 0 | 0 | 0 | 0 | 0 | 0 | 0 | 0 | 0 | 0 | 0 | 0 | 0 | 0 | 0 | 0 | 0 | 0 | 0 | 0 | 0 | 0 | 0 | 0 | 0
F2_Commercial_College_New_Food Preparation_Natural Gas_Commercial Food Prep Other_E5 | F2 | Commercial | College | New | Food Preparation | Natural Gas | Commercial Food Prep Other | E5 | RVT - Cost of Operation | 0 | 0 | 0 | 0 | 0 | 0 | 0 | 0 | 0 | 0 | 0 | 0 | 0 | 0 | 0 | 0 | 0 | 0 | 0 | 0 | 0 | 0 | 0 | 0 | 0 | 0 | 0
F2_Commercial_College_New_Food Preparation_Natural Gas_Commercial Food Prep Other_E6 | F2 | Commercial | College | New | Food Preparation | Natural Gas | Commercial Food Prep Other | E6 | RVT - Cost of Operation | 0 | 0 | 0 | 0 | 0 | 0 | 0 | 0 | 0 | 0 | 0 | 0 | 0 | 0 | 0 | 0 | 0 | 0 | 0 | 0 | 0 | 0 | 0 | 0 | 0 | 0 | 0
F2_Commercial_College_New_Food Preparation_Natural Gas_Commercial Food Prep Other_E7 | F2 | Commercial | College | New | Food Preparation | Natural Gas | Commercial Food Prep Other | E7 | RVT - Cost of Operation | 0 | 0 | 0 | 0 | 0 | 0 | 0 | 0 | 0 | 0 | 0 | 0 | 0 | 0 | 0 | 0 | 0 | 0 | 0 | 0 | 0 | 0 | 0 | 0 | 0 | 0 | 0
F2_Commercial_College_New_Food Preparation_Natural Gas_Commercial Food Prep Other_E8 | F2 | Commercial | College | New | Food Preparation | Natural Gas | Commercial Food Prep Other | E8 | RVT - Cost of Operation | 0 | 0 | 0 | 0 | 0 | 0 | 0 | 0 | 0 | 0 | 0 | 0 | 0 | 0 | 0 | 0 | 0 | 0 | 0 | 0 | 0 | 0 | 0 | 0 | 0 | 0 | 0
F2_Commercial_College_New_Food Preparation_Natural Gas_Commercial Food Prep Other_E9 | F2 | Commercial | College | New | Food Preparation | Natural Gas | Commercial Food Prep Other | E9 | RVT - Cost of Operation | 0 | 0 | 0 | 0 | 0 | 0 | 0 | 0 | 0 | 0 | 0 | 0 | 0 | 0 | 0 | 0 | 0 | 0 | 0 | 0 | 0 | 0 | 0 | 0 | 0 | 0 | 0
F2_Commercial_College_New_Food Preparation_Natural Gas_Commercial Food Prep Other_E10 | F2 | Commercial | College | New | Food Preparation | Natural Gas | Commercial Food Prep Other | E10 | RVT - Cost of Operation | 0 | 0 | 0 | 0 | 0 | 0 | 0 | 0 | 0 | 0 | 0 | 0 | 0 | 0 | 0 | 0 | 0 | 0 | 0 | 0 | 0 | 0 | 0 | 0 | 0 | 0 | 0
F3_Commercial_College_New_Food Preparation_Natural Gas_Commercial Food Prep Other_E1 | F3 | Commercial | College | New | Food Preparation | Natural Gas | Commercial Food Prep Other | E1 | System - kBTUs of Consumption | 0.69161 | 0.69161 | 0.69161 | 0.69161 | 0.69161 | 0.69161 | 0.69161 | 0.69161 | 0.69161 | 0.69161 | 0.69161 | 0.69161 | 0.69161 | 0.69161 | 0.69161 | 0.69161 | 0.69161 | 0.69161 | 0.69161 | 0.69161 | 0.69161 | 0.69161 | 0.69161 | 0.69161 | 0.69161 | 0.69161 | 0.69161
F3_Commercial_College_New_Food Preparation_Natural Gas_Commercial Food Prep Other_E2 | F3 | Commercial | College | New | Food Preparation | Natural Gas | Commercial Food Prep Other | E2 | System - kBTUs of Consumption | 0.51367 | 0.51367 | 0.51367 | 0.51367 | 0.51367 | 0.51367 | 0.51367 | 0.51367 | 0.51367 | 0.51367 | 0.51367 | 0.51367 | 0.51367 | 0.51367 | 0.51367 | 0.51367 | 0.51367 | 0.51367 | 0.51367 | 0.51367 | 0.51367 | 0.51367 | 0.51367 | 0.51367 | 0.51367 | 0.51367 | 0.51367
F3_Commercial_College_New_Food Preparation_Natural Gas_Commercial Food Prep Other_E3 | F3 | Commercial | College | New | Food Preparation | Natural Gas | Commercial Food Prep Other | E3 | System - kBTUs of Consumption | 0 | 0 | 0 | 0 | 0 | 0 | 0 | 0 | 0 | 0 | 0 | 0 | 0 | 0 | 0 | 0 | 0 | 0 | 0 | 0 | 0 | 0 | 0 | 0 | 0 | 0 | 0
F3_Commercial_College_New_Food Preparation_Natural Gas_Commercial Food Prep Other_E4 | F3 | Commercial | College | New | Food Preparation | Natural Gas | Commercial Food Prep Other | E4 | System - kBTUs of Consumption | 0 | 0 | 0 | 0 | 0 | 0 | 0 | 0 | 0 | 0 | 0 | 0 | 0 | 0 | 0 | 0 | 0 | 0 | 0 | 0 | 0 | 0 | 0 | 0 | 0 | 0 | 0
F3_Commercial_College_New_Food Preparation_Natural Gas_Commercial Food Prep Other_E5 | F3 | Commercial | College | New | Food Preparation | Natural Gas | Commercial Food Prep Other | E5 | System - kBTUs of Consumption | 0 | 0 | 0 | 0 | 0 | 0 | 0 | 0 | 0 | 0 | 0 | 0 | 0 | 0 | 0 | 0 | 0 | 0 | 0 | 0 | 0 | 0 | 0 | 0 | 0 | 0 | 0
F3_Commercial_College_New_Food Preparation_Natural Gas_Commercial Food Prep Other_E6 | F3 | Commercial | College | New | Food Preparation | Natural Gas | Commercial Food Prep Other | E6 | System - kBTUs of Consumption | 0 | 0 | 0 | 0 | 0 | 0 | 0 | 0 | 0 | 0 | 0 | 0 | 0 | 0 | 0 | 0 | 0 | 0 | 0 | 0 | 0 | 0 | 0 | 0 | 0 | 0 | 0
F3_Commercial_College_New_Food Preparation_Natural Gas_Commercial Food Prep Other_E7 | F3 | Commercial | College | New | Food Preparation | Natural Gas | Commercial Food Prep Other | E7 | System - kBTUs of Consumption | 0 | 0 | 0 | 0 | 0 | 0 | 0 | 0 | 0 | 0 | 0 | 0 | 0 | 0 | 0 | 0 | 0 | 0 | 0 | 0 | 0 | 0 | 0 | 0 | 0 | 0 | 0
F3_Commercial_College_New_Food Preparation_Natural Gas_Commercial Food Prep Other_E8 | F3 | Commercial | College | New | Food Preparation | Natural Gas | Commercial Food Prep Other | E8 | System - kBTUs of Consumption | 0 | 0 | 0 | 0 | 0 | 0 | 0 | 0 | 0 | 0 | 0 | 0 | 0 | 0 | 0 | 0 | 0 | 0 | 0 | 0 | 0 | 0 | 0 | 0 | 0 | 0 | 0
F3_Commercial_College_New_Food Preparation_Natural Gas_Commercial Food Prep Other_E9 | F3 | Commercial | College | New | Food Preparation | Natural Gas | Commercial Food Prep Other | E9 | System - kBTUs of Consumption | 0 | 0 | 0 | 0 | 0 | 0 | 0 | 0 | 0 | 0 | 0 | 0 | 0 | 0 | 0 | 0 | 0 | 0 | 0 | 0 | 0 | 0 | 0 | 0 | 0 | 0 | 0
F3_Commercial_College_New_Food Preparation_Natural Gas_Commercial Food Prep Other_E10 | F3 | Commercial | College | New | Food Preparation | Natural Gas | Commercial Food Prep Other | E10 | System - kBTUs of Consumption | 0 | 0 | 0 | 0 | 0 | 0 | 0 | 0 | 0 | 0 | 0 | 0 | 0 | 0 | 0 | 0 | 0 | 0 | 0 | 0 | 0 | 0 | 0 | 0 | 0 | 0 | 0
F4_Commercial_College_New_Food Preparation_Natural Gas_Commercial Food Prep Other_E1 | F4 | Commercial | College | New | Food Preparation | Natural Gas | Commercial Food Prep Other | E1 | Utility - Cost of Equipment | 0.00081698 | 0.00081698 | 0.00081698 | 0.00081698 | 0.00081698 | 0.00081698 | 0.00081698 | 0.00081698 | 0.00081698 | 0.00081698 | 0.00081698 | 0.00081698 | 0.00081698 | 0.00081698 | 0.00081698 | 0.00081698 | 0.00081698 | 0.00081698 | 0.00081698 | 0.00081698 | 0.00081698 | 0.00081698 | 0.00081698 | 0.00081698 | 0.00081698 | 0.00081698 | 0.00081698
F4_Commercial_College_New_Food Preparation_Natural Gas_Commercial Food Prep Other_E2 | F4 | Commercial | College | New | Food Preparation | Natural Gas | Commercial Food Prep Other | E2 | Utility - Cost of Equipment | 0.00099243 | 0.00099243 | 0.00099243 | 0.00099243 | 0.00099243 | 0.00099243 | 0.00099243 | 0.00099243 | 0.00099243 | 0.00099243 | 0.00099243 | 0.00099243 | 0.00099243 | 0.00099243 | 0.00099243 | 0.00099243 | 0.00099243 | 0.00099243 | 0.00099243 | 0.00099243 | 0.00099243 | 0.00099243 | 0.00099243 | 0.00099243 | 0.00099243 | 0.00099243 | 0.00099243
F4_Commercial_College_New_Food Preparation_Natural Gas_Commercial Food Prep Other_E3 | F4 | Commercial | College | New | Food Preparation | Natural Gas | Commercial Food Prep Other | E3 | Utility - Cost of Equipment | 0 | 0 | 0 | 0 | 0 | 0 | 0 | 0 | 0 | 0 | 0 | 0 | 0 | 0 | 0 | 0 | 0 | 0 | 0 | 0 | 0 | 0 | 0 | 0 | 0 | 0 | 0
F4_Commercial_College_New_Food Preparation_Natural Gas_Commercial Food Prep Other_E4 | F4 | Commercial | College | New | Food Preparation | Natural Gas | Commercial Food Prep Other | E4 | Utility - Cost of Equipment | 0 | 0 | 0 | 0 | 0 | 0 | 0 | 0 | 0 | 0 | 0 | 0 | 0 | 0 | 0 | 0 | 0 | 0 | 0 | 0 | 0 | 0 | 0 | 0 | 0 | 0 | 0
F4_Commercial_College_New_Food Preparation_Natural Gas_Commercial Food Prep Other_E5 | F4 | Commercial | College | New | Food Preparation | Natural Gas | Commercial Food Prep Other | E5 | Utility - Cost of Equipment | 0 | 0 | 0 | 0 | 0 | 0 | 0 | 0 | 0 | 0 | 0 | 0 | 0 | 0 | 0 | 0 | 0 | 0 | 0 | 0 | 0 | 0 | 0 | 0 | 0 | 0 | 0
F4_Commercial_College_New_Food Preparation_Natural Gas_Commercial Food Prep Other_E6 | F4 | Commercial | College | New | Food Preparation | Natural Gas | Commercial Food Prep Other | E6 | Utility - Cost of Equipment | 0 | 0 | 0 | 0 | 0 | 0 | 0 | 0 | 0 | 0 | 0 | 0 | 0 | 0 | 0 | 0 | 0 | 0 | 0 | 0 | 0 | 0 | 0 | 0 | 0 | 0 | 0
F4_Commercial_College_New_Food Preparation_Natural Gas_Commercial Food Prep Other_E7 | F4 | Commercial | College | New | Food Preparation | Natural Gas | Commercial Food Prep Other | E7 | Utility - Cost of Equipment | 0 | 0 | 0 | 0 | 0 | 0 | 0 | 0 | 0 | 0 | 0 | 0 | 0 | 0 | 0 | 0 | 0 | 0 | 0 | 0 | 0 | 0 | 0 | 0 | 0 | 0 | 0
F4_Commercial_College_New_Food Preparation_Natural Gas_Commercial Food Prep Other_E8 | F4 | Commercial | College | New | Food Preparation | Natural Gas | Commercial Food Prep Other | E8 | Utility - Cost of Equipment | 0 | 0 | 0 | 0 | 0 | 0 | 0 | 0 | 0 | 0 | 0 | 0 | 0 | 0 | 0 | 0 | 0 | 0 | 0 | 0 | 0 | 0 | 0 | 0 | 0 | 0 | 0
F4_Commercial_College_New_Food Preparation_Natural Gas_Commercial Food Prep Other_E9 | F4 | Commercial | College | New | Food Preparation | Natural Gas | Commercial Food Prep Other | E9 | Utility - Cost of Equipment | 0 | 0 | 0 | 0 | 0 | 0 | 0 | 0 | 0 | 0 | 0 | 0 | 0 | 0 | 0 | 0 | 0 | 0 | 0 | 0 | 0 | 0 | 0 | 0 | 0 | 0 | 0
F4_Commercial_College_New_Food Preparation_Natural Gas_Commercial Food Prep Other_E10 | F4 | Commercial | College | New | Food Preparation | Natural Gas | Commercial Food Prep Other | E10 | Utility - Cost of Equipment | 0 | 0 | 0 | 0 | 0 | 0 | 0 | 0 | 0 | 0 | 0 | 0 | 0 | 0 | 0 | 0 | 0 | 0 | 0 | 0 | 0 | 0 | 0 | 0 | 0 | 0 | 0
F5_Commercial_College_New_Food Preparation_Natural Gas_Commercial Food Prep Other_E1 | F5 | Commercial | College | New | Food Preparation | Natural Gas | Commercial Food Prep Other | E1 | Utility - Cost of Operation | 0.009504 | 0.0093668 | 0.0092331 | 0.0091034 | 0.0091046 | 0.009191 | 0.0093309 | 0.0095005 | 0.0096836 | 0.0098708 | 0.010056 | 0.01022 | 0.010345 | 0.010398 | 0.010374 | 0.010272 | 0.010101 | 0.0098769 | 0.0096104 | 0.0092944 | 0.0089247 | 0.0084993 | 0.0081216 | 0.0078771 | 0.0077715 | 0.0078096 | 0.0078478
F5_Commercial_College_New_Food Preparation_Natural Gas_Commercial Food Prep Other_E2 | F5 | Commercial | College | New | Food Preparation | Natural Gas | Commercial Food Prep Other | E2 | Utility - Cost of Operation | 0.0070588 | 0.0069569 | 0.0068575 | 0.0067612 | 0.0067621 | 0.0068263 | 0.0069302 | 0.0070562 | 0.0071921 | 0.0073312 | 0.0074687 | 0.0075905 | 0.0076834 | 0.0077229 | 0.0077046 | 0.0076291 | 0.0075021 | 0.0073358 | 0.0071378 | 0.0069031 | 0.0066285 | 0.0063125 | 0.006032 | 0.0058504 | 0.005772 | 0.0058003 | 0.0058287
F5_Commercial_College_New_Food Preparation_Natural Gas_Commercial Food Prep Other_E3 | F5 | Commercial | College | New | Food Preparation | Natural Gas | Commercial Food Prep Other | E3 | Utility - Cost of Operation | 0 | 0 | 0 | 0 | 0 | 0 | 0 | 0 | 0 | 0 | 0 | 0 | 0 | 0 | 0 | 0 | 0 | 0 | 0 | 0 | 0 | 0 | 0 | 0 | 0 | 0 | 0
F5_Commercial_College_New_Food Preparation_Natural Gas_Commercial Food Prep Other_E4 | F5 | Commercial | College | New | Food Preparation | Natural Gas | Commercial Food Prep Other | E4 | Utility - Cost of Operation | 0 | 0 | 0 | 0 | 0 | 0 | 0 | 0 | 0 | 0 | 0 | 0 | 0 | 0 | 0 | 0 | 0 | 0 | 0 | 0 | 0 | 0 | 0 | 0 | 0 | 0 | 0
F5_Commercial_College_New_Food Preparation_Natural Gas_Commercial Food Prep Other_E5 | F5 | Commercial | College | New | Food Preparation | Natural Gas | Commercial Food Prep Other | E5 | Utility - Cost of Operation | 0 | 0 | 0 | 0 | 0 | 0 | 0 | 0 | 0 | 0 | 0 | 0 | 0 | 0 | 0 | 0 | 0 | 0 | 0 | 0 | 0 | 0 | 0 | 0 | 0 | 0 | 0
F5_Commercial_College_New_Food Preparation_Natural Gas_Commercial Food Prep Other_E6 | F5 | Commercial | College | New | Food Preparation | Natural Gas | Commercial Food Prep Other | E6 | Utility - Cost of Operation | 0 | 0 | 0 | 0 | 0 | 0 | 0 | 0 | 0 | 0 | 0 | 0 | 0 | 0 | 0 | 0 | 0 | 0 | 0 | 0 | 0 | 0 | 0 | 0 | 0 | 0 | 0
F5_Commercial_College_New_Food Preparation_Natural Gas_Commercial Food Prep Other_E7 | F5 | Commercial | College | New | Food Preparation | Natural Gas | Commercial Food Prep Other | E7 | Utility - Cost of Operation | 0 | 0 | 0 | 0 | 0 | 0 | 0 | 0 | 0 | 0 | 0 | 0 | 0 | 0 | 0 | 0 | 0 | 0 | 0 | 0 | 0 | 0 | 0 | 0 | 0 | 0 | 0
F5_Commercial_College_New_Food Preparation_Natural Gas_Commercial Food Prep Other_E8 | F5 | Commercial | College | New | Food Preparation | Natural Gas | Commercial Food Prep Other | E8 | Utility - Cost of Operation | 0 | 0 | 0 | 0 | 0 | 0 | 0 | 0 | 0 | 0 | 0 | 0 | 0 | 0 | 0 | 0 | 0 | 0 | 0 | 0 | 0 | 0 | 0 | 0 | 0 | 0 | 0
F5_Commercial_College_New_Food Preparation_Natural Gas_Commercial Food Prep Other_E9 | F5 | Commercial | College | New | Food Preparation | Natural Gas | Commercial Food Prep Other | E9 | Utility - Cost of Operation | 0 | 0 | 0 | 0 | 0 | 0 | 0 | 0 | 0 | 0 | 0 | 0 | 0 | 0 | 0 | 0 | 0 | 0 | 0 | 0 | 0 | 0 | 0 | 0 | 0 | 0 | 0
F5_Commercial_College_New_Food Preparation_Natural Gas_Commercial Food Prep Other_E10 | F5 | Commercial | College | New | Food Preparation | Natural Gas | Commercial Food Prep Other | E10 | Utility - Cost of Operation | 0 | 0 | 0 | 0 | 0 | 0 | 0 | 0 | 0 | 0 | 0 | 0 | 0 | 0 | 0 | 0 | 0 | 0 | 0 | 0 | 0 | 0 | 0 | 0 | 0 | 0 | 0
F6_Commercial_College_New_Food Preparation_Natural Gas_Commercial Food Prep Other_E1 | F6 | Commercial | College | New | Food Preparation | Natural Gas | Commercial Food Prep Other | E1 | Utility - Value of Sales | 0 | 0 | 0 | 0 | 0 | 0 | 0 | 0 | 0 | 0 | 0 | 0 | 0 | 0 | 0 | 0 | 0 | 0 | 0 | 0 | 0 | 0 | 0 | 0 | 0 | 0 | 0
F6_Commercial_College_New_Food Preparation_Natural Gas_Commercial Food Prep Other_E2 | F6 | Commercial | College | New | Food Preparation | Natural Gas | Commercial Food Prep Other | E2 | Utility - Value of Sales | 0 | 0 | 0 | 0 | 0 | 0 | 0 | 0 | 0 | 0 | 0 | 0 | 0 | 0 | 0 | 0 | 0 | 0 | 0 | 0 | 0 | 0 | 0 | 0 | 0 | 0 | 0
F6_Commercial_College_New_Food Preparation_Natural Gas_Commercial Food Prep Other_E3 | F6 | Commercial | College | New | Food Preparation | Natural Gas | Commercial Food Prep Other | E3 | Utility - Value of Sales | 0 | 0 | 0 | 0 | 0 | 0 | 0 | 0 | 0 | 0 | 0 | 0 | 0 | 0 | 0 | 0 | 0 | 0 | 0 | 0 | 0 | 0 | 0 | 0 | 0 | 0 | 0
F6_Commercial_College_New_Food Preparation_Natural Gas_Commercial Food Prep Other_E4 | F6 | Commercial | College | New | Food Preparation | Natural Gas | Commercial Food Prep Other | E4 | Utility - Value of Sales | 0 | 0 | 0 | 0 | 0 | 0 | 0 | 0 | 0 | 0 | 0 | 0 | 0 | 0 | 0 | 0 | 0 | 0 | 0 | 0 | 0 | 0 | 0 | 0 | 0 | 0 | 0
F6_Commercial_College_New_Food Preparation_Natural Gas_Commercial Food Prep Other_E5 | F6 | Commercial | College | New | Food Preparation | Natural Gas | Commercial Food Prep Other | E5 | Utility - Value of Sales | 0 | 0 | 0 | 0 | 0 | 0 | 0 | 0 | 0 | 0 | 0 | 0 | 0 | 0 | 0 | 0 | 0 | 0 | 0 | 0 | 0 | 0 | 0 | 0 | 0 | 0 | 0
F6_Commercial_College_New_Food Preparation_Natural Gas_Commercial Food Prep Other_E6 | F6 | Commercial | College | New | Food Preparation | Natural Gas | Commercial Food Prep Other | E6 | Utility - Value of Sales | 0 | 0 | 0 | 0 | 0 | 0 | 0 | 0 | 0 | 0 | 0 | 0 | 0 | 0 | 0 | 0 | 0 | 0 | 0 | 0 | 0 | 0 | 0 | 0 | 0 | 0 | 0
F6_Commercial_College_New_Food Preparation_Natural Gas_Commercial Food Prep Other_E7 | F6 | Commercial | College | New | Food Preparation | Natural Gas | Commercial Food Prep Other | E7 | Utility - Value of Sales | 0 | 0 | 0 | 0 | 0 | 0 | 0 | 0 | 0 | 0 | 0 | 0 | 0 | 0 | 0 | 0 | 0 | 0 | 0 | 0 | 0 | 0 | 0 | 0 | 0 | 0 | 0
F6_Commercial_College_New_Food Preparation_Natural Gas_Commercial Food Prep Other_E8 | F6 | Commercial | College | New | Food Preparation | Natural Gas | Commercial Food Prep Other | E8 | Utility - Value of Sales | 0 | 0 | 0 | 0 | 0 | 0 | 0 | 0 | 0 | 0 | 0 | 0 | 0 | 0 | 0 | 0 | 0 | 0 | 0 | 0 | 0 | 0 | 0 | 0 | 0 | 0 | 0
F6_Commercial_College_New_Food Preparation_Natural Gas_Commercial Food Prep Other_E9 | F6 | Commercial | College | New | Food Preparation | Natural Gas | Commercial Food Prep Other | E9 | Utility - Value of Sales | 0 | 0 | 0 | 0 | 0 | 0 | 0 | 0 | 0 | 0 | 0 | 0 | 0 | 0 | 0 | 0 | 0 | 0 | 0 | 0 | 0 | 0 | 0 | 0 | 0 | 0 | 0
F6_Commercial_College_New_Food Preparation_Natural Gas_Commercial Food Prep Other_E10 | F6 | Commercial | College | New | Food Preparation | Natural Gas | Commercial Food Prep Other | E10 | Utility - Value of Sales | 0 | 0 | 0 | 0 | 0 | 0 | 0 | 0 | 0 | 0 | 0 | 0 | 0 | 0 | 0 | 0 | 0 | 0 | 0 | 0 | 0 | 0 | 0 | 0 | 0 | 0 | 0
F1_Commercial_College_New_Miscellaneous_Natural Gas_Pool Heater_E1 | F1 | Commercial | College | New | Miscellaneous | Natural Gas | Pool Heater | E1 | RVT - Cost of Equipment | 0.00064216 | 0.00064216 | 0.00064216 | 0.00064216 | 0.00064216 | 0.00064216 | 0.00064216 | 0.00064216 | 0.00064216 | 0.00064216 | 0.00064216 | 0.00064216 | 0.00064216 | 0.00064216 | 0.00064216 | 0.00064216 | 0.00064216 | 0.00064216 | 0.00064216 | 0.00064216 | 0.00064216 | 0.00064216 | 0.00064216 | 0.00064216 | 0.00064216 | 0.00064216 | 0.00064216
F1_Commercial_College_New_Miscellaneous_Natural Gas_Pool Heater_E2 | F1 | Commercial | College | New | Miscellaneous | Natural Gas | Pool Heater | E2 | RVT - Cost of Equipment | 0.0010515 | 0.0010515 | 0.0010515 | 0.0010515 | 0.0010515 | 0.0010515 | 0.0010515 | 0.0010515 | 0.0010515 | 0.0010515 | 0.0010515 | 0.0010515 | 0.0010515 | 0.0010515 | 0.0010515 | 0.0010515 | 0.0010515 | 0.0010515 | 0.0010515 | 0.0010515 | 0.0010515 | 0.0010515 | 0.0010515 | 0.0010515 | 0.0010515 | 0.0010515 | 0.0010515
F1_Commercial_College_New_Miscellaneous_Natural Gas_Pool Heater_E3 | F1 | Commercial | College | New | Miscellaneous | Natural Gas | Pool Heater | E3 | RVT - Cost of Equipment | 0 | 0 | 0 | 0 | 0 | 0 | 0 | 0 | 0 | 0 | 0 | 0 | 0 | 0 | 0 | 0 | 0 | 0 | 0 | 0 | 0 | 0 | 0 | 0 | 0 | 0 | 0
F1_Commercial_College_New_Miscellaneous_Natural Gas_Pool Heater_E4 | F1 | Commercial | College | New | Miscellaneous | Natural Gas | Pool Heater | E4 | RVT - Cost of Equipment | 0 | 0 | 0 | 0 | 0 | 0 | 0 | 0 | 0 | 0 | 0 | 0 | 0 | 0 | 0 | 0 | 0 | 0 | 0 | 0 | 0 | 0 | 0 | 0 | 0 | 0 | 0
F1_Commercial_College_New_Miscellaneous_Natural Gas_Pool Heater_E5 | F1 | Commercial | College | New | Miscellaneous | Natural Gas | Pool Heater | E5 | RVT - Cost of Equipment | 0 | 0 | 0 | 0 | 0 | 0 | 0 | 0 | 0 | 0 | 0 | 0 | 0 | 0 | 0 | 0 | 0 | 0 | 0 | 0 | 0 | 0 | 0 | 0 | 0 | 0 | 0
F1_Commercial_College_New_Miscellaneous_Natural Gas_Pool Heater_E6 | F1 | Commercial | College | New | Miscellaneous | Natural Gas | Pool Heater | E6 | RVT - Cost of Equipment | 0 | 0 | 0 | 0 | 0 | 0 | 0 | 0 | 0 | 0 | 0 | 0 | 0 | 0 | 0 | 0 | 0 | 0 | 0 | 0 | 0 | 0 | 0 | 0 | 0 | 0 | 0
F1_Commercial_College_New_Miscellaneous_Natural Gas_Pool Heater_E7 | F1 | Commercial | College | New | Miscellaneous | Natural Gas | Pool Heater | E7 | RVT - Cost of Equipment | 0 | 0 | 0 | 0 | 0 | 0 | 0 | 0 | 0 | 0 | 0 | 0 | 0 | 0 | 0 | 0 | 0 | 0 | 0 | 0 | 0 | 0 | 0 | 0 | 0 | 0 | 0
F1_Commercial_College_New_Miscellaneous_Natural Gas_Pool Heater_E8 | F1 | Commercial | College | New | Miscellaneous | Natural Gas | Pool Heater | E8 | RVT - Cost of Equipment | 0 | 0 | 0 | 0 | 0 | 0 | 0 | 0 | 0 | 0 | 0 | 0 | 0 | 0 | 0 | 0 | 0 | 0 | 0 | 0 | 0 | 0 | 0 | 0 | 0 | 0 | 0
F1_Commercial_College_New_Miscellaneous_Natural Gas_Pool Heater_E9 | F1 | Commercial | College | New | Miscellaneous | Natural Gas | Pool Heater | E9 | RVT - Cost of Equipment | 0 | 0 | 0 | 0 | 0 | 0 | 0 | 0 | 0 | 0 | 0 | 0 | 0 | 0 | 0 | 0 | 0 | 0 | 0 | 0 | 0 | 0 | 0 | 0 | 0 | 0 | 0
F1_Commercial_College_New_Miscellaneous_Natural Gas_Pool Heater_E10 | F1 | Commercial | College | New | Miscellaneous | Natural Gas | Pool Heater | E10 | RVT - Cost of Equipment | 0 | 0 | 0 | 0 | 0 | 0 | 0 | 0 | 0 | 0 | 0 | 0 | 0 | 0 | 0 | 0 | 0 | 0 | 0 | 0 | 0 | 0 | 0 | 0 | 0 | 0 | 0
F2_Commercial_College_New_Miscellaneous_Natural Gas_Pool Heater_E1 | F2 | Commercial | College | New | Miscellaneous | Natural Gas | Pool Heater | E1 | RVT - Cost of Operation | 0 | 0 | 0 | 0 | 0 | 0 | 0 | 0 | 0 | 0 | 0 | 0 | 0 | 0 | 0 | 0 | 0 | 0 | 0 | 0 | 0 | 0 | 0 | 0 | 0 | 0 | 0
F2_Commercial_College_New_Miscellaneous_Natural Gas_Pool Heater_E2 | F2 | Commercial | College | New | Miscellaneous | Natural Gas | Pool Heater | E2 | RVT - Cost of Operation | 0 | 0 | 0 | 0 | 0 | 0 | 0 | 0 | 0 | 0 | 0 | 0 | 0 | 0 | 0 | 0 | 0 | 0 | 0 | 0 | 0 | 0 | 0 | 0 | 0 | 0 | 0
F2_Commercial_College_New_Miscellaneous_Natural Gas_Pool Heater_E3 | F2 | Commercial | College | New | Miscellaneous | Natural Gas | Pool Heater | E3 | RVT - Cost of Operation | 0 | 0 | 0 | 0 | 0 | 0 | 0 | 0 | 0 | 0 | 0 | 0 | 0 | 0 | 0 | 0 | 0 | 0 | 0 | 0 | 0 | 0 | 0 | 0 | 0 | 0 | 0
F2_Commercial_College_New_Miscellaneous_Natural Gas_Pool Heater_E4 | F2 | Commercial | College | New | Miscellaneous | Natural Gas | Pool Heater | E4 | RVT - Cost of Operation | 0 | 0 | 0 | 0 | 0 | 0 | 0 | 0 | 0 | 0 | 0 | 0 | 0 | 0 | 0 | 0 | 0 | 0 | 0 | 0 | 0 | 0 | 0 | 0 | 0 | 0 | 0
F2_Commercial_College_New_Miscellaneous_Natural Gas_Pool Heater_E5 | F2 | Commercial | College | New | Miscellaneous | Natural Gas | Pool Heater | E5 | RVT - Cost of Operation | 0 | 0 | 0 | 0 | 0 | 0 | 0 | 0 | 0 | 0 | 0 | 0 | 0 | 0 | 0 | 0 | 0 | 0 | 0 | 0 | 0 | 0 | 0 | 0 | 0 | 0 | 0
F2_Commercial_College_New_Miscellaneous_Natural Gas_Pool Heater_E6 | F2 | Commercial | College | New | Miscellaneous | Natural Gas | Pool Heater | E6 | RVT - Cost of Operation | 0 | 0 | 0 | 0 | 0 | 0 | 0 | 0 | 0 | 0 | 0 | 0 | 0 | 0 | 0 | 0 | 0 | 0 | 0 | 0 | 0 | 0 | 0 | 0 | 0 | 0 | 0
F2_Commercial_College_New_Miscellaneous_Natural Gas_Pool Heater_E7 | F2 | Commercial | College | New | Miscellaneous | Natural Gas | Pool Heater | E7 | RVT - Cost of Operation | 0 | 0 | 0 | 0 | 0 | 0 | 0 | 0 | 0 | 0 | 0 | 0 | 0 | 0 | 0 | 0 | 0 | 0 | 0 | 0 | 0 | 0 | 0 | 0 | 0 | 0 | 0
F2_Commercial_College_New_Miscellaneous_Natural Gas_Pool Heater_E8 | F2 | Commercial | College | New | Miscellaneous | Natural Gas | Pool Heater | E8 | RVT - Cost of Operation | 0 | 0 | 0 | 0 | 0 | 0 | 0 | 0 | 0 | 0 | 0 | 0 | 0 | 0 | 0 | 0 | 0 | 0 | 0 | 0 | 0 | 0 | 0 | 0 | 0 | 0 | 0
F2_Commercial_College_New_Miscellaneous_Natural Gas_Pool Heater_E9 | F2 | Commercial | College | New | Miscellaneous | Natural Gas | Pool Heater | E9 | RVT - Cost of Operation | 0 | 0 | 0 | 0 | 0 | 0 | 0 | 0 | 0 | 0 | 0 | 0 | 0 | 0 | 0 | 0 | 0 | 0 | 0 | 0 | 0 | 0 | 0 | 0 | 0 | 0 | 0
F2_Commercial_College_New_Miscellaneous_Natural Gas_Pool Heater_E10 | F2 | Commercial | College | New | Miscellaneous | Natural Gas | Pool Heater | E10 | RVT - Cost of Operation | 0 | 0 | 0 | 0 | 0 | 0 | 0 | 0 | 0 | 0 | 0 | 0 | 0 | 0 | 0 | 0 | 0 | 0 | 0 | 0 | 0 | 0 | 0 | 0 | 0 | 0 | 0
F3_Commercial_College_New_Miscellaneous_Natural Gas_Pool Heater_E1 | F3 | Commercial | College | New | Miscellaneous | Natural Gas | Pool Heater | E1 | System - kBTUs of Consumption | 0.22909 | 0.22909 | 0.22909 | 0.22909 | 0.22909 | 0.22909 | 0.22909 | 0.22909 | 0.22909 | 0.22909 | 0.22909 | 0.22909 | 0.22909 | 0.22909 | 0.22909 | 0.22909 | 0.22909 | 0.22909 | 0.22909 | 0.22909 | 0.22909 | 0.22909 | 0.22909 | 0.22909 | 0.22909 | 0.22909 | 0.22909
F3_Commercial_College_New_Miscellaneous_Natural Gas_Pool Heater_E2 | F3 | Commercial | College | New | Miscellaneous | Natural Gas | Pool Heater | E2 | System - kBTUs of Consumption | 0.19473 | 0.19473 | 0.19473 | 0.19473 | 0.19473 | 0.19473 | 0.19473 | 0.19473 | 0.19473 | 0.19473 | 0.19473 | 0.19473 | 0.19473 | 0.19473 | 0.19473 | 0.19473 | 0.19473 | 0.19473 | 0.19473 | 0.19473 | 0.19473 | 0.19473 | 0.19473 | 0.19473 | 0.19473 | 0.19473 | 0.19473
F3_Commercial_College_New_Miscellaneous_Natural Gas_Pool Heater_E3 | F3 | Commercial | College | New | Miscellaneous | Natural Gas | Pool Heater | E3 | System - kBTUs of Consumption | 0 | 0 | 0 | 0 | 0 | 0 | 0 | 0 | 0 | 0 | 0 | 0 | 0 | 0 | 0 | 0 | 0 | 0 | 0 | 0 | 0 | 0 | 0 | 0 | 0 | 0 | 0
F3_Commercial_College_New_Miscellaneous_Natural Gas_Pool Heater_E4 | F3 | Commercial | College | New | Miscellaneous | Natural Gas | Pool Heater | E4 | System - kBTUs of Consumption | 0 | 0 | 0 | 0 | 0 | 0 | 0 | 0 | 0 | 0 | 0 | 0 | 0 | 0 | 0 | 0 | 0 | 0 | 0 | 0 | 0 | 0 | 0 | 0 | 0 | 0 | 0
F3_Commercial_College_New_Miscellaneous_Natural Gas_Pool Heater_E5 | F3 | Commercial | College | New | Miscellaneous | Natural Gas | Pool Heater | E5 | System - kBTUs of Consumption | 0 | 0 | 0 | 0 | 0 | 0 | 0 | 0 | 0 | 0 | 0 | 0 | 0 | 0 | 0 | 0 | 0 | 0 | 0 | 0 | 0 | 0 | 0 | 0 | 0 | 0 | 0
F3_Commercial_College_New_Miscellaneous_Natural Gas_Pool Heater_E6 | F3 | Commercial | College | New | Miscellaneous | Natural Gas | Pool Heater | E6 | System - kBTUs of Consumption | 0 | 0 | 0 | 0 | 0 | 0 | 0 | 0 | 0 | 0 | 0 | 0 | 0 | 0 | 0 | 0 | 0 | 0 | 0 | 0 | 0 | 0 | 0 | 0 | 0 | 0 | 0
F3_Commercial_College_New_Miscellaneous_Natural Gas_Pool Heater_E7 | F3 | Commercial | College | New | Miscellaneous | Natural Gas | Pool Heater | E7 | System - kBTUs of Consumption | 0 | 0 | 0 | 0 | 0 | 0 | 0 | 0 | 0 | 0 | 0 | 0 | 0 | 0 | 0 | 0 | 0 | 0 | 0 | 0 | 0 | 0 | 0 | 0 | 0 | 0 | 0
F3_Commercial_College_New_Miscellaneous_Natural Gas_Pool Heater_E8 | F3 | Commercial | College | New | Miscellaneous | Natural Gas | Pool Heater | E8 | System - kBTUs of Consumption | 0 | 0 | 0 | 0 | 0 | 0 | 0 | 0 | 0 | 0 | 0 | 0 | 0 | 0 | 0 | 0 | 0 | 0 | 0 | 0 | 0 | 0 | 0 | 0 | 0 | 0 | 0
F3_Commercial_College_New_Miscellaneous_Natural Gas_Pool Heater_E9 | F3 | Commercial | College | New | Miscellaneous | Natural Gas | Pool Heater | E9 | System - kBTUs of Consumption | 0 | 0 | 0 | 0 | 0 | 0 | 0 | 0 | 0 | 0 | 0 | 0 | 0 | 0 | 0 | 0 | 0 | 0 | 0 | 0 | 0 | 0 | 0 | 0 | 0 | 0 | 0
F3_Commercial_College_New_Miscellaneous_Natural Gas_Pool Heater_E10 | F3 | Commercial | College | New | Miscellaneous | Natural Gas | Pool Heater | E10 | System - kBTUs of Consumption | 0 | 0 | 0 | 0 | 0 | 0 | 0 | 0 | 0 | 0 | 0 | 0 | 0 | 0 | 0 | 0 | 0 | 0 | 0 | 0 | 0 | 0 | 0 | 0 | 0 | 0 | 0
F4_Commercial_College_New_Miscellaneous_Natural Gas_Pool Heater_E1 | F4 | Commercial | College | New | Miscellaneous | Natural Gas | Pool Heater | E1 | Utility - Cost of Equipment | 0.00064216 | 0.00064216 | 0.00064216 | 0.00064216 | 0.00064216 | 0.00064216 | 0.00064216 | 0.00064216 | 0.00064216 | 0.00064216 | 0.00064216 | 0.00064216 | 0.00064216 | 0.00064216 | 0.00064216 | 0.00064216 | 0.00064216 | 0.00064216 | 0.00064216 | 0.00064216 | 0.00064216 | 0.00064216 | 0.00064216 | 0.00064216 | 0.00064216 | 0.00064216 | 0.00064216
F4_Commercial_College_New_Miscellaneous_Natural Gas_Pool Heater_E2 | F4 | Commercial | College | New | Miscellaneous | Natural Gas | Pool Heater | E2 | Utility - Cost of Equipment | 0.0010515 | 0.0010515 | 0.0010515 | 0.0010515 | 0.0010515 | 0.0010515 | 0.0010515 | 0.0010515 | 0.0010515 | 0.0010515 | 0.0010515 | 0.0010515 | 0.0010515 | 0.0010515 | 0.0010515 | 0.0010515 | 0.0010515 | 0.0010515 | 0.0010515 | 0.0010515 | 0.0010515 | 0.0010515 | 0.0010515 | 0.0010515 | 0.0010515 | 0.0010515 | 0.0010515
F4_Commercial_College_New_Miscellaneous_Natural Gas_Pool Heater_E3 | F4 | Commercial | College | New | Miscellaneous | Natural Gas | Pool Heater | E3 | Utility - Cost of Equipment | 0 | 0 | 0 | 0 | 0 | 0 | 0 | 0 | 0 | 0 | 0 | 0 | 0 | 0 | 0 | 0 | 0 | 0 | 0 | 0 | 0 | 0 | 0 | 0 | 0 | 0 | 0
F4_Commercial_College_New_Miscellaneous_Natural Gas_Pool Heater_E4 | F4 | Commercial | College | New | Miscellaneous | Natural Gas | Pool Heater | E4 | Utility - Cost of Equipment | 0 | 0 | 0 | 0 | 0 | 0 | 0 | 0 | 0 | 0 | 0 | 0 | 0 | 0 | 0 | 0 | 0 | 0 | 0 | 0 | 0 | 0 | 0 | 0 | 0 | 0 | 0
F4_Commercial_College_New_Miscellaneous_Natural Gas_Pool Heater_E5 | F4 | Commercial | College | New | Miscellaneous | Natural Gas | Pool Heater | E5 | Utility - Cost of Equipment | 0 | 0 | 0 | 0 | 0 | 0 | 0 | 0 | 0 | 0 | 0 | 0 | 0 | 0 | 0 | 0 | 0 | 0 | 0 | 0 | 0 | 0 | 0 | 0 | 0 | 0 | 0
F4_Commercial_College_New_Miscellaneous_Natural Gas_Pool Heater_E6 | F4 | Commercial | College | New | Miscellaneous | Natural Gas | Pool Heater | E6 | Utility - Cost of Equipment | 0 | 0 | 0 | 0 | 0 | 0 | 0 | 0 | 0 | 0 | 0 | 0 | 0 | 0 | 0 | 0 | 0 | 0 | 0 | 0 | 0 | 0 | 0 | 0 | 0 | 0 | 0
F4_Commercial_College_New_Miscellaneous_Natural Gas_Pool Heater_E7 | F4 | Commercial | College | New | Miscellaneous | Natural Gas | Pool Heater | E7 | Utility - Cost of Equipment | 0 | 0 | 0 | 0 | 0 | 0 | 0 | 0 | 0 | 0 | 0 | 0 | 0 | 0 | 0 | 0 | 0 | 0 | 0 | 0 | 0 | 0 | 0 | 0 | 0 | 0 | 0
F4_Commercial_College_New_Miscellaneous_Natural Gas_Pool Heater_E8 | F4 | Commercial | College | New | Miscellaneous | Natural Gas | Pool Heater | E8 | Utility - Cost of Equipment | 0 | 0 | 0 | 0 | 0 | 0 | 0 | 0 | 0 | 0 | 0 | 0 | 0 | 0 | 0 | 0 | 0 | 0 | 0 | 0 | 0 | 0 | 0 | 0 | 0 | 0 | 0
F4_Commercial_College_New_Miscellaneous_Natural Gas_Pool Heater_E9 | F4 | Commercial | College | New | Miscellaneous | Natural Gas | Pool Heater | E9 | Utility - Cost of Equipment | 0 | 0 | 0 | 0 | 0 | 0 | 0 | 0 | 0 | 0 | 0 | 0 | 0 | 0 | 0 | 0 | 0 | 0 | 0 | 0 | 0 | 0 | 0 | 0 | 0 | 0 | 0
F4_Commercial_College_New_Miscellaneous_Natural Gas_Pool Heater_E10 | F4 | Commercial | College | New | Miscellaneous | Natural Gas | Pool Heater | E10 | Utility - Cost of Equipment | 0 | 0 | 0 | 0 | 0 | 0 | 0 | 0 | 0 | 0 | 0 | 0 | 0 | 0 | 0 | 0 | 0 | 0 | 0 | 0 | 0 | 0 | 0 | 0 | 0 | 0 | 0
F5_Commercial_College_New_Miscellaneous_Natural Gas_Pool Heater_E1 | F5 | Commercial | College | New | Miscellaneous | Natural Gas | Pool Heater | E1 | Utility - Cost of Operation | 0.0032253 | 0.0031413 | 0.0030523 | 0.0029621 | 0.0029341 | 0.0029468 | 0.002985 | 0.0030368 | 0.0030943 | 0.003153 | 0.0032139 | 0.0032767 | 0.0033435 | 0.0034093 | 0.0034715 | 0.0035189 | 0.0035367 | 0.0035123 | 0.0034363 | 0.003307 | 0.0031311 | 0.0029171 | 0.0027264 | 0.0026008 | 0.0025431 | 0.0025555 | 0.0025681
F5_Commercial_College_New_Miscellaneous_Natural Gas_Pool Heater_E2 | F5 | Commercial | College | New | Miscellaneous | Natural Gas | Pool Heater | E2 | Utility - Cost of Operation | 0.0027415 | 0.0026701 | 0.0025944 | 0.0025178 | 0.002494 | 0.0025048 | 0.0025372 | 0.0025813 | 0.0026301 | 0.00268 | 0.0027318 | 0.0027852 | 0.002842 | 0.0028979 | 0.0029508 | 0.0029911 | 0.0030062 | 0.0029855 | 0.0029208 | 0.002811 | 0.0026614 | 0.0024795 | 0.0023174 | 0.0022107 | 0.0021616 | 0.0021722 | 0.0021829
F5_Commercial_College_New_Miscellaneous_Natural Gas_Pool Heater_E3 | F5 | Commercial | College | New | Miscellaneous | Natural Gas | Pool Heater | E3 | Utility - Cost of Operation | 0 | 0 | 0 | 0 | 0 | 0 | 0 | 0 | 0 | 0 | 0 | 0 | 0 | 0 | 0 | 0 | 0 | 0 | 0 | 0 | 0 | 0 | 0 | 0 | 0 | 0 | 0
F5_Commercial_College_New_Miscellaneous_Natural Gas_Pool Heater_E4 | F5 | Commercial | College | New | Miscellaneous | Natural Gas | Pool Heater | E4 | Utility - Cost of Operation | 0 | 0 | 0 | 0 | 0 | 0 | 0 | 0 | 0 | 0 | 0 | 0 | 0 | 0 | 0 | 0 | 0 | 0 | 0 | 0 | 0 | 0 | 0 | 0 | 0 | 0 | 0
F5_Commercial_College_New_Miscellaneous_Natural Gas_Pool Heater_E5 | F5 | Commercial | College | New | Miscellaneous | Natural Gas | Pool Heater | E5 | Utility - Cost of Operation | 0 | 0 | 0 | 0 | 0 | 0 | 0 | 0 | 0 | 0 | 0 | 0 | 0 | 0 | 0 | 0 | 0 | 0 | 0 | 0 | 0 | 0 | 0 | 0 | 0 | 0 | 0
F5_Commercial_College_New_Miscellaneous_Natural Gas_Pool Heater_E6 | F5 | Commercial | College | New | Miscellaneous | Natural Gas | Pool Heater | E6 | Utility - Cost of Operation | 0 | 0 | 0 | 0 | 0 | 0 | 0 | 0 | 0 | 0 | 0 | 0 | 0 | 0 | 0 | 0 | 0 | 0 | 0 | 0 | 0 | 0 | 0 | 0 | 0 | 0 | 0
F5_Commercial_College_New_Miscellaneous_Natural Gas_Pool Heater_E7 | F5 | Commercial | College | New | Miscellaneous | Natural Gas | Pool Heater | E7 | Utility - Cost of Operation | 0 | 0 | 0 | 0 | 0 | 0 | 0 | 0 | 0 | 0 | 0 | 0 | 0 | 0 | 0 | 0 | 0 | 0 | 0 | 0 | 0 | 0 | 0 | 0 | 0 | 0 | 0
F5_Commercial_College_New_Miscellaneous_Natural Gas_Pool Heater_E8 | F5 | Commercial | College | New | Miscellaneous | Natural Gas | Pool Heater | E8 | Utility - Cost of Operation | 0 | 0 | 0 | 0 | 0 | 0 | 0 | 0 | 0 | 0 | 0 | 0 | 0 | 0 | 0 | 0 | 0 | 0 | 0 | 0 | 0 | 0 | 0 | 0 | 0 | 0 | 0
F5_Commercial_College_New_Miscellaneous_Natural Gas_Pool Heater_E9 | F5 | Commercial | College | New | Miscellaneous | Natural Gas | Pool Heater | E9 | Utility - Cost of Operation | 0 | 0 | 0 | 0 | 0 | 0 | 0 | 0 | 0 | 0 | 0 | 0 | 0 | 0 | 0 | 0 | 0 | 0 | 0 | 0 | 0 | 0 | 0 | 0 | 0 | 0 | 0
F5_Commercial_College_New_Miscellaneous_Natural Gas_Pool Heater_E10 | F5 | Commercial | College | New | Miscellaneous | Natural Gas | Pool Heater | E10 | Utility - Cost of Operation | 0 | 0 | 0 | 0 | 0 | 0 | 0 | 0 | 0 | 0 | 0 | 0 | 0 | 0 | 0 | 0 | 0 | 0 | 0 | 0 | 0 | 0 | 0 | 0 | 0 | 0 | 0
F6_Commercial_College_New_Miscellaneous_Natural Gas_Pool Heater_E1 | F6 | Commercial | College | New | Miscellaneous | Natural Gas | Pool Heater | E1 | Utility - Value of Sales | 0 | 0 | 0 | 0 | 0 | 0 | 0 | 0 | 0 | 0 | 0 | 0 | 0 | 0 | 0 | 0 | 0 | 0 | 0 | 0 | 0 | 0 | 0 | 0 | 0 | 0 | 0
F6_Commercial_College_New_Miscellaneous_Natural Gas_Pool Heater_E2 | F6 | Commercial | College | New | Miscellaneous | Natural Gas | Pool Heater | E2 | Utility - Value of Sales | 0 | 0 | 0 | 0 | 0 | 0 | 0 | 0 | 0 | 0 | 0 | 0 | 0 | 0 | 0 | 0 | 0 | 0 | 0 | 0 | 0 | 0 | 0 | 0 | 0 | 0 | 0
F6_Commercial_College_New_Miscellaneous_Natural Gas_Pool Heater_E3 | F6 | Commercial | College | New | Miscellaneous | Natural Gas | Pool Heater | E3 | Utility - Value of Sales | 0 | 0 | 0 | 0 | 0 | 0 | 0 | 0 | 0 | 0 | 0 | 0 | 0 | 0 | 0 | 0 | 0 | 0 | 0 | 0 | 0 | 0 | 0 | 0 | 0 | 0 | 0
F6_Commercial_College_New_Miscellaneous_Natural Gas_Pool Heater_E4 | F6 | Commercial | College | New | Miscellaneous | Natural Gas | Pool Heater | E4 | Utility - Value of Sales | 0 | 0 | 0 | 0 | 0 | 0 | 0 | 0 | 0 | 0 | 0 | 0 | 0 | 0 | 0 | 0 | 0 | 0 | 0 | 0 | 0 | 0 | 0 | 0 | 0 | 0 | 0
F6_Commercial_College_New_Miscellaneous_Natural Gas_Pool Heater_E5 | F6 | Commercial | College | New | Miscellaneous | Natural Gas | Pool Heater | E5 | Utility - Value of Sales | 0 | 0 | 0 | 0 | 0 | 0 | 0 | 0 | 0 | 0 | 0 | 0 | 0 | 0 | 0 | 0 | 0 | 0 | 0 | 0 | 0 | 0 | 0 | 0 | 0 | 0 | 0
F6_Commercial_College_New_Miscellaneous_Natural Gas_Pool Heater_E6 | F6 | Commercial | College | New | Miscellaneous | Natural Gas | Pool Heater | E6 | Utility - Value of Sales | 0 | 0 | 0 | 0 | 0 | 0 | 0 | 0 | 0 | 0 | 0 | 0 | 0 | 0 | 0 | 0 | 0 | 0 | 0 | 0 | 0 | 0 | 0 | 0 | 0 | 0 | 0
F6_Commercial_College_New_Miscellaneous_Natural Gas_Pool Heater_E7 | F6 | Commercial | College | New | Miscellaneous | Natural Gas | Pool Heater | E7 | Utility - Value of Sales | 0 | 0 | 0 | 0 | 0 | 0 | 0 | 0 | 0 | 0 | 0 | 0 | 0 | 0 | 0 | 0 | 0 | 0 | 0 | 0 | 0 | 0 | 0 | 0 | 0 | 0 | 0
F6_Commercial_College_New_Miscellaneous_Natural Gas_Pool Heater_E8 | F6 | Commercial | College | New | Miscellaneous | Natural Gas | Pool Heater | E8 | Utility - Value of Sales | 0 | 0 | 0 | 0 | 0 | 0 | 0 | 0 | 0 | 0 | 0 | 0 | 0 | 0 | 0 | 0 | 0 | 0 | 0 | 0 | 0 | 0 | 0 | 0 | 0 | 0 | 0
F6_Commercial_College_New_Miscellaneous_Natural Gas_Pool Heater_E9 | F6 | Commercial | College | New | Miscellaneous | Natural Gas | Pool Heater | E9 | Utility - Value of Sales | 0 | 0 | 0 | 0 | 0 | 0 | 0 | 0 | 0 | 0 | 0 | 0 | 0 | 0 | 0 | 0 | 0 | 0 | 0 | 0 | 0 | 0 | 0 | 0 | 0 | 0 | 0
F6_Commercial_College_New_Miscellaneous_Natural Gas_Pool Heater_E10 | F6 | Commercial | College | New | Miscellaneous | Natural Gas | Pool Heater | E10 | Utility - Value of Sales | 0 | 0 | 0 | 0 | 0 | 0 | 0 | 0 | 0 | 0 | 0 | 0 | 0 | 0 | 0 | 0 | 0 | 0 | 0 | 0 | 0 | 0 | 0 | 0 | 0 | 0 | 0
F1_Commercial_College_New_Miscellaneous_Natural Gas_Miscellaneous_E1 | F1 | Commercial | College | New | Miscellaneous | Natural Gas | Miscellaneous | E1 | RVT - Cost of Equipment | 0.001368 | 0.001368 | 0.001368 | 0.001368 | 0.001368 | 0.001368 | 0.001368 | 0.001368 | 0.001368 | 0.001368 | 0.001368 | 0.001368 | 0.001368 | 0.001368 | 0.001368 | 0.001368 | 0.001368 | 0.001368 | 0.001368 | 0.001368 | 0.001368 | 0.001368 | 0.001368 | 0.001368 | 0.001368 | 0.001368 | 0.001368
F1_Commercial_College_New_Miscellaneous_Natural Gas_Miscellaneous_E2 | F1 | Commercial | College | New | Miscellaneous | Natural Gas | Miscellaneous | E2 | RVT - Cost of Equipment | 0 | 0 | 0 | 0 | 0 | 0 | 0 | 0 | 0 | 0 | 0 | 0 | 0 | 0 | 0 | 0 | 0 | 0 | 0 | 0 | 0 | 0 | 0 | 0 | 0 | 0 | 0
F1_Commercial_College_New_Miscellaneous_Natural Gas_Miscellaneous_E3 | F1 | Commercial | College | New | Miscellaneous | Natural Gas | Miscellaneous | E3 | RVT - Cost of Equipment | 0 | 0 | 0 | 0 | 0 | 0 | 0 | 0 | 0 | 0 | 0 | 0 | 0 | 0 | 0 | 0 | 0 | 0 | 0 | 0 | 0 | 0 | 0 | 0 | 0 | 0 | 0
F1_Commercial_College_New_Miscellaneous_Natural Gas_Miscellaneous_E4 | F1 | Commercial | College | New | Miscellaneous | Natural Gas | Miscellaneous | E4 | RVT - Cost of Equipment | 0 | 0 | 0 | 0 | 0 | 0 | 0 | 0 | 0 | 0 | 0 | 0 | 0 | 0 | 0 | 0 | 0 | 0 | 0 | 0 | 0 | 0 | 0 | 0 | 0 | 0 | 0
F1_Commercial_College_New_Miscellaneous_Natural Gas_Miscellaneous_E5 | F1 | Commercial | College | New | Miscellaneous | Natural Gas | Miscellaneous | E5 | RVT - Cost of Equipment | 0 | 0 | 0 | 0 | 0 | 0 | 0 | 0 | 0 | 0 | 0 | 0 | 0 | 0 | 0 | 0 | 0 | 0 | 0 | 0 | 0 | 0 | 0 | 0 | 0 | 0 | 0
F1_Commercial_College_New_Miscellaneous_Natural Gas_Miscellaneous_E6 | F1 | Commercial | College | New | Miscellaneous | Natural Gas | Miscellaneous | E6 | RVT - Cost of Equipment | 0 | 0 | 0 | 0 | 0 | 0 | 0 | 0 | 0 | 0 | 0 | 0 | 0 | 0 | 0 | 0 | 0 | 0 | 0 | 0 | 0 | 0 | 0 | 0 | 0 | 0 | 0
F1_Commercial_College_New_Miscellaneous_Natural Gas_Miscellaneous_E7 | F1 | Commercial | College | New | Miscellaneous | Natural Gas | Miscellaneous | E7 | RVT - Cost of Equipment | 0 | 0 | 0 | 0 | 0 | 0 | 0 | 0 | 0 | 0 | 0 | 0 | 0 | 0 | 0 | 0 | 0 | 0 | 0 | 0 | 0 | 0 | 0 | 0 | 0 | 0 | 0
F1_Commercial_College_New_Miscellaneous_Natural Gas_Miscellaneous_E8 | F1 | Commercial | College | New | Miscellaneous | Natural Gas | Miscellaneous | E8 | RVT - Cost of Equipment | 0 | 0 | 0 | 0 | 0 | 0 | 0 | 0 | 0 | 0 | 0 | 0 | 0 | 0 | 0 | 0 | 0 | 0 | 0 | 0 | 0 | 0 | 0 | 0 | 0 | 0 | 0
F1_Commercial_College_New_Miscellaneous_Natural Gas_Miscellaneous_E9 | F1 | Commercial | College | New | Miscellaneous | Natural Gas | Miscellaneous | E9 | RVT - Cost of Equipment | 0 | 0 | 0 | 0 | 0 | 0 | 0 | 0 | 0 | 0 | 0 | 0 | 0 | 0 | 0 | 0 | 0 | 0 | 0 | 0 | 0 | 0 | 0 | 0 | 0 | 0 | 0
F1_Commercial_College_New_Miscellaneous_Natural Gas_Miscellaneous_E10 | F1 | Commercial | College | New | Miscellaneous | Natural Gas | Miscellaneous | E10 | RVT - Cost of Equipment | 0 | 0 | 0 | 0 | 0 | 0 | 0 | 0 | 0 | 0 | 0 | 0 | 0 | 0 | 0 | 0 | 0 | 0 | 0 | 0 | 0 | 0 | 0 | 0 | 0 | 0 | 0
F2_Commercial_College_New_Miscellaneous_Natural Gas_Miscellaneous_E1 | F2 | Commercial | College | New | Miscellaneous | Natural Gas | Miscellaneous | E1 | RVT - Cost of Operation | 0 | 0 | 0 | 0 | 0 | 0 | 0 | 0 | 0 | 0 | 0 | 0 | 0 | 0 | 0 | 0 | 0 | 0 | 0 | 0 | 0 | 0 | 0 | 0 | 0 | 0 | 0
F2_Commercial_College_New_Miscellaneous_Natural Gas_Miscellaneous_E2 | F2 | Commercial | College | New | Miscellaneous | Natural Gas | Miscellaneous | E2 | RVT - Cost of Operation | 0 | 0 | 0 | 0 | 0 | 0 | 0 | 0 | 0 | 0 | 0 | 0 | 0 | 0 | 0 | 0 | 0 | 0 | 0 | 0 | 0 | 0 | 0 | 0 | 0 | 0 | 0
F2_Commercial_College_New_Miscellaneous_Natural Gas_Miscellaneous_E3 | F2 | Commercial | College | New | Miscellaneous | Natural Gas | Miscellaneous | E3 | RVT - Cost of Operation | 0 | 0 | 0 | 0 | 0 | 0 | 0 | 0 | 0 | 0 | 0 | 0 | 0 | 0 | 0 | 0 | 0 | 0 | 0 | 0 | 0 | 0 | 0 | 0 | 0 | 0 | 0
F2_Commercial_College_New_Miscellaneous_Natural Gas_Miscellaneous_E4 | F2 | Commercial | College | New | Miscellaneous | Natural Gas | Miscellaneous | E4 | RVT - Cost of Operation | 0 | 0 | 0 | 0 | 0 | 0 | 0 | 0 | 0 | 0 | 0 | 0 | 0 | 0 | 0 | 0 | 0 | 0 | 0 | 0 | 0 | 0 | 0 | 0 | 0 | 0 | 0
F2_Commercial_College_New_Miscellaneous_Natural Gas_Miscellaneous_E5 | F2 | Commercial | College | New | Miscellaneous | Natural Gas | Miscellaneous | E5 | RVT - Cost of Operation | 0 | 0 | 0 | 0 | 0 | 0 | 0 | 0 | 0 | 0 | 0 | 0 | 0 | 0 | 0 | 0 | 0 | 0 | 0 | 0 | 0 | 0 | 0 | 0 | 0 | 0 | 0
F2_Commercial_College_New_Miscellaneous_Natural Gas_Miscellaneous_E6 | F2 | Commercial | College | New | Miscellaneous | Natural Gas | Miscellaneous | E6 | RVT - Cost of Operation | 0 | 0 | 0 | 0 | 0 | 0 | 0 | 0 | 0 | 0 | 0 | 0 | 0 | 0 | 0 | 0 | 0 | 0 | 0 | 0 | 0 | 0 | 0 | 0 | 0 | 0 | 0
F2_Commercial_College_New_Miscellaneous_Natural Gas_Miscellaneous_E7 | F2 | Commercial | College | New | Miscellaneous | Natural Gas | Miscellaneous | E7 | RVT - Cost of Operation | 0 | 0 | 0 | 0 | 0 | 0 | 0 | 0 | 0 | 0 | 0 | 0 | 0 | 0 | 0 | 0 | 0 | 0 | 0 | 0 | 0 | 0 | 0 | 0 | 0 | 0 | 0
F2_Commercial_College_New_Miscellaneous_Natural Gas_Miscellaneous_E8 | F2 | Commercial | College | New | Miscellaneous | Natural Gas | Miscellaneous | E8 | RVT - Cost of Operation | 0 | 0 | 0 | 0 | 0 | 0 | 0 | 0 | 0 | 0 | 0 | 0 | 0 | 0 | 0 | 0 | 0 | 0 | 0 | 0 | 0 | 0 | 0 | 0 | 0 | 0 | 0
F2_Commercial_College_New_Miscellaneous_Natural Gas_Miscellaneous_E9 | F2 | Commercial | College | New | Miscellaneous | Natural Gas | Miscellaneous | E9 | RVT - Cost of Operation | 0 | 0 | 0 | 0 | 0 | 0 | 0 | 0 | 0 | 0 | 0 | 0 | 0 | 0 | 0 | 0 | 0 | 0 | 0 | 0 | 0 | 0 | 0 | 0 | 0 | 0 | 0
F2_Commercial_College_New_Miscellaneous_Natural Gas_Miscellaneous_E10 | F2 | Commercial | College | New | Miscellaneous | Natural Gas | Miscellaneous | E10 | RVT - Cost of Operation | 0 | 0 | 0 | 0 | 0 | 0 | 0 | 0 | 0 | 0 | 0 | 0 | 0 | 0 | 0 | 0 | 0 | 0 | 0 | 0 | 0 | 0 | 0 | 0 | 0 | 0 | 0
F3_Commercial_College_New_Miscellaneous_Natural Gas_Miscellaneous_E1 | F3 | Commercial | College | New | Miscellaneous | Natural Gas | Miscellaneous | E1 | System - kBTUs of Consumption | 0.5234 | 0.5234 | 0.5234 | 0.5234 | 0.5234 | 0.5234 | 0.5234 | 0.5234 | 0.5234 | 0.5234 | 0.5234 | 0.5234 | 0.5234 | 0.5234 | 0.5234 | 0.5234 | 0.5234 | 0.5234 | 0.5234 | 0.5234 | 0.5234 | 0.5234 | 0.5234 | 0.5234 | 0.5234 | 0.5234 | 0.5234
F3_Commercial_College_New_Miscellaneous_Natural Gas_Miscellaneous_E2 | F3 | Commercial | College | New | Miscellaneous | Natural Gas | Miscellaneous | E2 | System - kBTUs of Consumption | 0 | 0 | 0 | 0 | 0 | 0 | 0 | 0 | 0 | 0 | 0 | 0 | 0 | 0 | 0 | 0 | 0 | 0 | 0 | 0 | 0 | 0 | 0 | 0 | 0 | 0 | 0
F3_Commercial_College_New_Miscellaneous_Natural Gas_Miscellaneous_E3 | F3 | Commercial | College | New | Miscellaneous | Natural Gas | Miscellaneous | E3 | System - kBTUs of Consumption | 0 | 0 | 0 | 0 | 0 | 0 | 0 | 0 | 0 | 0 | 0 | 0 | 0 | 0 | 0 | 0 | 0 | 0 | 0 | 0 | 0 | 0 | 0 | 0 | 0 | 0 | 0
F3_Commercial_College_New_Miscellaneous_Natural Gas_Miscellaneous_E4 | F3 | Commercial | College | New | Miscellaneous | Natural Gas | Miscellaneous | E4 | System - kBTUs of Consumption | 0 | 0 | 0 | 0 | 0 | 0 | 0 | 0 | 0 | 0 | 0 | 0 | 0 | 0 | 0 | 0 | 0 | 0 | 0 | 0 | 0 | 0 | 0 | 0 | 0 | 0 | 0
F3_Commercial_College_New_Miscellaneous_Natural Gas_Miscellaneous_E5 | F3 | Commercial | College | New | Miscellaneous | Natural Gas | Miscellaneous | E5 | System - kBTUs of Consumption | 0 | 0 | 0 | 0 | 0 | 0 | 0 | 0 | 0 | 0 | 0 | 0 | 0 | 0 | 0 | 0 | 0 | 0 | 0 | 0 | 0 | 0 | 0 | 0 | 0 | 0 | 0
F3_Commercial_College_New_Miscellaneous_Natural Gas_Miscellaneous_E6 | F3 | Commercial | College | New | Miscellaneous | Natural Gas | Miscellaneous | E6 | System - kBTUs of Consumption | 0 | 0 | 0 | 0 | 0 | 0 | 0 | 0 | 0 | 0 | 0 | 0 | 0 | 0 | 0 | 0 | 0 | 0 | 0 | 0 | 0 | 0 | 0 | 0 | 0 | 0 | 0
F3_Commercial_College_New_Miscellaneous_Natural Gas_Miscellaneous_E7 | F3 | Commercial | College | New | Miscellaneous | Natural Gas | Miscellaneous | E7 | System - kBTUs of Consumption | 0 | 0 | 0 | 0 | 0 | 0 | 0 | 0 | 0 | 0 | 0 | 0 | 0 | 0 | 0 | 0 | 0 | 0 | 0 | 0 | 0 | 0 | 0 | 0 | 0 | 0 | 0
F3_Commercial_College_New_Miscellaneous_Natural Gas_Miscellaneous_E8 | F3 | Commercial | College | New | Miscellaneous | Natural Gas | Miscellaneous | E8 | System - kBTUs of Consumption | 0 | 0 | 0 | 0 | 0 | 0 | 0 | 0 | 0 | 0 | 0 | 0 | 0 | 0 | 0 | 0 | 0 | 0 | 0 | 0 | 0 | 0 | 0 | 0 | 0 | 0 | 0
F3_Commercial_College_New_Miscellaneous_Natural Gas_Miscellaneous_E9 | F3 | Commercial | College | New | Miscellaneous | Natural Gas | Miscellaneous | E9 | System - kBTUs of Consumption | 0 | 0 | 0 | 0 | 0 | 0 | 0 | 0 | 0 | 0 | 0 | 0 | 0 | 0 | 0 | 0 | 0 | 0 | 0 | 0 | 0 | 0 | 0 | 0 | 0 | 0 | 0
F3_Commercial_College_New_Miscellaneous_Natural Gas_Miscellaneous_E10 | F3 | Commercial | College | New | Miscellaneous | Natural Gas | Miscellaneous | E10 | System - kBTUs of Consumption | 0 | 0 | 0 | 0 | 0 | 0 | 0 | 0 | 0 | 0 | 0 | 0 | 0 | 0 | 0 | 0 | 0 | 0 | 0 | 0 | 0 | 0 | 0 | 0 | 0 | 0 | 0
F4_Commercial_College_New_Miscellaneous_Natural Gas_Miscellaneous_E1 | F4 | Commercial | College | New | Miscellaneous | Natural Gas | Miscellaneous | E1 | Utility - Cost of Equipment | 0.001368 | 0.001368 | 0.001368 | 0.001368 | 0.001368 | 0.001368 | 0.001368 | 0.001368 | 0.001368 | 0.001368 | 0.001368 | 0.001368 | 0.001368 | 0.001368 | 0.001368 | 0.001368 | 0.001368 | 0.001368 | 0.001368 | 0.001368 | 0.001368 | 0.001368 | 0.001368 | 0.001368 | 0.001368 | 0.001368 | 0.001368
F4_Commercial_College_New_Miscellaneous_Natural Gas_Miscellaneous_E2 | F4 | Commercial | College | New | Miscellaneous | Natural Gas | Miscellaneous | E2 | Utility - Cost of Equipment | 0 | 0 | 0 | 0 | 0 | 0 | 0 | 0 | 0 | 0 | 0 | 0 | 0 | 0 | 0 | 0 | 0 | 0 | 0 | 0 | 0 | 0 | 0 | 0 | 0 | 0 | 0
F4_Commercial_College_New_Miscellaneous_Natural Gas_Miscellaneous_E3 | F4 | Commercial | College | New | Miscellaneous | Natural Gas | Miscellaneous | E3 | Utility - Cost of Equipment | 0 | 0 | 0 | 0 | 0 | 0 | 0 | 0 | 0 | 0 | 0 | 0 | 0 | 0 | 0 | 0 | 0 | 0 | 0 | 0 | 0 | 0 | 0 | 0 | 0 | 0 | 0
F4_Commercial_College_New_Miscellaneous_Natural Gas_Miscellaneous_E4 | F4 | Commercial | College | New | Miscellaneous | Natural Gas | Miscellaneous | E4 | Utility - Cost of Equipment | 0 | 0 | 0 | 0 | 0 | 0 | 0 | 0 | 0 | 0 | 0 | 0 | 0 | 0 | 0 | 0 | 0 | 0 | 0 | 0 | 0 | 0 | 0 | 0 | 0 | 0 | 0
F4_Commercial_College_New_Miscellaneous_Natural Gas_Miscellaneous_E5 | F4 | Commercial | College | New | Miscellaneous | Natural Gas | Miscellaneous | E5 | Utility - Cost of Equipment | 0 | 0 | 0 | 0 | 0 | 0 | 0 | 0 | 0 | 0 | 0 | 0 | 0 | 0 | 0 | 0 | 0 | 0 | 0 | 0 | 0 | 0 | 0 | 0 | 0 | 0 | 0
F4_Commercial_College_New_Miscellaneous_Natural Gas_Miscellaneous_E6 | F4 | Commercial | College | New | Miscellaneous | Natural Gas | Miscellaneous | E6 | Utility - Cost of Equipment | 0 | 0 | 0 | 0 | 0 | 0 | 0 | 0 | 0 | 0 | 0 | 0 | 0 | 0 | 0 | 0 | 0 | 0 | 0 | 0 | 0 | 0 | 0 | 0 | 0 | 0 | 0
F4_Commercial_College_New_Miscellaneous_Natural Gas_Miscellaneous_E7 | F4 | Commercial | College | New | Miscellaneous | Natural Gas | Miscellaneous | E7 | Utility - Cost of Equipment | 0 | 0 | 0 | 0 | 0 | 0 | 0 | 0 | 0 | 0 | 0 | 0 | 0 | 0 | 0 | 0 | 0 | 0 | 0 | 0 | 0 | 0 | 0 | 0 | 0 | 0 | 0
F4_Commercial_College_New_Miscellaneous_Natural Gas_Miscellaneous_E8 | F4 | Commercial | College | New | Miscellaneous | Natural Gas | Miscellaneous | E8 | Utility - Cost of Equipment | 0 | 0 | 0 | 0 | 0 | 0 | 0 | 0 | 0 | 0 | 0 | 0 | 0 | 0 | 0 | 0 | 0 | 0 | 0 | 0 | 0 | 0 | 0 | 0 | 0 | 0 | 0
F4_Commercial_College_New_Miscellaneous_Natural Gas_Miscellaneous_E9 | F4 | Commercial | College | New | Miscellaneous | Natural Gas | Miscellaneous | E9 | Utility - Cost of Equipment | 0 | 0 | 0 | 0 | 0 | 0 | 0 | 0 | 0 | 0 | 0 | 0 | 0 | 0 | 0 | 0 | 0 | 0 | 0 | 0 | 0 | 0 | 0 | 0 | 0 | 0 | 0
F4_Commercial_College_New_Miscellaneous_Natural Gas_Miscellaneous_E10 | F4 | Commercial | College | New | Miscellaneous | Natural Gas | Miscellaneous | E10 | Utility - Cost of Equipment | 0 | 0 | 0 | 0 | 0 | 0 | 0 | 0 | 0 | 0 | 0 | 0 | 0 | 0 | 0 | 0 | 0 | 0 | 0 | 0 | 0 | 0 | 0 | 0 | 0 | 0 | 0
F5_Commercial_College_New_Miscellaneous_Natural Gas_Miscellaneous_E1 | F5 | Commercial | College | New | Miscellaneous | Natural Gas | Miscellaneous | E1 | Utility - Cost of Operation | 0.0073355 | 0.0071569 | 0.0069364 | 0.0066934 | 0.0066042 | 0.0066172 | 0.0066962 | 0.0068107 | 0.0069392 | 0.0070693 | 0.0072052 | 0.0073463 | 0.0074967 | 0.0076436 | 0.0077844 | 0.0078975 | 0.0079551 | 0.0079354 | 0.0078191 | 0.0075853 | 0.0072149 | 0.006709 | 0.0062207 | 0.005882 | 0.0057236 | 0.0057516 | 0.0057798
F5_Commercial_College_New_Miscellaneous_Natural Gas_Miscellaneous_E2 | F5 | Commercial | College | New | Miscellaneous | Natural Gas | Miscellaneous | E2 | Utility - Cost of Operation | 0 | 0 | 0 | 0 | 0 | 0 | 0 | 0 | 0 | 0 | 0 | 0 | 0 | 0 | 0 | 0 | 0 | 0 | 0 | 0 | 0 | 0 | 0 | 0 | 0 | 0 | 0
F5_Commercial_College_New_Miscellaneous_Natural Gas_Miscellaneous_E3 | F5 | Commercial | College | New | Miscellaneous | Natural Gas | Miscellaneous | E3 | Utility - Cost of Operation | 0 | 0 | 0 | 0 | 0 | 0 | 0 | 0 | 0 | 0 | 0 | 0 | 0 | 0 | 0 | 0 | 0 | 0 | 0 | 0 | 0 | 0 | 0 | 0 | 0 | 0 | 0
F5_Commercial_College_New_Miscellaneous_Natural Gas_Miscellaneous_E4 | F5 | Commercial | College | New | Miscellaneous | Natural Gas | Miscellaneous | E4 | Utility - Cost of Operation | 0 | 0 | 0 | 0 | 0 | 0 | 0 | 0 | 0 | 0 | 0 | 0 | 0 | 0 | 0 | 0 | 0 | 0 | 0 | 0 | 0 | 0 | 0 | 0 | 0 | 0 | 0
F5_Commercial_College_New_Miscellaneous_Natural Gas_Miscellaneous_E5 | F5 | Commercial | College | New | Miscellaneous | Natural Gas | Miscellaneous | E5 | Utility - Cost of Operation | 0 | 0 | 0 | 0 | 0 | 0 | 0 | 0 | 0 | 0 | 0 | 0 | 0 | 0 | 0 | 0 | 0 | 0 | 0 | 0 | 0 | 0 | 0 | 0 | 0 | 0 | 0
F5_Commercial_College_New_Miscellaneous_Natural Gas_Miscellaneous_E6 | F5 | Commercial | College | New | Miscellaneous | Natural Gas | Miscellaneous | E6 | Utility - Cost of Operation | 0 | 0 | 0 | 0 | 0 | 0 | 0 | 0 | 0 | 0 | 0 | 0 | 0 | 0 | 0 | 0 | 0 | 0 | 0 | 0 | 0 | 0 | 0 | 0 | 0 | 0 | 0
F5_Commercial_College_New_Miscellaneous_Natural Gas_Miscellaneous_E7 | F5 | Commercial | College | New | Miscellaneous | Natural Gas | Miscellaneous | E7 | Utility - Cost of Operation | 0 | 0 | 0 | 0 | 0 | 0 | 0 | 0 | 0 | 0 | 0 | 0 | 0 | 0 | 0 | 0 | 0 | 0 | 0 | 0 | 0 | 0 | 0 | 0 | 0 | 0 | 0
F5_Commercial_College_New_Miscellaneous_Natural Gas_Miscellaneous_E8 | F5 | Commercial | College | New | Miscellaneous | Natural Gas | Miscellaneous | E8 | Utility - Cost of Operation | 0 | 0 | 0 | 0 | 0 | 0 | 0 | 0 | 0 | 0 | 0 | 0 | 0 | 0 | 0 | 0 | 0 | 0 | 0 | 0 | 0 | 0 | 0 | 0 | 0 | 0 | 0
F5_Commercial_College_New_Miscellaneous_Natural Gas_Miscellaneous_E9 | F5 | Commercial | College | New | Miscellaneous | Natural Gas | Miscellaneous | E9 | Utility - Cost of Operation | 0 | 0 | 0 | 0 | 0 | 0 | 0 | 0 | 0 | 0 | 0 | 0 | 0 | 0 | 0 | 0 | 0 | 0 | 0 | 0 | 0 | 0 | 0 | 0 | 0 | 0 | 0
F5_Commercial_College_New_Miscellaneous_Natural Gas_Miscellaneous_E10 | F5 | Commercial | College | New | Miscellaneous | Natural Gas | Miscellaneous | E10 | Utility - Cost of Operation | 0 | 0 | 0 | 0 | 0 | 0 | 0 | 0 | 0 | 0 | 0 | 0 | 0 | 0 | 0 | 0 | 0 | 0 | 0 | 0 | 0 | 0 | 0 | 0 | 0 | 0 | 0
F6_Commercial_College_New_Miscellaneous_Natural Gas_Miscellaneous_E1 | F6 | Commercial | College | New | Miscellaneous | Natural Gas | Miscellaneous | E1 | Utility - Value of Sales | 0 | 0 | 0 | 0 | 0 | 0 | 0 | 0 | 0 | 0 | 0 | 0 | 0 | 0 | 0 | 0 | 0 | 0 | 0 | 0 | 0 | 0 | 0 | 0 | 0 | 0 | 0
F6_Commercial_College_New_Miscellaneous_Natural Gas_Miscellaneous_E2 | F6 | Commercial | College | New | Miscellaneous | Natural Gas | Miscellaneous | E2 | Utility - Value of Sales | 0 | 0 | 0 | 0 | 0 | 0 | 0 | 0 | 0 | 0 | 0 | 0 | 0 | 0 | 0 | 0 | 0 | 0 | 0 | 0 | 0 | 0 | 0 | 0 | 0 | 0 | 0
F6_Commercial_College_New_Miscellaneous_Natural Gas_Miscellaneous_E3 | F6 | Commercial | College | New | Miscellaneous | Natural Gas | Miscellaneous | E3 | Utility - Value of Sales | 0 | 0 | 0 | 0 | 0 | 0 | 0 | 0 | 0 | 0 | 0 | 0 | 0 | 0 | 0 | 0 | 0 | 0 | 0 | 0 | 0 | 0 | 0 | 0 | 0 | 0 | 0
F6_Commercial_College_New_Miscellaneous_Natural Gas_Miscellaneous_E4 | F6 | Commercial | College | New | Miscellaneous | Natural Gas | Miscellaneous | E4 | Utility - Value of Sales | 0 | 0 | 0 | 0 | 0 | 0 | 0 | 0 | 0 | 0 | 0 | 0 | 0 | 0 | 0 | 0 | 0 | 0 | 0 | 0 | 0 | 0 | 0 | 0 | 0 | 0 | 0
F6_Commercial_College_New_Miscellaneous_Natural Gas_Miscellaneous_E5 | F6 | Commercial | College | New | Miscellaneous | Natural Gas | Miscellaneous | E5 | Utility - Value of Sales | 0 | 0 | 0 | 0 | 0 | 0 | 0 | 0 | 0 | 0 | 0 | 0 | 0 | 0 | 0 | 0 | 0 | 0 | 0 | 0 | 0 | 0 | 0 | 0 | 0 | 0 | 0
F6_Commercial_College_New_Miscellaneous_Natural Gas_Miscellaneous_E6 | F6 | Commercial | College | New | Miscellaneous | Natural Gas | Miscellaneous | E6 | Utility - Value of Sales | 0 | 0 | 0 | 0 | 0 | 0 | 0 | 0 | 0 | 0 | 0 | 0 | 0 | 0 | 0 | 0 | 0 | 0 | 0 | 0 | 0 | 0 | 0 | 0 | 0 | 0 | 0
F6_Commercial_College_New_Miscellaneous_Natural Gas_Miscellaneous_E7 | F6 | Commercial | College | New | Miscellaneous | Natural Gas | Miscellaneous | E7 | Utility - Value of Sales | 0 | 0 | 0 | 0 | 0 | 0 | 0 | 0 | 0 | 0 | 0 | 0 | 0 | 0 | 0 | 0 | 0 | 0 | 0 | 0 | 0 | 0 | 0 | 0 | 0 | 0 | 0
F6_Commercial_College_New_Miscellaneous_Natural Gas_Miscellaneous_E8 | F6 | Commercial | College | New | Miscellaneous | Natural Gas | Miscellaneous | E8 | Utility - Value of Sales | 0 | 0 | 0 | 0 | 0 | 0 | 0 | 0 | 0 | 0 | 0 | 0 | 0 | 0 | 0 | 0 | 0 | 0 | 0 | 0 | 0 | 0 | 0 | 0 | 0 | 0 | 0
F6_Commercial_College_New_Miscellaneous_Natural Gas_Miscellaneous_E9 | F6 | Commercial | College | New | Miscellaneous | Natural Gas | Miscellaneous | E9 | Utility - Value of Sales | 0 | 0 | 0 | 0 | 0 | 0 | 0 | 0 | 0 | 0 | 0 | 0 | 0 | 0 | 0 | 0 | 0 | 0 | 0 | 0 | 0 | 0 | 0 | 0 | 0 | 0 | 0
F6_Commercial_College_New_Miscellaneous_Natural Gas_Miscellaneous_E10 | F6 | Commercial | College | New | Miscellaneous | Natural Gas | Miscellaneous | E10 | Utility - Value of Sales | 0 | 0 | 0 | 0 | 0 | 0 | 0 | 0 | 0 | 0 | 0 | 0 | 0 | 0 | 0 | 0 | 0 | 0 | 0 | 0 | 0 | 0 | 0 | 0 | 0 | 0 | 0
F1_Commercial_Health_Existing_Space Heating_Natural Gas_Furnace_E1 | F1 | Commercial | Health | Existing | Space Heating | Natural Gas | Furnace | E1 | RVT - Cost of Equipment | 0.063627 | 0.063627 | 0.063627 | 0 | 0 | 0 | 0 | 0 | 0 | 0 | 0 | 0 | 0 | 0 | 0 | 0 | 0 | 0 | 0 | 0 | 0 | 0 | 0 | 0 | 0 | 0 | 0
F1_Commercial_Health_Existing_Space Heating_Natural Gas_Furnace_E2 | F1 | Commercial | Health | Existing | Space Heating | Natural Gas | Furnace | E2 | RVT - Cost of Equipment | 0.078185 | 0.078185 | 0.078185 | 0.078185 | 0.078185 | 0.078185 | 0.078185 | 0.078185 | 0.078185 | 0.078185 | 0.078185 | 0.078185 | 0.078185 | 0.078185 | 0.078185 | 0.078185 | 0.078185 | 0.078185 | 0.078185 | 0.078185 | 0.078185 | 0.078185 | 0.078185 | 0.078185 | 0.078185 | 0.078185 | 0.078185
F1_Commercial_Health_Existing_Space Heating_Natural Gas_Furnace_E3 | F1 | Commercial | Health | Existing | Space Heating | Natural Gas | Furnace | E3 | RVT - Cost of Equipment | 0.092743 | 0.092743 | 0.092743 | 0.092743 | 0.092743 | 0.092743 | 0.092743 | 0.092743 | 0.092743 | 0.092743 | 0.092743 | 0.092743 | 0.092743 | 0.092743 | 0.092743 | 0.092743 | 0.092743 | 0.092743 | 0.092743 | 0.092743 | 0.092743 | 0.092743 | 0.092743 | 0.092743 | 0.092743 | 0.092743 | 0.092743
F1_Commercial_Health_Existing_Space Heating_Natural Gas_Furnace_E4 | F1 | Commercial | Health | Existing | Space Heating | Natural Gas | Furnace | E4 | RVT - Cost of Equipment | 0 | 0 | 0 | 0 | 0 | 0 | 0 | 0 | 0 | 0 | 0 | 0 | 0 | 0 | 0 | 0 | 0 | 0 | 0 | 0 | 0 | 0 | 0 | 0 | 0 | 0 | 0
F1_Commercial_Health_Existing_Space Heating_Natural Gas_Furnace_E5 | F1 | Commercial | Health | Existing | Space Heating | Natural Gas | Furnace | E5 | RVT - Cost of Equipment | 0 | 0 | 0 | 0 | 0 | 0 | 0 | 0 | 0 | 0 | 0 | 0 | 0 | 0 | 0 | 0 | 0 | 0 | 0 | 0 | 0 | 0 | 0 | 0 | 0 | 0 | 0
F1_Commercial_Health_Existing_Space Heating_Natural Gas_Furnace_E6 | F1 | Commercial | Health | Existing | Space Heating | Natural Gas | Furnace | E6 | RVT - Cost of Equipment | 0 | 0 | 0 | 0 | 0 | 0 | 0 | 0 | 0 | 0 | 0 | 0 | 0 | 0 | 0 | 0 | 0 | 0 | 0 | 0 | 0 | 0 | 0 | 0 | 0 | 0 | 0
F1_Commercial_Health_Existing_Space Heating_Natural Gas_Furnace_E7 | F1 | Commercial | Health | Existing | Space Heating | Natural Gas | Furnace | E7 | RVT - Cost of Equipment | 0 | 0 | 0 | 0 | 0 | 0 | 0 | 0 | 0 | 0 | 0 | 0 | 0 | 0 | 0 | 0 | 0 | 0 | 0 | 0 | 0 | 0 | 0 | 0 | 0 | 0 | 0
F1_Commercial_Health_Existing_Space Heating_Natural Gas_Furnace_E8 | F1 | Commercial | Health | Existing | Space Heating | Natural Gas | Furnace | E8 | RVT - Cost of Equipment | 0 | 0 | 0 | 0 | 0 | 0 | 0 | 0 | 0 | 0 | 0 | 0 | 0 | 0 | 0 | 0 | 0 | 0 | 0 | 0 | 0 | 0 | 0 | 0 | 0 | 0 | 0
F1_Commercial_Health_Existing_Space Heating_Natural Gas_Furnace_E9 | F1 | Commercial | Health | Existing | Space Heating | Natural Gas | Furnace | E9 | RVT - Cost of Equipment | 0 | 0 | 0 | 0 | 0 | 0 | 0 | 0 | 0 | 0 | 0 | 0 | 0 | 0 | 0 | 0 | 0 | 0 | 0 | 0 | 0 | 0 | 0 | 0 | 0 | 0 | 0
F1_Commercial_Health_Existing_Space Heating_Natural Gas_Furnace_E10 | F1 | Commercial | Health | Existing | Space Heating | Natural Gas | Furnace | E10 | RVT - Cost of Equipment | 0 | 0 | 0 | 0 | 0 | 0 | 0 | 0 | 0 | 0 | 0 | 0 | 0 | 0 | 0 | 0 | 0 | 0 | 0 | 0 | 0 | 0 | 0 | 0 | 0 | 0 | 0
F2_Commercial_Health_Existing_Space Heating_Natural Gas_Furnace_E1 | F2 | Commercial | Health | Existing | Space Heating | Natural Gas | Furnace | E1 | RVT - Cost of Operation | 0 | 0 | 0 | 0 | 0 | 0 | 0 | 0 | 0 | 0 | 0 | 0 | 0 | 0 | 0 | 0 | 0 | 0 | 0 | 0 | 0 | 0 | 0 | 0 | 0 | 0 | 0
F2_Commercial_Health_Existing_Space Heating_Natural Gas_Furnace_E2 | F2 | Commercial | Health | Existing | Space Heating | Natural Gas | Furnace | E2 | RVT - Cost of Operation | 0 | 0 | 0 | 0 | 0 | 0 | 0 | 0 | 0 | 0 | 0 | 0 | 0 | 0 | 0 | 0 | 0 | 0 | 0 | 0 | 0 | 0 | 0 | 0 | 0 | 0 | 0
F2_Commercial_Health_Existing_Space Heating_Natural Gas_Furnace_E3 | F2 | Commercial | Health | Existing | Space Heating | Natural Gas | Furnace | E3 | RVT - Cost of Operation | 0 | 0 | 0 | 0 | 0 | 0 | 0 | 0 | 0 | 0 | 0 | 0 | 0 | 0 | 0 | 0 | 0 | 0 | 0 | 0 | 0 | 0 | 0 | 0 | 0 | 0 | 0
F2_Commercial_Health_Existing_Space Heating_Natural Gas_Furnace_E4 | F2 | Commercial | Health | Existing | Space Heating | Natural Gas | Furnace | E4 | RVT - Cost of Operation | 0 | 0 | 0 | 0 | 0 | 0 | 0 | 0 | 0 | 0 | 0 | 0 | 0 | 0 | 0 | 0 | 0 | 0 | 0 | 0 | 0 | 0 | 0 | 0 | 0 | 0 | 0
F2_Commercial_Health_Existing_Space Heating_Natural Gas_Furnace_E5 | F2 | Commercial | Health | Existing | Space Heating | Natural Gas | Furnace | E5 | RVT - Cost of Operation | 0 | 0 | 0 | 0 | 0 | 0 | 0 | 0 | 0 | 0 | 0 | 0 | 0 | 0 | 0 | 0 | 0 | 0 | 0 | 0 | 0 | 0 | 0 | 0 | 0 | 0 | 0
F2_Commercial_Health_Existing_Space Heating_Natural Gas_Furnace_E6 | F2 | Commercial | Health | Existing | Space Heating | Natural Gas | Furnace | E6 | RVT - Cost of Operation | 0 | 0 | 0 | 0 | 0 | 0 | 0 | 0 | 0 | 0 | 0 | 0 | 0 | 0 | 0 | 0 | 0 | 0 | 0 | 0 | 0 | 0 | 0 | 0 | 0 | 0 | 0
F2_Commercial_Health_Existing_Space Heating_Natural Gas_Furnace_E7 | F2 | Commercial | Health | Existing | Space Heating | Natural Gas | Furnace | E7 | RVT - Cost of Operation | 0 | 0 | 0 | 0 | 0 | 0 | 0 | 0 | 0 | 0 | 0 | 0 | 0 | 0 | 0 | 0 | 0 | 0 | 0 | 0 | 0 | 0 | 0 | 0 | 0 | 0 | 0
F2_Commercial_Health_Existing_Space Heating_Natural Gas_Furnace_E8 | F2 | Commercial | Health | Existing | Space Heating | Natural Gas | Furnace | E8 | RVT - Cost of Operation | 0 | 0 | 0 | 0 | 0 | 0 | 0 | 0 | 0 | 0 | 0 | 0 | 0 | 0 | 0 | 0 | 0 | 0 | 0 | 0 | 0 | 0 | 0 | 0 | 0 | 0 | 0
F2_Commercial_Health_Existing_Space Heating_Natural Gas_Furnace_E9 | F2 | Commercial | Health | Existing | Space Heating | Natural Gas | Furnace | E9 | RVT - Cost of Operation | 0 | 0 | 0 | 0 | 0 | 0 | 0 | 0 | 0 | 0 | 0 | 0 | 0 | 0 | 0 | 0 | 0 | 0 | 0 | 0 | 0 | 0 | 0 | 0 | 0 | 0 | 0
F2_Commercial_Health_Existing_Space Heating_Natural Gas_Furnace_E10 | F2 | Commercial | Health | Existing | Space Heating | Natural Gas | Furnace | E10 | RVT - Cost of Operation | 0 | 0 | 0 | 0 | 0 | 0 | 0 | 0 | 0 | 0 | 0 | 0 | 0 | 0 | 0 | 0 | 0 | 0 | 0 | 0 | 0 | 0 | 0 | 0 | 0 | 0 | 0
F3_Commercial_Health_Existing_Space Heating_Natural Gas_Furnace_E1 | F3 | Commercial | Health | Existing | Space Heating | Natural Gas | Furnace | E1 | System - kBTUs of Consumption | 21.9379 | 22.0018 | 21.9981 | 0 | 0 | 0 | 0 | 0 | 0 | 0 | 0 | 0 | 0 | 0 | 0 | 0 | 0 | 0 | 0 | 0 | 0 | 0 | 0 | 0 | 0 | 0 | 0
F3_Commercial_Health_Existing_Space Heating_Natural Gas_Furnace_E2 | F3 | Commercial | Health | Existing | Space Heating | Natural Gas | Furnace | E2 | System - kBTUs of Consumption | 19.5003 | 19.5571 | 19.5538 | 19.5538 | 19.5538 | 19.5538 | 19.5538 | 19.5538 | 19.5538 | 19.5538 | 19.5538 | 19.5538 | 19.5538 | 19.5538 | 19.5538 | 19.5538 | 19.5538 | 19.5538 | 19.5538 | 19.5538 | 19.5538 | 19.5538 | 19.5538 | 19.5538 | 19.5538 | 19.5538 | 19.5538
F3_Commercial_Health_Existing_Space Heating_Natural Gas_Furnace_E3 | F3 | Commercial | Health | Existing | Space Heating | Natural Gas | Furnace | E3 | System - kBTUs of Consumption | 18.2815 | 18.3348 | 18.3317 | 18.3317 | 18.3317 | 18.3317 | 18.3317 | 18.3317 | 18.3317 | 18.3317 | 18.3317 | 18.3317 | 18.3317 | 18.3317 | 18.3317 | 18.3317 | 18.3317 | 18.3317 | 18.3317 | 18.3317 | 18.3317 | 18.3317 | 18.3317 | 18.3317 | 18.3317 | 18.3317 | 18.3317
F3_Commercial_Health_Existing_Space Heating_Natural Gas_Furnace_E4 | F3 | Commercial | Health | Existing | Space Heating | Natural Gas | Furnace | E4 | System - kBTUs of Consumption | 0 | 0 | 0 | 0 | 0 | 0 | 0 | 0 | 0 | 0 | 0 | 0 | 0 | 0 | 0 | 0 | 0 | 0 | 0 | 0 | 0 | 0 | 0 | 0 | 0 | 0 | 0
F3_Commercial_Health_Existing_Space Heating_Natural Gas_Furnace_E5 | F3 | Commercial | Health | Existing | Space Heating | Natural Gas | Furnace | E5 | System - kBTUs of Consumption | 0 | 0 | 0 | 0 | 0 | 0 | 0 | 0 | 0 | 0 | 0 | 0 | 0 | 0 | 0 | 0 | 0 | 0 | 0 | 0 | 0 | 0 | 0 | 0 | 0 | 0 | 0
F3_Commercial_Health_Existing_Space Heating_Natural Gas_Furnace_E6 | F3 | Commercial | Health | Existing | Space Heating | Natural Gas | Furnace | E6 | System - kBTUs of Consumption | 0 | 0 | 0 | 0 | 0 | 0 | 0 | 0 | 0 | 0 | 0 | 0 | 0 | 0 | 0 | 0 | 0 | 0 | 0 | 0 | 0 | 0 | 0 | 0 | 0 | 0 | 0
F3_Commercial_Health_Existing_Space Heating_Natural Gas_Furnace_E7 | F3 | Commercial | Health | Existing | Space Heating | Natural Gas | Furnace | E7 | System - kBTUs of Consumption | 0 | 0 | 0 | 0 | 0 | 0 | 0 | 0 | 0 | 0 | 0 | 0 | 0 | 0 | 0 | 0 | 0 | 0 | 0 | 0 | 0 | 0 | 0 | 0 | 0 | 0 | 0
F3_Commercial_Health_Existing_Space Heating_Natural Gas_Furnace_E8 | F3 | Commercial | Health | Existing | Space Heating | Natural Gas | Furnace | E8 | System - kBTUs of Consumption | 0 | 0 | 0 | 0 | 0 | 0 | 0 | 0 | 0 | 0 | 0 | 0 | 0 | 0 | 0 | 0 | 0 | 0 | 0 | 0 | 0 | 0 | 0 | 0 | 0 | 0 | 0
F3_Commercial_Health_Existing_Space Heating_Natural Gas_Furnace_E9 | F3 | Commercial | Health | Existing | Space Heating | Natural Gas | Furnace | E9 | System - kBTUs of Consumption | 0 | 0 | 0 | 0 | 0 | 0 | 0 | 0 | 0 | 0 | 0 | 0 | 0 | 0 | 0 | 0 | 0 | 0 | 0 | 0 | 0 | 0 | 0 | 0 | 0 | 0 | 0
F3_Commercial_Health_Existing_Space Heating_Natural Gas_Furnace_E10 | F3 | Commercial | Health | Existing | Space Heating | Natural Gas | Furnace | E10 | System - kBTUs of Consumption | 0 | 0 | 0 | 0 | 0 | 0 | 0 | 0 | 0 | 0 | 0 | 0 | 0 | 0 | 0 | 0 | 0 | 0 | 0 | 0 | 0 | 0 | 0 | 0 | 0 | 0 | 0
F4_Commercial_Health_Existing_Space Heating_Natural Gas_Furnace_E1 | F4 | Commercial | Health | Existing | Space Heating | Natural Gas | Furnace | E1 | Utility - Cost of Equipment | 0.063627 | 0.063627 | 0.063627 | 0 | 0 | 0 | 0 | 0 | 0 | 0 | 0 | 0 | 0 | 0 | 0 | 0 | 0 | 0 | 0 | 0 | 0 | 0 | 0 | 0 | 0 | 0 | 0
F4_Commercial_Health_Existing_Space Heating_Natural Gas_Furnace_E2 | F4 | Commercial | Health | Existing | Space Heating | Natural Gas | Furnace | E2 | Utility - Cost of Equipment | 0.078185 | 0.078185 | 0.078185 | 0.078185 | 0.078185 | 0.078185 | 0.078185 | 0.078185 | 0.078185 | 0.078185 | 0.078185 | 0.078185 | 0.078185 | 0.078185 | 0.078185 | 0.078185 | 0.078185 | 0.078185 | 0.078185 | 0.078185 | 0.078185 | 0.078185 | 0.078185 | 0.078185 | 0.078185 | 0.078185 | 0.078185
F4_Commercial_Health_Existing_Space Heating_Natural Gas_Furnace_E3 | F4 | Commercial | Health | Existing | Space Heating | Natural Gas | Furnace | E3 | Utility - Cost of Equipment | 0.092743 | 0.092743 | 0.092743 | 0.092743 | 0.092743 | 0.092743 | 0.092743 | 0.092743 | 0.092743 | 0.092743 | 0.092743 | 0.092743 | 0.092743 | 0.092743 | 0.092743 | 0.092743 | 0.092743 | 0.092743 | 0.092743 | 0.092743 | 0.092743 | 0.092743 | 0.092743 | 0.092743 | 0.092743 | 0.092743 | 0.092743
F4_Commercial_Health_Existing_Space Heating_Natural Gas_Furnace_E4 | F4 | Commercial | Health | Existing | Space Heating | Natural Gas | Furnace | E4 | Utility - Cost of Equipment | 0 | 0 | 0 | 0 | 0 | 0 | 0 | 0 | 0 | 0 | 0 | 0 | 0 | 0 | 0 | 0 | 0 | 0 | 0 | 0 | 0 | 0 | 0 | 0 | 0 | 0 | 0
F4_Commercial_Health_Existing_Space Heating_Natural Gas_Furnace_E5 | F4 | Commercial | Health | Existing | Space Heating | Natural Gas | Furnace | E5 | Utility - Cost of Equipment | 0 | 0 | 0 | 0 | 0 | 0 | 0 | 0 | 0 | 0 | 0 | 0 | 0 | 0 | 0 | 0 | 0 | 0 | 0 | 0 | 0 | 0 | 0 | 0 | 0 | 0 | 0
F4_Commercial_Health_Existing_Space Heating_Natural Gas_Furnace_E6 | F4 | Commercial | Health | Existing | Space Heating | Natural Gas | Furnace | E6 | Utility - Cost of Equipment | 0 | 0 | 0 | 0 | 0 | 0 | 0 | 0 | 0 | 0 | 0 | 0 | 0 | 0 | 0 | 0 | 0 | 0 | 0 | 0 | 0 | 0 | 0 | 0 | 0 | 0 | 0
F4_Commercial_Health_Existing_Space Heating_Natural Gas_Furnace_E7 | F4 | Commercial | Health | Existing | Space Heating | Natural Gas | Furnace | E7 | Utility - Cost of Equipment | 0 | 0 | 0 | 0 | 0 | 0 | 0 | 0 | 0 | 0 | 0 | 0 | 0 | 0 | 0 | 0 | 0 | 0 | 0 | 0 | 0 | 0 | 0 | 0 | 0 | 0 | 0
F4_Commercial_Health_Existing_Space Heating_Natural Gas_Furnace_E8 | F4 | Commercial | Health | Existing | Space Heating | Natural Gas | Furnace | E8 | Utility - Cost of Equipment | 0 | 0 | 0 | 0 | 0 | 0 | 0 | 0 | 0 | 0 | 0 | 0 | 0 | 0 | 0 | 0 | 0 | 0 | 0 | 0 | 0 | 0 | 0 | 0 | 0 | 0 | 0
F4_Commercial_Health_Existing_Space Heating_Natural Gas_Furnace_E9 | F4 | Commercial | Health | Existing | Space Heating | Natural Gas | Furnace | E9 | Utility - Cost of Equipment | 0 | 0 | 0 | 0 | 0 | 0 | 0 | 0 | 0 | 0 | 0 | 0 | 0 | 0 | 0 | 0 | 0 | 0 | 0 | 0 | 0 | 0 | 0 | 0 | 0 | 0 | 0
F4_Commercial_Health_Existing_Space Heating_Natural Gas_Furnace_E10 | F4 | Commercial | Health | Existing | Space Heating | Natural Gas | Furnace | E10 | Utility - Cost of Equipment | 0 | 0 | 0 | 0 | 0 | 0 | 0 | 0 | 0 | 0 | 0 | 0 | 0 | 0 | 0 | 0 | 0 | 0 | 0 | 0 | 0 | 0 | 0 | 0 | 0 | 0 | 0
F5_Commercial_Health_Existing_Space Heating_Natural Gas_Furnace_E1 | F5 | Commercial | Health | Existing | Space Heating | Natural Gas | Furnace | E1 | Utility - Cost of Operation | 0.31881 | 0.31693 | 0.31251 | 0 | 0 | 0 | 0 | 0 | 0 | 0 | 0 | 0 | 0 | 0 | 0 | 0 | 0 | 0 | 0 | 0 | 0 | 0 | 0 | 0 | 0 | 0 | 0
F5_Commercial_Health_Existing_Space Heating_Natural Gas_Furnace_E2 | F5 | Commercial | Health | Existing | Space Heating | Natural Gas | Furnace | E2 | Utility - Cost of Operation | 0.28339 | 0.28172 | 0.27779 | 0.27355 | 0.27237 | 0.2722 | 0.27274 | 0.27347 | 0.27403 | 0.27431 | 0.27429 | 0.27392 | 0.27313 | 0.2717 | 0.26962 | 0.26703 | 0.26369 | 0.25974 | 0.25503 | 0.24942 | 0.24274 | 0.23515 | 0.22888 | 0.22494 | 0.22346 | 0.22456 | 0.22566
F5_Commercial_Health_Existing_Space Heating_Natural Gas_Furnace_E3 | F5 | Commercial | Health | Existing | Space Heating | Natural Gas | Furnace | E3 | Utility - Cost of Operation | 0.26567 | 0.26411 | 0.26043 | 0.25645 | 0.25535 | 0.25519 | 0.25569 | 0.25638 | 0.25691 | 0.25717 | 0.25714 | 0.2568 | 0.25606 | 0.25471 | 0.25277 | 0.25034 | 0.24721 | 0.2435 | 0.23909 | 0.23383 | 0.22757 | 0.22045 | 0.21458 | 0.21089 | 0.20949 | 0.21052 | 0.21155
F5_Commercial_Health_Existing_Space Heating_Natural Gas_Furnace_E4 | F5 | Commercial | Health | Existing | Space Heating | Natural Gas | Furnace | E4 | Utility - Cost of Operation | 0 | 0 | 0 | 0 | 0 | 0 | 0 | 0 | 0 | 0 | 0 | 0 | 0 | 0 | 0 | 0 | 0 | 0 | 0 | 0 | 0 | 0 | 0 | 0 | 0 | 0 | 0
F5_Commercial_Health_Existing_Space Heating_Natural Gas_Furnace_E5 | F5 | Commercial | Health | Existing | Space Heating | Natural Gas | Furnace | E5 | Utility - Cost of Operation | 0 | 0 | 0 | 0 | 0 | 0 | 0 | 0 | 0 | 0 | 0 | 0 | 0 | 0 | 0 | 0 | 0 | 0 | 0 | 0 | 0 | 0 | 0 | 0 | 0 | 0 | 0
F5_Commercial_Health_Existing_Space Heating_Natural Gas_Furnace_E6 | F5 | Commercial | Health | Existing | Space Heating | Natural Gas | Furnace | E6 | Utility - Cost of Operation | 0 | 0 | 0 | 0 | 0 | 0 | 0 | 0 | 0 | 0 | 0 | 0 | 0 | 0 | 0 | 0 | 0 | 0 | 0 | 0 | 0 | 0 | 0 | 0 | 0 | 0 | 0
F5_Commercial_Health_Existing_Space Heating_Natural Gas_Furnace_E7 | F5 | Commercial | Health | Existing | Space Heating | Natural Gas | Furnace | E7 | Utility - Cost of Operation | 0 | 0 | 0 | 0 | 0 | 0 | 0 | 0 | 0 | 0 | 0 | 0 | 0 | 0 | 0 | 0 | 0 | 0 | 0 | 0 | 0 | 0 | 0 | 0 | 0 | 0 | 0
F5_Commercial_Health_Existing_Space Heating_Natural Gas_Furnace_E8 | F5 | Commercial | Health | Existing | Space Heating | Natural Gas | Furnace | E8 | Utility - Cost of Operation | 0 | 0 | 0 | 0 | 0 | 0 | 0 | 0 | 0 | 0 | 0 | 0 | 0 | 0 | 0 | 0 | 0 | 0 | 0 | 0 | 0 | 0 | 0 | 0 | 0 | 0 | 0
F5_Commercial_Health_Existing_Space Heating_Natural Gas_Furnace_E9 | F5 | Commercial | Health | Existing | Space Heating | Natural Gas | Furnace | E9 | Utility - Cost of Operation | 0 | 0 | 0 | 0 | 0 | 0 | 0 | 0 | 0 | 0 | 0 | 0 | 0 | 0 | 0 | 0 | 0 | 0 | 0 | 0 | 0 | 0 | 0 | 0 | 0 | 0 | 0
F5_Commercial_Health_Existing_Space Heating_Natural Gas_Furnace_E10 | F5 | Commercial | Health | Existing | Space Heating | Natural Gas | Furnace | E10 | Utility - Cost of Operation | 0 | 0 | 0 | 0 | 0 | 0 | 0 | 0 | 0 | 0 | 0 | 0 | 0 | 0 | 0 | 0 | 0 | 0 | 0 | 0 | 0 | 0 | 0 | 0 | 0 | 0 | 0
F6_Commercial_Health_Existing_Space Heating_Natural Gas_Furnace_E1 | F6 | Commercial | Health | Existing | Space Heating | Natural Gas | Furnace | E1 | Utility - Value of Sales | 0 | 0 | 0 | 0 | 0 | 0 | 0 | 0 | 0 | 0 | 0 | 0 | 0 | 0 | 0 | 0 | 0 | 0 | 0 | 0 | 0 | 0 | 0 | 0 | 0 | 0 | 0
F6_Commercial_Health_Existing_Space Heating_Natural Gas_Furnace_E2 | F6 | Commercial | Health | Existing | Space Heating | Natural Gas | Furnace | E2 | Utility - Value of Sales | 0 | 0 | 0 | 0 | 0 | 0 | 0 | 0 | 0 | 0 | 0 | 0 | 0 | 0 | 0 | 0 | 0 | 0 | 0 | 0 | 0 | 0 | 0 | 0 | 0 | 0 | 0
F6_Commercial_Health_Existing_Space Heating_Natural Gas_Furnace_E3 | F6 | Commercial | Health | Existing | Space Heating | Natural Gas | Furnace | E3 | Utility - Value of Sales | 0 | 0 | 0 | 0 | 0 | 0 | 0 | 0 | 0 | 0 | 0 | 0 | 0 | 0 | 0 | 0 | 0 | 0 | 0 | 0 | 0 | 0 | 0 | 0 | 0 | 0 | 0
F6_Commercial_Health_Existing_Space Heating_Natural Gas_Furnace_E4 | F6 | Commercial | Health | Existing | Space Heating | Natural Gas | Furnace | E4 | Utility - Value of Sales | 0 | 0 | 0 | 0 | 0 | 0 | 0 | 0 | 0 | 0 | 0 | 0 | 0 | 0 | 0 | 0 | 0 | 0 | 0 | 0 | 0 | 0 | 0 | 0 | 0 | 0 | 0
F6_Commercial_Health_Existing_Space Heating_Natural Gas_Furnace_E5 | F6 | Commercial | Health | Existing | Space Heating | Natural Gas | Furnace | E5 | Utility - Value of Sales | 0 | 0 | 0 | 0 | 0 | 0 | 0 | 0 | 0 | 0 | 0 | 0 | 0 | 0 | 0 | 0 | 0 | 0 | 0 | 0 | 0 | 0 | 0 | 0 | 0 | 0 | 0
F6_Commercial_Health_Existing_Space Heating_Natural Gas_Furnace_E6 | F6 | Commercial | Health | Existing | Space Heating | Natural Gas | Furnace | E6 | Utility - Value of Sales | 0 | 0 | 0 | 0 | 0 | 0 | 0 | 0 | 0 | 0 | 0 | 0 | 0 | 0 | 0 | 0 | 0 | 0 | 0 | 0 | 0 | 0 | 0 | 0 | 0 | 0 | 0
F6_Commercial_Health_Existing_Space Heating_Natural Gas_Furnace_E7 | F6 | Commercial | Health | Existing | Space Heating | Natural Gas | Furnace | E7 | Utility - Value of Sales | 0 | 0 | 0 | 0 | 0 | 0 | 0 | 0 | 0 | 0 | 0 | 0 | 0 | 0 | 0 | 0 | 0 | 0 | 0 | 0 | 0 | 0 | 0 | 0 | 0 | 0 | 0
F6_Commercial_Health_Existing_Space Heating_Natural Gas_Furnace_E8 | F6 | Commercial | Health | Existing | Space Heating | Natural Gas | Furnace | E8 | Utility - Value of Sales | 0 | 0 | 0 | 0 | 0 | 0 | 0 | 0 | 0 | 0 | 0 | 0 | 0 | 0 | 0 | 0 | 0 | 0 | 0 | 0 | 0 | 0 | 0 | 0 | 0 | 0 | 0
F6_Commercial_Health_Existing_Space Heating_Natural Gas_Furnace_E9 | F6 | Commercial | Health | Existing | Space Heating | Natural Gas | Furnace | E9 | Utility - Value of Sales | 0 | 0 | 0 | 0 | 0 | 0 | 0 | 0 | 0 | 0 | 0 | 0 | 0 | 0 | 0 | 0 | 0 | 0 | 0 | 0 | 0 | 0 | 0 | 0 | 0 | 0 | 0
F6_Commercial_Health_Existing_Space Heating_Natural Gas_Furnace_E10 | F6 | Commercial | Health | Existing | Space Heating | Natural Gas | Furnace | E10 | Utility - Value of Sales | 0 | 0 | 0 | 0 | 0 | 0 | 0 | 0 | 0 | 0 | 0 | 0 | 0 | 0 | 0 | 0 | 0 | 0 | 0 | 0 | 0 | 0 | 0 | 0 | 0 | 0 | 0
F1_Commercial_Health_Existing_Space Heating_Natural Gas_Boiler_E1 | F1 | Commercial | Health | Existing | Space Heating | Natural Gas | Boiler | E1 | RVT - Cost of Equipment | 0.3496 | 0.3496 | 0.3496 | 0.3496 | 0.3496 | 0.3496 | 0.3496 | 0.3496 | 0.3496 | 0.3496 | 0.3496 | 0.3496 | 0.3496 | 0.3496 | 0.3496 | 0.3496 | 0.3496 | 0.3496 | 0.3496 | 0.3496 | 0.3496 | 0.3496 | 0.3496 | 0.3496 | 0.3496 | 0.3496 | 0.3496
F1_Commercial_Health_Existing_Space Heating_Natural Gas_Boiler_E2 | F1 | Commercial | Health | Existing | Space Heating | Natural Gas | Boiler | E2 | RVT - Cost of Equipment | 0.39774 | 0.39774 | 0.39774 | 0.39774 | 0.39774 | 0.39774 | 0.39774 | 0.39774 | 0.39774 | 0.39774 | 0.39774 | 0.39774 | 0.39774 | 0.39774 | 0.39774 | 0.39774 | 0.39774 | 0.39774 | 0.39774 | 0.39774 | 0.39774 | 0.39774 | 0.39774 | 0.39774 | 0.39774 | 0.39774 | 0.39774
F1_Commercial_Health_Existing_Space Heating_Natural Gas_Boiler_E3 | F1 | Commercial | Health | Existing | Space Heating | Natural Gas | Boiler | E3 | RVT - Cost of Equipment | 0.49443 | 0.49443 | 0.49443 | 0.49443 | 0.49443 | 0.49443 | 0.49443 | 0.49443 | 0.49443 | 0.49443 | 0.49443 | 0.49443 | 0.49443 | 0.49443 | 0.49443 | 0.49443 | 0.49443 | 0.49443 | 0.49443 | 0.49443 | 0.49443 | 0.49443 | 0.49443 | 0.49443 | 0.49443 | 0.49443 | 0.49443
F1_Commercial_Health_Existing_Space Heating_Natural Gas_Boiler_E4 | F1 | Commercial | Health | Existing | Space Heating | Natural Gas | Boiler | E4 | RVT - Cost of Equipment | 1.844 | 1.844 | 1.844 | 1.844 | 1.844 | 1.844 | 1.844 | 1.844 | 1.844 | 1.844 | 1.844 | 1.844 | 1.844 | 1.844 | 1.844 | 1.844 | 1.844 | 1.844 | 1.844 | 1.844 | 1.844 | 1.844 | 1.844 | 1.844 | 1.844 | 1.844 | 1.844
F1_Commercial_Health_Existing_Space Heating_Natural Gas_Boiler_E5 | F1 | Commercial | Health | Existing | Space Heating | Natural Gas | Boiler | E5 | RVT - Cost of Equipment | 0 | 0 | 0 | 0 | 0 | 0 | 0 | 0 | 0 | 0 | 0 | 0 | 0 | 0 | 0 | 0 | 0 | 0 | 0 | 0 | 0 | 0 | 0 | 0 | 0 | 0 | 0
F1_Commercial_Health_Existing_Space Heating_Natural Gas_Boiler_E6 | F1 | Commercial | Health | Existing | Space Heating | Natural Gas | Boiler | E6 | RVT - Cost of Equipment | 0 | 0 | 0 | 0 | 0 | 0 | 0 | 0 | 0 | 0 | 0 | 0 | 0 | 0 | 0 | 0 | 0 | 0 | 0 | 0 | 0 | 0 | 0 | 0 | 0 | 0 | 0
F1_Commercial_Health_Existing_Space Heating_Natural Gas_Boiler_E7 | F1 | Commercial | Health | Existing | Space Heating | Natural Gas | Boiler | E7 | RVT - Cost of Equipment | 0 | 0 | 0 | 0 | 0 | 0 | 0 | 0 | 0 | 0 | 0 | 0 | 0 | 0 | 0 | 0 | 0 | 0 | 0 | 0 | 0 | 0 | 0 | 0 | 0 | 0 | 0
F1_Commercial_Health_Existing_Space Heating_Natural Gas_Boiler_E8 | F1 | Commercial | Health | Existing | Space Heating | Natural Gas | Boiler | E8 | RVT - Cost of Equipment | 0 | 0 | 0 | 0 | 0 | 0 | 0 | 0 | 0 | 0 | 0 | 0 | 0 | 0 | 0 | 0 | 0 | 0 | 0 | 0 | 0 | 0 | 0 | 0 | 0 | 0 | 0
F1_Commercial_Health_Existing_Space Heating_Natural Gas_Boiler_E9 | F1 | Commercial | Health | Existing | Space Heating | Natural Gas | Boiler | E9 | RVT - Cost of Equipment | 0 | 0 | 0 | 0 | 0 | 0 | 0 | 0 | 0 | 0 | 0 | 0 | 0 | 0 | 0 | 0 | 0 | 0 | 0 | 0 | 0 | 0 | 0 | 0 | 0 | 0 | 0
F1_Commercial_Health_Existing_Space Heating_Natural Gas_Boiler_E10 | F1 | Commercial | Health | Existing | Space Heating | Natural Gas | Boiler | E10 | RVT - Cost of Equipment | 0 | 0 | 0 | 0 | 0 | 0 | 0 | 0 | 0 | 0 | 0 | 0 | 0 | 0 | 0 | 0 | 0 | 0 | 0 | 0 | 0 | 0 | 0 | 0 | 0 | 0 | 0
F2_Commercial_Health_Existing_Space Heating_Natural Gas_Boiler_E1 | F2 | Commercial | Health | Existing | Space Heating | Natural Gas | Boiler | E1 | RVT - Cost of Operation | 0 | 0 | 0 | 0 | 0 | 0 | 0 | 0 | 0 | 0 | 0 | 0 | 0 | 0 | 0 | 0 | 0 | 0 | 0 | 0 | 0 | 0 | 0 | 0 | 0 | 0 | 0
F2_Commercial_Health_Existing_Space Heating_Natural Gas_Boiler_E2 | F2 | Commercial | Health | Existing | Space Heating | Natural Gas | Boiler | E2 | RVT - Cost of Operation | 0 | 0 | 0 | 0 | 0 | 0 | 0 | 0 | 0 | 0 | 0 | 0 | 0 | 0 | 0 | 0 | 0 | 0 | 0 | 0 | 0 | 0 | 0 | 0 | 0 | 0 | 0
F2_Commercial_Health_Existing_Space Heating_Natural Gas_Boiler_E3 | F2 | Commercial | Health | Existing | Space Heating | Natural Gas | Boiler | E3 | RVT - Cost of Operation | 0 | 0 | 0 | 0 | 0 | 0 | 0 | 0 | 0 | 0 | 0 | 0 | 0 | 0 | 0 | 0 | 0 | 0 | 0 | 0 | 0 | 0 | 0 | 0 | 0 | 0 | 0
F2_Commercial_Health_Existing_Space Heating_Natural Gas_Boiler_E4 | F2 | Commercial | Health | Existing | Space Heating | Natural Gas | Boiler | E4 | RVT - Cost of Operation | 0 | 0 | 0 | 0 | 0 | 0 | 0 | 0 | 0 | 0 | 0 | 0 | 0 | 0 | 0 | 0 | 0 | 0 | 0 | 0 | 0 | 0 | 0 | 0 | 0 | 0 | 0
F2_Commercial_Health_Existing_Space Heating_Natural Gas_Boiler_E5 | F2 | Commercial | Health | Existing | Space Heating | Natural Gas | Boiler | E5 | RVT - Cost of Operation | 0 | 0 | 0 | 0 | 0 | 0 | 0 | 0 | 0 | 0 | 0 | 0 | 0 | 0 | 0 | 0 | 0 | 0 | 0 | 0 | 0 | 0 | 0 | 0 | 0 | 0 | 0
F2_Commercial_Health_Existing_Space Heating_Natural Gas_Boiler_E6 | F2 | Commercial | Health | Existing | Space Heating | Natural Gas | Boiler | E6 | RVT - Cost of Operation | 0 | 0 | 0 | 0 | 0 | 0 | 0 | 0 | 0 | 0 | 0 | 0 | 0 | 0 | 0 | 0 | 0 | 0 | 0 | 0 | 0 | 0 | 0 | 0 | 0 | 0 | 0
F2_Commercial_Health_Existing_Space Heating_Natural Gas_Boiler_E7 | F2 | Commercial | Health | Existing | Space Heating | Natural Gas | Boiler | E7 | RVT - Cost of Operation | 0 | 0 | 0 | 0 | 0 | 0 | 0 | 0 | 0 | 0 | 0 | 0 | 0 | 0 | 0 | 0 | 0 | 0 | 0 | 0 | 0 | 0 | 0 | 0 | 0 | 0 | 0
F2_Commercial_Health_Existing_Space Heating_Natural Gas_Boiler_E8 | F2 | Commercial | Health | Existing | Space Heating | Natural Gas | Boiler | E8 | RVT - Cost of Operation | 0 | 0 | 0 | 0 | 0 | 0 | 0 | 0 | 0 | 0 | 0 | 0 | 0 | 0 | 0 | 0 | 0 | 0 | 0 | 0 | 0 | 0 | 0 | 0 | 0 | 0 | 0
F2_Commercial_Health_Existing_Space Heating_Natural Gas_Boiler_E9 | F2 | Commercial | Health | Existing | Space Heating | Natural Gas | Boiler | E9 | RVT - Cost of Operation | 0 | 0 | 0 | 0 | 0 | 0 | 0 | 0 | 0 | 0 | 0 | 0 | 0 | 0 | 0 | 0 | 0 | 0 | 0 | 0 | 0 | 0 | 0 | 0 | 0 | 0 | 0
F2_Commercial_Health_Existing_Space Heating_Natural Gas_Boiler_E10 | F2 | Commercial | Health | Existing | Space Heating | Natural Gas | Boiler | E10 | RVT - Cost of Operation | 0 | 0 | 0 | 0 | 0 | 0 | 0 | 0 | 0 | 0 | 0 | 0 | 0 | 0 | 0 | 0 | 0 | 0 | 0 | 0 | 0 | 0 | 0 | 0 | 0 | 0 | 0
F3_Commercial_Health_Existing_Space Heating_Natural Gas_Boiler_E1 | F3 | Commercial | Health | Existing | Space Heating | Natural Gas | Boiler | E1 | System - kBTUs of Consumption | 53.6342 | 53.778 | 53.7696 | 53.7696 | 53.7696 | 53.7696 | 53.7696 | 53.7696 | 53.7696 | 53.7696 | 53.7696 | 53.7696 | 53.7696 | 53.7696 | 53.7696 | 53.7696 | 53.7696 | 53.7696 | 53.7696 | 53.7696 | 53.7696 | 53.7696 | 53.7696 | 53.7696 | 53.7696 | 53.7696 | 53.7696
F3_Commercial_Health_Existing_Space Heating_Natural Gas_Boiler_E2 | F3 | Commercial | Health | Existing | Space Heating | Natural Gas | Boiler | E2 | System - kBTUs of Consumption | 50.4793 | 50.6146 | 50.6067 | 50.6067 | 50.6067 | 50.6067 | 50.6067 | 50.6067 | 50.6067 | 50.6067 | 50.6067 | 50.6067 | 50.6067 | 50.6067 | 50.6067 | 50.6067 | 50.6067 | 50.6067 | 50.6067 | 50.6067 | 50.6067 | 50.6067 | 50.6067 | 50.6067 | 50.6067 | 50.6067 | 50.6067
F3_Commercial_Health_Existing_Space Heating_Natural Gas_Boiler_E3 | F3 | Commercial | Health | Existing | Space Heating | Natural Gas | Boiler | E3 | System - kBTUs of Consumption | 44.2344 | 44.353 | 44.3461 | 44.3461 | 44.3461 | 44.3461 | 44.3461 | 44.3461 | 44.3461 | 44.3461 | 44.3461 | 44.3461 | 44.3461 | 44.3461 | 44.3461 | 44.3461 | 44.3461 | 44.3461 | 44.3461 | 44.3461 | 44.3461 | 44.3461 | 44.3461 | 44.3461 | 44.3461 | 44.3461 | 44.3461
F3_Commercial_Health_Existing_Space Heating_Natural Gas_Boiler_E4 | F3 | Commercial | Health | Existing | Space Heating | Natural Gas | Boiler | E4 | System - kBTUs of Consumption | 30.5966 | 30.7335 | 30.7255 | 30.7255 | 30.7255 | 30.7255 | 30.7255 | 30.7255 | 30.7255 | 30.7255 | 30.7255 | 30.7255 | 30.7255 | 30.7255 | 30.7255 | 30.7255 | 30.7255 | 30.7255 | 30.7255 | 30.7255 | 30.7255 | 30.7255 | 30.7255 | 30.7255 | 30.7255 | 30.7255 | 30.7255
F3_Commercial_Health_Existing_Space Heating_Natural Gas_Boiler_E5 | F3 | Commercial | Health | Existing | Space Heating | Natural Gas | Boiler | E5 | System - kBTUs of Consumption | 0 | 0 | 0 | 0 | 0 | 0 | 0 | 0 | 0 | 0 | 0 | 0 | 0 | 0 | 0 | 0 | 0 | 0 | 0 | 0 | 0 | 0 | 0 | 0 | 0 | 0 | 0
F3_Commercial_Health_Existing_Space Heating_Natural Gas_Boiler_E6 | F3 | Commercial | Health | Existing | Space Heating | Natural Gas | Boiler | E6 | System - kBTUs of Consumption | 0 | 0 | 0 | 0 | 0 | 0 | 0 | 0 | 0 | 0 | 0 | 0 | 0 | 0 | 0 | 0 | 0 | 0 | 0 | 0 | 0 | 0 | 0 | 0 | 0 | 0 | 0
F3_Commercial_Health_Existing_Space Heating_Natural Gas_Boiler_E7 | F3 | Commercial | Health | Existing | Space Heating | Natural Gas | Boiler | E7 | System - kBTUs of Consumption | 0 | 0 | 0 | 0 | 0 | 0 | 0 | 0 | 0 | 0 | 0 | 0 | 0 | 0 | 0 | 0 | 0 | 0 | 0 | 0 | 0 | 0 | 0 | 0 | 0 | 0 | 0
F3_Commercial_Health_Existing_Space Heating_Natural Gas_Boiler_E8 | F3 | Commercial | Health | Existing | Space Heating | Natural Gas | Boiler | E8 | System - kBTUs of Consumption | 0 | 0 | 0 | 0 | 0 | 0 | 0 | 0 | 0 | 0 | 0 | 0 | 0 | 0 | 0 | 0 | 0 | 0 | 0 | 0 | 0 | 0 | 0 | 0 | 0 | 0 | 0
F3_Commercial_Health_Existing_Space Heating_Natural Gas_Boiler_E9 | F3 | Commercial | Health | Existing | Space Heating | Natural Gas | Boiler | E9 | System - kBTUs of Consumption | 0 | 0 | 0 | 0 | 0 | 0 | 0 | 0 | 0 | 0 | 0 | 0 | 0 | 0 | 0 | 0 | 0 | 0 | 0 | 0 | 0 | 0 | 0 | 0 | 0 | 0 | 0
F3_Commercial_Health_Existing_Space Heating_Natural Gas_Boiler_E10 | F3 | Commercial | Health | Existing | Space Heating | Natural Gas | Boiler | E10 | System - kBTUs of Consumption | 0 | 0 | 0 | 0 | 0 | 0 | 0 | 0 | 0 | 0 | 0 | 0 | 0 | 0 | 0 | 0 | 0 | 0 | 0 | 0 | 0 | 0 | 0 | 0 | 0 | 0 | 0
F4_Commercial_Health_Existing_Space Heating_Natural Gas_Boiler_E1 | F4 | Commercial | Health | Existing | Space Heating | Natural Gas | Boiler | E1 | Utility - Cost of Equipment | 0.3496 | 0.3496 | 0.3496 | 0.3496 | 0.3496 | 0.3496 | 0.3496 | 0.3496 | 0.3496 | 0.3496 | 0.3496 | 0.3496 | 0.3496 | 0.3496 | 0.3496 | 0.3496 | 0.3496 | 0.3496 | 0.3496 | 0.3496 | 0.3496 | 0.3496 | 0.3496 | 0.3496 | 0.3496 | 0.3496 | 0.3496
F4_Commercial_Health_Existing_Space Heating_Natural Gas_Boiler_E2 | F4 | Commercial | Health | Existing | Space Heating | Natural Gas | Boiler | E2 | Utility - Cost of Equipment | 0.39774 | 0.39774 | 0.39774 | 0.39774 | 0.39774 | 0.39774 | 0.39774 | 0.39774 | 0.39774 | 0.39774 | 0.39774 | 0.39774 | 0.39774 | 0.39774 | 0.39774 | 0.39774 | 0.39774 | 0.39774 | 0.39774 | 0.39774 | 0.39774 | 0.39774 | 0.39774 | 0.39774 | 0.39774 | 0.39774 | 0.39774
F4_Commercial_Health_Existing_Space Heating_Natural Gas_Boiler_E3 | F4 | Commercial | Health | Existing | Space Heating | Natural Gas | Boiler | E3 | Utility - Cost of Equipment | 0.49443 | 0.49443 | 0.49443 | 0.49443 | 0.49443 | 0.49443 | 0.49443 | 0.49443 | 0.49443 | 0.49443 | 0.49443 | 0.49443 | 0.49443 | 0.49443 | 0.49443 | 0.49443 | 0.49443 | 0.49443 | 0.49443 | 0.49443 | 0.49443 | 0.49443 | 0.49443 | 0.49443 | 0.49443 | 0.49443 | 0.49443
F4_Commercial_Health_Existing_Space Heating_Natural Gas_Boiler_E4 | F4 | Commercial | Health | Existing | Space Heating | Natural Gas | Boiler | E4 | Utility - Cost of Equipment | 1.844 | 1.844 | 1.844 | 1.844 | 1.844 | 1.844 | 1.844 | 1.844 | 1.844 | 1.844 | 1.844 | 1.844 | 1.844 | 1.844 | 1.844 | 1.844 | 1.844 | 1.844 | 1.844 | 1.844 | 1.844 | 1.844 | 1.844 | 1.844 | 1.844 | 1.844 | 1.844
F4_Commercial_Health_Existing_Space Heating_Natural Gas_Boiler_E5 | F4 | Commercial | Health | Existing | Space Heating | Natural Gas | Boiler | E5 | Utility - Cost of Equipment | 0 | 0 | 0 | 0 | 0 | 0 | 0 | 0 | 0 | 0 | 0 | 0 | 0 | 0 | 0 | 0 | 0 | 0 | 0 | 0 | 0 | 0 | 0 | 0 | 0 | 0 | 0
F4_Commercial_Health_Existing_Space Heating_Natural Gas_Boiler_E6 | F4 | Commercial | Health | Existing | Space Heating | Natural Gas | Boiler | E6 | Utility - Cost of Equipment | 0 | 0 | 0 | 0 | 0 | 0 | 0 | 0 | 0 | 0 | 0 | 0 | 0 | 0 | 0 | 0 | 0 | 0 | 0 | 0 | 0 | 0 | 0 | 0 | 0 | 0 | 0
F4_Commercial_Health_Existing_Space Heating_Natural Gas_Boiler_E7 | F4 | Commercial | Health | Existing | Space Heating | Natural Gas | Boiler | E7 | Utility - Cost of Equipment | 0 | 0 | 0 | 0 | 0 | 0 | 0 | 0 | 0 | 0 | 0 | 0 | 0 | 0 | 0 | 0 | 0 | 0 | 0 | 0 | 0 | 0 | 0 | 0 | 0 | 0 | 0
F4_Commercial_Health_Existing_Space Heating_Natural Gas_Boiler_E8 | F4 | Commercial | Health | Existing | Space Heating | Natural Gas | Boiler | E8 | Utility - Cost of Equipment | 0 | 0 | 0 | 0 | 0 | 0 | 0 | 0 | 0 | 0 | 0 | 0 | 0 | 0 | 0 | 0 | 0 | 0 | 0 | 0 | 0 | 0 | 0 | 0 | 0 | 0 | 0
F4_Commercial_Health_Existing_Space Heating_Natural Gas_Boiler_E9 | F4 | Commercial | Health | Existing | Space Heating | Natural Gas | Boiler | E9 | Utility - Cost of Equipment | 0 | 0 | 0 | 0 | 0 | 0 | 0 | 0 | 0 | 0 | 0 | 0 | 0 | 0 | 0 | 0 | 0 | 0 | 0 | 0 | 0 | 0 | 0 | 0 | 0 | 0 | 0
F4_Commercial_Health_Existing_Space Heating_Natural Gas_Boiler_E10 | F4 | Commercial | Health | Existing | Space Heating | Natural Gas | Boiler | E10 | Utility - Cost of Equipment | 0 | 0 | 0 | 0 | 0 | 0 | 0 | 0 | 0 | 0 | 0 | 0 | 0 | 0 | 0 | 0 | 0 | 0 | 0 | 0 | 0 | 0 | 0 | 0 | 0 | 0 | 0
F5_Commercial_Health_Existing_Space Heating_Natural Gas_Boiler_E1 | F5 | Commercial | Health | Existing | Space Heating | Natural Gas | Boiler | E1 | Utility - Cost of Operation | 0.78137 | 0.77602 | 0.76441 | 0.75184 | 0.74754 | 0.74625 | 0.7473 | 0.74918 | 0.7508 | 0.75164 | 0.75168 | 0.75083 | 0.74884 | 0.74513 | 0.73973 | 0.73295 | 0.72417 | 0.71378 | 0.7014 | 0.68659 | 0.66894 | 0.64887 | 0.63232 | 0.62197 | 0.61814 | 0.62117 | 0.62422
F5_Commercial_Health_Existing_Space Heating_Natural Gas_Boiler_E2 | F5 | Commercial | Health | Existing | Space Heating | Natural Gas | Boiler | E2 | Utility - Cost of Operation | 0.7354 | 0.73037 | 0.71945 | 0.70761 | 0.70357 | 0.70236 | 0.70334 | 0.70511 | 0.70663 | 0.70743 | 0.70747 | 0.70667 | 0.70479 | 0.7013 | 0.69622 | 0.68983 | 0.68157 | 0.6718 | 0.66014 | 0.6462 | 0.62959 | 0.6107 | 0.59512 | 0.58538 | 0.58178 | 0.58463 | 0.5875
F5_Commercial_Health_Existing_Space Heating_Natural Gas_Boiler_E3 | F5 | Commercial | Health | Existing | Space Heating | Natural Gas | Boiler | E3 | Utility - Cost of Operation | 0.64443 | 0.64002 | 0.63044 | 0.62007 | 0.61653 | 0.61547 | 0.61633 | 0.61788 | 0.61921 | 0.61991 | 0.61995 | 0.61924 | 0.6176 | 0.61454 | 0.61009 | 0.60449 | 0.59725 | 0.58869 | 0.57847 | 0.56626 | 0.5517 | 0.53515 | 0.5215 | 0.51297 | 0.50981 | 0.51231 | 0.51482
F5_Commercial_Health_Existing_Space Heating_Natural Gas_Boiler_E4 | F5 | Commercial | Health | Existing | Space Heating | Natural Gas | Boiler | E4 | Utility - Cost of Operation | 0.44086 | 0.43847 | 0.43226 | 0.42596 | 0.42609 | 0.4285 | 0.43254 | 0.43702 | 0.44106 | 0.44421 | 0.44633 | 0.44721 | 0.44655 | 0.44401 | 0.43979 | 0.43432 | 0.42738 | 0.41926 | 0.40967 | 0.3983 | 0.38486 | 0.36963 | 0.35698 | 0.34887 | 0.34554 | 0.34724 | 0.34894
F5_Commercial_Health_Existing_Space Heating_Natural Gas_Boiler_E5 | F5 | Commercial | Health | Existing | Space Heating | Natural Gas | Boiler | E5 | Utility - Cost of Operation | 0 | 0 | 0 | 0 | 0 | 0 | 0 | 0 | 0 | 0 | 0 | 0 | 0 | 0 | 0 | 0 | 0 | 0 | 0 | 0 | 0 | 0 | 0 | 0 | 0 | 0 | 0
F5_Commercial_Health_Existing_Space Heating_Natural Gas_Boiler_E6 | F5 | Commercial | Health | Existing | Space Heating | Natural Gas | Boiler | E6 | Utility - Cost of Operation | 0 | 0 | 0 | 0 | 0 | 0 | 0 | 0 | 0 | 0 | 0 | 0 | 0 | 0 | 0 | 0 | 0 | 0 | 0 | 0 | 0 | 0 | 0 | 0 | 0 | 0 | 0
F5_Commercial_Health_Existing_Space Heating_Natural Gas_Boiler_E7 | F5 | Commercial | Health | Existing | Space Heating | Natural Gas | Boiler | E7 | Utility - Cost of Operation | 0 | 0 | 0 | 0 | 0 | 0 | 0 | 0 | 0 | 0 | 0 | 0 | 0 | 0 | 0 | 0 | 0 | 0 | 0 | 0 | 0 | 0 | 0 | 0 | 0 | 0 | 0
F5_Commercial_Health_Existing_Space Heating_Natural Gas_Boiler_E8 | F5 | Commercial | Health | Existing | Space Heating | Natural Gas | Boiler | E8 | Utility - Cost of Operation | 0 | 0 | 0 | 0 | 0 | 0 | 0 | 0 | 0 | 0 | 0 | 0 | 0 | 0 | 0 | 0 | 0 | 0 | 0 | 0 | 0 | 0 | 0 | 0 | 0 | 0 | 0
F5_Commercial_Health_Existing_Space Heating_Natural Gas_Boiler_E9 | F5 | Commercial | Health | Existing | Space Heating | Natural Gas | Boiler | E9 | Utility - Cost of Operation | 0 | 0 | 0 | 0 | 0 | 0 | 0 | 0 | 0 | 0 | 0 | 0 | 0 | 0 | 0 | 0 | 0 | 0 | 0 | 0 | 0 | 0 | 0 | 0 | 0 | 0 | 0
F5_Commercial_Health_Existing_Space Heating_Natural Gas_Boiler_E10 | F5 | Commercial | Health | Existing | Space Heating | Natural Gas | Boiler | E10 | Utility - Cost of Operation | 0 | 0 | 0 | 0 | 0 | 0 | 0 | 0 | 0 | 0 | 0 | 0 | 0 | 0 | 0 | 0 | 0 | 0 | 0 | 0 | 0 | 0 | 0 | 0 | 0 | 0 | 0
F6_Commercial_Health_Existing_Space Heating_Natural Gas_Boiler_E1 | F6 | Commercial | Health | Existing | Space Heating | Natural Gas | Boiler | E1 | Utility - Value of Sales | 0 | 0 | 0 | 0 | 0 | 0 | 0 | 0 | 0 | 0 | 0 | 0 | 0 | 0 | 0 | 0 | 0 | 0 | 0 | 0 | 0 | 0 | 0 | 0 | 0 | 0 | 0
F6_Commercial_Health_Existing_Space Heating_Natural Gas_Boiler_E2 | F6 | Commercial | Health | Existing | Space Heating | Natural Gas | Boiler | E2 | Utility - Value of Sales | 0 | 0 | 0 | 0 | 0 | 0 | 0 | 0 | 0 | 0 | 0 | 0 | 0 | 0 | 0 | 0 | 0 | 0 | 0 | 0 | 0 | 0 | 0 | 0 | 0 | 0 | 0
F6_Commercial_Health_Existing_Space Heating_Natural Gas_Boiler_E3 | F6 | Commercial | Health | Existing | Space Heating | Natural Gas | Boiler | E3 | Utility - Value of Sales | 0 | 0 | 0 | 0 | 0 | 0 | 0 | 0 | 0 | 0 | 0 | 0 | 0 | 0 | 0 | 0 | 0 | 0 | 0 | 0 | 0 | 0 | 0 | 0 | 0 | 0 | 0
F6_Commercial_Health_Existing_Space Heating_Natural Gas_Boiler_E4 | F6 | Commercial | Health | Existing | Space Heating | Natural Gas | Boiler | E4 | Utility - Value of Sales | 0 | 0 | 0 | 0 | 0 | 0 | 0 | 0 | 0 | 0 | 0 | 0 | 0 | 0 | 0 | 0 | 0 | 0 | 0 | 0 | 0 | 0 | 0 | 0 | 0 | 0 | 0
F6_Commercial_Health_Existing_Space Heating_Natural Gas_Boiler_E5 | F6 | Commercial | Health | Existing | Space Heating | Natural Gas | Boiler | E5 | Utility - Value of Sales | 0 | 0 | 0 | 0 | 0 | 0 | 0 | 0 | 0 | 0 | 0 | 0 | 0 | 0 | 0 | 0 | 0 | 0 | 0 | 0 | 0 | 0 | 0 | 0 | 0 | 0 | 0
F6_Commercial_Health_Existing_Space Heating_Natural Gas_Boiler_E6 | F6 | Commercial | Health | Existing | Space Heating | Natural Gas | Boiler | E6 | Utility - Value of Sales | 0 | 0 | 0 | 0 | 0 | 0 | 0 | 0 | 0 | 0 | 0 | 0 | 0 | 0 | 0 | 0 | 0 | 0 | 0 | 0 | 0 | 0 | 0 | 0 | 0 | 0 | 0
F6_Commercial_Health_Existing_Space Heating_Natural Gas_Boiler_E7 | F6 | Commercial | Health | Existing | Space Heating | Natural Gas | Boiler | E7 | Utility - Value of Sales | 0 | 0 | 0 | 0 | 0 | 0 | 0 | 0 | 0 | 0 | 0 | 0 | 0 | 0 | 0 | 0 | 0 | 0 | 0 | 0 | 0 | 0 | 0 | 0 | 0 | 0 | 0
F6_Commercial_Health_Existing_Space Heating_Natural Gas_Boiler_E8 | F6 | Commercial | Health | Existing | Space Heating | Natural Gas | Boiler | E8 | Utility - Value of Sales | 0 | 0 | 0 | 0 | 0 | 0 | 0 | 0 | 0 | 0 | 0 | 0 | 0 | 0 | 0 | 0 | 0 | 0 | 0 | 0 | 0 | 0 | 0 | 0 | 0 | 0 | 0
F6_Commercial_Health_Existing_Space Heating_Natural Gas_Boiler_E9 | F6 | Commercial | Health | Existing | Space Heating | Natural Gas | Boiler | E9 | Utility - Value of Sales | 0 | 0 | 0 | 0 | 0 | 0 | 0 | 0 | 0 | 0 | 0 | 0 | 0 | 0 | 0 | 0 | 0 | 0 | 0 | 0 | 0 | 0 | 0 | 0 | 0 | 0 | 0
F6_Commercial_Health_Existing_Space Heating_Natural Gas_Boiler_E10 | F6 | Commercial | Health | Existing | Space Heating | Natural Gas | Boiler | E10 | Utility - Value of Sales | 0 | 0 | 0 | 0 | 0 | 0 | 0 | 0 | 0 | 0 | 0 | 0 | 0 | 0 | 0 | 0 | 0 | 0 | 0 | 0 | 0 | 0 | 0 | 0 | 0 | 0 | 0
F1_Commercial_Health_Existing_Space Heating_Natural Gas_Unit Heater_E1 | F1 | Commercial | Health | Existing | Space Heating | Natural Gas | Unit Heater | E1 | RVT - Cost of Equipment | 0.0052119 | 0.0052119 | 0.0052119 | 0.0052119 | 0.0052119 | 0.0052119 | 0.0052119 | 0.0052119 | 0.0052119 | 0.0052119 | 0.0052119 | 0.0052119 | 0.0052119 | 0.0052119 | 0.0052119 | 0.0052119 | 0.0052119 | 0.0052119 | 0.0052119 | 0.0052119 | 0.0052119 | 0.0052119 | 0.0052119 | 0.0052119 | 0.0052119 | 0.0052119 | 0.0052119
F1_Commercial_Health_Existing_Space Heating_Natural Gas_Unit Heater_E2 | F1 | Commercial | Health | Existing | Space Heating | Natural Gas | Unit Heater | E2 | RVT - Cost of Equipment | 0.0062146 | 0.0062146 | 0.0062146 | 0.0062146 | 0.0062146 | 0.0062146 | 0.0062146 | 0.0062146 | 0.0062146 | 0.0062146 | 0.0062146 | 0.0062146 | 0.0062146 | 0.0062146 | 0.0062146 | 0.0062146 | 0.0062146 | 0.0062146 | 0.0062146 | 0.0062146 | 0.0062146 | 0.0062146 | 0.0062146 | 0.0062146 | 0.0062146 | 0.0062146 | 0.0062146
F1_Commercial_Health_Existing_Space Heating_Natural Gas_Unit Heater_E3 | F1 | Commercial | Health | Existing | Space Heating | Natural Gas | Unit Heater | E3 | RVT - Cost of Equipment | 0.0068128 | 0.0068128 | 0.0068128 | 0.0068128 | 0.0068128 | 0.0068128 | 0.0068128 | 0.0068128 | 0.0068128 | 0.0068128 | 0.0068128 | 0.0068128 | 0.0068128 | 0.0068128 | 0.0068128 | 0.0068128 | 0.0068128 | 0.0068128 | 0.0068128 | 0.0068128 | 0.0068128 | 0.0068128 | 0.0068128 | 0.0068128 | 0.0068128 | 0.0068128 | 0.0068128
F1_Commercial_Health_Existing_Space Heating_Natural Gas_Unit Heater_E4 | F1 | Commercial | Health | Existing | Space Heating | Natural Gas | Unit Heater | E4 | RVT - Cost of Equipment | 0 | 0 | 0 | 0 | 0 | 0 | 0 | 0 | 0 | 0 | 0 | 0 | 0 | 0 | 0 | 0 | 0 | 0 | 0 | 0 | 0 | 0 | 0 | 0 | 0 | 0 | 0
F1_Commercial_Health_Existing_Space Heating_Natural Gas_Unit Heater_E5 | F1 | Commercial | Health | Existing | Space Heating | Natural Gas | Unit Heater | E5 | RVT - Cost of Equipment | 0 | 0 | 0 | 0 | 0 | 0 | 0 | 0 | 0 | 0 | 0 | 0 | 0 | 0 | 0 | 0 | 0 | 0 | 0 | 0 | 0 | 0 | 0 | 0 | 0 | 0 | 0
F1_Commercial_Health_Existing_Space Heating_Natural Gas_Unit Heater_E6 | F1 | Commercial | Health | Existing | Space Heating | Natural Gas | Unit Heater | E6 | RVT - Cost of Equipment | 0 | 0 | 0 | 0 | 0 | 0 | 0 | 0 | 0 | 0 | 0 | 0 | 0 | 0 | 0 | 0 | 0 | 0 | 0 | 0 | 0 | 0 | 0 | 0 | 0 | 0 | 0
F1_Commercial_Health_Existing_Space Heating_Natural Gas_Unit Heater_E7 | F1 | Commercial | Health | Existing | Space Heating | Natural Gas | Unit Heater | E7 | RVT - Cost of Equipment | 0 | 0 | 0 | 0 | 0 | 0 | 0 | 0 | 0 | 0 | 0 | 0 | 0 | 0 | 0 | 0 | 0 | 0 | 0 | 0 | 0 | 0 | 0 | 0 | 0 | 0 | 0
F1_Commercial_Health_Existing_Space Heating_Natural Gas_Unit Heater_E8 | F1 | Commercial | Health | Existing | Space Heating | Natural Gas | Unit Heater | E8 | RVT - Cost of Equipment | 0 | 0 | 0 | 0 | 0 | 0 | 0 | 0 | 0 | 0 | 0 | 0 | 0 | 0 | 0 | 0 | 0 | 0 | 0 | 0 | 0 | 0 | 0 | 0 | 0 | 0 | 0
F1_Commercial_Health_Existing_Space Heating_Natural Gas_Unit Heater_E9 | F1 | Commercial | Health | Existing | Space Heating | Natural Gas | Unit Heater | E9 | RVT - Cost of Equipment | 0 | 0 | 0 | 0 | 0 | 0 | 0 | 0 | 0 | 0 | 0 | 0 | 0 | 0 | 0 | 0 | 0 | 0 | 0 | 0 | 0 | 0 | 0 | 0 | 0 | 0 | 0
F1_Commercial_Health_Existing_Space Heating_Natural Gas_Unit Heater_E10 | F1 | Commercial | Health | Existing | Space Heating | Natural Gas | Unit Heater | E10 | RVT - Cost of Equipment | 0 | 0 | 0 | 0 | 0 | 0 | 0 | 0 | 0 | 0 | 0 | 0 | 0 | 0 | 0 | 0 | 0 | 0 | 0 | 0 | 0 | 0 | 0 | 0 | 0 | 0 | 0
F2_Commercial_Health_Existing_Space Heating_Natural Gas_Unit Heater_E1 | F2 | Commercial | Health | Existing | Space Heating | Natural Gas | Unit Heater | E1 | RVT - Cost of Operation | 0 | 0 | 0 | 0 | 0 | 0 | 0 | 0 | 0 | 0 | 0 | 0 | 0 | 0 | 0 | 0 | 0 | 0 | 0 | 0 | 0 | 0 | 0 | 0 | 0 | 0 | 0
F2_Commercial_Health_Existing_Space Heating_Natural Gas_Unit Heater_E2 | F2 | Commercial | Health | Existing | Space Heating | Natural Gas | Unit Heater | E2 | RVT - Cost of Operation | 0 | 0 | 0 | 0 | 0 | 0 | 0 | 0 | 0 | 0 | 0 | 0 | 0 | 0 | 0 | 0 | 0 | 0 | 0 | 0 | 0 | 0 | 0 | 0 | 0 | 0 | 0
F2_Commercial_Health_Existing_Space Heating_Natural Gas_Unit Heater_E3 | F2 | Commercial | Health | Existing | Space Heating | Natural Gas | Unit Heater | E3 | RVT - Cost of Operation | 0 | 0 | 0 | 0 | 0 | 0 | 0 | 0 | 0 | 0 | 0 | 0 | 0 | 0 | 0 | 0 | 0 | 0 | 0 | 0 | 0 | 0 | 0 | 0 | 0 | 0 | 0
F2_Commercial_Health_Existing_Space Heating_Natural Gas_Unit Heater_E4 | F2 | Commercial | Health | Existing | Space Heating | Natural Gas | Unit Heater | E4 | RVT - Cost of Operation | 0 | 0 | 0 | 0 | 0 | 0 | 0 | 0 | 0 | 0 | 0 | 0 | 0 | 0 | 0 | 0 | 0 | 0 | 0 | 0 | 0 | 0 | 0 | 0 | 0 | 0 | 0
F2_Commercial_Health_Existing_Space Heating_Natural Gas_Unit Heater_E5 | F2 | Commercial | Health | Existing | Space Heating | Natural Gas | Unit Heater | E5 | RVT - Cost of Operation | 0 | 0 | 0 | 0 | 0 | 0 | 0 | 0 | 0 | 0 | 0 | 0 | 0 | 0 | 0 | 0 | 0 | 0 | 0 | 0 | 0 | 0 | 0 | 0 | 0 | 0 | 0
F2_Commercial_Health_Existing_Space Heating_Natural Gas_Unit Heater_E6 | F2 | Commercial | Health | Existing | Space Heating | Natural Gas | Unit Heater | E6 | RVT - Cost of Operation | 0 | 0 | 0 | 0 | 0 | 0 | 0 | 0 | 0 | 0 | 0 | 0 | 0 | 0 | 0 | 0 | 0 | 0 | 0 | 0 | 0 | 0 | 0 | 0 | 0 | 0 | 0
F2_Commercial_Health_Existing_Space Heating_Natural Gas_Unit Heater_E7 | F2 | Commercial | Health | Existing | Space Heating | Natural Gas | Unit Heater | E7 | RVT - Cost of Operation | 0 | 0 | 0 | 0 | 0 | 0 | 0 | 0 | 0 | 0 | 0 | 0 | 0 | 0 | 0 | 0 | 0 | 0 | 0 | 0 | 0 | 0 | 0 | 0 | 0 | 0 | 0
F2_Commercial_Health_Existing_Space Heating_Natural Gas_Unit Heater_E8 | F2 | Commercial | Health | Existing | Space Heating | Natural Gas | Unit Heater | E8 | RVT - Cost of Operation | 0 | 0 | 0 | 0 | 0 | 0 | 0 | 0 | 0 | 0 | 0 | 0 | 0 | 0 | 0 | 0 | 0 | 0 | 0 | 0 | 0 | 0 | 0 | 0 | 0 | 0 | 0
F2_Commercial_Health_Existing_Space Heating_Natural Gas_Unit Heater_E9 | F2 | Commercial | Health | Existing | Space Heating | Natural Gas | Unit Heater | E9 | RVT - Cost of Operation | 0 | 0 | 0 | 0 | 0 | 0 | 0 | 0 | 0 | 0 | 0 | 0 | 0 | 0 | 0 | 0 | 0 | 0 | 0 | 0 | 0 | 0 | 0 | 0 | 0 | 0 | 0
F2_Commercial_Health_Existing_Space Heating_Natural Gas_Unit Heater_E10 | F2 | Commercial | Health | Existing | Space Heating | Natural Gas | Unit Heater | E10 | RVT - Cost of Operation | 0 | 0 | 0 | 0 | 0 | 0 | 0 | 0 | 0 | 0 | 0 | 0 | 0 | 0 | 0 | 0 | 0 | 0 | 0 | 0 | 0 | 0 | 0 | 0 | 0 | 0 | 0
F3_Commercial_Health_Existing_Space Heating_Natural Gas_Unit Heater_E1 | F3 | Commercial | Health | Existing | Space Heating | Natural Gas | Unit Heater | E1 | System - kBTUs of Consumption | 11.2456 | 11.2833 | 11.2811 | 11.2811 | 11.2811 | 11.2811 | 11.2811 | 11.2811 | 11.2811 | 11.2811 | 11.2811 | 11.2811 | 11.2811 | 11.2811 | 11.2811 | 11.2811 | 11.2811 | 11.2811 | 11.2811 | 11.2811 | 11.2811 | 11.2811 | 11.2811 | 11.2811 | 11.2811 | 11.2811 | 11.2811
F3_Commercial_Health_Existing_Space Heating_Natural Gas_Unit Heater_E2 | F3 | Commercial | Health | Existing | Space Heating | Natural Gas | Unit Heater | E2 | System - kBTUs of Consumption | 10.0021 | 10.0356 | 10.0336 | 10.0336 | 10.0336 | 10.0336 | 10.0336 | 10.0336 | 10.0336 | 10.0336 | 10.0336 | 10.0336 | 10.0336 | 10.0336 | 10.0336 | 10.0336 | 10.0336 | 10.0336 | 10.0336 | 10.0336 | 10.0336 | 10.0336 | 10.0336 | 10.0336 | 10.0336 | 10.0336 | 10.0336
F3_Commercial_Health_Existing_Space Heating_Natural Gas_Unit Heater_E3 | F3 | Commercial | Health | Existing | Space Heating | Natural Gas | Unit Heater | E3 | System - kBTUs of Consumption | 9.9375 | 9.982 | 9.9794 | 9.9794 | 9.9794 | 9.9794 | 9.9794 | 9.9794 | 9.9794 | 9.9794 | 9.9794 | 9.9794 | 9.9794 | 9.9794 | 9.9794 | 9.9794 | 9.9794 | 9.9794 | 9.9794 | 9.9794 | 9.9794 | 9.9794 | 9.9794 | 9.9794 | 9.9794 | 9.9794 | 9.9794
F3_Commercial_Health_Existing_Space Heating_Natural Gas_Unit Heater_E4 | F3 | Commercial | Health | Existing | Space Heating | Natural Gas | Unit Heater | E4 | System - kBTUs of Consumption | 0 | 0 | 0 | 0 | 0 | 0 | 0 | 0 | 0 | 0 | 0 | 0 | 0 | 0 | 0 | 0 | 0 | 0 | 0 | 0 | 0 | 0 | 0 | 0 | 0 | 0 | 0
F3_Commercial_Health_Existing_Space Heating_Natural Gas_Unit Heater_E5 | F3 | Commercial | Health | Existing | Space Heating | Natural Gas | Unit Heater | E5 | System - kBTUs of Consumption | 0 | 0 | 0 | 0 | 0 | 0 | 0 | 0 | 0 | 0 | 0 | 0 | 0 | 0 | 0 | 0 | 0 | 0 | 0 | 0 | 0 | 0 | 0 | 0 | 0 | 0 | 0
F3_Commercial_Health_Existing_Space Heating_Natural Gas_Unit Heater_E6 | F3 | Commercial | Health | Existing | Space Heating | Natural Gas | Unit Heater | E6 | System - kBTUs of Consumption | 0 | 0 | 0 | 0 | 0 | 0 | 0 | 0 | 0 | 0 | 0 | 0 | 0 | 0 | 0 | 0 | 0 | 0 | 0 | 0 | 0 | 0 | 0 | 0 | 0 | 0 | 0
F3_Commercial_Health_Existing_Space Heating_Natural Gas_Unit Heater_E7 | F3 | Commercial | Health | Existing | Space Heating | Natural Gas | Unit Heater | E7 | System - kBTUs of Consumption | 0 | 0 | 0 | 0 | 0 | 0 | 0 | 0 | 0 | 0 | 0 | 0 | 0 | 0 | 0 | 0 | 0 | 0 | 0 | 0 | 0 | 0 | 0 | 0 | 0 | 0 | 0
F3_Commercial_Health_Existing_Space Heating_Natural Gas_Unit Heater_E8 | F3 | Commercial | Health | Existing | Space Heating | Natural Gas | Unit Heater | E8 | System - kBTUs of Consumption | 0 | 0 | 0 | 0 | 0 | 0 | 0 | 0 | 0 | 0 | 0 | 0 | 0 | 0 | 0 | 0 | 0 | 0 | 0 | 0 | 0 | 0 | 0 | 0 | 0 | 0 | 0
F3_Commercial_Health_Existing_Space Heating_Natural Gas_Unit Heater_E9 | F3 | Commercial | Health | Existing | Space Heating | Natural Gas | Unit Heater | E9 | System - kBTUs of Consumption | 0 | 0 | 0 | 0 | 0 | 0 | 0 | 0 | 0 | 0 | 0 | 0 | 0 | 0 | 0 | 0 | 0 | 0 | 0 | 0 | 0 | 0 | 0 | 0 | 0 | 0 | 0
F3_Commercial_Health_Existing_Space Heating_Natural Gas_Unit Heater_E10 | F3 | Commercial | Health | Existing | Space Heating | Natural Gas | Unit Heater | E10 | System - kBTUs of Consumption | 0 | 0 | 0 | 0 | 0 | 0 | 0 | 0 | 0 | 0 | 0 | 0 | 0 | 0 | 0 | 0 | 0 | 0 | 0 | 0 | 0 | 0 | 0 | 0 | 0 | 0 | 0
F4_Commercial_Health_Existing_Space Heating_Natural Gas_Unit Heater_E1 | F4 | Commercial | Health | Existing | Space Heating | Natural Gas | Unit Heater | E1 | Utility - Cost of Equipment | 0.0052119 | 0.0052119 | 0.0052119 | 0.0052119 | 0.0052119 | 0.0052119 | 0.0052119 | 0.0052119 | 0.0052119 | 0.0052119 | 0.0052119 | 0.0052119 | 0.0052119 | 0.0052119 | 0.0052119 | 0.0052119 | 0.0052119 | 0.0052119 | 0.0052119 | 0.0052119 | 0.0052119 | 0.0052119 | 0.0052119 | 0.0052119 | 0.0052119 | 0.0052119 | 0.0052119
F4_Commercial_Health_Existing_Space Heating_Natural Gas_Unit Heater_E2 | F4 | Commercial | Health | Existing | Space Heating | Natural Gas | Unit Heater | E2 | Utility - Cost of Equipment | 0.0062146 | 0.0062146 | 0.0062146 | 0.0062146 | 0.0062146 | 0.0062146 | 0.0062146 | 0.0062146 | 0.0062146 | 0.0062146 | 0.0062146 | 0.0062146 | 0.0062146 | 0.0062146 | 0.0062146 | 0.0062146 | 0.0062146 | 0.0062146 | 0.0062146 | 0.0062146 | 0.0062146 | 0.0062146 | 0.0062146 | 0.0062146 | 0.0062146 | 0.0062146 | 0.0062146
F4_Commercial_Health_Existing_Space Heating_Natural Gas_Unit Heater_E3 | F4 | Commercial | Health | Existing | Space Heating | Natural Gas | Unit Heater | E3 | Utility - Cost of Equipment | 0.0068128 | 0.0068128 | 0.0068128 | 0.0068128 | 0.0068128 | 0.0068128 | 0.0068128 | 0.0068128 | 0.0068128 | 0.0068128 | 0.0068128 | 0.0068128 | 0.0068128 | 0.0068128 | 0.0068128 | 0.0068128 | 0.0068128 | 0.0068128 | 0.0068128 | 0.0068128 | 0.0068128 | 0.0068128 | 0.0068128 | 0.0068128 | 0.0068128 | 0.0068128 | 0.0068128
F4_Commercial_Health_Existing_Space Heating_Natural Gas_Unit Heater_E4 | F4 | Commercial | Health | Existing | Space Heating | Natural Gas | Unit Heater | E4 | Utility - Cost of Equipment | 0 | 0 | 0 | 0 | 0 | 0 | 0 | 0 | 0 | 0 | 0 | 0 | 0 | 0 | 0 | 0 | 0 | 0 | 0 | 0 | 0 | 0 | 0 | 0 | 0 | 0 | 0
F4_Commercial_Health_Existing_Space Heating_Natural Gas_Unit Heater_E5 | F4 | Commercial | Health | Existing | Space Heating | Natural Gas | Unit Heater | E5 | Utility - Cost of Equipment | 0 | 0 | 0 | 0 | 0 | 0 | 0 | 0 | 0 | 0 | 0 | 0 | 0 | 0 | 0 | 0 | 0 | 0 | 0 | 0 | 0 | 0 | 0 | 0 | 0 | 0 | 0
F4_Commercial_Health_Existing_Space Heating_Natural Gas_Unit Heater_E6 | F4 | Commercial | Health | Existing | Space Heating | Natural Gas | Unit Heater | E6 | Utility - Cost of Equipment | 0 | 0 | 0 | 0 | 0 | 0 | 0 | 0 | 0 | 0 | 0 | 0 | 0 | 0 | 0 | 0 | 0 | 0 | 0 | 0 | 0 | 0 | 0 | 0 | 0 | 0 | 0
F4_Commercial_Health_Existing_Space Heating_Natural Gas_Unit Heater_E7 | F4 | Commercial | Health | Existing | Space Heating | Natural Gas | Unit Heater | E7 | Utility - Cost of Equipment | 0 | 0 | 0 | 0 | 0 | 0 | 0 | 0 | 0 | 0 | 0 | 0 | 0 | 0 | 0 | 0 | 0 | 0 | 0 | 0 | 0 | 0 | 0 | 0 | 0 | 0 | 0
F4_Commercial_Health_Existing_Space Heating_Natural Gas_Unit Heater_E8 | F4 | Commercial | Health | Existing | Space Heating | Natural Gas | Unit Heater | E8 | Utility - Cost of Equipment | 0 | 0 | 0 | 0 | 0 | 0 | 0 | 0 | 0 | 0 | 0 | 0 | 0 | 0 | 0 | 0 | 0 | 0 | 0 | 0 | 0 | 0 | 0 | 0 | 0 | 0 | 0
F4_Commercial_Health_Existing_Space Heating_Natural Gas_Unit Heater_E9 | F4 | Commercial | Health | Existing | Space Heating | Natural Gas | Unit Heater | E9 | Utility - Cost of Equipment | 0 | 0 | 0 | 0 | 0 | 0 | 0 | 0 | 0 | 0 | 0 | 0 | 0 | 0 | 0 | 0 | 0 | 0 | 0 | 0 | 0 | 0 | 0 | 0 | 0 | 0 | 0
F4_Commercial_Health_Existing_Space Heating_Natural Gas_Unit Heater_E10 | F4 | Commercial | Health | Existing | Space Heating | Natural Gas | Unit Heater | E10 | Utility - Cost of Equipment | 0 | 0 | 0 | 0 | 0 | 0 | 0 | 0 | 0 | 0 | 0 | 0 | 0 | 0 | 0 | 0 | 0 | 0 | 0 | 0 | 0 | 0 | 0 | 0 | 0 | 0 | 0
F5_Commercial_Health_Existing_Space Heating_Natural Gas_Unit Heater_E1 | F5 | Commercial | Health | Existing | Space Heating | Natural Gas | Unit Heater | E1 | Utility - Cost of Operation | 0.16384 | 0.16306 | 0.16091 | 0.15859 | 0.15818 | 0.1584 | 0.15903 | 0.15969 | 0.16015 | 0.16034 | 0.16028 | 0.16002 | 0.15949 | 0.15857 | 0.15725 | 0.15562 | 0.15352 | 0.15106 | 0.14813 | 0.14464 | 0.14049 | 0.13579 | 0.13189 | 0.12943 | 0.12848 | 0.12911 | 0.12974
F5_Commercial_Health_Existing_Space Heating_Natural Gas_Unit Heater_E2 | F5 | Commercial | Health | Existing | Space Heating | Natural Gas | Unit Heater | E2 | Utility - Cost of Operation | 0.14572 | 0.14503 | 0.14312 | 0.14106 | 0.14069 | 0.14088 | 0.14144 | 0.14203 | 0.14244 | 0.14261 | 0.14256 | 0.14232 | 0.14185 | 0.14103 | 0.13986 | 0.13841 | 0.13655 | 0.13435 | 0.13175 | 0.12864 | 0.12496 | 0.12077 | 0.11731 | 0.11512 | 0.11427 | 0.11483 | 0.11539
F5_Commercial_Health_Existing_Space Heating_Natural Gas_Unit Heater_E3 | F5 | Commercial | Health | Existing | Space Heating | Natural Gas | Unit Heater | E3 | Utility - Cost of Operation | 0.14319 | 0.14241 | 0.14039 | 0.13835 | 0.13839 | 0.13917 | 0.14049 | 0.14194 | 0.14325 | 0.14428 | 0.14496 | 0.14525 | 0.14504 | 0.14421 | 0.14284 | 0.14106 | 0.13881 | 0.13617 | 0.13306 | 0.12937 | 0.125 | 0.12005 | 0.11594 | 0.11331 | 0.11223 | 0.11278 | 0.11333
F5_Commercial_Health_Existing_Space Heating_Natural Gas_Unit Heater_E4 | F5 | Commercial | Health | Existing | Space Heating | Natural Gas | Unit Heater | E4 | Utility - Cost of Operation | 0 | 0 | 0 | 0 | 0 | 0 | 0 | 0 | 0 | 0 | 0 | 0 | 0 | 0 | 0 | 0 | 0 | 0 | 0 | 0 | 0 | 0 | 0 | 0 | 0 | 0 | 0
F5_Commercial_Health_Existing_Space Heating_Natural Gas_Unit Heater_E5 | F5 | Commercial | Health | Existing | Space Heating | Natural Gas | Unit Heater | E5 | Utility - Cost of Operation | 0 | 0 | 0 | 0 | 0 | 0 | 0 | 0 | 0 | 0 | 0 | 0 | 0 | 0 | 0 | 0 | 0 | 0 | 0 | 0 | 0 | 0 | 0 | 0 | 0 | 0 | 0
F5_Commercial_Health_Existing_Space Heating_Natural Gas_Unit Heater_E6 | F5 | Commercial | Health | Existing | Space Heating | Natural Gas | Unit Heater | E6 | Utility - Cost of Operation | 0 | 0 | 0 | 0 | 0 | 0 | 0 | 0 | 0 | 0 | 0 | 0 | 0 | 0 | 0 | 0 | 0 | 0 | 0 | 0 | 0 | 0 | 0 | 0 | 0 | 0 | 0
F5_Commercial_Health_Existing_Space Heating_Natural Gas_Unit Heater_E7 | F5 | Commercial | Health | Existing | Space Heating | Natural Gas | Unit Heater | E7 | Utility - Cost of Operation | 0 | 0 | 0 | 0 | 0 | 0 | 0 | 0 | 0 | 0 | 0 | 0 | 0 | 0 | 0 | 0 | 0 | 0 | 0 | 0 | 0 | 0 | 0 | 0 | 0 | 0 | 0
F5_Commercial_Health_Existing_Space Heating_Natural Gas_Unit Heater_E8 | F5 | Commercial | Health | Existing | Space Heating | Natural Gas | Unit Heater | E8 | Utility - Cost of Operation | 0 | 0 | 0 | 0 | 0 | 0 | 0 | 0 | 0 | 0 | 0 | 0 | 0 | 0 | 0 | 0 | 0 | 0 | 0 | 0 | 0 | 0 | 0 | 0 | 0 | 0 | 0
F5_Commercial_Health_Existing_Space Heating_Natural Gas_Unit Heater_E9 | F5 | Commercial | Health | Existing | Space Heating | Natural Gas | Unit Heater | E9 | Utility - Cost of Operation | 0 | 0 | 0 | 0 | 0 | 0 | 0 | 0 | 0 | 0 | 0 | 0 | 0 | 0 | 0 | 0 | 0 | 0 | 0 | 0 | 0 | 0 | 0 | 0 | 0 | 0 | 0
F5_Commercial_Health_Existing_Space Heating_Natural Gas_Unit Heater_E10 | F5 | Commercial | Health | Existing | Space Heating | Natural Gas | Unit Heater | E10 | Utility - Cost of Operation | 0 | 0 | 0 | 0 | 0 | 0 | 0 | 0 | 0 | 0 | 0 | 0 | 0 | 0 | 0 | 0 | 0 | 0 | 0 | 0 | 0 | 0 | 0 | 0 | 0 | 0 | 0
F6_Commercial_Health_Existing_Space Heating_Natural Gas_Unit Heater_E1 | F6 | Commercial | Health | Existing | Space Heating | Natural Gas | Unit Heater | E1 | Utility - Value of Sales | 0 | 0 | 0 | 0 | 0 | 0 | 0 | 0 | 0 | 0 | 0 | 0 | 0 | 0 | 0 | 0 | 0 | 0 | 0 | 0 | 0 | 0 | 0 | 0 | 0 | 0 | 0
F6_Commercial_Health_Existing_Space Heating_Natural Gas_Unit Heater_E2 | F6 | Commercial | Health | Existing | Space Heating | Natural Gas | Unit Heater | E2 | Utility - Value of Sales | 0 | 0 | 0 | 0 | 0 | 0 | 0 | 0 | 0 | 0 | 0 | 0 | 0 | 0 | 0 | 0 | 0 | 0 | 0 | 0 | 0 | 0 | 0 | 0 | 0 | 0 | 0
F6_Commercial_Health_Existing_Space Heating_Natural Gas_Unit Heater_E3 | F6 | Commercial | Health | Existing | Space Heating | Natural Gas | Unit Heater | E3 | Utility - Value of Sales | 0 | 0 | 0 | 0 | 0 | 0 | 0 | 0 | 0 | 0 | 0 | 0 | 0 | 0 | 0 | 0 | 0 | 0 | 0 | 0 | 0 | 0 | 0 | 0 | 0 | 0 | 0
F6_Commercial_Health_Existing_Space Heating_Natural Gas_Unit Heater_E4 | F6 | Commercial | Health | Existing | Space Heating | Natural Gas | Unit Heater | E4 | Utility - Value of Sales | 0 | 0 | 0 | 0 | 0 | 0 | 0 | 0 | 0 | 0 | 0 | 0 | 0 | 0 | 0 | 0 | 0 | 0 | 0 | 0 | 0 | 0 | 0 | 0 | 0 | 0 | 0
F6_Commercial_Health_Existing_Space Heating_Natural Gas_Unit Heater_E5 | F6 | Commercial | Health | Existing | Space Heating | Natural Gas | Unit Heater | E5 | Utility - Value of Sales | 0 | 0 | 0 | 0 | 0 | 0 | 0 | 0 | 0 | 0 | 0 | 0 | 0 | 0 | 0 | 0 | 0 | 0 | 0 | 0 | 0 | 0 | 0 | 0 | 0 | 0 | 0
F6_Commercial_Health_Existing_Space Heating_Natural Gas_Unit Heater_E6 | F6 | Commercial | Health | Existing | Space Heating | Natural Gas | Unit Heater | E6 | Utility - Value of Sales | 0 | 0 | 0 | 0 | 0 | 0 | 0 | 0 | 0 | 0 | 0 | 0 | 0 | 0 | 0 | 0 | 0 | 0 | 0 | 0 | 0 | 0 | 0 | 0 | 0 | 0 | 0
F6_Commercial_Health_Existing_Space Heating_Natural Gas_Unit Heater_E7 | F6 | Commercial | Health | Existing | Space Heating | Natural Gas | Unit Heater | E7 | Utility - Value of Sales | 0 | 0 | 0 | 0 | 0 | 0 | 0 | 0 | 0 | 0 | 0 | 0 | 0 | 0 | 0 | 0 | 0 | 0 | 0 | 0 | 0 | 0 | 0 | 0 | 0 | 0 | 0
F6_Commercial_Health_Existing_Space Heating_Natural Gas_Unit Heater_E8 | F6 | Commercial | Health | Existing | Space Heating | Natural Gas | Unit Heater | E8 | Utility - Value of Sales | 0 | 0 | 0 | 0 | 0 | 0 | 0 | 0 | 0 | 0 | 0 | 0 | 0 | 0 | 0 | 0 | 0 | 0 | 0 | 0 | 0 | 0 | 0 | 0 | 0 | 0 | 0
F6_Commercial_Health_Existing_Space Heating_Natural Gas_Unit Heater_E9 | F6 | Commercial | Health | Existing | Space Heating | Natural Gas | Unit Heater | E9 | Utility - Value of Sales | 0 | 0 | 0 | 0 | 0 | 0 | 0 | 0 | 0 | 0 | 0 | 0 | 0 | 0 | 0 | 0 | 0 | 0 | 0 | 0 | 0 | 0 | 0 | 0 | 0 | 0 | 0
F6_Commercial_Health_Existing_Space Heating_Natural Gas_Unit Heater_E10 | F6 | Commercial | Health | Existing | Space Heating | Natural Gas | Unit Heater | E10 | Utility - Value of Sales | 0 | 0 | 0 | 0 | 0 | 0 | 0 | 0 | 0 | 0 | 0 | 0 | 0 | 0 | 0 | 0 | 0 | 0 | 0 | 0 | 0 | 0 | 0 | 0 | 0 | 0 | 0
F1_Commercial_Health_Existing_Water Heating_Natural Gas_Water Heater_E1 | F1 | Commercial | Health | Existing | Water Heating | Natural Gas | Water Heater | E1 | RVT - Cost of Equipment | 0.05545 | 0.05545 | 0.05545 | 0.05545 | 0.05545 | 0.05545 | 0.05545 | 0.05545 | 0.05545 | 0.05545 | 0.05545 | 0.05545 | 0.05545 | 0.05545 | 0.05545 | 0.05545 | 0.05545 | 0.05545 | 0.05545 | 0.05545 | 0.05545 | 0.05545 | 0.05545 | 0.05545 | 0.05545 | 0.05545 | 0.05545
F1_Commercial_Health_Existing_Water Heating_Natural Gas_Water Heater_E2 | F1 | Commercial | Health | Existing | Water Heating | Natural Gas | Water Heater | E2 | RVT - Cost of Equipment | 0.062119 | 0.062119 | 0.062119 | 0.062119 | 0.062119 | 0.062119 | 0.062119 | 0.062119 | 0.062119 | 0.062119 | 0.062119 | 0.062119 | 0.062119 | 0.062119 | 0.062119 | 0.062119 | 0.062119 | 0.062119 | 0.062119 | 0.062119 | 0.062119 | 0.062119 | 0.062119 | 0.062119 | 0.062119 | 0.062119 | 0.062119
F1_Commercial_Health_Existing_Water Heating_Natural Gas_Water Heater_E3 | F1 | Commercial | Health | Existing | Water Heating | Natural Gas | Water Heater | E3 | RVT - Cost of Equipment | 0.049002 | 0.049002 | 0.049002 | 0.049002 | 0.049002 | 0.049002 | 0.049002 | 0.049002 | 0.049002 | 0.049002 | 0.049002 | 0.049002 | 0.049002 | 0.049002 | 0.049002 | 0.049002 | 0.049002 | 0.049002 | 0.049002 | 0.049002 | 0.049002 | 0.049002 | 0.049002 | 0.049002 | 0.049002 | 0.049002 | 0.049002
F1_Commercial_Health_Existing_Water Heating_Natural Gas_Water Heater_E4 | F1 | Commercial | Health | Existing | Water Heating | Natural Gas | Water Heater | E4 | RVT - Cost of Equipment | 0 | 0 | 0.19806 | 0.19806 | 0.19806 | 0.19806 | 0.19806 | 0.19806 | 0.19806 | 0.19806 | 0.19806 | 0.19806 | 0.19806 | 0.19806 | 0.19806 | 0.19806 | 0.19806 | 0.19806 | 0.19806 | 0.19806 | 0.19806 | 0.19806 | 0.19806 | 0.19806 | 0.19806 | 0.19806 | 0.19806
F1_Commercial_Health_Existing_Water Heating_Natural Gas_Water Heater_E5 | F1 | Commercial | Health | Existing | Water Heating | Natural Gas | Water Heater | E5 | RVT - Cost of Equipment | 0 | 0 | 0 | 0 | 0 | 0 | 0 | 0 | 0 | 0 | 0 | 0 | 0 | 0 | 0 | 0 | 0 | 0 | 0 | 0 | 0 | 0 | 0 | 0 | 0 | 0 | 0
F1_Commercial_Health_Existing_Water Heating_Natural Gas_Water Heater_E6 | F1 | Commercial | Health | Existing | Water Heating | Natural Gas | Water Heater | E6 | RVT - Cost of Equipment | 0 | 0 | 0 | 0 | 0 | 0 | 0 | 0 | 0 | 0 | 0 | 0 | 0 | 0 | 0 | 0 | 0 | 0 | 0 | 0 | 0 | 0 | 0 | 0 | 0 | 0 | 0
F1_Commercial_Health_Existing_Water Heating_Natural Gas_Water Heater_E7 | F1 | Commercial | Health | Existing | Water Heating | Natural Gas | Water Heater | E7 | RVT - Cost of Equipment | 0 | 0 | 0 | 0 | 0 | 0 | 0 | 0 | 0 | 0 | 0 | 0 | 0 | 0 | 0 | 0 | 0 | 0 | 0 | 0 | 0 | 0 | 0 | 0 | 0 | 0 | 0
F1_Commercial_Health_Existing_Water Heating_Natural Gas_Water Heater_E8 | F1 | Commercial | Health | Existing | Water Heating | Natural Gas | Water Heater | E8 | RVT - Cost of Equipment | 0 | 0 | 0 | 0 | 0 | 0 | 0 | 0 | 0 | 0 | 0 | 0 | 0 | 0 | 0 | 0 | 0 | 0 | 0 | 0 | 0 | 0 | 0 | 0 | 0 | 0 | 0
F1_Commercial_Health_Existing_Water Heating_Natural Gas_Water Heater_E9 | F1 | Commercial | Health | Existing | Water Heating | Natural Gas | Water Heater | E9 | RVT - Cost of Equipment | 0 | 0 | 0 | 0 | 0 | 0 | 0 | 0 | 0 | 0 | 0 | 0 | 0 | 0 | 0 | 0 | 0 | 0 | 0 | 0 | 0 | 0 | 0 | 0 | 0 | 0 | 0
F1_Commercial_Health_Existing_Water Heating_Natural Gas_Water Heater_E10 | F1 | Commercial | Health | Existing | Water Heating | Natural Gas | Water Heater | E10 | RVT - Cost of Equipment | 0 | 0 | 0 | 0 | 0 | 0 | 0 | 0 | 0 | 0 | 0 | 0 | 0 | 0 | 0 | 0 | 0 | 0 | 0 | 0 | 0 | 0 | 0 | 0 | 0 | 0 | 0
F2_Commercial_Health_Existing_Water Heating_Natural Gas_Water Heater_E1 | F2 | Commercial | Health | Existing | Water Heating | Natural Gas | Water Heater | E1 | RVT - Cost of Operation | 0 | 0 | 0 | 0 | 0 | 0 | 0 | 0 | 0 | 0 | 0 | 0 | 0 | 0 | 0 | 0 | 0 | 0 | 0 | 0 | 0 | 0 | 0 | 0 | 0 | 0 | 0
F2_Commercial_Health_Existing_Water Heating_Natural Gas_Water Heater_E2 | F2 | Commercial | Health | Existing | Water Heating | Natural Gas | Water Heater | E2 | RVT - Cost of Operation | 0 | 0 | 0 | 0 | 0 | 0 | 0 | 0 | 0 | 0 | 0 | 0 | 0 | 0 | 0 | 0 | 0 | 0 | 0 | 0 | 0 | 0 | 0 | 0 | 0 | 0 | 0
F2_Commercial_Health_Existing_Water Heating_Natural Gas_Water Heater_E3 | F2 | Commercial | Health | Existing | Water Heating | Natural Gas | Water Heater | E3 | RVT - Cost of Operation | 0 | 0 | 0 | 0 | 0 | 0 | 0 | 0 | 0 | 0 | 0 | 0 | 0 | 0 | 0 | 0 | 0 | 0 | 0 | 0 | 0 | 0 | 0 | 0 | 0 | 0 | 0
F2_Commercial_Health_Existing_Water Heating_Natural Gas_Water Heater_E4 | F2 | Commercial | Health | Existing | Water Heating | Natural Gas | Water Heater | E4 | RVT - Cost of Operation | 0 | 0 | 0 | 0 | 0 | 0 | 0 | 0 | 0 | 0 | 0 | 0 | 0 | 0 | 0 | 0 | 0 | 0 | 0 | 0 | 0 | 0 | 0 | 0 | 0 | 0 | 0
F2_Commercial_Health_Existing_Water Heating_Natural Gas_Water Heater_E5 | F2 | Commercial | Health | Existing | Water Heating | Natural Gas | Water Heater | E5 | RVT - Cost of Operation | 0 | 0 | 0 | 0 | 0 | 0 | 0 | 0 | 0 | 0 | 0 | 0 | 0 | 0 | 0 | 0 | 0 | 0 | 0 | 0 | 0 | 0 | 0 | 0 | 0 | 0 | 0
F2_Commercial_Health_Existing_Water Heating_Natural Gas_Water Heater_E6 | F2 | Commercial | Health | Existing | Water Heating | Natural Gas | Water Heater | E6 | RVT - Cost of Operation | 0 | 0 | 0 | 0 | 0 | 0 | 0 | 0 | 0 | 0 | 0 | 0 | 0 | 0 | 0 | 0 | 0 | 0 | 0 | 0 | 0 | 0 | 0 | 0 | 0 | 0 | 0
F2_Commercial_Health_Existing_Water Heating_Natural Gas_Water Heater_E7 | F2 | Commercial | Health | Existing | Water Heating | Natural Gas | Water Heater | E7 | RVT - Cost of Operation | 0 | 0 | 0 | 0 | 0 | 0 | 0 | 0 | 0 | 0 | 0 | 0 | 0 | 0 | 0 | 0 | 0 | 0 | 0 | 0 | 0 | 0 | 0 | 0 | 0 | 0 | 0
F2_Commercial_Health_Existing_Water Heating_Natural Gas_Water Heater_E8 | F2 | Commercial | Health | Existing | Water Heating | Natural Gas | Water Heater | E8 | RVT - Cost of Operation | 0 | 0 | 0 | 0 | 0 | 0 | 0 | 0 | 0 | 0 | 0 | 0 | 0 | 0 | 0 | 0 | 0 | 0 | 0 | 0 | 0 | 0 | 0 | 0 | 0 | 0 | 0
F2_Commercial_Health_Existing_Water Heating_Natural Gas_Water Heater_E9 | F2 | Commercial | Health | Existing | Water Heating | Natural Gas | Water Heater | E9 | RVT - Cost of Operation | 0 | 0 | 0 | 0 | 0 | 0 | 0 | 0 | 0 | 0 | 0 | 0 | 0 | 0 | 0 | 0 | 0 | 0 | 0 | 0 | 0 | 0 | 0 | 0 | 0 | 0 | 0
F2_Commercial_Health_Existing_Water Heating_Natural Gas_Water Heater_E10 | F2 | Commercial | Health | Existing | Water Heating | Natural Gas | Water Heater | E10 | RVT - Cost of Operation | 0 | 0 | 0 | 0 | 0 | 0 | 0 | 0 | 0 | 0 | 0 | 0 | 0 | 0 | 0 | 0 | 0 | 0 | 0 | 0 | 0 | 0 | 0 | 0 | 0 | 0 | 0
F3_Commercial_Health_Existing_Water Heating_Natural Gas_Water Heater_E1 | F3 | Commercial | Health | Existing | Water Heating | Natural Gas | Water Heater | E1 | System - kBTUs of Consumption | 44.5857 | 44.5857 | 44.5857 | 44.5857 | 44.5857 | 44.5857 | 44.5857 | 44.5857 | 44.5857 | 44.5857 | 44.5857 | 44.5857 | 44.5857 | 44.5857 | 44.5857 | 44.5857 | 44.5857 | 44.5857 | 44.5857 | 44.5857 | 44.5857 | 44.5857 | 44.5857 | 44.5857 | 44.5857 | 44.5857 | 44.5857
F3_Commercial_Health_Existing_Water Heating_Natural Gas_Water Heater_E2 | F3 | Commercial | Health | Existing | Water Heating | Natural Gas | Water Heater | E2 | System - kBTUs of Consumption | 40.8702 | 40.8702 | 40.8702 | 40.8702 | 40.8702 | 40.8702 | 40.8702 | 40.8702 | 40.8702 | 40.8702 | 40.8702 | 40.8702 | 40.8702 | 40.8702 | 40.8702 | 40.8702 | 40.8702 | 40.8702 | 40.8702 | 40.8702 | 40.8702 | 40.8702 | 40.8702 | 40.8702 | 40.8702 | 40.8702 | 40.8702
F3_Commercial_Health_Existing_Water Heating_Natural Gas_Water Heater_E3 | F3 | Commercial | Health | Existing | Water Heating | Natural Gas | Water Heater | E3 | System - kBTUs of Consumption | 40.0361 | 40.0361 | 40.0361 | 40.0361 | 40.0361 | 40.0361 | 40.0361 | 40.0361 | 40.0361 | 40.0361 | 40.0361 | 40.0361 | 40.0361 | 40.0361 | 40.0361 | 40.0361 | 40.0361 | 40.0361 | 40.0361 | 40.0361 | 40.0361 | 40.0361 | 40.0361 | 40.0361 | 40.0361 | 40.0361 | 40.0361
F3_Commercial_Health_Existing_Water Heating_Natural Gas_Water Heater_E4 | F3 | Commercial | Health | Existing | Water Heating | Natural Gas | Water Heater | E4 | System - kBTUs of Consumption | 0 | 0 | 37.0145 | 37.0145 | 37.0145 | 37.0145 | 37.0145 | 37.0145 | 37.0145 | 37.0145 | 37.0145 | 37.0145 | 37.0145 | 37.0145 | 37.0145 | 37.0145 | 37.0145 | 37.0145 | 37.0145 | 37.0145 | 37.0145 | 37.0145 | 37.0145 | 37.0145 | 37.0145 | 37.0145 | 37.0145
F3_Commercial_Health_Existing_Water Heating_Natural Gas_Water Heater_E5 | F3 | Commercial | Health | Existing | Water Heating | Natural Gas | Water Heater | E5 | System - kBTUs of Consumption | 0 | 0 | 0 | 0 | 0 | 0 | 0 | 0 | 0 | 0 | 0 | 0 | 0 | 0 | 0 | 0 | 0 | 0 | 0 | 0 | 0 | 0 | 0 | 0 | 0 | 0 | 0
F3_Commercial_Health_Existing_Water Heating_Natural Gas_Water Heater_E6 | F3 | Commercial | Health | Existing | Water Heating | Natural Gas | Water Heater | E6 | System - kBTUs of Consumption | 0 | 0 | 0 | 0 | 0 | 0 | 0 | 0 | 0 | 0 | 0 | 0 | 0 | 0 | 0 | 0 | 0 | 0 | 0 | 0 | 0 | 0 | 0 | 0 | 0 | 0 | 0
F3_Commercial_Health_Existing_Water Heating_Natural Gas_Water Heater_E7 | F3 | Commercial | Health | Existing | Water Heating | Natural Gas | Water Heater | E7 | System - kBTUs of Consumption | 0 | 0 | 0 | 0 | 0 | 0 | 0 | 0 | 0 | 0 | 0 | 0 | 0 | 0 | 0 | 0 | 0 | 0 | 0 | 0 | 0 | 0 | 0 | 0 | 0 | 0 | 0
F3_Commercial_Health_Existing_Water Heating_Natural Gas_Water Heater_E8 | F3 | Commercial | Health | Existing | Water Heating | Natural Gas | Water Heater | E8 | System - kBTUs of Consumption | 0 | 0 | 0 | 0 | 0 | 0 | 0 | 0 | 0 | 0 | 0 | 0 | 0 | 0 | 0 | 0 | 0 | 0 | 0 | 0 | 0 | 0 | 0 | 0 | 0 | 0 | 0
F3_Commercial_Health_Existing_Water Heating_Natural Gas_Water Heater_E9 | F3 | Commercial | Health | Existing | Water Heating | Natural Gas | Water Heater | E9 | System - kBTUs of Consumption | 0 | 0 | 0 | 0 | 0 | 0 | 0 | 0 | 0 | 0 | 0 | 0 | 0 | 0 | 0 | 0 | 0 | 0 | 0 | 0 | 0 | 0 | 0 | 0 | 0 | 0 | 0
F3_Commercial_Health_Existing_Water Heating_Natural Gas_Water Heater_E10 | F3 | Commercial | Health | Existing | Water Heating | Natural Gas | Water Heater | E10 | System - kBTUs of Consumption | 0 | 0 | 0 | 0 | 0 | 0 | 0 | 0 | 0 | 0 | 0 | 0 | 0 | 0 | 0 | 0 | 0 | 0 | 0 | 0 | 0 | 0 | 0 | 0 | 0 | 0 | 0
F4_Commercial_Health_Existing_Water Heating_Natural Gas_Water Heater_E1 | F4 | Commercial | Health | Existing | Water Heating | Natural Gas | Water Heater | E1 | Utility - Cost of Equipment | 0.05545 | 0.05545 | 0.05545 | 0.05545 | 0.05545 | 0.05545 | 0.05545 | 0.05545 | 0.05545 | 0.05545 | 0.05545 | 0.05545 | 0.05545 | 0.05545 | 0.05545 | 0.05545 | 0.05545 | 0.05545 | 0.05545 | 0.05545 | 0.05545 | 0.05545 | 0.05545 | 0.05545 | 0.05545 | 0.05545 | 0.05545
F4_Commercial_Health_Existing_Water Heating_Natural Gas_Water Heater_E2 | F4 | Commercial | Health | Existing | Water Heating | Natural Gas | Water Heater | E2 | Utility - Cost of Equipment | 0.062119 | 0.062119 | 0.062119 | 0.062119 | 0.062119 | 0.062119 | 0.062119 | 0.062119 | 0.062119 | 0.062119 | 0.062119 | 0.062119 | 0.062119 | 0.062119 | 0.062119 | 0.062119 | 0.062119 | 0.062119 | 0.062119 | 0.062119 | 0.062119 | 0.062119 | 0.062119 | 0.062119 | 0.062119 | 0.062119 | 0.062119
F4_Commercial_Health_Existing_Water Heating_Natural Gas_Water Heater_E3 | F4 | Commercial | Health | Existing | Water Heating | Natural Gas | Water Heater | E3 | Utility - Cost of Equipment | 0.049002 | 0.049002 | 0.049002 | 0.049002 | 0.049002 | 0.049002 | 0.049002 | 0.049002 | 0.049002 | 0.049002 | 0.049002 | 0.049002 | 0.049002 | 0.049002 | 0.049002 | 0.049002 | 0.049002 | 0.049002 | 0.049002 | 0.049002 | 0.049002 | 0.049002 | 0.049002 | 0.049002 | 0.049002 | 0.049002 | 0.049002
F4_Commercial_Health_Existing_Water Heating_Natural Gas_Water Heater_E4 | F4 | Commercial | Health | Existing | Water Heating | Natural Gas | Water Heater | E4 | Utility - Cost of Equipment | 0 | 0 | 0.19806 | 0.19806 | 0.19806 | 0.19806 | 0.19806 | 0.19806 | 0.19806 | 0.19806 | 0.19806 | 0.19806 | 0.19806 | 0.19806 | 0.19806 | 0.19806 | 0.19806 | 0.19806 | 0.19806 | 0.19806 | 0.19806 | 0.19806 | 0.19806 | 0.19806 | 0.19806 | 0.19806 | 0.19806
F4_Commercial_Health_Existing_Water Heating_Natural Gas_Water Heater_E5 | F4 | Commercial | Health | Existing | Water Heating | Natural Gas | Water Heater | E5 | Utility - Cost of Equipment | 0 | 0 | 0 | 0 | 0 | 0 | 0 | 0 | 0 | 0 | 0 | 0 | 0 | 0 | 0 | 0 | 0 | 0 | 0 | 0 | 0 | 0 | 0 | 0 | 0 | 0 | 0
F4_Commercial_Health_Existing_Water Heating_Natural Gas_Water Heater_E6 | F4 | Commercial | Health | Existing | Water Heating | Natural Gas | Water Heater | E6 | Utility - Cost of Equipment | 0 | 0 | 0 | 0 | 0 | 0 | 0 | 0 | 0 | 0 | 0 | 0 | 0 | 0 | 0 | 0 | 0 | 0 | 0 | 0 | 0 | 0 | 0 | 0 | 0 | 0 | 0
F4_Commercial_Health_Existing_Water Heating_Natural Gas_Water Heater_E7 | F4 | Commercial | Health | Existing | Water Heating | Natural Gas | Water Heater | E7 | Utility - Cost of Equipment | 0 | 0 | 0 | 0 | 0 | 0 | 0 | 0 | 0 | 0 | 0 | 0 | 0 | 0 | 0 | 0 | 0 | 0 | 0 | 0 | 0 | 0 | 0 | 0 | 0 | 0 | 0
F4_Commercial_Health_Existing_Water Heating_Natural Gas_Water Heater_E8 | F4 | Commercial | Health | Existing | Water Heating | Natural Gas | Water Heater | E8 | Utility - Cost of Equipment | 0 | 0 | 0 | 0 | 0 | 0 | 0 | 0 | 0 | 0 | 0 | 0 | 0 | 0 | 0 | 0 | 0 | 0 | 0 | 0 | 0 | 0 | 0 | 0 | 0 | 0 | 0
F4_Commercial_Health_Existing_Water Heating_Natural Gas_Water Heater_E9 | F4 | Commercial | Health | Existing | Water Heating | Natural Gas | Water Heater | E9 | Utility - Cost of Equipment | 0 | 0 | 0 | 0 | 0 | 0 | 0 | 0 | 0 | 0 | 0 | 0 | 0 | 0 | 0 | 0 | 0 | 0 | 0 | 0 | 0 | 0 | 0 | 0 | 0 | 0 | 0
F4_Commercial_Health_Existing_Water Heating_Natural Gas_Water Heater_E10 | F4 | Commercial | Health | Existing | Water Heating | Natural Gas | Water Heater | E10 | Utility - Cost of Equipment | 0 | 0 | 0 | 0 | 0 | 0 | 0 | 0 | 0 | 0 | 0 | 0 | 0 | 0 | 0 | 0 | 0 | 0 | 0 | 0 | 0 | 0 | 0 | 0 | 0 | 0 | 0
F5_Commercial_Health_Existing_Water Heating_Natural Gas_Water Heater_E1 | F5 | Commercial | Health | Existing | Water Heating | Natural Gas | Water Heater | E1 | Utility - Cost of Operation | 0.61269 | 0.60385 | 0.59522 | 0.58686 | 0.58694 | 0.59251 | 0.60153 | 0.61247 | 0.62427 | 0.63634 | 0.64827 | 0.65884 | 0.66691 | 0.67033 | 0.66875 | 0.66219 | 0.65117 | 0.63673 | 0.61955 | 0.59918 | 0.57534 | 0.54792 | 0.52357 | 0.50781 | 0.501 | 0.50346 | 0.50592
F5_Commercial_Health_Existing_Water Heating_Natural Gas_Water Heater_E2 | F5 | Commercial | Health | Existing | Water Heating | Natural Gas | Water Heater | E2 | Utility - Cost of Operation | 0.56163 | 0.55353 | 0.54562 | 0.53796 | 0.53803 | 0.54313 | 0.55141 | 0.56143 | 0.57224 | 0.58331 | 0.59425 | 0.60394 | 0.61133 | 0.61447 | 0.61302 | 0.60701 | 0.5969 | 0.58367 | 0.56792 | 0.54924 | 0.5274 | 0.50226 | 0.47994 | 0.46549 | 0.45925 | 0.4615 | 0.46376
F5_Commercial_Health_Existing_Water Heating_Natural Gas_Water Heater_E3 | F5 | Commercial | Health | Existing | Water Heating | Natural Gas | Water Heater | E3 | Utility - Cost of Operation | 0.55017 | 0.54223 | 0.53449 | 0.52698 | 0.52705 | 0.53205 | 0.54015 | 0.54997 | 0.56057 | 0.5714 | 0.58212 | 0.59161 | 0.59885 | 0.60193 | 0.60051 | 0.59462 | 0.58472 | 0.57176 | 0.55633 | 0.53804 | 0.51664 | 0.49201 | 0.47014 | 0.45599 | 0.44988 | 0.45208 | 0.4543
F5_Commercial_Health_Existing_Water Heating_Natural Gas_Water Heater_E4 | F5 | Commercial | Health | Existing | Water Heating | Natural Gas | Water Heater | E4 | Utility - Cost of Operation | 0 | 0 | 0.49872 | 0.49456 | 0.49632 | 0.50194 | 0.50982 | 0.51839 | 0.52643 | 0.53296 | 0.53779 | 0.54055 | 0.541 | 0.53868 | 0.53412 | 0.52768 | 0.51956 | 0.50982 | 0.49817 | 0.48429 | 0.46801 | 0.44922 | 0.43258 | 0.42192 | 0.41751 | 0.41956 | 0.42162
F5_Commercial_Health_Existing_Water Heating_Natural Gas_Water Heater_E5 | F5 | Commercial | Health | Existing | Water Heating | Natural Gas | Water Heater | E5 | Utility - Cost of Operation | 0 | 0 | 0 | 0 | 0 | 0 | 0 | 0 | 0 | 0 | 0 | 0 | 0 | 0 | 0 | 0 | 0 | 0 | 0 | 0 | 0 | 0 | 0 | 0 | 0 | 0 | 0
F5_Commercial_Health_Existing_Water Heating_Natural Gas_Water Heater_E6 | F5 | Commercial | Health | Existing | Water Heating | Natural Gas | Water Heater | E6 | Utility - Cost of Operation | 0 | 0 | 0 | 0 | 0 | 0 | 0 | 0 | 0 | 0 | 0 | 0 | 0 | 0 | 0 | 0 | 0 | 0 | 0 | 0 | 0 | 0 | 0 | 0 | 0 | 0 | 0
F5_Commercial_Health_Existing_Water Heating_Natural Gas_Water Heater_E7 | F5 | Commercial | Health | Existing | Water Heating | Natural Gas | Water Heater | E7 | Utility - Cost of Operation | 0 | 0 | 0 | 0 | 0 | 0 | 0 | 0 | 0 | 0 | 0 | 0 | 0 | 0 | 0 | 0 | 0 | 0 | 0 | 0 | 0 | 0 | 0 | 0 | 0 | 0 | 0
F5_Commercial_Health_Existing_Water Heating_Natural Gas_Water Heater_E8 | F5 | Commercial | Health | Existing | Water Heating | Natural Gas | Water Heater | E8 | Utility - Cost of Operation | 0 | 0 | 0 | 0 | 0 | 0 | 0 | 0 | 0 | 0 | 0 | 0 | 0 | 0 | 0 | 0 | 0 | 0 | 0 | 0 | 0 | 0 | 0 | 0 | 0 | 0 | 0
F5_Commercial_Health_Existing_Water Heating_Natural Gas_Water Heater_E9 | F5 | Commercial | Health | Existing | Water Heating | Natural Gas | Water Heater | E9 | Utility - Cost of Operation | 0 | 0 | 0 | 0 | 0 | 0 | 0 | 0 | 0 | 0 | 0 | 0 | 0 | 0 | 0 | 0 | 0 | 0 | 0 | 0 | 0 | 0 | 0 | 0 | 0 | 0 | 0
F5_Commercial_Health_Existing_Water Heating_Natural Gas_Water Heater_E10 | F5 | Commercial | Health | Existing | Water Heating | Natural Gas | Water Heater | E10 | Utility - Cost of Operation | 0 | 0 | 0 | 0 | 0 | 0 | 0 | 0 | 0 | 0 | 0 | 0 | 0 | 0 | 0 | 0 | 0 | 0 | 0 | 0 | 0 | 0 | 0 | 0 | 0 | 0 | 0
F6_Commercial_Health_Existing_Water Heating_Natural Gas_Water Heater_E1 | F6 | Commercial | Health | Existing | Water Heating | Natural Gas | Water Heater | E1 | Utility - Value of Sales | 0 | 0 | 0 | 0 | 0 | 0 | 0 | 0 | 0 | 0 | 0 | 0 | 0 | 0 | 0 | 0 | 0 | 0 | 0 | 0 | 0 | 0 | 0 | 0 | 0 | 0 | 0
F6_Commercial_Health_Existing_Water Heating_Natural Gas_Water Heater_E2 | F6 | Commercial | Health | Existing | Water Heating | Natural Gas | Water Heater | E2 | Utility - Value of Sales | 0 | 0 | 0 | 0 | 0 | 0 | 0 | 0 | 0 | 0 | 0 | 0 | 0 | 0 | 0 | 0 | 0 | 0 | 0 | 0 | 0 | 0 | 0 | 0 | 0 | 0 | 0
F6_Commercial_Health_Existing_Water Heating_Natural Gas_Water Heater_E3 | F6 | Commercial | Health | Existing | Water Heating | Natural Gas | Water Heater | E3 | Utility - Value of Sales | 0 | 0 | 0 | 0 | 0 | 0 | 0 | 0 | 0 | 0 | 0 | 0 | 0 | 0 | 0 | 0 | 0 | 0 | 0 | 0 | 0 | 0 | 0 | 0 | 0 | 0 | 0
F6_Commercial_Health_Existing_Water Heating_Natural Gas_Water Heater_E4 | F6 | Commercial | Health | Existing | Water Heating | Natural Gas | Water Heater | E4 | Utility - Value of Sales | 0 | 0 | 0 | 0 | 0 | 0 | 0 | 0 | 0 | 0 | 0 | 0 | 0 | 0 | 0 | 0 | 0 | 0 | 0 | 0 | 0 | 0 | 0 | 0 | 0 | 0 | 0
F6_Commercial_Health_Existing_Water Heating_Natural Gas_Water Heater_E5 | F6 | Commercial | Health | Existing | Water Heating | Natural Gas | Water Heater | E5 | Utility - Value of Sales | 0 | 0 | 0 | 0 | 0 | 0 | 0 | 0 | 0 | 0 | 0 | 0 | 0 | 0 | 0 | 0 | 0 | 0 | 0 | 0 | 0 | 0 | 0 | 0 | 0 | 0 | 0
F6_Commercial_Health_Existing_Water Heating_Natural Gas_Water Heater_E6 | F6 | Commercial | Health | Existing | Water Heating | Natural Gas | Water Heater | E6 | Utility - Value of Sales | 0 | 0 | 0 | 0 | 0 | 0 | 0 | 0 | 0 | 0 | 0 | 0 | 0 | 0 | 0 | 0 | 0 | 0 | 0 | 0 | 0 | 0 | 0 | 0 | 0 | 0 | 0
F6_Commercial_Health_Existing_Water Heating_Natural Gas_Water Heater_E7 | F6 | Commercial | Health | Existing | Water Heating | Natural Gas | Water Heater | E7 | Utility - Value of Sales | 0 | 0 | 0 | 0 | 0 | 0 | 0 | 0 | 0 | 0 | 0 | 0 | 0 | 0 | 0 | 0 | 0 | 0 | 0 | 0 | 0 | 0 | 0 | 0 | 0 | 0 | 0
F6_Commercial_Health_Existing_Water Heating_Natural Gas_Water Heater_E8 | F6 | Commercial | Health | Existing | Water Heating | Natural Gas | Water Heater | E8 | Utility - Value of Sales | 0 | 0 | 0 | 0 | 0 | 0 | 0 | 0 | 0 | 0 | 0 | 0 | 0 | 0 | 0 | 0 | 0 | 0 | 0 | 0 | 0 | 0 | 0 | 0 | 0 | 0 | 0
F6_Commercial_Health_Existing_Water Heating_Natural Gas_Water Heater_E9 | F6 | Commercial | Health | Existing | Water Heating | Natural Gas | Water Heater | E9 | Utility - Value of Sales | 0 | 0 | 0 | 0 | 0 | 0 | 0 | 0 | 0 | 0 | 0 | 0 | 0 | 0 | 0 | 0 | 0 | 0 | 0 | 0 | 0 | 0 | 0 | 0 | 0 | 0 | 0
F6_Commercial_Health_Existing_Water Heating_Natural Gas_Water Heater_E10 | F6 | Commercial | Health | Existing | Water Heating | Natural Gas | Water Heater | E10 | Utility - Value of Sales | 0 | 0 | 0 | 0 | 0 | 0 | 0 | 0 | 0 | 0 | 0 | 0 | 0 | 0 | 0 | 0 | 0 | 0 | 0 | 0 | 0 | 0 | 0 | 0 | 0 | 0 | 0
F1_Commercial_Health_Existing_Food Preparation_Natural Gas_Oven_E1 | F1 | Commercial | Health | Existing | Food Preparation | Natural Gas | Oven | E1 | RVT - Cost of Equipment | 0.26221 | 0.26221 | 0.26221 | 0.26221 | 0.26221 | 0.26221 | 0.26221 | 0.26221 | 0.26221 | 0.26221 | 0.26221 | 0.26221 | 0.26221 | 0.26221 | 0.26221 | 0.26221 | 0.26221 | 0.26221 | 0.26221 | 0.26221 | 0.26221 | 0.26221 | 0.26221 | 0.26221 | 0.26221 | 0.26221 | 0.26221
F1_Commercial_Health_Existing_Food Preparation_Natural Gas_Oven_E2 | F1 | Commercial | Health | Existing | Food Preparation | Natural Gas | Oven | E2 | RVT - Cost of Equipment | 0.27622 | 0.27622 | 0.27622 | 0.27622 | 0.27622 | 0.27622 | 0.27622 | 0.27622 | 0.27622 | 0.27622 | 0.27622 | 0.27622 | 0.27622 | 0.27622 | 0.27622 | 0.27622 | 0.27622 | 0.27622 | 0.27622 | 0.27622 | 0.27622 | 0.27622 | 0.27622 | 0.27622 | 0.27622 | 0.27622 | 0.27622
F1_Commercial_Health_Existing_Food Preparation_Natural Gas_Oven_E3 | F1 | Commercial | Health | Existing | Food Preparation | Natural Gas | Oven | E3 | RVT - Cost of Equipment | 0 | 0 | 0 | 0 | 0 | 0 | 0 | 0 | 0 | 0 | 0 | 0 | 0 | 0 | 0 | 0 | 0 | 0 | 0 | 0 | 0 | 0 | 0 | 0 | 0 | 0 | 0
F1_Commercial_Health_Existing_Food Preparation_Natural Gas_Oven_E4 | F1 | Commercial | Health | Existing | Food Preparation | Natural Gas | Oven | E4 | RVT - Cost of Equipment | 0 | 0 | 0 | 0 | 0 | 0 | 0 | 0 | 0 | 0 | 0 | 0 | 0 | 0 | 0 | 0 | 0 | 0 | 0 | 0 | 0 | 0 | 0 | 0 | 0 | 0 | 0
F1_Commercial_Health_Existing_Food Preparation_Natural Gas_Oven_E5 | F1 | Commercial | Health | Existing | Food Preparation | Natural Gas | Oven | E5 | RVT - Cost of Equipment | 0 | 0 | 0 | 0 | 0 | 0 | 0 | 0 | 0 | 0 | 0 | 0 | 0 | 0 | 0 | 0 | 0 | 0 | 0 | 0 | 0 | 0 | 0 | 0 | 0 | 0 | 0
F1_Commercial_Health_Existing_Food Preparation_Natural Gas_Oven_E6 | F1 | Commercial | Health | Existing | Food Preparation | Natural Gas | Oven | E6 | RVT - Cost of Equipment | 0 | 0 | 0 | 0 | 0 | 0 | 0 | 0 | 0 | 0 | 0 | 0 | 0 | 0 | 0 | 0 | 0 | 0 | 0 | 0 | 0 | 0 | 0 | 0 | 0 | 0 | 0
F1_Commercial_Health_Existing_Food Preparation_Natural Gas_Oven_E7 | F1 | Commercial | Health | Existing | Food Preparation | Natural Gas | Oven | E7 | RVT - Cost of Equipment | 0 | 0 | 0 | 0 | 0 | 0 | 0 | 0 | 0 | 0 | 0 | 0 | 0 | 0 | 0 | 0 | 0 | 0 | 0 | 0 | 0 | 0 | 0 | 0 | 0 | 0 | 0
F1_Commercial_Health_Existing_Food Preparation_Natural Gas_Oven_E8 | F1 | Commercial | Health | Existing | Food Preparation | Natural Gas | Oven | E8 | RVT - Cost of Equipment | 0 | 0 | 0 | 0 | 0 | 0 | 0 | 0 | 0 | 0 | 0 | 0 | 0 | 0 | 0 | 0 | 0 | 0 | 0 | 0 | 0 | 0 | 0 | 0 | 0 | 0 | 0
F1_Commercial_Health_Existing_Food Preparation_Natural Gas_Oven_E9 | F1 | Commercial | Health | Existing | Food Preparation | Natural Gas | Oven | E9 | RVT - Cost of Equipment | 0 | 0 | 0 | 0 | 0 | 0 | 0 | 0 | 0 | 0 | 0 | 0 | 0 | 0 | 0 | 0 | 0 | 0 | 0 | 0 | 0 | 0 | 0 | 0 | 0 | 0 | 0
F1_Commercial_Health_Existing_Food Preparation_Natural Gas_Oven_E10 | F1 | Commercial | Health | Existing | Food Preparation | Natural Gas | Oven | E10 | RVT - Cost of Equipment | 0 | 0 | 0 | 0 | 0 | 0 | 0 | 0 | 0 | 0 | 0 | 0 | 0 | 0 | 0 | 0 | 0 | 0 | 0 | 0 | 0 | 0 | 0 | 0 | 0 | 0 | 0
F2_Commercial_Health_Existing_Food Preparation_Natural Gas_Oven_E1 | F2 | Commercial | Health | Existing | Food Preparation | Natural Gas | Oven | E1 | RVT - Cost of Operation | 0 | 0 | 0 | 0 | 0 | 0 | 0 | 0 | 0 | 0 | 0 | 0 | 0 | 0 | 0 | 0 | 0 | 0 | 0 | 0 | 0 | 0 | 0 | 0 | 0 | 0 | 0
F2_Commercial_Health_Existing_Food Preparation_Natural Gas_Oven_E2 | F2 | Commercial | Health | Existing | Food Preparation | Natural Gas | Oven | E2 | RVT - Cost of Operation | 0 | 0 | 0 | 0 | 0 | 0 | 0 | 0 | 0 | 0 | 0 | 0 | 0 | 0 | 0 | 0 | 0 | 0 | 0 | 0 | 0 | 0 | 0 | 0 | 0 | 0 | 0
F2_Commercial_Health_Existing_Food Preparation_Natural Gas_Oven_E3 | F2 | Commercial | Health | Existing | Food Preparation | Natural Gas | Oven | E3 | RVT - Cost of Operation | 0 | 0 | 0 | 0 | 0 | 0 | 0 | 0 | 0 | 0 | 0 | 0 | 0 | 0 | 0 | 0 | 0 | 0 | 0 | 0 | 0 | 0 | 0 | 0 | 0 | 0 | 0
F2_Commercial_Health_Existing_Food Preparation_Natural Gas_Oven_E4 | F2 | Commercial | Health | Existing | Food Preparation | Natural Gas | Oven | E4 | RVT - Cost of Operation | 0 | 0 | 0 | 0 | 0 | 0 | 0 | 0 | 0 | 0 | 0 | 0 | 0 | 0 | 0 | 0 | 0 | 0 | 0 | 0 | 0 | 0 | 0 | 0 | 0 | 0 | 0
F2_Commercial_Health_Existing_Food Preparation_Natural Gas_Oven_E5 | F2 | Commercial | Health | Existing | Food Preparation | Natural Gas | Oven | E5 | RVT - Cost of Operation | 0 | 0 | 0 | 0 | 0 | 0 | 0 | 0 | 0 | 0 | 0 | 0 | 0 | 0 | 0 | 0 | 0 | 0 | 0 | 0 | 0 | 0 | 0 | 0 | 0 | 0 | 0
F2_Commercial_Health_Existing_Food Preparation_Natural Gas_Oven_E6 | F2 | Commercial | Health | Existing | Food Preparation | Natural Gas | Oven | E6 | RVT - Cost of Operation | 0 | 0 | 0 | 0 | 0 | 0 | 0 | 0 | 0 | 0 | 0 | 0 | 0 | 0 | 0 | 0 | 0 | 0 | 0 | 0 | 0 | 0 | 0 | 0 | 0 | 0 | 0
F2_Commercial_Health_Existing_Food Preparation_Natural Gas_Oven_E7 | F2 | Commercial | Health | Existing | Food Preparation | Natural Gas | Oven | E7 | RVT - Cost of Operation | 0 | 0 | 0 | 0 | 0 | 0 | 0 | 0 | 0 | 0 | 0 | 0 | 0 | 0 | 0 | 0 | 0 | 0 | 0 | 0 | 0 | 0 | 0 | 0 | 0 | 0 | 0
F2_Commercial_Health_Existing_Food Preparation_Natural Gas_Oven_E8 | F2 | Commercial | Health | Existing | Food Preparation | Natural Gas | Oven | E8 | RVT - Cost of Operation | 0 | 0 | 0 | 0 | 0 | 0 | 0 | 0 | 0 | 0 | 0 | 0 | 0 | 0 | 0 | 0 | 0 | 0 | 0 | 0 | 0 | 0 | 0 | 0 | 0 | 0 | 0
F2_Commercial_Health_Existing_Food Preparation_Natural Gas_Oven_E9 | F2 | Commercial | Health | Existing | Food Preparation | Natural Gas | Oven | E9 | RVT - Cost of Operation | 0 | 0 | 0 | 0 | 0 | 0 | 0 | 0 | 0 | 0 | 0 | 0 | 0 | 0 | 0 | 0 | 0 | 0 | 0 | 0 | 0 | 0 | 0 | 0 | 0 | 0 | 0
F2_Commercial_Health_Existing_Food Preparation_Natural Gas_Oven_E10 | F2 | Commercial | Health | Existing | Food Preparation | Natural Gas | Oven | E10 | RVT - Cost of Operation | 0 | 0 | 0 | 0 | 0 | 0 | 0 | 0 | 0 | 0 | 0 | 0 | 0 | 0 | 0 | 0 | 0 | 0 | 0 | 0 | 0 | 0 | 0 | 0 | 0 | 0 | 0
F3_Commercial_Health_Existing_Food Preparation_Natural Gas_Oven_E1 | F3 | Commercial | Health | Existing | Food Preparation | Natural Gas | Oven | E1 | System - kBTUs of Consumption | 20.8421 | 20.8421 | 20.8421 | 20.8421 | 20.8421 | 20.8421 | 20.8421 | 20.8421 | 20.8421 | 20.8421 | 20.8421 | 20.8421 | 20.8421 | 20.8421 | 20.8421 | 20.8421 | 20.8421 | 20.8421 | 20.8421 | 20.8421 | 20.8421 | 20.8421 | 20.8421 | 20.8421 | 20.8421 | 20.8421 | 20.8421
F3_Commercial_Health_Existing_Food Preparation_Natural Gas_Oven_E2 | F3 | Commercial | Health | Existing | Food Preparation | Natural Gas | Oven | E2 | System - kBTUs of Consumption | 18.1088 | 18.1088 | 18.1088 | 18.1088 | 18.1088 | 18.1088 | 18.1088 | 18.1088 | 18.1088 | 18.1088 | 18.1088 | 18.1088 | 18.1088 | 18.1088 | 18.1088 | 18.1088 | 18.1088 | 18.1088 | 18.1088 | 18.1088 | 18.1088 | 18.1088 | 18.1088 | 18.1088 | 18.1088 | 18.1088 | 18.1088
F3_Commercial_Health_Existing_Food Preparation_Natural Gas_Oven_E3 | F3 | Commercial | Health | Existing | Food Preparation | Natural Gas | Oven | E3 | System - kBTUs of Consumption | 0 | 0 | 0 | 0 | 0 | 0 | 0 | 0 | 0 | 0 | 0 | 0 | 0 | 0 | 0 | 0 | 0 | 0 | 0 | 0 | 0 | 0 | 0 | 0 | 0 | 0 | 0
F3_Commercial_Health_Existing_Food Preparation_Natural Gas_Oven_E4 | F3 | Commercial | Health | Existing | Food Preparation | Natural Gas | Oven | E4 | System - kBTUs of Consumption | 0 | 0 | 0 | 0 | 0 | 0 | 0 | 0 | 0 | 0 | 0 | 0 | 0 | 0 | 0 | 0 | 0 | 0 | 0 | 0 | 0 | 0 | 0 | 0 | 0 | 0 | 0
F3_Commercial_Health_Existing_Food Preparation_Natural Gas_Oven_E5 | F3 | Commercial | Health | Existing | Food Preparation | Natural Gas | Oven | E5 | System - kBTUs of Consumption | 0 | 0 | 0 | 0 | 0 | 0 | 0 | 0 | 0 | 0 | 0 | 0 | 0 | 0 | 0 | 0 | 0 | 0 | 0 | 0 | 0 | 0 | 0 | 0 | 0 | 0 | 0
F3_Commercial_Health_Existing_Food Preparation_Natural Gas_Oven_E6 | F3 | Commercial | Health | Existing | Food Preparation | Natural Gas | Oven | E6 | System - kBTUs of Consumption | 0 | 0 | 0 | 0 | 0 | 0 | 0 | 0 | 0 | 0 | 0 | 0 | 0 | 0 | 0 | 0 | 0 | 0 | 0 | 0 | 0 | 0 | 0 | 0 | 0 | 0 | 0
F3_Commercial_Health_Existing_Food Preparation_Natural Gas_Oven_E7 | F3 | Commercial | Health | Existing | Food Preparation | Natural Gas | Oven | E7 | System - kBTUs of Consumption | 0 | 0 | 0 | 0 | 0 | 0 | 0 | 0 | 0 | 0 | 0 | 0 | 0 | 0 | 0 | 0 | 0 | 0 | 0 | 0 | 0 | 0 | 0 | 0 | 0 | 0 | 0
F3_Commercial_Health_Existing_Food Preparation_Natural Gas_Oven_E8 | F3 | Commercial | Health | Existing | Food Preparation | Natural Gas | Oven | E8 | System - kBTUs of Consumption | 0 | 0 | 0 | 0 | 0 | 0 | 0 | 0 | 0 | 0 | 0 | 0 | 0 | 0 | 0 | 0 | 0 | 0 | 0 | 0 | 0 | 0 | 0 | 0 | 0 | 0 | 0
F3_Commercial_Health_Existing_Food Preparation_Natural Gas_Oven_E9 | F3 | Commercial | Health | Existing | Food Preparation | Natural Gas | Oven | E9 | System - kBTUs of Consumption | 0 | 0 | 0 | 0 | 0 | 0 | 0 | 0 | 0 | 0 | 0 | 0 | 0 | 0 | 0 | 0 | 0 | 0 | 0 | 0 | 0 | 0 | 0 | 0 | 0 | 0 | 0
F3_Commercial_Health_Existing_Food Preparation_Natural Gas_Oven_E10 | F3 | Commercial | Health | Existing | Food Preparation | Natural Gas | Oven | E10 | System - kBTUs of Consumption | 0 | 0 | 0 | 0 | 0 | 0 | 0 | 0 | 0 | 0 | 0 | 0 | 0 | 0 | 0 | 0 | 0 | 0 | 0 | 0 | 0 | 0 | 0 | 0 | 0 | 0 | 0
F4_Commercial_Health_Existing_Food Preparation_Natural Gas_Oven_E1 | F4 | Commercial | Health | Existing | Food Preparation | Natural Gas | Oven | E1 | Utility - Cost of Equipment | 0.26221 | 0.26221 | 0.26221 | 0.26221 | 0.26221 | 0.26221 | 0.26221 | 0.26221 | 0.26221 | 0.26221 | 0.26221 | 0.26221 | 0.26221 | 0.26221 | 0.26221 | 0.26221 | 0.26221 | 0.26221 | 0.26221 | 0.26221 | 0.26221 | 0.26221 | 0.26221 | 0.26221 | 0.26221 | 0.26221 | 0.26221
F4_Commercial_Health_Existing_Food Preparation_Natural Gas_Oven_E2 | F4 | Commercial | Health | Existing | Food Preparation | Natural Gas | Oven | E2 | Utility - Cost of Equipment | 0.27622 | 0.27622 | 0.27622 | 0.27622 | 0.27622 | 0.27622 | 0.27622 | 0.27622 | 0.27622 | 0.27622 | 0.27622 | 0.27622 | 0.27622 | 0.27622 | 0.27622 | 0.27622 | 0.27622 | 0.27622 | 0.27622 | 0.27622 | 0.27622 | 0.27622 | 0.27622 | 0.27622 | 0.27622 | 0.27622 | 0.27622
F4_Commercial_Health_Existing_Food Preparation_Natural Gas_Oven_E3 | F4 | Commercial | Health | Existing | Food Preparation | Natural Gas | Oven | E3 | Utility - Cost of Equipment | 0 | 0 | 0 | 0 | 0 | 0 | 0 | 0 | 0 | 0 | 0 | 0 | 0 | 0 | 0 | 0 | 0 | 0 | 0 | 0 | 0 | 0 | 0 | 0 | 0 | 0 | 0
F4_Commercial_Health_Existing_Food Preparation_Natural Gas_Oven_E4 | F4 | Commercial | Health | Existing | Food Preparation | Natural Gas | Oven | E4 | Utility - Cost of Equipment | 0 | 0 | 0 | 0 | 0 | 0 | 0 | 0 | 0 | 0 | 0 | 0 | 0 | 0 | 0 | 0 | 0 | 0 | 0 | 0 | 0 | 0 | 0 | 0 | 0 | 0 | 0
F4_Commercial_Health_Existing_Food Preparation_Natural Gas_Oven_E5 | F4 | Commercial | Health | Existing | Food Preparation | Natural Gas | Oven | E5 | Utility - Cost of Equipment | 0 | 0 | 0 | 0 | 0 | 0 | 0 | 0 | 0 | 0 | 0 | 0 | 0 | 0 | 0 | 0 | 0 | 0 | 0 | 0 | 0 | 0 | 0 | 0 | 0 | 0 | 0
F4_Commercial_Health_Existing_Food Preparation_Natural Gas_Oven_E6 | F4 | Commercial | Health | Existing | Food Preparation | Natural Gas | Oven | E6 | Utility - Cost of Equipment | 0 | 0 | 0 | 0 | 0 | 0 | 0 | 0 | 0 | 0 | 0 | 0 | 0 | 0 | 0 | 0 | 0 | 0 | 0 | 0 | 0 | 0 | 0 | 0 | 0 | 0 | 0
F4_Commercial_Health_Existing_Food Preparation_Natural Gas_Oven_E7 | F4 | Commercial | Health | Existing | Food Preparation | Natural Gas | Oven | E7 | Utility - Cost of Equipment | 0 | 0 | 0 | 0 | 0 | 0 | 0 | 0 | 0 | 0 | 0 | 0 | 0 | 0 | 0 | 0 | 0 | 0 | 0 | 0 | 0 | 0 | 0 | 0 | 0 | 0 | 0
F4_Commercial_Health_Existing_Food Preparation_Natural Gas_Oven_E8 | F4 | Commercial | Health | Existing | Food Preparation | Natural Gas | Oven | E8 | Utility - Cost of Equipment | 0 | 0 | 0 | 0 | 0 | 0 | 0 | 0 | 0 | 0 | 0 | 0 | 0 | 0 | 0 | 0 | 0 | 0 | 0 | 0 | 0 | 0 | 0 | 0 | 0 | 0 | 0
F4_Commercial_Health_Existing_Food Preparation_Natural Gas_Oven_E9 | F4 | Commercial | Health | Existing | Food Preparation | Natural Gas | Oven | E9 | Utility - Cost of Equipment | 0 | 0 | 0 | 0 | 0 | 0 | 0 | 0 | 0 | 0 | 0 | 0 | 0 | 0 | 0 | 0 | 0 | 0 | 0 | 0 | 0 | 0 | 0 | 0 | 0 | 0 | 0
F4_Commercial_Health_Existing_Food Preparation_Natural Gas_Oven_E10 | F4 | Commercial | Health | Existing | Food Preparation | Natural Gas | Oven | E10 | Utility - Cost of Equipment | 0 | 0 | 0 | 0 | 0 | 0 | 0 | 0 | 0 | 0 | 0 | 0 | 0 | 0 | 0 | 0 | 0 | 0 | 0 | 0 | 0 | 0 | 0 | 0 | 0 | 0 | 0
F5_Commercial_Health_Existing_Food Preparation_Natural Gas_Oven_E1 | F5 | Commercial | Health | Existing | Food Preparation | Natural Gas | Oven | E1 | Utility - Cost of Operation | 0.28623 | 0.28321 | 0.2803 | 0.27753 | 0.27825 | 0.28125 | 0.28572 | 0.291 | 0.29644 | 0.30138 | 0.30539 | 0.30792 | 0.30876 | 0.30765 | 0.30501 | 0.30113 | 0.29626 | 0.29043 | 0.28347 | 0.27519 | 0.26548 | 0.25428 | 0.24436 | 0.23799 | 0.23531 | 0.23647 | 0.23763
F5_Commercial_Health_Existing_Food Preparation_Natural Gas_Oven_E2 | F5 | Commercial | Health | Existing | Food Preparation | Natural Gas | Oven | E2 | Utility - Cost of Operation | 0.24869 | 0.24607 | 0.24354 | 0.24113 | 0.24176 | 0.24437 | 0.24825 | 0.25284 | 0.25757 | 0.26185 | 0.26534 | 0.26754 | 0.26827 | 0.2673 | 0.26501 | 0.26164 | 0.25741 | 0.25234 | 0.24629 | 0.2391 | 0.23066 | 0.22094 | 0.21231 | 0.20678 | 0.20445 | 0.20546 | 0.20646
F5_Commercial_Health_Existing_Food Preparation_Natural Gas_Oven_E3 | F5 | Commercial | Health | Existing | Food Preparation | Natural Gas | Oven | E3 | Utility - Cost of Operation | 0 | 0 | 0 | 0 | 0 | 0 | 0 | 0 | 0 | 0 | 0 | 0 | 0 | 0 | 0 | 0 | 0 | 0 | 0 | 0 | 0 | 0 | 0 | 0 | 0 | 0 | 0
F5_Commercial_Health_Existing_Food Preparation_Natural Gas_Oven_E4 | F5 | Commercial | Health | Existing | Food Preparation | Natural Gas | Oven | E4 | Utility - Cost of Operation | 0 | 0 | 0 | 0 | 0 | 0 | 0 | 0 | 0 | 0 | 0 | 0 | 0 | 0 | 0 | 0 | 0 | 0 | 0 | 0 | 0 | 0 | 0 | 0 | 0 | 0 | 0
F5_Commercial_Health_Existing_Food Preparation_Natural Gas_Oven_E5 | F5 | Commercial | Health | Existing | Food Preparation | Natural Gas | Oven | E5 | Utility - Cost of Operation | 0 | 0 | 0 | 0 | 0 | 0 | 0 | 0 | 0 | 0 | 0 | 0 | 0 | 0 | 0 | 0 | 0 | 0 | 0 | 0 | 0 | 0 | 0 | 0 | 0 | 0 | 0
F5_Commercial_Health_Existing_Food Preparation_Natural Gas_Oven_E6 | F5 | Commercial | Health | Existing | Food Preparation | Natural Gas | Oven | E6 | Utility - Cost of Operation | 0 | 0 | 0 | 0 | 0 | 0 | 0 | 0 | 0 | 0 | 0 | 0 | 0 | 0 | 0 | 0 | 0 | 0 | 0 | 0 | 0 | 0 | 0 | 0 | 0 | 0 | 0
F5_Commercial_Health_Existing_Food Preparation_Natural Gas_Oven_E7 | F5 | Commercial | Health | Existing | Food Preparation | Natural Gas | Oven | E7 | Utility - Cost of Operation | 0 | 0 | 0 | 0 | 0 | 0 | 0 | 0 | 0 | 0 | 0 | 0 | 0 | 0 | 0 | 0 | 0 | 0 | 0 | 0 | 0 | 0 | 0 | 0 | 0 | 0 | 0
F5_Commercial_Health_Existing_Food Preparation_Natural Gas_Oven_E8 | F5 | Commercial | Health | Existing | Food Preparation | Natural Gas | Oven | E8 | Utility - Cost of Operation | 0 | 0 | 0 | 0 | 0 | 0 | 0 | 0 | 0 | 0 | 0 | 0 | 0 | 0 | 0 | 0 | 0 | 0 | 0 | 0 | 0 | 0 | 0 | 0 | 0 | 0 | 0
F5_Commercial_Health_Existing_Food Preparation_Natural Gas_Oven_E9 | F5 | Commercial | Health | Existing | Food Preparation | Natural Gas | Oven | E9 | Utility - Cost of Operation | 0 | 0 | 0 | 0 | 0 | 0 | 0 | 0 | 0 | 0 | 0 | 0 | 0 | 0 | 0 | 0 | 0 | 0 | 0 | 0 | 0 | 0 | 0 | 0 | 0 | 0 | 0
F5_Commercial_Health_Existing_Food Preparation_Natural Gas_Oven_E10 | F5 | Commercial | Health | Existing | Food Preparation | Natural Gas | Oven | E10 | Utility - Cost of Operation | 0 | 0 | 0 | 0 | 0 | 0 | 0 | 0 | 0 | 0 | 0 | 0 | 0 | 0 | 0 | 0 | 0 | 0 | 0 | 0 | 0 | 0 | 0 | 0 | 0 | 0 | 0
F6_Commercial_Health_Existing_Food Preparation_Natural Gas_Oven_E1 | F6 | Commercial | Health | Existing | Food Preparation | Natural Gas | Oven | E1 | Utility - Value of Sales | 0 | 0 | 0 | 0 | 0 | 0 | 0 | 0 | 0 | 0 | 0 | 0 | 0 | 0 | 0 | 0 | 0 | 0 | 0 | 0 | 0 | 0 | 0 | 0 | 0 | 0 | 0
F6_Commercial_Health_Existing_Food Preparation_Natural Gas_Oven_E2 | F6 | Commercial | Health | Existing | Food Preparation | Natural Gas | Oven | E2 | Utility - Value of Sales | 0 | 0 | 0 | 0 | 0 | 0 | 0 | 0 | 0 | 0 | 0 | 0 | 0 | 0 | 0 | 0 | 0 | 0 | 0 | 0 | 0 | 0 | 0 | 0 | 0 | 0 | 0
F6_Commercial_Health_Existing_Food Preparation_Natural Gas_Oven_E3 | F6 | Commercial | Health | Existing | Food Preparation | Natural Gas | Oven | E3 | Utility - Value of Sales | 0 | 0 | 0 | 0 | 0 | 0 | 0 | 0 | 0 | 0 | 0 | 0 | 0 | 0 | 0 | 0 | 0 | 0 | 0 | 0 | 0 | 0 | 0 | 0 | 0 | 0 | 0
F6_Commercial_Health_Existing_Food Preparation_Natural Gas_Oven_E4 | F6 | Commercial | Health | Existing | Food Preparation | Natural Gas | Oven | E4 | Utility - Value of Sales | 0 | 0 | 0 | 0 | 0 | 0 | 0 | 0 | 0 | 0 | 0 | 0 | 0 | 0 | 0 | 0 | 0 | 0 | 0 | 0 | 0 | 0 | 0 | 0 | 0 | 0 | 0
F6_Commercial_Health_Existing_Food Preparation_Natural Gas_Oven_E5 | F6 | Commercial | Health | Existing | Food Preparation | Natural Gas | Oven | E5 | Utility - Value of Sales | 0 | 0 | 0 | 0 | 0 | 0 | 0 | 0 | 0 | 0 | 0 | 0 | 0 | 0 | 0 | 0 | 0 | 0 | 0 | 0 | 0 | 0 | 0 | 0 | 0 | 0 | 0
F6_Commercial_Health_Existing_Food Preparation_Natural Gas_Oven_E6 | F6 | Commercial | Health | Existing | Food Preparation | Natural Gas | Oven | E6 | Utility - Value of Sales | 0 | 0 | 0 | 0 | 0 | 0 | 0 | 0 | 0 | 0 | 0 | 0 | 0 | 0 | 0 | 0 | 0 | 0 | 0 | 0 | 0 | 0 | 0 | 0 | 0 | 0 | 0
F6_Commercial_Health_Existing_Food Preparation_Natural Gas_Oven_E7 | F6 | Commercial | Health | Existing | Food Preparation | Natural Gas | Oven | E7 | Utility - Value of Sales | 0 | 0 | 0 | 0 | 0 | 0 | 0 | 0 | 0 | 0 | 0 | 0 | 0 | 0 | 0 | 0 | 0 | 0 | 0 | 0 | 0 | 0 | 0 | 0 | 0 | 0 | 0
F6_Commercial_Health_Existing_Food Preparation_Natural Gas_Oven_E8 | F6 | Commercial | Health | Existing | Food Preparation | Natural Gas | Oven | E8 | Utility - Value of Sales | 0 | 0 | 0 | 0 | 0 | 0 | 0 | 0 | 0 | 0 | 0 | 0 | 0 | 0 | 0 | 0 | 0 | 0 | 0 | 0 | 0 | 0 | 0 | 0 | 0 | 0 | 0
F6_Commercial_Health_Existing_Food Preparation_Natural Gas_Oven_E9 | F6 | Commercial | Health | Existing | Food Preparation | Natural Gas | Oven | E9 | Utility - Value of Sales | 0 | 0 | 0 | 0 | 0 | 0 | 0 | 0 | 0 | 0 | 0 | 0 | 0 | 0 | 0 | 0 | 0 | 0 | 0 | 0 | 0 | 0 | 0 | 0 | 0 | 0 | 0
F6_Commercial_Health_Existing_Food Preparation_Natural Gas_Oven_E10 | F6 | Commercial | Health | Existing | Food Preparation | Natural Gas | Oven | E10 | Utility - Value of Sales | 0 | 0 | 0 | 0 | 0 | 0 | 0 | 0 | 0 | 0 | 0 | 0 | 0 | 0 | 0 | 0 | 0 | 0 | 0 | 0 | 0 | 0 | 0 | 0 | 0 | 0 | 0
F1_Commercial_Health_Existing_Food Preparation_Natural Gas_Conveyor Oven_E1 | F1 | Commercial | Health | Existing | Food Preparation | Natural Gas | Conveyor Oven | E1 | RVT - Cost of Equipment | 0.1486 | 0.1486 | 0.1486 | 0.1486 | 0.1486 | 0.1486 | 0.1486 | 0.1486 | 0.1486 | 0.1486 | 0.1486 | 0.1486 | 0.1486 | 0.1486 | 0.1486 | 0.1486 | 0.1486 | 0.1486 | 0.1486 | 0.1486 | 0.1486 | 0.1486 | 0.1486 | 0.1486 | 0.1486 | 0.1486 | 0.1486
F1_Commercial_Health_Existing_Food Preparation_Natural Gas_Conveyor Oven_E2 | F1 | Commercial | Health | Existing | Food Preparation | Natural Gas | Conveyor Oven | E2 | RVT - Cost of Equipment | 0.18116 | 0.18116 | 0.18116 | 0.18116 | 0.18116 | 0.18116 | 0.18116 | 0.18116 | 0.18116 | 0.18116 | 0.18116 | 0.18116 | 0.18116 | 0.18116 | 0.18116 | 0.18116 | 0.18116 | 0.18116 | 0.18116 | 0.18116 | 0.18116 | 0.18116 | 0.18116 | 0.18116 | 0.18116 | 0.18116 | 0.18116
F1_Commercial_Health_Existing_Food Preparation_Natural Gas_Conveyor Oven_E3 | F1 | Commercial | Health | Existing | Food Preparation | Natural Gas | Conveyor Oven | E3 | RVT - Cost of Equipment | 0 | 0 | 0 | 0 | 0 | 0 | 0 | 0 | 0 | 0 | 0 | 0 | 0 | 0 | 0 | 0 | 0 | 0 | 0 | 0 | 0 | 0 | 0 | 0 | 0 | 0 | 0
F1_Commercial_Health_Existing_Food Preparation_Natural Gas_Conveyor Oven_E4 | F1 | Commercial | Health | Existing | Food Preparation | Natural Gas | Conveyor Oven | E4 | RVT - Cost of Equipment | 0 | 0 | 0 | 0 | 0 | 0 | 0 | 0 | 0 | 0 | 0 | 0 | 0 | 0 | 0 | 0 | 0 | 0 | 0 | 0 | 0 | 0 | 0 | 0 | 0 | 0 | 0
F1_Commercial_Health_Existing_Food Preparation_Natural Gas_Conveyor Oven_E5 | F1 | Commercial | Health | Existing | Food Preparation | Natural Gas | Conveyor Oven | E5 | RVT - Cost of Equipment | 0 | 0 | 0 | 0 | 0 | 0 | 0 | 0 | 0 | 0 | 0 | 0 | 0 | 0 | 0 | 0 | 0 | 0 | 0 | 0 | 0 | 0 | 0 | 0 | 0 | 0 | 0
F1_Commercial_Health_Existing_Food Preparation_Natural Gas_Conveyor Oven_E6 | F1 | Commercial | Health | Existing | Food Preparation | Natural Gas | Conveyor Oven | E6 | RVT - Cost of Equipment | 0 | 0 | 0 | 0 | 0 | 0 | 0 | 0 | 0 | 0 | 0 | 0 | 0 | 0 | 0 | 0 | 0 | 0 | 0 | 0 | 0 | 0 | 0 | 0 | 0 | 0 | 0
F1_Commercial_Health_Existing_Food Preparation_Natural Gas_Conveyor Oven_E7 | F1 | Commercial | Health | Existing | Food Preparation | Natural Gas | Conveyor Oven | E7 | RVT - Cost of Equipment | 0 | 0 | 0 | 0 | 0 | 0 | 0 | 0 | 0 | 0 | 0 | 0 | 0 | 0 | 0 | 0 | 0 | 0 | 0 | 0 | 0 | 0 | 0 | 0 | 0 | 0 | 0
F1_Commercial_Health_Existing_Food Preparation_Natural Gas_Conveyor Oven_E8 | F1 | Commercial | Health | Existing | Food Preparation | Natural Gas | Conveyor Oven | E8 | RVT - Cost of Equipment | 0 | 0 | 0 | 0 | 0 | 0 | 0 | 0 | 0 | 0 | 0 | 0 | 0 | 0 | 0 | 0 | 0 | 0 | 0 | 0 | 0 | 0 | 0 | 0 | 0 | 0 | 0
F1_Commercial_Health_Existing_Food Preparation_Natural Gas_Conveyor Oven_E9 | F1 | Commercial | Health | Existing | Food Preparation | Natural Gas | Conveyor Oven | E9 | RVT - Cost of Equipment | 0 | 0 | 0 | 0 | 0 | 0 | 0 | 0 | 0 | 0 | 0 | 0 | 0 | 0 | 0 | 0 | 0 | 0 | 0 | 0 | 0 | 0 | 0 | 0 | 0 | 0 | 0
F1_Commercial_Health_Existing_Food Preparation_Natural Gas_Conveyor Oven_E10 | F1 | Commercial | Health | Existing | Food Preparation | Natural Gas | Conveyor Oven | E10 | RVT - Cost of Equipment | 0 | 0 | 0 | 0 | 0 | 0 | 0 | 0 | 0 | 0 | 0 | 0 | 0 | 0 | 0 | 0 | 0 | 0 | 0 | 0 | 0 | 0 | 0 | 0 | 0 | 0 | 0
F2_Commercial_Health_Existing_Food Preparation_Natural Gas_Conveyor Oven_E1 | F2 | Commercial | Health | Existing | Food Preparation | Natural Gas | Conveyor Oven | E1 | RVT - Cost of Operation | 0 | 0 | 0 | 0 | 0 | 0 | 0 | 0 | 0 | 0 | 0 | 0 | 0 | 0 | 0 | 0 | 0 | 0 | 0 | 0 | 0 | 0 | 0 | 0 | 0 | 0 | 0
F2_Commercial_Health_Existing_Food Preparation_Natural Gas_Conveyor Oven_E2 | F2 | Commercial | Health | Existing | Food Preparation | Natural Gas | Conveyor Oven | E2 | RVT - Cost of Operation | 0 | 0 | 0 | 0 | 0 | 0 | 0 | 0 | 0 | 0 | 0 | 0 | 0 | 0 | 0 | 0 | 0 | 0 | 0 | 0 | 0 | 0 | 0 | 0 | 0 | 0 | 0
F2_Commercial_Health_Existing_Food Preparation_Natural Gas_Conveyor Oven_E3 | F2 | Commercial | Health | Existing | Food Preparation | Natural Gas | Conveyor Oven | E3 | RVT - Cost of Operation | 0 | 0 | 0 | 0 | 0 | 0 | 0 | 0 | 0 | 0 | 0 | 0 | 0 | 0 | 0 | 0 | 0 | 0 | 0 | 0 | 0 | 0 | 0 | 0 | 0 | 0 | 0
F2_Commercial_Health_Existing_Food Preparation_Natural Gas_Conveyor Oven_E4 | F2 | Commercial | Health | Existing | Food Preparation | Natural Gas | Conveyor Oven | E4 | RVT - Cost of Operation | 0 | 0 | 0 | 0 | 0 | 0 | 0 | 0 | 0 | 0 | 0 | 0 | 0 | 0 | 0 | 0 | 0 | 0 | 0 | 0 | 0 | 0 | 0 | 0 | 0 | 0 | 0
F2_Commercial_Health_Existing_Food Preparation_Natural Gas_Conveyor Oven_E5 | F2 | Commercial | Health | Existing | Food Preparation | Natural Gas | Conveyor Oven | E5 | RVT - Cost of Operation | 0 | 0 | 0 | 0 | 0 | 0 | 0 | 0 | 0 | 0 | 0 | 0 | 0 | 0 | 0 | 0 | 0 | 0 | 0 | 0 | 0 | 0 | 0 | 0 | 0 | 0 | 0
F2_Commercial_Health_Existing_Food Preparation_Natural Gas_Conveyor Oven_E6 | F2 | Commercial | Health | Existing | Food Preparation | Natural Gas | Conveyor Oven | E6 | RVT - Cost of Operation | 0 | 0 | 0 | 0 | 0 | 0 | 0 | 0 | 0 | 0 | 0 | 0 | 0 | 0 | 0 | 0 | 0 | 0 | 0 | 0 | 0 | 0 | 0 | 0 | 0 | 0 | 0
F2_Commercial_Health_Existing_Food Preparation_Natural Gas_Conveyor Oven_E7 | F2 | Commercial | Health | Existing | Food Preparation | Natural Gas | Conveyor Oven | E7 | RVT - Cost of Operation | 0 | 0 | 0 | 0 | 0 | 0 | 0 | 0 | 0 | 0 | 0 | 0 | 0 | 0 | 0 | 0 | 0 | 0 | 0 | 0 | 0 | 0 | 0 | 0 | 0 | 0 | 0
F2_Commercial_Health_Existing_Food Preparation_Natural Gas_Conveyor Oven_E8 | F2 | Commercial | Health | Existing | Food Preparation | Natural Gas | Conveyor Oven | E8 | RVT - Cost of Operation | 0 | 0 | 0 | 0 | 0 | 0 | 0 | 0 | 0 | 0 | 0 | 0 | 0 | 0 | 0 | 0 | 0 | 0 | 0 | 0 | 0 | 0 | 0 | 0 | 0 | 0 | 0
F2_Commercial_Health_Existing_Food Preparation_Natural Gas_Conveyor Oven_E9 | F2 | Commercial | Health | Existing | Food Preparation | Natural Gas | Conveyor Oven | E9 | RVT - Cost of Operation | 0 | 0 | 0 | 0 | 0 | 0 | 0 | 0 | 0 | 0 | 0 | 0 | 0 | 0 | 0 | 0 | 0 | 0 | 0 | 0 | 0 | 0 | 0 | 0 | 0 | 0 | 0
F2_Commercial_Health_Existing_Food Preparation_Natural Gas_Conveyor Oven_E10 | F2 | Commercial | Health | Existing | Food Preparation | Natural Gas | Conveyor Oven | E10 | RVT - Cost of Operation | 0 | 0 | 0 | 0 | 0 | 0 | 0 | 0 | 0 | 0 | 0 | 0 | 0 | 0 | 0 | 0 | 0 | 0 | 0 | 0 | 0 | 0 | 0 | 0 | 0 | 0 | 0
F3_Commercial_Health_Existing_Food Preparation_Natural Gas_Conveyor Oven_E1 | F3 | Commercial | Health | Existing | Food Preparation | Natural Gas | Conveyor Oven | E1 | System - kBTUs of Consumption | 38.067 | 38.067 | 38.067 | 38.067 | 38.067 | 38.067 | 38.067 | 38.067 | 38.067 | 38.067 | 38.067 | 38.067 | 38.067 | 38.067 | 38.067 | 38.067 | 38.067 | 38.067 | 38.067 | 38.067 | 38.067 | 38.067 | 38.067 | 38.067 | 38.067 | 38.067 | 38.067
F3_Commercial_Health_Existing_Food Preparation_Natural Gas_Conveyor Oven_E2 | F3 | Commercial | Health | Existing | Food Preparation | Natural Gas | Conveyor Oven | E2 | System - kBTUs of Consumption | 28.9368 | 28.9368 | 28.9368 | 28.9368 | 28.9368 | 28.9368 | 28.9368 | 28.9368 | 28.9368 | 28.9368 | 28.9368 | 28.9368 | 28.9368 | 28.9368 | 28.9368 | 28.9368 | 28.9368 | 28.9368 | 28.9368 | 28.9368 | 28.9368 | 28.9368 | 28.9368 | 28.9368 | 28.9368 | 28.9368 | 28.9368
F3_Commercial_Health_Existing_Food Preparation_Natural Gas_Conveyor Oven_E3 | F3 | Commercial | Health | Existing | Food Preparation | Natural Gas | Conveyor Oven | E3 | System - kBTUs of Consumption | 0 | 0 | 0 | 0 | 0 | 0 | 0 | 0 | 0 | 0 | 0 | 0 | 0 | 0 | 0 | 0 | 0 | 0 | 0 | 0 | 0 | 0 | 0 | 0 | 0 | 0 | 0
F3_Commercial_Health_Existing_Food Preparation_Natural Gas_Conveyor Oven_E4 | F3 | Commercial | Health | Existing | Food Preparation | Natural Gas | Conveyor Oven | E4 | System - kBTUs of Consumption | 0 | 0 | 0 | 0 | 0 | 0 | 0 | 0 | 0 | 0 | 0 | 0 | 0 | 0 | 0 | 0 | 0 | 0 | 0 | 0 | 0 | 0 | 0 | 0 | 0 | 0 | 0
F3_Commercial_Health_Existing_Food Preparation_Natural Gas_Conveyor Oven_E5 | F3 | Commercial | Health | Existing | Food Preparation | Natural Gas | Conveyor Oven | E5 | System - kBTUs of Consumption | 0 | 0 | 0 | 0 | 0 | 0 | 0 | 0 | 0 | 0 | 0 | 0 | 0 | 0 | 0 | 0 | 0 | 0 | 0 | 0 | 0 | 0 | 0 | 0 | 0 | 0 | 0
F3_Commercial_Health_Existing_Food Preparation_Natural Gas_Conveyor Oven_E6 | F3 | Commercial | Health | Existing | Food Preparation | Natural Gas | Conveyor Oven | E6 | System - kBTUs of Consumption | 0 | 0 | 0 | 0 | 0 | 0 | 0 | 0 | 0 | 0 | 0 | 0 | 0 | 0 | 0 | 0 | 0 | 0 | 0 | 0 | 0 | 0 | 0 | 0 | 0 | 0 | 0
F3_Commercial_Health_Existing_Food Preparation_Natural Gas_Conveyor Oven_E7 | F3 | Commercial | Health | Existing | Food Preparation | Natural Gas | Conveyor Oven | E7 | System - kBTUs of Consumption | 0 | 0 | 0 | 0 | 0 | 0 | 0 | 0 | 0 | 0 | 0 | 0 | 0 | 0 | 0 | 0 | 0 | 0 | 0 | 0 | 0 | 0 | 0 | 0 | 0 | 0 | 0
F3_Commercial_Health_Existing_Food Preparation_Natural Gas_Conveyor Oven_E8 | F3 | Commercial | Health | Existing | Food Preparation | Natural Gas | Conveyor Oven | E8 | System - kBTUs of Consumption | 0 | 0 | 0 | 0 | 0 | 0 | 0 | 0 | 0 | 0 | 0 | 0 | 0 | 0 | 0 | 0 | 0 | 0 | 0 | 0 | 0 | 0 | 0 | 0 | 0 | 0 | 0
F3_Commercial_Health_Existing_Food Preparation_Natural Gas_Conveyor Oven_E9 | F3 | Commercial | Health | Existing | Food Preparation | Natural Gas | Conveyor Oven | E9 | System - kBTUs of Consumption | 0 | 0 | 0 | 0 | 0 | 0 | 0 | 0 | 0 | 0 | 0 | 0 | 0 | 0 | 0 | 0 | 0 | 0 | 0 | 0 | 0 | 0 | 0 | 0 | 0 | 0 | 0
F3_Commercial_Health_Existing_Food Preparation_Natural Gas_Conveyor Oven_E10 | F3 | Commercial | Health | Existing | Food Preparation | Natural Gas | Conveyor Oven | E10 | System - kBTUs of Consumption | 0 | 0 | 0 | 0 | 0 | 0 | 0 | 0 | 0 | 0 | 0 | 0 | 0 | 0 | 0 | 0 | 0 | 0 | 0 | 0 | 0 | 0 | 0 | 0 | 0 | 0 | 0
F4_Commercial_Health_Existing_Food Preparation_Natural Gas_Conveyor Oven_E1 | F4 | Commercial | Health | Existing | Food Preparation | Natural Gas | Conveyor Oven | E1 | Utility - Cost of Equipment | 0.1486 | 0.1486 | 0.1486 | 0.1486 | 0.1486 | 0.1486 | 0.1486 | 0.1486 | 0.1486 | 0.1486 | 0.1486 | 0.1486 | 0.1486 | 0.1486 | 0.1486 | 0.1486 | 0.1486 | 0.1486 | 0.1486 | 0.1486 | 0.1486 | 0.1486 | 0.1486 | 0.1486 | 0.1486 | 0.1486 | 0.1486
F4_Commercial_Health_Existing_Food Preparation_Natural Gas_Conveyor Oven_E2 | F4 | Commercial | Health | Existing | Food Preparation | Natural Gas | Conveyor Oven | E2 | Utility - Cost of Equipment | 0.18116 | 0.18116 | 0.18116 | 0.18116 | 0.18116 | 0.18116 | 0.18116 | 0.18116 | 0.18116 | 0.18116 | 0.18116 | 0.18116 | 0.18116 | 0.18116 | 0.18116 | 0.18116 | 0.18116 | 0.18116 | 0.18116 | 0.18116 | 0.18116 | 0.18116 | 0.18116 | 0.18116 | 0.18116 | 0.18116 | 0.18116
F4_Commercial_Health_Existing_Food Preparation_Natural Gas_Conveyor Oven_E3 | F4 | Commercial | Health | Existing | Food Preparation | Natural Gas | Conveyor Oven | E3 | Utility - Cost of Equipment | 0 | 0 | 0 | 0 | 0 | 0 | 0 | 0 | 0 | 0 | 0 | 0 | 0 | 0 | 0 | 0 | 0 | 0 | 0 | 0 | 0 | 0 | 0 | 0 | 0 | 0 | 0
F4_Commercial_Health_Existing_Food Preparation_Natural Gas_Conveyor Oven_E4 | F4 | Commercial | Health | Existing | Food Preparation | Natural Gas | Conveyor Oven | E4 | Utility - Cost of Equipment | 0 | 0 | 0 | 0 | 0 | 0 | 0 | 0 | 0 | 0 | 0 | 0 | 0 | 0 | 0 | 0 | 0 | 0 | 0 | 0 | 0 | 0 | 0 | 0 | 0 | 0 | 0
F4_Commercial_Health_Existing_Food Preparation_Natural Gas_Conveyor Oven_E5 | F4 | Commercial | Health | Existing | Food Preparation | Natural Gas | Conveyor Oven | E5 | Utility - Cost of Equipment | 0 | 0 | 0 | 0 | 0 | 0 | 0 | 0 | 0 | 0 | 0 | 0 | 0 | 0 | 0 | 0 | 0 | 0 | 0 | 0 | 0 | 0 | 0 | 0 | 0 | 0 | 0
F4_Commercial_Health_Existing_Food Preparation_Natural Gas_Conveyor Oven_E6 | F4 | Commercial | Health | Existing | Food Preparation | Natural Gas | Conveyor Oven | E6 | Utility - Cost of Equipment | 0 | 0 | 0 | 0 | 0 | 0 | 0 | 0 | 0 | 0 | 0 | 0 | 0 | 0 | 0 | 0 | 0 | 0 | 0 | 0 | 0 | 0 | 0 | 0 | 0 | 0 | 0
F4_Commercial_Health_Existing_Food Preparation_Natural Gas_Conveyor Oven_E7 | F4 | Commercial | Health | Existing | Food Preparation | Natural Gas | Conveyor Oven | E7 | Utility - Cost of Equipment | 0 | 0 | 0 | 0 | 0 | 0 | 0 | 0 | 0 | 0 | 0 | 0 | 0 | 0 | 0 | 0 | 0 | 0 | 0 | 0 | 0 | 0 | 0 | 0 | 0 | 0 | 0
F4_Commercial_Health_Existing_Food Preparation_Natural Gas_Conveyor Oven_E8 | F4 | Commercial | Health | Existing | Food Preparation | Natural Gas | Conveyor Oven | E8 | Utility - Cost of Equipment | 0 | 0 | 0 | 0 | 0 | 0 | 0 | 0 | 0 | 0 | 0 | 0 | 0 | 0 | 0 | 0 | 0 | 0 | 0 | 0 | 0 | 0 | 0 | 0 | 0 | 0 | 0
F4_Commercial_Health_Existing_Food Preparation_Natural Gas_Conveyor Oven_E9 | F4 | Commercial | Health | Existing | Food Preparation | Natural Gas | Conveyor Oven | E9 | Utility - Cost of Equipment | 0 | 0 | 0 | 0 | 0 | 0 | 0 | 0 | 0 | 0 | 0 | 0 | 0 | 0 | 0 | 0 | 0 | 0 | 0 | 0 | 0 | 0 | 0 | 0 | 0 | 0 | 0
F4_Commercial_Health_Existing_Food Preparation_Natural Gas_Conveyor Oven_E10 | F4 | Commercial | Health | Existing | Food Preparation | Natural Gas | Conveyor Oven | E10 | Utility - Cost of Equipment | 0 | 0 | 0 | 0 | 0 | 0 | 0 | 0 | 0 | 0 | 0 | 0 | 0 | 0 | 0 | 0 | 0 | 0 | 0 | 0 | 0 | 0 | 0 | 0 | 0 | 0 | 0
F5_Commercial_Health_Existing_Food Preparation_Natural Gas_Conveyor Oven_E1 | F5 | Commercial | Health | Existing | Food Preparation | Natural Gas | Conveyor Oven | E1 | Utility - Cost of Operation | 0.52892 | 0.52651 | 0.52433 | 0.52218 | 0.5246 | 0.52928 | 0.5344 | 0.53872 | 0.54155 | 0.54281 | 0.5429 | 0.54211 | 0.54049 | 0.53755 | 0.53344 | 0.52809 | 0.52126 | 0.51301 | 0.50308 | 0.4912 | 0.4772 | 0.461 | 0.44669 | 0.43764 | 0.43409 | 0.43622 | 0.43836
F5_Commercial_Health_Existing_Food Preparation_Natural Gas_Conveyor Oven_E2 | F5 | Commercial | Health | Existing | Food Preparation | Natural Gas | Conveyor Oven | E2 | Utility - Cost of Operation | 0.40206 | 0.40023 | 0.39857 | 0.39693 | 0.39878 | 0.40233 | 0.40623 | 0.40951 | 0.41166 | 0.41262 | 0.41269 | 0.41209 | 0.41086 | 0.40862 | 0.4055 | 0.40143 | 0.39624 | 0.38997 | 0.38242 | 0.37339 | 0.36275 | 0.35043 | 0.33955 | 0.33268 | 0.32998 | 0.33159 | 0.33322
F5_Commercial_Health_Existing_Food Preparation_Natural Gas_Conveyor Oven_E3 | F5 | Commercial | Health | Existing | Food Preparation | Natural Gas | Conveyor Oven | E3 | Utility - Cost of Operation | 0 | 0 | 0 | 0 | 0 | 0 | 0 | 0 | 0 | 0 | 0 | 0 | 0 | 0 | 0 | 0 | 0 | 0 | 0 | 0 | 0 | 0 | 0 | 0 | 0 | 0 | 0
F5_Commercial_Health_Existing_Food Preparation_Natural Gas_Conveyor Oven_E4 | F5 | Commercial | Health | Existing | Food Preparation | Natural Gas | Conveyor Oven | E4 | Utility - Cost of Operation | 0 | 0 | 0 | 0 | 0 | 0 | 0 | 0 | 0 | 0 | 0 | 0 | 0 | 0 | 0 | 0 | 0 | 0 | 0 | 0 | 0 | 0 | 0 | 0 | 0 | 0 | 0
F5_Commercial_Health_Existing_Food Preparation_Natural Gas_Conveyor Oven_E5 | F5 | Commercial | Health | Existing | Food Preparation | Natural Gas | Conveyor Oven | E5 | Utility - Cost of Operation | 0 | 0 | 0 | 0 | 0 | 0 | 0 | 0 | 0 | 0 | 0 | 0 | 0 | 0 | 0 | 0 | 0 | 0 | 0 | 0 | 0 | 0 | 0 | 0 | 0 | 0 | 0
F5_Commercial_Health_Existing_Food Preparation_Natural Gas_Conveyor Oven_E6 | F5 | Commercial | Health | Existing | Food Preparation | Natural Gas | Conveyor Oven | E6 | Utility - Cost of Operation | 0 | 0 | 0 | 0 | 0 | 0 | 0 | 0 | 0 | 0 | 0 | 0 | 0 | 0 | 0 | 0 | 0 | 0 | 0 | 0 | 0 | 0 | 0 | 0 | 0 | 0 | 0
F5_Commercial_Health_Existing_Food Preparation_Natural Gas_Conveyor Oven_E7 | F5 | Commercial | Health | Existing | Food Preparation | Natural Gas | Conveyor Oven | E7 | Utility - Cost of Operation | 0 | 0 | 0 | 0 | 0 | 0 | 0 | 0 | 0 | 0 | 0 | 0 | 0 | 0 | 0 | 0 | 0 | 0 | 0 | 0 | 0 | 0 | 0 | 0 | 0 | 0 | 0
F5_Commercial_Health_Existing_Food Preparation_Natural Gas_Conveyor Oven_E8 | F5 | Commercial | Health | Existing | Food Preparation | Natural Gas | Conveyor Oven | E8 | Utility - Cost of Operation | 0 | 0 | 0 | 0 | 0 | 0 | 0 | 0 | 0 | 0 | 0 | 0 | 0 | 0 | 0 | 0 | 0 | 0 | 0 | 0 | 0 | 0 | 0 | 0 | 0 | 0 | 0
F5_Commercial_Health_Existing_Food Preparation_Natural Gas_Conveyor Oven_E9 | F5 | Commercial | Health | Existing | Food Preparation | Natural Gas | Conveyor Oven | E9 | Utility - Cost of Operation | 0 | 0 | 0 | 0 | 0 | 0 | 0 | 0 | 0 | 0 | 0 | 0 | 0 | 0 | 0 | 0 | 0 | 0 | 0 | 0 | 0 | 0 | 0 | 0 | 0 | 0 | 0
F5_Commercial_Health_Existing_Food Preparation_Natural Gas_Conveyor Oven_E10 | F5 | Commercial | Health | Existing | Food Preparation | Natural Gas | Conveyor Oven | E10 | Utility - Cost of Operation | 0 | 0 | 0 | 0 | 0 | 0 | 0 | 0 | 0 | 0 | 0 | 0 | 0 | 0 | 0 | 0 | 0 | 0 | 0 | 0 | 0 | 0 | 0 | 0 | 0 | 0 | 0
F6_Commercial_Health_Existing_Food Preparation_Natural Gas_Conveyor Oven_E1 | F6 | Commercial | Health | Existing | Food Preparation | Natural Gas | Conveyor Oven | E1 | Utility - Value of Sales | 0 | 0 | 0 | 0 | 0 | 0 | 0 | 0 | 0 | 0 | 0 | 0 | 0 | 0 | 0 | 0 | 0 | 0 | 0 | 0 | 0 | 0 | 0 | 0 | 0 | 0 | 0
F6_Commercial_Health_Existing_Food Preparation_Natural Gas_Conveyor Oven_E2 | F6 | Commercial | Health | Existing | Food Preparation | Natural Gas | Conveyor Oven | E2 | Utility - Value of Sales | 0 | 0 | 0 | 0 | 0 | 0 | 0 | 0 | 0 | 0 | 0 | 0 | 0 | 0 | 0 | 0 | 0 | 0 | 0 | 0 | 0 | 0 | 0 | 0 | 0 | 0 | 0
F6_Commercial_Health_Existing_Food Preparation_Natural Gas_Conveyor Oven_E3 | F6 | Commercial | Health | Existing | Food Preparation | Natural Gas | Conveyor Oven | E3 | Utility - Value of Sales | 0 | 0 | 0 | 0 | 0 | 0 | 0 | 0 | 0 | 0 | 0 | 0 | 0 | 0 | 0 | 0 | 0 | 0 | 0 | 0 | 0 | 0 | 0 | 0 | 0 | 0 | 0
F6_Commercial_Health_Existing_Food Preparation_Natural Gas_Conveyor Oven_E4 | F6 | Commercial | Health | Existing | Food Preparation | Natural Gas | Conveyor Oven | E4 | Utility - Value of Sales | 0 | 0 | 0 | 0 | 0 | 0 | 0 | 0 | 0 | 0 | 0 | 0 | 0 | 0 | 0 | 0 | 0 | 0 | 0 | 0 | 0 | 0 | 0 | 0 | 0 | 0 | 0
F6_Commercial_Health_Existing_Food Preparation_Natural Gas_Conveyor Oven_E5 | F6 | Commercial | Health | Existing | Food Preparation | Natural Gas | Conveyor Oven | E5 | Utility - Value of Sales | 0 | 0 | 0 | 0 | 0 | 0 | 0 | 0 | 0 | 0 | 0 | 0 | 0 | 0 | 0 | 0 | 0 | 0 | 0 | 0 | 0 | 0 | 0 | 0 | 0 | 0 | 0
F6_Commercial_Health_Existing_Food Preparation_Natural Gas_Conveyor Oven_E6 | F6 | Commercial | Health | Existing | Food Preparation | Natural Gas | Conveyor Oven | E6 | Utility - Value of Sales | 0 | 0 | 0 | 0 | 0 | 0 | 0 | 0 | 0 | 0 | 0 | 0 | 0 | 0 | 0 | 0 | 0 | 0 | 0 | 0 | 0 | 0 | 0 | 0 | 0 | 0 | 0
F6_Commercial_Health_Existing_Food Preparation_Natural Gas_Conveyor Oven_E7 | F6 | Commercial | Health | Existing | Food Preparation | Natural Gas | Conveyor Oven | E7 | Utility - Value of Sales | 0 | 0 | 0 | 0 | 0 | 0 | 0 | 0 | 0 | 0 | 0 | 0 | 0 | 0 | 0 | 0 | 0 | 0 | 0 | 0 | 0 | 0 | 0 | 0 | 0 | 0 | 0
F6_Commercial_Health_Existing_Food Preparation_Natural Gas_Conveyor Oven_E8 | F6 | Commercial | Health | Existing | Food Preparation | Natural Gas | Conveyor Oven | E8 | Utility - Value of Sales | 0 | 0 | 0 | 0 | 0 | 0 | 0 | 0 | 0 | 0 | 0 | 0 | 0 | 0 | 0 | 0 | 0 | 0 | 0 | 0 | 0 | 0 | 0 | 0 | 0 | 0 | 0
F6_Commercial_Health_Existing_Food Preparation_Natural Gas_Conveyor Oven_E9 | F6 | Commercial | Health | Existing | Food Preparation | Natural Gas | Conveyor Oven | E9 | Utility - Value of Sales | 0 | 0 | 0 | 0 | 0 | 0 | 0 | 0 | 0 | 0 | 0 | 0 | 0 | 0 | 0 | 0 | 0 | 0 | 0 | 0 | 0 | 0 | 0 | 0 | 0 | 0 | 0
F6_Commercial_Health_Existing_Food Preparation_Natural Gas_Conveyor Oven_E10 | F6 | Commercial | Health | Existing | Food Preparation | Natural Gas | Conveyor Oven | E10 | Utility - Value of Sales | 0 | 0 | 0 | 0 | 0 | 0 | 0 | 0 | 0 | 0 | 0 | 0 | 0 | 0 | 0 | 0 | 0 | 0 | 0 | 0 | 0 | 0 | 0 | 0 | 0 | 0 | 0
F1_Commercial_Health_Existing_Food Preparation_Natural Gas_Double Rack Oven_E1 | F1 | Commercial | Health | Existing | Food Preparation | Natural Gas | Double Rack Oven | E1 | RVT - Cost of Equipment | 0.28985 | 0.28985 | 0.28985 | 0.28985 | 0.28985 | 0.28985 | 0.28985 | 0.28985 | 0.28985 | 0.28985 | 0.28985 | 0.28985 | 0.28985 | 0.28985 | 0.28985 | 0.28985 | 0.28985 | 0.28985 | 0.28985 | 0.28985 | 0.28985 | 0.28985 | 0.28985 | 0.28985 | 0.28985 | 0.28985 | 0.28985
F1_Commercial_Health_Existing_Food Preparation_Natural Gas_Double Rack Oven_E2 | F1 | Commercial | Health | Existing | Food Preparation | Natural Gas | Double Rack Oven | E2 | RVT - Cost of Equipment | 0.39988 | 0.39988 | 0.39988 | 0.39988 | 0.39988 | 0.39988 | 0.39988 | 0.39988 | 0.39988 | 0.39988 | 0.39988 | 0.39988 | 0.39988 | 0.39988 | 0.39988 | 0.39988 | 0.39988 | 0.39988 | 0.39988 | 0.39988 | 0.39988 | 0.39988 | 0.39988 | 0.39988 | 0.39988 | 0.39988 | 0.39988
F1_Commercial_Health_Existing_Food Preparation_Natural Gas_Double Rack Oven_E3 | F1 | Commercial | Health | Existing | Food Preparation | Natural Gas | Double Rack Oven | E3 | RVT - Cost of Equipment | 0 | 0 | 0 | 0 | 0 | 0 | 0 | 0 | 0 | 0 | 0 | 0 | 0 | 0 | 0 | 0 | 0 | 0 | 0 | 0 | 0 | 0 | 0 | 0 | 0 | 0 | 0
F1_Commercial_Health_Existing_Food Preparation_Natural Gas_Double Rack Oven_E4 | F1 | Commercial | Health | Existing | Food Preparation | Natural Gas | Double Rack Oven | E4 | RVT - Cost of Equipment | 0 | 0 | 0 | 0 | 0 | 0 | 0 | 0 | 0 | 0 | 0 | 0 | 0 | 0 | 0 | 0 | 0 | 0 | 0 | 0 | 0 | 0 | 0 | 0 | 0 | 0 | 0
F1_Commercial_Health_Existing_Food Preparation_Natural Gas_Double Rack Oven_E5 | F1 | Commercial | Health | Existing | Food Preparation | Natural Gas | Double Rack Oven | E5 | RVT - Cost of Equipment | 0 | 0 | 0 | 0 | 0 | 0 | 0 | 0 | 0 | 0 | 0 | 0 | 0 | 0 | 0 | 0 | 0 | 0 | 0 | 0 | 0 | 0 | 0 | 0 | 0 | 0 | 0
F1_Commercial_Health_Existing_Food Preparation_Natural Gas_Double Rack Oven_E6 | F1 | Commercial | Health | Existing | Food Preparation | Natural Gas | Double Rack Oven | E6 | RVT - Cost of Equipment | 0 | 0 | 0 | 0 | 0 | 0 | 0 | 0 | 0 | 0 | 0 | 0 | 0 | 0 | 0 | 0 | 0 | 0 | 0 | 0 | 0 | 0 | 0 | 0 | 0 | 0 | 0
F1_Commercial_Health_Existing_Food Preparation_Natural Gas_Double Rack Oven_E7 | F1 | Commercial | Health | Existing | Food Preparation | Natural Gas | Double Rack Oven | E7 | RVT - Cost of Equipment | 0 | 0 | 0 | 0 | 0 | 0 | 0 | 0 | 0 | 0 | 0 | 0 | 0 | 0 | 0 | 0 | 0 | 0 | 0 | 0 | 0 | 0 | 0 | 0 | 0 | 0 | 0
F1_Commercial_Health_Existing_Food Preparation_Natural Gas_Double Rack Oven_E8 | F1 | Commercial | Health | Existing | Food Preparation | Natural Gas | Double Rack Oven | E8 | RVT - Cost of Equipment | 0 | 0 | 0 | 0 | 0 | 0 | 0 | 0 | 0 | 0 | 0 | 0 | 0 | 0 | 0 | 0 | 0 | 0 | 0 | 0 | 0 | 0 | 0 | 0 | 0 | 0 | 0
F1_Commercial_Health_Existing_Food Preparation_Natural Gas_Double Rack Oven_E9 | F1 | Commercial | Health | Existing | Food Preparation | Natural Gas | Double Rack Oven | E9 | RVT - Cost of Equipment | 0 | 0 | 0 | 0 | 0 | 0 | 0 | 0 | 0 | 0 | 0 | 0 | 0 | 0 | 0 | 0 | 0 | 0 | 0 | 0 | 0 | 0 | 0 | 0 | 0 | 0 | 0
F1_Commercial_Health_Existing_Food Preparation_Natural Gas_Double Rack Oven_E10 | F1 | Commercial | Health | Existing | Food Preparation | Natural Gas | Double Rack Oven | E10 | RVT - Cost of Equipment | 0 | 0 | 0 | 0 | 0 | 0 | 0 | 0 | 0 | 0 | 0 | 0 | 0 | 0 | 0 | 0 | 0 | 0 | 0 | 0 | 0 | 0 | 0 | 0 | 0 | 0 | 0
F2_Commercial_Health_Existing_Food Preparation_Natural Gas_Double Rack Oven_E1 | F2 | Commercial | Health | Existing | Food Preparation | Natural Gas | Double Rack Oven | E1 | RVT - Cost of Operation | 0 | 0 | 0 | 0 | 0 | 0 | 0 | 0 | 0 | 0 | 0 | 0 | 0 | 0 | 0 | 0 | 0 | 0 | 0 | 0 | 0 | 0 | 0 | 0 | 0 | 0 | 0
F2_Commercial_Health_Existing_Food Preparation_Natural Gas_Double Rack Oven_E2 | F2 | Commercial | Health | Existing | Food Preparation | Natural Gas | Double Rack Oven | E2 | RVT - Cost of Operation | 0 | 0 | 0 | 0 | 0 | 0 | 0 | 0 | 0 | 0 | 0 | 0 | 0 | 0 | 0 | 0 | 0 | 0 | 0 | 0 | 0 | 0 | 0 | 0 | 0 | 0 | 0
F2_Commercial_Health_Existing_Food Preparation_Natural Gas_Double Rack Oven_E3 | F2 | Commercial | Health | Existing | Food Preparation | Natural Gas | Double Rack Oven | E3 | RVT - Cost of Operation | 0 | 0 | 0 | 0 | 0 | 0 | 0 | 0 | 0 | 0 | 0 | 0 | 0 | 0 | 0 | 0 | 0 | 0 | 0 | 0 | 0 | 0 | 0 | 0 | 0 | 0 | 0
F2_Commercial_Health_Existing_Food Preparation_Natural Gas_Double Rack Oven_E4 | F2 | Commercial | Health | Existing | Food Preparation | Natural Gas | Double Rack Oven | E4 | RVT - Cost of Operation | 0 | 0 | 0 | 0 | 0 | 0 | 0 | 0 | 0 | 0 | 0 | 0 | 0 | 0 | 0 | 0 | 0 | 0 | 0 | 0 | 0 | 0 | 0 | 0 | 0 | 0 | 0
F2_Commercial_Health_Existing_Food Preparation_Natural Gas_Double Rack Oven_E5 | F2 | Commercial | Health | Existing | Food Preparation | Natural Gas | Double Rack Oven | E5 | RVT - Cost of Operation | 0 | 0 | 0 | 0 | 0 | 0 | 0 | 0 | 0 | 0 | 0 | 0 | 0 | 0 | 0 | 0 | 0 | 0 | 0 | 0 | 0 | 0 | 0 | 0 | 0 | 0 | 0
F2_Commercial_Health_Existing_Food Preparation_Natural Gas_Double Rack Oven_E6 | F2 | Commercial | Health | Existing | Food Preparation | Natural Gas | Double Rack Oven | E6 | RVT - Cost of Operation | 0 | 0 | 0 | 0 | 0 | 0 | 0 | 0 | 0 | 0 | 0 | 0 | 0 | 0 | 0 | 0 | 0 | 0 | 0 | 0 | 0 | 0 | 0 | 0 | 0 | 0 | 0
F2_Commercial_Health_Existing_Food Preparation_Natural Gas_Double Rack Oven_E7 | F2 | Commercial | Health | Existing | Food Preparation | Natural Gas | Double Rack Oven | E7 | RVT - Cost of Operation | 0 | 0 | 0 | 0 | 0 | 0 | 0 | 0 | 0 | 0 | 0 | 0 | 0 | 0 | 0 | 0 | 0 | 0 | 0 | 0 | 0 | 0 | 0 | 0 | 0 | 0 | 0
F2_Commercial_Health_Existing_Food Preparation_Natural Gas_Double Rack Oven_E8 | F2 | Commercial | Health | Existing | Food Preparation | Natural Gas | Double Rack Oven | E8 | RVT - Cost of Operation | 0 | 0 | 0 | 0 | 0 | 0 | 0 | 0 | 0 | 0 | 0 | 0 | 0 | 0 | 0 | 0 | 0 | 0 | 0 | 0 | 0 | 0 | 0 | 0 | 0 | 0 | 0
F2_Commercial_Health_Existing_Food Preparation_Natural Gas_Double Rack Oven_E9 | F2 | Commercial | Health | Existing | Food Preparation | Natural Gas | Double Rack Oven | E9 | RVT - Cost of Operation | 0 | 0 | 0 | 0 | 0 | 0 | 0 | 0 | 0 | 0 | 0 | 0 | 0 | 0 | 0 | 0 | 0 | 0 | 0 | 0 | 0 | 0 | 0 | 0 | 0 | 0 | 0
F2_Commercial_Health_Existing_Food Preparation_Natural Gas_Double Rack Oven_E10 | F2 | Commercial | Health | Existing | Food Preparation | Natural Gas | Double Rack Oven | E10 | RVT - Cost of Operation | 0 | 0 | 0 | 0 | 0 | 0 | 0 | 0 | 0 | 0 | 0 | 0 | 0 | 0 | 0 | 0 | 0 | 0 | 0 | 0 | 0 | 0 | 0 | 0 | 0 | 0 | 0
F3_Commercial_Health_Existing_Food Preparation_Natural Gas_Double Rack Oven_E1 | F3 | Commercial | Health | Existing | Food Preparation | Natural Gas | Double Rack Oven | E1 | System - kBTUs of Consumption | 64.7347 | 64.7347 | 64.7347 | 64.7347 | 64.7347 | 64.7347 | 64.7347 | 64.7347 | 64.7347 | 64.7347 | 64.7347 | 64.7347 | 64.7347 | 64.7347 | 64.7347 | 64.7347 | 64.7347 | 64.7347 | 64.7347 | 64.7347 | 64.7347 | 64.7347 | 64.7347 | 64.7347 | 64.7347 | 64.7347 | 64.7347
F3_Commercial_Health_Existing_Food Preparation_Natural Gas_Double Rack Oven_E2 | F3 | Commercial | Health | Existing | Food Preparation | Natural Gas | Double Rack Oven | E2 | System - kBTUs of Consumption | 38.0792 | 38.0792 | 38.0792 | 38.0792 | 38.0792 | 38.0792 | 38.0792 | 38.0792 | 38.0792 | 38.0792 | 38.0792 | 38.0792 | 38.0792 | 38.0792 | 38.0792 | 38.0792 | 38.0792 | 38.0792 | 38.0792 | 38.0792 | 38.0792 | 38.0792 | 38.0792 | 38.0792 | 38.0792 | 38.0792 | 38.0792
F3_Commercial_Health_Existing_Food Preparation_Natural Gas_Double Rack Oven_E3 | F3 | Commercial | Health | Existing | Food Preparation | Natural Gas | Double Rack Oven | E3 | System - kBTUs of Consumption | 0 | 0 | 0 | 0 | 0 | 0 | 0 | 0 | 0 | 0 | 0 | 0 | 0 | 0 | 0 | 0 | 0 | 0 | 0 | 0 | 0 | 0 | 0 | 0 | 0 | 0 | 0
F3_Commercial_Health_Existing_Food Preparation_Natural Gas_Double Rack Oven_E4 | F3 | Commercial | Health | Existing | Food Preparation | Natural Gas | Double Rack Oven | E4 | System - kBTUs of Consumption | 0 | 0 | 0 | 0 | 0 | 0 | 0 | 0 | 0 | 0 | 0 | 0 | 0 | 0 | 0 | 0 | 0 | 0 | 0 | 0 | 0 | 0 | 0 | 0 | 0 | 0 | 0
F3_Commercial_Health_Existing_Food Preparation_Natural Gas_Double Rack Oven_E5 | F3 | Commercial | Health | Existing | Food Preparation | Natural Gas | Double Rack Oven | E5 | System - kBTUs of Consumption | 0 | 0 | 0 | 0 | 0 | 0 | 0 | 0 | 0 | 0 | 0 | 0 | 0 | 0 | 0 | 0 | 0 | 0 | 0 | 0 | 0 | 0 | 0 | 0 | 0 | 0 | 0
F3_Commercial_Health_Existing_Food Preparation_Natural Gas_Double Rack Oven_E6 | F3 | Commercial | Health | Existing | Food Preparation | Natural Gas | Double Rack Oven | E6 | System - kBTUs of Consumption | 0 | 0 | 0 | 0 | 0 | 0 | 0 | 0 | 0 | 0 | 0 | 0 | 0 | 0 | 0 | 0 | 0 | 0 | 0 | 0 | 0 | 0 | 0 | 0 | 0 | 0 | 0
F3_Commercial_Health_Existing_Food Preparation_Natural Gas_Double Rack Oven_E7 | F3 | Commercial | Health | Existing | Food Preparation | Natural Gas | Double Rack Oven | E7 | System - kBTUs of Consumption | 0 | 0 | 0 | 0 | 0 | 0 | 0 | 0 | 0 | 0 | 0 | 0 | 0 | 0 | 0 | 0 | 0 | 0 | 0 | 0 | 0 | 0 | 0 | 0 | 0 | 0 | 0
F3_Commercial_Health_Existing_Food Preparation_Natural Gas_Double Rack Oven_E8 | F3 | Commercial | Health | Existing | Food Preparation | Natural Gas | Double Rack Oven | E8 | System - kBTUs of Consumption | 0 | 0 | 0 | 0 | 0 | 0 | 0 | 0 | 0 | 0 | 0 | 0 | 0 | 0 | 0 | 0 | 0 | 0 | 0 | 0 | 0 | 0 | 0 | 0 | 0 | 0 | 0
F3_Commercial_Health_Existing_Food Preparation_Natural Gas_Double Rack Oven_E9 | F3 | Commercial | Health | Existing | Food Preparation | Natural Gas | Double Rack Oven | E9 | System - kBTUs of Consumption | 0 | 0 | 0 | 0 | 0 | 0 | 0 | 0 | 0 | 0 | 0 | 0 | 0 | 0 | 0 | 0 | 0 | 0 | 0 | 0 | 0 | 0 | 0 | 0 | 0 | 0 | 0
F3_Commercial_Health_Existing_Food Preparation_Natural Gas_Double Rack Oven_E10 | F3 | Commercial | Health | Existing | Food Preparation | Natural Gas | Double Rack Oven | E10 | System - kBTUs of Consumption | 0 | 0 | 0 | 0 | 0 | 0 | 0 | 0 | 0 | 0 | 0 | 0 | 0 | 0 | 0 | 0 | 0 | 0 | 0 | 0 | 0 | 0 | 0 | 0 | 0 | 0 | 0
F4_Commercial_Health_Existing_Food Preparation_Natural Gas_Double Rack Oven_E1 | F4 | Commercial | Health | Existing | Food Preparation | Natural Gas | Double Rack Oven | E1 | Utility - Cost of Equipment | 0.28985 | 0.28985 | 0.28985 | 0.28985 | 0.28985 | 0.28985 | 0.28985 | 0.28985 | 0.28985 | 0.28985 | 0.28985 | 0.28985 | 0.28985 | 0.28985 | 0.28985 | 0.28985 | 0.28985 | 0.28985 | 0.28985 | 0.28985 | 0.28985 | 0.28985 | 0.28985 | 0.28985 | 0.28985 | 0.28985 | 0.28985
F4_Commercial_Health_Existing_Food Preparation_Natural Gas_Double Rack Oven_E2 | F4 | Commercial | Health | Existing | Food Preparation | Natural Gas | Double Rack Oven | E2 | Utility - Cost of Equipment | 0.39988 | 0.39988 | 0.39988 | 0.39988 | 0.39988 | 0.39988 | 0.39988 | 0.39988 | 0.39988 | 0.39988 | 0.39988 | 0.39988 | 0.39988 | 0.39988 | 0.39988 | 0.39988 | 0.39988 | 0.39988 | 0.39988 | 0.39988 | 0.39988 | 0.39988 | 0.39988 | 0.39988 | 0.39988 | 0.39988 | 0.39988
F4_Commercial_Health_Existing_Food Preparation_Natural Gas_Double Rack Oven_E3 | F4 | Commercial | Health | Existing | Food Preparation | Natural Gas | Double Rack Oven | E3 | Utility - Cost of Equipment | 0 | 0 | 0 | 0 | 0 | 0 | 0 | 0 | 0 | 0 | 0 | 0 | 0 | 0 | 0 | 0 | 0 | 0 | 0 | 0 | 0 | 0 | 0 | 0 | 0 | 0 | 0
F4_Commercial_Health_Existing_Food Preparation_Natural Gas_Double Rack Oven_E4 | F4 | Commercial | Health | Existing | Food Preparation | Natural Gas | Double Rack Oven | E4 | Utility - Cost of Equipment | 0 | 0 | 0 | 0 | 0 | 0 | 0 | 0 | 0 | 0 | 0 | 0 | 0 | 0 | 0 | 0 | 0 | 0 | 0 | 0 | 0 | 0 | 0 | 0 | 0 | 0 | 0
F4_Commercial_Health_Existing_Food Preparation_Natural Gas_Double Rack Oven_E5 | F4 | Commercial | Health | Existing | Food Preparation | Natural Gas | Double Rack Oven | E5 | Utility - Cost of Equipment | 0 | 0 | 0 | 0 | 0 | 0 | 0 | 0 | 0 | 0 | 0 | 0 | 0 | 0 | 0 | 0 | 0 | 0 | 0 | 0 | 0 | 0 | 0 | 0 | 0 | 0 | 0
F4_Commercial_Health_Existing_Food Preparation_Natural Gas_Double Rack Oven_E6 | F4 | Commercial | Health | Existing | Food Preparation | Natural Gas | Double Rack Oven | E6 | Utility - Cost of Equipment | 0 | 0 | 0 | 0 | 0 | 0 | 0 | 0 | 0 | 0 | 0 | 0 | 0 | 0 | 0 | 0 | 0 | 0 | 0 | 0 | 0 | 0 | 0 | 0 | 0 | 0 | 0
F4_Commercial_Health_Existing_Food Preparation_Natural Gas_Double Rack Oven_E7 | F4 | Commercial | Health | Existing | Food Preparation | Natural Gas | Double Rack Oven | E7 | Utility - Cost of Equipment | 0 | 0 | 0 | 0 | 0 | 0 | 0 | 0 | 0 | 0 | 0 | 0 | 0 | 0 | 0 | 0 | 0 | 0 | 0 | 0 | 0 | 0 | 0 | 0 | 0 | 0 | 0
F4_Commercial_Health_Existing_Food Preparation_Natural Gas_Double Rack Oven_E8 | F4 | Commercial | Health | Existing | Food Preparation | Natural Gas | Double Rack Oven | E8 | Utility - Cost of Equipment | 0 | 0 | 0 | 0 | 0 | 0 | 0 | 0 | 0 | 0 | 0 | 0 | 0 | 0 | 0 | 0 | 0 | 0 | 0 | 0 | 0 | 0 | 0 | 0 | 0 | 0 | 0
F4_Commercial_Health_Existing_Food Preparation_Natural Gas_Double Rack Oven_E9 | F4 | Commercial | Health | Existing | Food Preparation | Natural Gas | Double Rack Oven | E9 | Utility - Cost of Equipment | 0 | 0 | 0 | 0 | 0 | 0 | 0 | 0 | 0 | 0 | 0 | 0 | 0 | 0 | 0 | 0 | 0 | 0 | 0 | 0 | 0 | 0 | 0 | 0 | 0 | 0 | 0
F4_Commercial_Health_Existing_Food Preparation_Natural Gas_Double Rack Oven_E10 | F4 | Commercial | Health | Existing | Food Preparation | Natural Gas | Double Rack Oven | E10 | Utility - Cost of Equipment | 0 | 0 | 0 | 0 | 0 | 0 | 0 | 0 | 0 | 0 | 0 | 0 | 0 | 0 | 0 | 0 | 0 | 0 | 0 | 0 | 0 | 0 | 0 | 0 | 0 | 0 | 0
F5_Commercial_Health_Existing_Food Preparation_Natural Gas_Double Rack Oven_E1 | F5 | Commercial | Health | Existing | Food Preparation | Natural Gas | Double Rack Oven | E1 | Utility - Cost of Operation | 0.88356 | 0.8741 | 0.86498 | 0.85625 | 0.85841 | 0.86767 | 0.88113 | 0.89613 | 0.91058 | 0.92291 | 0.93294 | 0.94013 | 0.9442 | 0.94374 | 0.93862 | 0.9288 | 0.91442 | 0.89629 | 0.87463 | 0.84888 | 0.81869 | 0.7839 | 0.75305 | 0.73323 | 0.72489 | 0.72845 | 0.73202
F5_Commercial_Health_Existing_Food Preparation_Natural Gas_Double Rack Oven_E2 | F5 | Commercial | Health | Existing | Food Preparation | Natural Gas | Double Rack Oven | E2 | Utility - Cost of Operation | 0.51974 | 0.51418 | 0.50881 | 0.50368 | 0.50495 | 0.51039 | 0.51831 | 0.52714 | 0.53564 | 0.54289 | 0.54879 | 0.55302 | 0.55541 | 0.55514 | 0.55213 | 0.54636 | 0.53789 | 0.52723 | 0.51449 | 0.49934 | 0.48159 | 0.46112 | 0.44297 | 0.43131 | 0.42641 | 0.4285 | 0.4306
F5_Commercial_Health_Existing_Food Preparation_Natural Gas_Double Rack Oven_E3 | F5 | Commercial | Health | Existing | Food Preparation | Natural Gas | Double Rack Oven | E3 | Utility - Cost of Operation | 0 | 0 | 0 | 0 | 0 | 0 | 0 | 0 | 0 | 0 | 0 | 0 | 0 | 0 | 0 | 0 | 0 | 0 | 0 | 0 | 0 | 0 | 0 | 0 | 0 | 0 | 0
F5_Commercial_Health_Existing_Food Preparation_Natural Gas_Double Rack Oven_E4 | F5 | Commercial | Health | Existing | Food Preparation | Natural Gas | Double Rack Oven | E4 | Utility - Cost of Operation | 0 | 0 | 0 | 0 | 0 | 0 | 0 | 0 | 0 | 0 | 0 | 0 | 0 | 0 | 0 | 0 | 0 | 0 | 0 | 0 | 0 | 0 | 0 | 0 | 0 | 0 | 0
F5_Commercial_Health_Existing_Food Preparation_Natural Gas_Double Rack Oven_E5 | F5 | Commercial | Health | Existing | Food Preparation | Natural Gas | Double Rack Oven | E5 | Utility - Cost of Operation | 0 | 0 | 0 | 0 | 0 | 0 | 0 | 0 | 0 | 0 | 0 | 0 | 0 | 0 | 0 | 0 | 0 | 0 | 0 | 0 | 0 | 0 | 0 | 0 | 0 | 0 | 0
F5_Commercial_Health_Existing_Food Preparation_Natural Gas_Double Rack Oven_E6 | F5 | Commercial | Health | Existing | Food Preparation | Natural Gas | Double Rack Oven | E6 | Utility - Cost of Operation | 0 | 0 | 0 | 0 | 0 | 0 | 0 | 0 | 0 | 0 | 0 | 0 | 0 | 0 | 0 | 0 | 0 | 0 | 0 | 0 | 0 | 0 | 0 | 0 | 0 | 0 | 0
F5_Commercial_Health_Existing_Food Preparation_Natural Gas_Double Rack Oven_E7 | F5 | Commercial | Health | Existing | Food Preparation | Natural Gas | Double Rack Oven | E7 | Utility - Cost of Operation | 0 | 0 | 0 | 0 | 0 | 0 | 0 | 0 | 0 | 0 | 0 | 0 | 0 | 0 | 0 | 0 | 0 | 0 | 0 | 0 | 0 | 0 | 0 | 0 | 0 | 0 | 0
F5_Commercial_Health_Existing_Food Preparation_Natural Gas_Double Rack Oven_E8 | F5 | Commercial | Health | Existing | Food Preparation | Natural Gas | Double Rack Oven | E8 | Utility - Cost of Operation | 0 | 0 | 0 | 0 | 0 | 0 | 0 | 0 | 0 | 0 | 0 | 0 | 0 | 0 | 0 | 0 | 0 | 0 | 0 | 0 | 0 | 0 | 0 | 0 | 0 | 0 | 0
F5_Commercial_Health_Existing_Food Preparation_Natural Gas_Double Rack Oven_E9 | F5 | Commercial | Health | Existing | Food Preparation | Natural Gas | Double Rack Oven | E9 | Utility - Cost of Operation | 0 | 0 | 0 | 0 | 0 | 0 | 0 | 0 | 0 | 0 | 0 | 0 | 0 | 0 | 0 | 0 | 0 | 0 | 0 | 0 | 0 | 0 | 0 | 0 | 0 | 0 | 0
F5_Commercial_Health_Existing_Food Preparation_Natural Gas_Double Rack Oven_E10 | F5 | Commercial | Health | Existing | Food Preparation | Natural Gas | Double Rack Oven | E10 | Utility - Cost of Operation | 0 | 0 | 0 | 0 | 0 | 0 | 0 | 0 | 0 | 0 | 0 | 0 | 0 | 0 | 0 | 0 | 0 | 0 | 0 | 0 | 0 | 0 | 0 | 0 | 0 | 0 | 0
F6_Commercial_Health_Existing_Food Preparation_Natural Gas_Double Rack Oven_E1 | F6 | Commercial | Health | Existing | Food Preparation | Natural Gas | Double Rack Oven | E1 | Utility - Value of Sales | 0 | 0 | 0 | 0 | 0 | 0 | 0 | 0 | 0 | 0 | 0 | 0 | 0 | 0 | 0 | 0 | 0 | 0 | 0 | 0 | 0 | 0 | 0 | 0 | 0 | 0 | 0
F6_Commercial_Health_Existing_Food Preparation_Natural Gas_Double Rack Oven_E2 | F6 | Commercial | Health | Existing | Food Preparation | Natural Gas | Double Rack Oven | E2 | Utility - Value of Sales | 0 | 0 | 0 | 0 | 0 | 0 | 0 | 0 | 0 | 0 | 0 | 0 | 0 | 0 | 0 | 0 | 0 | 0 | 0 | 0 | 0 | 0 | 0 | 0 | 0 | 0 | 0
F6_Commercial_Health_Existing_Food Preparation_Natural Gas_Double Rack Oven_E3 | F6 | Commercial | Health | Existing | Food Preparation | Natural Gas | Double Rack Oven | E3 | Utility - Value of Sales | 0 | 0 | 0 | 0 | 0 | 0 | 0 | 0 | 0 | 0 | 0 | 0 | 0 | 0 | 0 | 0 | 0 | 0 | 0 | 0 | 0 | 0 | 0 | 0 | 0 | 0 | 0
F6_Commercial_Health_Existing_Food Preparation_Natural Gas_Double Rack Oven_E4 | F6 | Commercial | Health | Existing | Food Preparation | Natural Gas | Double Rack Oven | E4 | Utility - Value of Sales | 0 | 0 | 0 | 0 | 0 | 0 | 0 | 0 | 0 | 0 | 0 | 0 | 0 | 0 | 0 | 0 | 0 | 0 | 0 | 0 | 0 | 0 | 0 | 0 | 0 | 0 | 0
F6_Commercial_Health_Existing_Food Preparation_Natural Gas_Double Rack Oven_E5 | F6 | Commercial | Health | Existing | Food Preparation | Natural Gas | Double Rack Oven | E5 | Utility - Value of Sales | 0 | 0 | 0 | 0 | 0 | 0 | 0 | 0 | 0 | 0 | 0 | 0 | 0 | 0 | 0 | 0 | 0 | 0 | 0 | 0 | 0 | 0 | 0 | 0 | 0 | 0 | 0
F6_Commercial_Health_Existing_Food Preparation_Natural Gas_Double Rack Oven_E6 | F6 | Commercial | Health | Existing | Food Preparation | Natural Gas | Double Rack Oven | E6 | Utility - Value of Sales | 0 | 0 | 0 | 0 | 0 | 0 | 0 | 0 | 0 | 0 | 0 | 0 | 0 | 0 | 0 | 0 | 0 | 0 | 0 | 0 | 0 | 0 | 0 | 0 | 0 | 0 | 0
F6_Commercial_Health_Existing_Food Preparation_Natural Gas_Double Rack Oven_E7 | F6 | Commercial | Health | Existing | Food Preparation | Natural Gas | Double Rack Oven | E7 | Utility - Value of Sales | 0 | 0 | 0 | 0 | 0 | 0 | 0 | 0 | 0 | 0 | 0 | 0 | 0 | 0 | 0 | 0 | 0 | 0 | 0 | 0 | 0 | 0 | 0 | 0 | 0 | 0 | 0
F6_Commercial_Health_Existing_Food Preparation_Natural Gas_Double Rack Oven_E8 | F6 | Commercial | Health | Existing | Food Preparation | Natural Gas | Double Rack Oven | E8 | Utility - Value of Sales | 0 | 0 | 0 | 0 | 0 | 0 | 0 | 0 | 0 | 0 | 0 | 0 | 0 | 0 | 0 | 0 | 0 | 0 | 0 | 0 | 0 | 0 | 0 | 0 | 0 | 0 | 0
F6_Commercial_Health_Existing_Food Preparation_Natural Gas_Double Rack Oven_E9 | F6 | Commercial | Health | Existing | Food Preparation | Natural Gas | Double Rack Oven | E9 | Utility - Value of Sales | 0 | 0 | 0 | 0 | 0 | 0 | 0 | 0 | 0 | 0 | 0 | 0 | 0 | 0 | 0 | 0 | 0 | 0 | 0 | 0 | 0 | 0 | 0 | 0 | 0 | 0 | 0
F6_Commercial_Health_Existing_Food Preparation_Natural Gas_Double Rack Oven_E10 | F6 | Commercial | Health | Existing | Food Preparation | Natural Gas | Double Rack Oven | E10 | Utility - Value of Sales | 0 | 0 | 0 | 0 | 0 | 0 | 0 | 0 | 0 | 0 | 0 | 0 | 0 | 0 | 0 | 0 | 0 | 0 | 0 | 0 | 0 | 0 | 0 | 0 | 0 | 0 | 0
F1_Commercial_Health_Existing_Food Preparation_Natural Gas_Fryer_E1 | F1 | Commercial | Health | Existing | Food Preparation | Natural Gas | Fryer | E1 | RVT - Cost of Equipment | 0.17792 | 0 | 0 | 0 | 0 | 0 | 0 | 0 | 0 | 0 | 0 | 0 | 0 | 0 | 0 | 0 | 0 | 0 | 0 | 0 | 0 | 0 | 0 | 0 | 0 | 0 | 0
F1_Commercial_Health_Existing_Food Preparation_Natural Gas_Fryer_E2 | F1 | Commercial | Health | Existing | Food Preparation | Natural Gas | Fryer | E2 | RVT - Cost of Equipment | 0.22365 | 0.22365 | 0.22365 | 0.22365 | 0.22365 | 0.22365 | 0.22365 | 0.22365 | 0.22365 | 0.22365 | 0.22365 | 0.22365 | 0.22365 | 0.22365 | 0.22365 | 0.22365 | 0.22365 | 0.22365 | 0.22365 | 0.22365 | 0.22365 | 0.22365 | 0.22365 | 0.22365 | 0.22365 | 0.22365 | 0.22365
F1_Commercial_Health_Existing_Food Preparation_Natural Gas_Fryer_E3 | F1 | Commercial | Health | Existing | Food Preparation | Natural Gas | Fryer | E3 | RVT - Cost of Equipment | 0 | 0 | 0 | 0 | 0 | 0 | 0 | 0 | 0 | 0 | 0 | 0 | 0 | 0 | 0 | 0 | 0 | 0 | 0 | 0 | 0 | 0 | 0 | 0 | 0 | 0 | 0
F1_Commercial_Health_Existing_Food Preparation_Natural Gas_Fryer_E4 | F1 | Commercial | Health | Existing | Food Preparation | Natural Gas | Fryer | E4 | RVT - Cost of Equipment | 0 | 0 | 0 | 0 | 0 | 0 | 0 | 0 | 0 | 0 | 0 | 0 | 0 | 0 | 0 | 0 | 0 | 0 | 0 | 0 | 0 | 0 | 0 | 0 | 0 | 0 | 0
F1_Commercial_Health_Existing_Food Preparation_Natural Gas_Fryer_E5 | F1 | Commercial | Health | Existing | Food Preparation | Natural Gas | Fryer | E5 | RVT - Cost of Equipment | 0 | 0 | 0 | 0 | 0 | 0 | 0 | 0 | 0 | 0 | 0 | 0 | 0 | 0 | 0 | 0 | 0 | 0 | 0 | 0 | 0 | 0 | 0 | 0 | 0 | 0 | 0
F1_Commercial_Health_Existing_Food Preparation_Natural Gas_Fryer_E6 | F1 | Commercial | Health | Existing | Food Preparation | Natural Gas | Fryer | E6 | RVT - Cost of Equipment | 0 | 0 | 0 | 0 | 0 | 0 | 0 | 0 | 0 | 0 | 0 | 0 | 0 | 0 | 0 | 0 | 0 | 0 | 0 | 0 | 0 | 0 | 0 | 0 | 0 | 0 | 0
F1_Commercial_Health_Existing_Food Preparation_Natural Gas_Fryer_E7 | F1 | Commercial | Health | Existing | Food Preparation | Natural Gas | Fryer | E7 | RVT - Cost of Equipment | 0 | 0 | 0 | 0 | 0 | 0 | 0 | 0 | 0 | 0 | 0 | 0 | 0 | 0 | 0 | 0 | 0 | 0 | 0 | 0 | 0 | 0 | 0 | 0 | 0 | 0 | 0
F1_Commercial_Health_Existing_Food Preparation_Natural Gas_Fryer_E8 | F1 | Commercial | Health | Existing | Food Preparation | Natural Gas | Fryer | E8 | RVT - Cost of Equipment | 0 | 0 | 0 | 0 | 0 | 0 | 0 | 0 | 0 | 0 | 0 | 0 | 0 | 0 | 0 | 0 | 0 | 0 | 0 | 0 | 0 | 0 | 0 | 0 | 0 | 0 | 0
F1_Commercial_Health_Existing_Food Preparation_Natural Gas_Fryer_E9 | F1 | Commercial | Health | Existing | Food Preparation | Natural Gas | Fryer | E9 | RVT - Cost of Equipment | 0 | 0 | 0 | 0 | 0 | 0 | 0 | 0 | 0 | 0 | 0 | 0 | 0 | 0 | 0 | 0 | 0 | 0 | 0 | 0 | 0 | 0 | 0 | 0 | 0 | 0 | 0
F1_Commercial_Health_Existing_Food Preparation_Natural Gas_Fryer_E10 | F1 | Commercial | Health | Existing | Food Preparation | Natural Gas | Fryer | E10 | RVT - Cost of Equipment | 0 | 0 | 0 | 0 | 0 | 0 | 0 | 0 | 0 | 0 | 0 | 0 | 0 | 0 | 0 | 0 | 0 | 0 | 0 | 0 | 0 | 0 | 0 | 0 | 0 | 0 | 0
F2_Commercial_Health_Existing_Food Preparation_Natural Gas_Fryer_E1 | F2 | Commercial | Health | Existing | Food Preparation | Natural Gas | Fryer | E1 | RVT - Cost of Operation | 0 | 0 | 0 | 0 | 0 | 0 | 0 | 0 | 0 | 0 | 0 | 0 | 0 | 0 | 0 | 0 | 0 | 0 | 0 | 0 | 0 | 0 | 0 | 0 | 0 | 0 | 0
F2_Commercial_Health_Existing_Food Preparation_Natural Gas_Fryer_E2 | F2 | Commercial | Health | Existing | Food Preparation | Natural Gas | Fryer | E2 | RVT - Cost of Operation | 0 | 0 | 0 | 0 | 0 | 0 | 0 | 0 | 0 | 0 | 0 | 0 | 0 | 0 | 0 | 0 | 0 | 0 | 0 | 0 | 0 | 0 | 0 | 0 | 0 | 0 | 0
F2_Commercial_Health_Existing_Food Preparation_Natural Gas_Fryer_E3 | F2 | Commercial | Health | Existing | Food Preparation | Natural Gas | Fryer | E3 | RVT - Cost of Operation | 0 | 0 | 0 | 0 | 0 | 0 | 0 | 0 | 0 | 0 | 0 | 0 | 0 | 0 | 0 | 0 | 0 | 0 | 0 | 0 | 0 | 0 | 0 | 0 | 0 | 0 | 0
F2_Commercial_Health_Existing_Food Preparation_Natural Gas_Fryer_E4 | F2 | Commercial | Health | Existing | Food Preparation | Natural Gas | Fryer | E4 | RVT - Cost of Operation | 0 | 0 | 0 | 0 | 0 | 0 | 0 | 0 | 0 | 0 | 0 | 0 | 0 | 0 | 0 | 0 | 0 | 0 | 0 | 0 | 0 | 0 | 0 | 0 | 0 | 0 | 0
F2_Commercial_Health_Existing_Food Preparation_Natural Gas_Fryer_E5 | F2 | Commercial | Health | Existing | Food Preparation | Natural Gas | Fryer | E5 | RVT - Cost of Operation | 0 | 0 | 0 | 0 | 0 | 0 | 0 | 0 | 0 | 0 | 0 | 0 | 0 | 0 | 0 | 0 | 0 | 0 | 0 | 0 | 0 | 0 | 0 | 0 | 0 | 0 | 0
F2_Commercial_Health_Existing_Food Preparation_Natural Gas_Fryer_E6 | F2 | Commercial | Health | Existing | Food Preparation | Natural Gas | Fryer | E6 | RVT - Cost of Operation | 0 | 0 | 0 | 0 | 0 | 0 | 0 | 0 | 0 | 0 | 0 | 0 | 0 | 0 | 0 | 0 | 0 | 0 | 0 | 0 | 0 | 0 | 0 | 0 | 0 | 0 | 0
F2_Commercial_Health_Existing_Food Preparation_Natural Gas_Fryer_E7 | F2 | Commercial | Health | Existing | Food Preparation | Natural Gas | Fryer | E7 | RVT - Cost of Operation | 0 | 0 | 0 | 0 | 0 | 0 | 0 | 0 | 0 | 0 | 0 | 0 | 0 | 0 | 0 | 0 | 0 | 0 | 0 | 0 | 0 | 0 | 0 | 0 | 0 | 0 | 0
F2_Commercial_Health_Existing_Food Preparation_Natural Gas_Fryer_E8 | F2 | Commercial | Health | Existing | Food Preparation | Natural Gas | Fryer | E8 | RVT - Cost of Operation | 0 | 0 | 0 | 0 | 0 | 0 | 0 | 0 | 0 | 0 | 0 | 0 | 0 | 0 | 0 | 0 | 0 | 0 | 0 | 0 | 0 | 0 | 0 | 0 | 0 | 0 | 0
F2_Commercial_Health_Existing_Food Preparation_Natural Gas_Fryer_E9 | F2 | Commercial | Health | Existing | Food Preparation | Natural Gas | Fryer | E9 | RVT - Cost of Operation | 0 | 0 | 0 | 0 | 0 | 0 | 0 | 0 | 0 | 0 | 0 | 0 | 0 | 0 | 0 | 0 | 0 | 0 | 0 | 0 | 0 | 0 | 0 | 0 | 0 | 0 | 0
F2_Commercial_Health_Existing_Food Preparation_Natural Gas_Fryer_E10 | F2 | Commercial | Health | Existing | Food Preparation | Natural Gas | Fryer | E10 | RVT - Cost of Operation | 0 | 0 | 0 | 0 | 0 | 0 | 0 | 0 | 0 | 0 | 0 | 0 | 0 | 0 | 0 | 0 | 0 | 0 | 0 | 0 | 0 | 0 | 0 | 0 | 0 | 0 | 0
F3_Commercial_Health_Existing_Food Preparation_Natural Gas_Fryer_E1 | F3 | Commercial | Health | Existing | Food Preparation | Natural Gas | Fryer | E1 | System - kBTUs of Consumption | 33.171 | 0 | 0 | 0 | 0 | 0 | 0 | 0 | 0 | 0 | 0 | 0 | 0 | 0 | 0 | 0 | 0 | 0 | 0 | 0 | 0 | 0 | 0 | 0 | 0 | 0 | 0
F3_Commercial_Health_Existing_Food Preparation_Natural Gas_Fryer_E2 | F3 | Commercial | Health | Existing | Food Preparation | Natural Gas | Fryer | E2 | System - kBTUs of Consumption | 20.5029 | 20.5029 | 20.5029 | 20.5029 | 20.5029 | 20.5029 | 20.5029 | 20.5029 | 20.5029 | 20.5029 | 20.5029 | 20.5029 | 20.5029 | 20.5029 | 20.5029 | 20.5029 | 20.5029 | 20.5029 | 20.5029 | 20.5029 | 20.5029 | 20.5029 | 20.5029 | 20.5029 | 20.5029 | 20.5029 | 20.5029
F3_Commercial_Health_Existing_Food Preparation_Natural Gas_Fryer_E3 | F3 | Commercial | Health | Existing | Food Preparation | Natural Gas | Fryer | E3 | System - kBTUs of Consumption | 0 | 0 | 0 | 0 | 0 | 0 | 0 | 0 | 0 | 0 | 0 | 0 | 0 | 0 | 0 | 0 | 0 | 0 | 0 | 0 | 0 | 0 | 0 | 0 | 0 | 0 | 0
F3_Commercial_Health_Existing_Food Preparation_Natural Gas_Fryer_E4 | F3 | Commercial | Health | Existing | Food Preparation | Natural Gas | Fryer | E4 | System - kBTUs of Consumption | 0 | 0 | 0 | 0 | 0 | 0 | 0 | 0 | 0 | 0 | 0 | 0 | 0 | 0 | 0 | 0 | 0 | 0 | 0 | 0 | 0 | 0 | 0 | 0 | 0 | 0 | 0
F3_Commercial_Health_Existing_Food Preparation_Natural Gas_Fryer_E5 | F3 | Commercial | Health | Existing | Food Preparation | Natural Gas | Fryer | E5 | System - kBTUs of Consumption | 0 | 0 | 0 | 0 | 0 | 0 | 0 | 0 | 0 | 0 | 0 | 0 | 0 | 0 | 0 | 0 | 0 | 0 | 0 | 0 | 0 | 0 | 0 | 0 | 0 | 0 | 0
F3_Commercial_Health_Existing_Food Preparation_Natural Gas_Fryer_E6 | F3 | Commercial | Health | Existing | Food Preparation | Natural Gas | Fryer | E6 | System - kBTUs of Consumption | 0 | 0 | 0 | 0 | 0 | 0 | 0 | 0 | 0 | 0 | 0 | 0 | 0 | 0 | 0 | 0 | 0 | 0 | 0 | 0 | 0 | 0 | 0 | 0 | 0 | 0 | 0
F3_Commercial_Health_Existing_Food Preparation_Natural Gas_Fryer_E7 | F3 | Commercial | Health | Existing | Food Preparation | Natural Gas | Fryer | E7 | System - kBTUs of Consumption | 0 | 0 | 0 | 0 | 0 | 0 | 0 | 0 | 0 | 0 | 0 | 0 | 0 | 0 | 0 | 0 | 0 | 0 | 0 | 0 | 0 | 0 | 0 | 0 | 0 | 0 | 0
F3_Commercial_Health_Existing_Food Preparation_Natural Gas_Fryer_E8 | F3 | Commercial | Health | Existing | Food Preparation | Natural Gas | Fryer | E8 | System - kBTUs of Consumption | 0 | 0 | 0 | 0 | 0 | 0 | 0 | 0 | 0 | 0 | 0 | 0 | 0 | 0 | 0 | 0 | 0 | 0 | 0 | 0 | 0 | 0 | 0 | 0 | 0 | 0 | 0
F3_Commercial_Health_Existing_Food Preparation_Natural Gas_Fryer_E9 | F3 | Commercial | Health | Existing | Food Preparation | Natural Gas | Fryer | E9 | System - kBTUs of Consumption | 0 | 0 | 0 | 0 | 0 | 0 | 0 | 0 | 0 | 0 | 0 | 0 | 0 | 0 | 0 | 0 | 0 | 0 | 0 | 0 | 0 | 0 | 0 | 0 | 0 | 0 | 0
F3_Commercial_Health_Existing_Food Preparation_Natural Gas_Fryer_E10 | F3 | Commercial | Health | Existing | Food Preparation | Natural Gas | Fryer | E10 | System - kBTUs of Consumption | 0 | 0 | 0 | 0 | 0 | 0 | 0 | 0 | 0 | 0 | 0 | 0 | 0 | 0 | 0 | 0 | 0 | 0 | 0 | 0 | 0 | 0 | 0 | 0 | 0 | 0 | 0
F4_Commercial_Health_Existing_Food Preparation_Natural Gas_Fryer_E1 | F4 | Commercial | Health | Existing | Food Preparation | Natural Gas | Fryer | E1 | Utility - Cost of Equipment | 0.17792 | 0 | 0 | 0 | 0 | 0 | 0 | 0 | 0 | 0 | 0 | 0 | 0 | 0 | 0 | 0 | 0 | 0 | 0 | 0 | 0 | 0 | 0 | 0 | 0 | 0 | 0
F4_Commercial_Health_Existing_Food Preparation_Natural Gas_Fryer_E2 | F4 | Commercial | Health | Existing | Food Preparation | Natural Gas | Fryer | E2 | Utility - Cost of Equipment | 0.22365 | 0.22365 | 0.22365 | 0.22365 | 0.22365 | 0.22365 | 0.22365 | 0.22365 | 0.22365 | 0.22365 | 0.22365 | 0.22365 | 0.22365 | 0.22365 | 0.22365 | 0.22365 | 0.22365 | 0.22365 | 0.22365 | 0.22365 | 0.22365 | 0.22365 | 0.22365 | 0.22365 | 0.22365 | 0.22365 | 0.22365
F4_Commercial_Health_Existing_Food Preparation_Natural Gas_Fryer_E3 | F4 | Commercial | Health | Existing | Food Preparation | Natural Gas | Fryer | E3 | Utility - Cost of Equipment | 0 | 0 | 0 | 0 | 0 | 0 | 0 | 0 | 0 | 0 | 0 | 0 | 0 | 0 | 0 | 0 | 0 | 0 | 0 | 0 | 0 | 0 | 0 | 0 | 0 | 0 | 0
F4_Commercial_Health_Existing_Food Preparation_Natural Gas_Fryer_E4 | F4 | Commercial | Health | Existing | Food Preparation | Natural Gas | Fryer | E4 | Utility - Cost of Equipment | 0 | 0 | 0 | 0 | 0 | 0 | 0 | 0 | 0 | 0 | 0 | 0 | 0 | 0 | 0 | 0 | 0 | 0 | 0 | 0 | 0 | 0 | 0 | 0 | 0 | 0 | 0
F4_Commercial_Health_Existing_Food Preparation_Natural Gas_Fryer_E5 | F4 | Commercial | Health | Existing | Food Preparation | Natural Gas | Fryer | E5 | Utility - Cost of Equipment | 0 | 0 | 0 | 0 | 0 | 0 | 0 | 0 | 0 | 0 | 0 | 0 | 0 | 0 | 0 | 0 | 0 | 0 | 0 | 0 | 0 | 0 | 0 | 0 | 0 | 0 | 0
F4_Commercial_Health_Existing_Food Preparation_Natural Gas_Fryer_E6 | F4 | Commercial | Health | Existing | Food Preparation | Natural Gas | Fryer | E6 | Utility - Cost of Equipment | 0 | 0 | 0 | 0 | 0 | 0 | 0 | 0 | 0 | 0 | 0 | 0 | 0 | 0 | 0 | 0 | 0 | 0 | 0 | 0 | 0 | 0 | 0 | 0 | 0 | 0 | 0
F4_Commercial_Health_Existing_Food Preparation_Natural Gas_Fryer_E7 | F4 | Commercial | Health | Existing | Food Preparation | Natural Gas | Fryer | E7 | Utility - Cost of Equipment | 0 | 0 | 0 | 0 | 0 | 0 | 0 | 0 | 0 | 0 | 0 | 0 | 0 | 0 | 0 | 0 | 0 | 0 | 0 | 0 | 0 | 0 | 0 | 0 | 0 | 0 | 0
F4_Commercial_Health_Existing_Food Preparation_Natural Gas_Fryer_E8 | F4 | Commercial | Health | Existing | Food Preparation | Natural Gas | Fryer | E8 | Utility - Cost of Equipment | 0 | 0 | 0 | 0 | 0 | 0 | 0 | 0 | 0 | 0 | 0 | 0 | 0 | 0 | 0 | 0 | 0 | 0 | 0 | 0 | 0 | 0 | 0 | 0 | 0 | 0 | 0
F4_Commercial_Health_Existing_Food Preparation_Natural Gas_Fryer_E9 | F4 | Commercial | Health | Existing | Food Preparation | Natural Gas | Fryer | E9 | Utility - Cost of Equipment | 0 | 0 | 0 | 0 | 0 | 0 | 0 | 0 | 0 | 0 | 0 | 0 | 0 | 0 | 0 | 0 | 0 | 0 | 0 | 0 | 0 | 0 | 0 | 0 | 0 | 0 | 0
F4_Commercial_Health_Existing_Food Preparation_Natural Gas_Fryer_E10 | F4 | Commercial | Health | Existing | Food Preparation | Natural Gas | Fryer | E10 | Utility - Cost of Equipment | 0 | 0 | 0 | 0 | 0 | 0 | 0 | 0 | 0 | 0 | 0 | 0 | 0 | 0 | 0 | 0 | 0 | 0 | 0 | 0 | 0 | 0 | 0 | 0 | 0 | 0 | 0
F5_Commercial_Health_Existing_Food Preparation_Natural Gas_Fryer_E1 | F5 | Commercial | Health | Existing | Food Preparation | Natural Gas | Fryer | E1 | Utility - Cost of Operation | 0.457 | 0 | 0 | 0 | 0 | 0 | 0 | 0 | 0 | 0 | 0 | 0 | 0 | 0 | 0 | 0 | 0 | 0 | 0 | 0 | 0 | 0 | 0 | 0 | 0 | 0 | 0
F5_Commercial_Health_Existing_Food Preparation_Natural Gas_Fryer_E2 | F5 | Commercial | Health | Existing | Food Preparation | Natural Gas | Fryer | E2 | Utility - Cost of Operation | 0.28247 | 0.27768 | 0.27299 | 0.26842 | 0.26802 | 0.27031 | 0.27434 | 0.27928 | 0.28463 | 0.2901 | 0.29579 | 0.30135 | 0.30627 | 0.30951 | 0.31049 | 0.30882 | 0.30439 | 0.29772 | 0.28911 | 0.27892 | 0.26701 | 0.25332 | 0.24116 | 0.23325 | 0.22978 | 0.23091 | 0.23204
F5_Commercial_Health_Existing_Food Preparation_Natural Gas_Fryer_E3 | F5 | Commercial | Health | Existing | Food Preparation | Natural Gas | Fryer | E3 | Utility - Cost of Operation | 0 | 0 | 0 | 0 | 0 | 0 | 0 | 0 | 0 | 0 | 0 | 0 | 0 | 0 | 0 | 0 | 0 | 0 | 0 | 0 | 0 | 0 | 0 | 0 | 0 | 0 | 0
F5_Commercial_Health_Existing_Food Preparation_Natural Gas_Fryer_E4 | F5 | Commercial | Health | Existing | Food Preparation | Natural Gas | Fryer | E4 | Utility - Cost of Operation | 0 | 0 | 0 | 0 | 0 | 0 | 0 | 0 | 0 | 0 | 0 | 0 | 0 | 0 | 0 | 0 | 0 | 0 | 0 | 0 | 0 | 0 | 0 | 0 | 0 | 0 | 0
F5_Commercial_Health_Existing_Food Preparation_Natural Gas_Fryer_E5 | F5 | Commercial | Health | Existing | Food Preparation | Natural Gas | Fryer | E5 | Utility - Cost of Operation | 0 | 0 | 0 | 0 | 0 | 0 | 0 | 0 | 0 | 0 | 0 | 0 | 0 | 0 | 0 | 0 | 0 | 0 | 0 | 0 | 0 | 0 | 0 | 0 | 0 | 0 | 0
F5_Commercial_Health_Existing_Food Preparation_Natural Gas_Fryer_E6 | F5 | Commercial | Health | Existing | Food Preparation | Natural Gas | Fryer | E6 | Utility - Cost of Operation | 0 | 0 | 0 | 0 | 0 | 0 | 0 | 0 | 0 | 0 | 0 | 0 | 0 | 0 | 0 | 0 | 0 | 0 | 0 | 0 | 0 | 0 | 0 | 0 | 0 | 0 | 0
F5_Commercial_Health_Existing_Food Preparation_Natural Gas_Fryer_E7 | F5 | Commercial | Health | Existing | Food Preparation | Natural Gas | Fryer | E7 | Utility - Cost of Operation | 0 | 0 | 0 | 0 | 0 | 0 | 0 | 0 | 0 | 0 | 0 | 0 | 0 | 0 | 0 | 0 | 0 | 0 | 0 | 0 | 0 | 0 | 0 | 0 | 0 | 0 | 0
F5_Commercial_Health_Existing_Food Preparation_Natural Gas_Fryer_E8 | F5 | Commercial | Health | Existing | Food Preparation | Natural Gas | Fryer | E8 | Utility - Cost of Operation | 0 | 0 | 0 | 0 | 0 | 0 | 0 | 0 | 0 | 0 | 0 | 0 | 0 | 0 | 0 | 0 | 0 | 0 | 0 | 0 | 0 | 0 | 0 | 0 | 0 | 0 | 0
F5_Commercial_Health_Existing_Food Preparation_Natural Gas_Fryer_E9 | F5 | Commercial | Health | Existing | Food Preparation | Natural Gas | Fryer | E9 | Utility - Cost of Operation | 0 | 0 | 0 | 0 | 0 | 0 | 0 | 0 | 0 | 0 | 0 | 0 | 0 | 0 | 0 | 0 | 0 | 0 | 0 | 0 | 0 | 0 | 0 | 0 | 0 | 0 | 0
F5_Commercial_Health_Existing_Food Preparation_Natural Gas_Fryer_E10 | F5 | Commercial | Health | Existing | Food Preparation | Natural Gas | Fryer | E10 | Utility - Cost of Operation | 0 | 0 | 0 | 0 | 0 | 0 | 0 | 0 | 0 | 0 | 0 | 0 | 0 | 0 | 0 | 0 | 0 | 0 | 0 | 0 | 0 | 0 | 0 | 0 | 0 | 0 | 0
F6_Commercial_Health_Existing_Food Preparation_Natural Gas_Fryer_E1 | F6 | Commercial | Health | Existing | Food Preparation | Natural Gas | Fryer | E1 | Utility - Value of Sales | 0 | 0 | 0 | 0 | 0 | 0 | 0 | 0 | 0 | 0 | 0 | 0 | 0 | 0 | 0 | 0 | 0 | 0 | 0 | 0 | 0 | 0 | 0 | 0 | 0 | 0 | 0
F6_Commercial_Health_Existing_Food Preparation_Natural Gas_Fryer_E2 | F6 | Commercial | Health | Existing | Food Preparation | Natural Gas | Fryer | E2 | Utility - Value of Sales | 0 | 0 | 0 | 0 | 0 | 0 | 0 | 0 | 0 | 0 | 0 | 0 | 0 | 0 | 0 | 0 | 0 | 0 | 0 | 0 | 0 | 0 | 0 | 0 | 0 | 0 | 0
F6_Commercial_Health_Existing_Food Preparation_Natural Gas_Fryer_E3 | F6 | Commercial | Health | Existing | Food Preparation | Natural Gas | Fryer | E3 | Utility - Value of Sales | 0 | 0 | 0 | 0 | 0 | 0 | 0 | 0 | 0 | 0 | 0 | 0 | 0 | 0 | 0 | 0 | 0 | 0 | 0 | 0 | 0 | 0 | 0 | 0 | 0 | 0 | 0
F6_Commercial_Health_Existing_Food Preparation_Natural Gas_Fryer_E4 | F6 | Commercial | Health | Existing | Food Preparation | Natural Gas | Fryer | E4 | Utility - Value of Sales | 0 | 0 | 0 | 0 | 0 | 0 | 0 | 0 | 0 | 0 | 0 | 0 | 0 | 0 | 0 | 0 | 0 | 0 | 0 | 0 | 0 | 0 | 0 | 0 | 0 | 0 | 0
F6_Commercial_Health_Existing_Food Preparation_Natural Gas_Fryer_E5 | F6 | Commercial | Health | Existing | Food Preparation | Natural Gas | Fryer | E5 | Utility - Value of Sales | 0 | 0 | 0 | 0 | 0 | 0 | 0 | 0 | 0 | 0 | 0 | 0 | 0 | 0 | 0 | 0 | 0 | 0 | 0 | 0 | 0 | 0 | 0 | 0 | 0 | 0 | 0
F6_Commercial_Health_Existing_Food Preparation_Natural Gas_Fryer_E6 | F6 | Commercial | Health | Existing | Food Preparation | Natural Gas | Fryer | E6 | Utility - Value of Sales | 0 | 0 | 0 | 0 | 0 | 0 | 0 | 0 | 0 | 0 | 0 | 0 | 0 | 0 | 0 | 0 | 0 | 0 | 0 | 0 | 0 | 0 | 0 | 0 | 0 | 0 | 0
F6_Commercial_Health_Existing_Food Preparation_Natural Gas_Fryer_E7 | F6 | Commercial | Health | Existing | Food Preparation | Natural Gas | Fryer | E7 | Utility - Value of Sales | 0 | 0 | 0 | 0 | 0 | 0 | 0 | 0 | 0 | 0 | 0 | 0 | 0 | 0 | 0 | 0 | 0 | 0 | 0 | 0 | 0 | 0 | 0 | 0 | 0 | 0 | 0
F6_Commercial_Health_Existing_Food Preparation_Natural Gas_Fryer_E8 | F6 | Commercial | Health | Existing | Food Preparation | Natural Gas | Fryer | E8 | Utility - Value of Sales | 0 | 0 | 0 | 0 | 0 | 0 | 0 | 0 | 0 | 0 | 0 | 0 | 0 | 0 | 0 | 0 | 0 | 0 | 0 | 0 | 0 | 0 | 0 | 0 | 0 | 0 | 0
F6_Commercial_Health_Existing_Food Preparation_Natural Gas_Fryer_E9 | F6 | Commercial | Health | Existing | Food Preparation | Natural Gas | Fryer | E9 | Utility - Value of Sales | 0 | 0 | 0 | 0 | 0 | 0 | 0 | 0 | 0 | 0 | 0 | 0 | 0 | 0 | 0 | 0 | 0 | 0 | 0 | 0 | 0 | 0 | 0 | 0 | 0 | 0 | 0
F6_Commercial_Health_Existing_Food Preparation_Natural Gas_Fryer_E10 | F6 | Commercial | Health | Existing | Food Preparation | Natural Gas | Fryer | E10 | Utility - Value of Sales | 0 | 0 | 0 | 0 | 0 | 0 | 0 | 0 | 0 | 0 | 0 | 0 | 0 | 0 | 0 | 0 | 0 | 0 | 0 | 0 | 0 | 0 | 0 | 0 | 0 | 0 | 0
F1_Commercial_Health_Existing_Food Preparation_Natural Gas_Broiler_E1 | F1 | Commercial | Health | Existing | Food Preparation | Natural Gas | Broiler | E1 | RVT - Cost of Equipment | 0.1742 | 0.1742 | 0.1742 | 0.1742 | 0.1742 | 0.1742 | 0.1742 | 0.1742 | 0.1742 | 0.1742 | 0.1742 | 0.1742 | 0.1742 | 0.1742 | 0.1742 | 0.1742 | 0.1742 | 0.1742 | 0.1742 | 0.1742 | 0.1742 | 0.1742 | 0.1742 | 0.1742 | 0.1742 | 0.1742 | 0.1742
F1_Commercial_Health_Existing_Food Preparation_Natural Gas_Broiler_E2 | F1 | Commercial | Health | Existing | Food Preparation | Natural Gas | Broiler | E2 | RVT - Cost of Equipment | 0.24389 | 0.24389 | 0.24389 | 0.24389 | 0.24389 | 0.24389 | 0.24389 | 0.24389 | 0.24389 | 0.24389 | 0.24389 | 0.24389 | 0.24389 | 0.24389 | 0.24389 | 0.24389 | 0.24389 | 0.24389 | 0.24389 | 0.24389 | 0.24389 | 0.24389 | 0.24389 | 0.24389 | 0.24389 | 0.24389 | 0.24389
F1_Commercial_Health_Existing_Food Preparation_Natural Gas_Broiler_E3 | F1 | Commercial | Health | Existing | Food Preparation | Natural Gas | Broiler | E3 | RVT - Cost of Equipment | 0 | 0 | 0 | 0 | 0 | 0 | 0 | 0 | 0 | 0 | 0 | 0 | 0 | 0 | 0 | 0 | 0 | 0 | 0 | 0 | 0 | 0 | 0 | 0 | 0 | 0 | 0
F1_Commercial_Health_Existing_Food Preparation_Natural Gas_Broiler_E4 | F1 | Commercial | Health | Existing | Food Preparation | Natural Gas | Broiler | E4 | RVT - Cost of Equipment | 0 | 0 | 0 | 0 | 0 | 0 | 0 | 0 | 0 | 0 | 0 | 0 | 0 | 0 | 0 | 0 | 0 | 0 | 0 | 0 | 0 | 0 | 0 | 0 | 0 | 0 | 0
F1_Commercial_Health_Existing_Food Preparation_Natural Gas_Broiler_E5 | F1 | Commercial | Health | Existing | Food Preparation | Natural Gas | Broiler | E5 | RVT - Cost of Equipment | 0 | 0 | 0 | 0 | 0 | 0 | 0 | 0 | 0 | 0 | 0 | 0 | 0 | 0 | 0 | 0 | 0 | 0 | 0 | 0 | 0 | 0 | 0 | 0 | 0 | 0 | 0
F1_Commercial_Health_Existing_Food Preparation_Natural Gas_Broiler_E6 | F1 | Commercial | Health | Existing | Food Preparation | Natural Gas | Broiler | E6 | RVT - Cost of Equipment | 0 | 0 | 0 | 0 | 0 | 0 | 0 | 0 | 0 | 0 | 0 | 0 | 0 | 0 | 0 | 0 | 0 | 0 | 0 | 0 | 0 | 0 | 0 | 0 | 0 | 0 | 0
F1_Commercial_Health_Existing_Food Preparation_Natural Gas_Broiler_E7 | F1 | Commercial | Health | Existing | Food Preparation | Natural Gas | Broiler | E7 | RVT - Cost of Equipment | 0 | 0 | 0 | 0 | 0 | 0 | 0 | 0 | 0 | 0 | 0 | 0 | 0 | 0 | 0 | 0 | 0 | 0 | 0 | 0 | 0 | 0 | 0 | 0 | 0 | 0 | 0
F1_Commercial_Health_Existing_Food Preparation_Natural Gas_Broiler_E8 | F1 | Commercial | Health | Existing | Food Preparation | Natural Gas | Broiler | E8 | RVT - Cost of Equipment | 0 | 0 | 0 | 0 | 0 | 0 | 0 | 0 | 0 | 0 | 0 | 0 | 0 | 0 | 0 | 0 | 0 | 0 | 0 | 0 | 0 | 0 | 0 | 0 | 0 | 0 | 0
F1_Commercial_Health_Existing_Food Preparation_Natural Gas_Broiler_E9 | F1 | Commercial | Health | Existing | Food Preparation | Natural Gas | Broiler | E9 | RVT - Cost of Equipment | 0 | 0 | 0 | 0 | 0 | 0 | 0 | 0 | 0 | 0 | 0 | 0 | 0 | 0 | 0 | 0 | 0 | 0 | 0 | 0 | 0 | 0 | 0 | 0 | 0 | 0 | 0
F1_Commercial_Health_Existing_Food Preparation_Natural Gas_Broiler_E10 | F1 | Commercial | Health | Existing | Food Preparation | Natural Gas | Broiler | E10 | RVT - Cost of Equipment | 0 | 0 | 0 | 0 | 0 | 0 | 0 | 0 | 0 | 0 | 0 | 0 | 0 | 0 | 0 | 0 | 0 | 0 | 0 | 0 | 0 | 0 | 0 | 0 | 0 | 0 | 0
F2_Commercial_Health_Existing_Food Preparation_Natural Gas_Broiler_E1 | F2 | Commercial | Health | Existing | Food Preparation | Natural Gas | Broiler | E1 | RVT - Cost of Operation | 0 | 0 | 0 | 0 | 0 | 0 | 0 | 0 | 0 | 0 | 0 | 0 | 0 | 0 | 0 | 0 | 0 | 0 | 0 | 0 | 0 | 0 | 0 | 0 | 0 | 0 | 0
F2_Commercial_Health_Existing_Food Preparation_Natural Gas_Broiler_E2 | F2 | Commercial | Health | Existing | Food Preparation | Natural Gas | Broiler | E2 | RVT - Cost of Operation | 0 | 0 | 0 | 0 | 0 | 0 | 0 | 0 | 0 | 0 | 0 | 0 | 0 | 0 | 0 | 0 | 0 | 0 | 0 | 0 | 0 | 0 | 0 | 0 | 0 | 0 | 0
F2_Commercial_Health_Existing_Food Preparation_Natural Gas_Broiler_E3 | F2 | Commercial | Health | Existing | Food Preparation | Natural Gas | Broiler | E3 | RVT - Cost of Operation | 0 | 0 | 0 | 0 | 0 | 0 | 0 | 0 | 0 | 0 | 0 | 0 | 0 | 0 | 0 | 0 | 0 | 0 | 0 | 0 | 0 | 0 | 0 | 0 | 0 | 0 | 0
F2_Commercial_Health_Existing_Food Preparation_Natural Gas_Broiler_E4 | F2 | Commercial | Health | Existing | Food Preparation | Natural Gas | Broiler | E4 | RVT - Cost of Operation | 0 | 0 | 0 | 0 | 0 | 0 | 0 | 0 | 0 | 0 | 0 | 0 | 0 | 0 | 0 | 0 | 0 | 0 | 0 | 0 | 0 | 0 | 0 | 0 | 0 | 0 | 0
F2_Commercial_Health_Existing_Food Preparation_Natural Gas_Broiler_E5 | F2 | Commercial | Health | Existing | Food Preparation | Natural Gas | Broiler | E5 | RVT - Cost of Operation | 0 | 0 | 0 | 0 | 0 | 0 | 0 | 0 | 0 | 0 | 0 | 0 | 0 | 0 | 0 | 0 | 0 | 0 | 0 | 0 | 0 | 0 | 0 | 0 | 0 | 0 | 0
F2_Commercial_Health_Existing_Food Preparation_Natural Gas_Broiler_E6 | F2 | Commercial | Health | Existing | Food Preparation | Natural Gas | Broiler | E6 | RVT - Cost of Operation | 0 | 0 | 0 | 0 | 0 | 0 | 0 | 0 | 0 | 0 | 0 | 0 | 0 | 0 | 0 | 0 | 0 | 0 | 0 | 0 | 0 | 0 | 0 | 0 | 0 | 0 | 0
F2_Commercial_Health_Existing_Food Preparation_Natural Gas_Broiler_E7 | F2 | Commercial | Health | Existing | Food Preparation | Natural Gas | Broiler | E7 | RVT - Cost of Operation | 0 | 0 | 0 | 0 | 0 | 0 | 0 | 0 | 0 | 0 | 0 | 0 | 0 | 0 | 0 | 0 | 0 | 0 | 0 | 0 | 0 | 0 | 0 | 0 | 0 | 0 | 0
F2_Commercial_Health_Existing_Food Preparation_Natural Gas_Broiler_E8 | F2 | Commercial | Health | Existing | Food Preparation | Natural Gas | Broiler | E8 | RVT - Cost of Operation | 0 | 0 | 0 | 0 | 0 | 0 | 0 | 0 | 0 | 0 | 0 | 0 | 0 | 0 | 0 | 0 | 0 | 0 | 0 | 0 | 0 | 0 | 0 | 0 | 0 | 0 | 0
F2_Commercial_Health_Existing_Food Preparation_Natural Gas_Broiler_E9 | F2 | Commercial | Health | Existing | Food Preparation | Natural Gas | Broiler | E9 | RVT - Cost of Operation | 0 | 0 | 0 | 0 | 0 | 0 | 0 | 0 | 0 | 0 | 0 | 0 | 0 | 0 | 0 | 0 | 0 | 0 | 0 | 0 | 0 | 0 | 0 | 0 | 0 | 0 | 0
F2_Commercial_Health_Existing_Food Preparation_Natural Gas_Broiler_E10 | F2 | Commercial | Health | Existing | Food Preparation | Natural Gas | Broiler | E10 | RVT - Cost of Operation | 0 | 0 | 0 | 0 | 0 | 0 | 0 | 0 | 0 | 0 | 0 | 0 | 0 | 0 | 0 | 0 | 0 | 0 | 0 | 0 | 0 | 0 | 0 | 0 | 0 | 0 | 0
F3_Commercial_Health_Existing_Food Preparation_Natural Gas_Broiler_E1 | F3 | Commercial | Health | Existing | Food Preparation | Natural Gas | Broiler | E1 | System - kBTUs of Consumption | 32.0635 | 32.0635 | 32.0635 | 32.0635 | 32.0635 | 32.0635 | 32.0635 | 32.0635 | 32.0635 | 32.0635 | 32.0635 | 32.0635 | 32.0635 | 32.0635 | 32.0635 | 32.0635 | 32.0635 | 32.0635 | 32.0635 | 32.0635 | 32.0635 | 32.0635 | 32.0635 | 32.0635 | 32.0635 | 32.0635 | 32.0635
F3_Commercial_Health_Existing_Food Preparation_Natural Gas_Broiler_E2 | F3 | Commercial | Health | Existing | Food Preparation | Natural Gas | Broiler | E2 | System - kBTUs of Consumption | 20.6123 | 20.6123 | 20.6123 | 20.6123 | 20.6123 | 20.6123 | 20.6123 | 20.6123 | 20.6123 | 20.6123 | 20.6123 | 20.6123 | 20.6123 | 20.6123 | 20.6123 | 20.6123 | 20.6123 | 20.6123 | 20.6123 | 20.6123 | 20.6123 | 20.6123 | 20.6123 | 20.6123 | 20.6123 | 20.6123 | 20.6123
F3_Commercial_Health_Existing_Food Preparation_Natural Gas_Broiler_E3 | F3 | Commercial | Health | Existing | Food Preparation | Natural Gas | Broiler | E3 | System - kBTUs of Consumption | 0 | 0 | 0 | 0 | 0 | 0 | 0 | 0 | 0 | 0 | 0 | 0 | 0 | 0 | 0 | 0 | 0 | 0 | 0 | 0 | 0 | 0 | 0 | 0 | 0 | 0 | 0
F3_Commercial_Health_Existing_Food Preparation_Natural Gas_Broiler_E4 | F3 | Commercial | Health | Existing | Food Preparation | Natural Gas | Broiler | E4 | System - kBTUs of Consumption | 0 | 0 | 0 | 0 | 0 | 0 | 0 | 0 | 0 | 0 | 0 | 0 | 0 | 0 | 0 | 0 | 0 | 0 | 0 | 0 | 0 | 0 | 0 | 0 | 0 | 0 | 0
F3_Commercial_Health_Existing_Food Preparation_Natural Gas_Broiler_E5 | F3 | Commercial | Health | Existing | Food Preparation | Natural Gas | Broiler | E5 | System - kBTUs of Consumption | 0 | 0 | 0 | 0 | 0 | 0 | 0 | 0 | 0 | 0 | 0 | 0 | 0 | 0 | 0 | 0 | 0 | 0 | 0 | 0 | 0 | 0 | 0 | 0 | 0 | 0 | 0
F3_Commercial_Health_Existing_Food Preparation_Natural Gas_Broiler_E6 | F3 | Commercial | Health | Existing | Food Preparation | Natural Gas | Broiler | E6 | System - kBTUs of Consumption | 0 | 0 | 0 | 0 | 0 | 0 | 0 | 0 | 0 | 0 | 0 | 0 | 0 | 0 | 0 | 0 | 0 | 0 | 0 | 0 | 0 | 0 | 0 | 0 | 0 | 0 | 0
F3_Commercial_Health_Existing_Food Preparation_Natural Gas_Broiler_E7 | F3 | Commercial | Health | Existing | Food Preparation | Natural Gas | Broiler | E7 | System - kBTUs of Consumption | 0 | 0 | 0 | 0 | 0 | 0 | 0 | 0 | 0 | 0 | 0 | 0 | 0 | 0 | 0 | 0 | 0 | 0 | 0 | 0 | 0 | 0 | 0 | 0 | 0 | 0 | 0
F3_Commercial_Health_Existing_Food Preparation_Natural Gas_Broiler_E8 | F3 | Commercial | Health | Existing | Food Preparation | Natural Gas | Broiler | E8 | System - kBTUs of Consumption | 0 | 0 | 0 | 0 | 0 | 0 | 0 | 0 | 0 | 0 | 0 | 0 | 0 | 0 | 0 | 0 | 0 | 0 | 0 | 0 | 0 | 0 | 0 | 0 | 0 | 0 | 0
F3_Commercial_Health_Existing_Food Preparation_Natural Gas_Broiler_E9 | F3 | Commercial | Health | Existing | Food Preparation | Natural Gas | Broiler | E9 | System - kBTUs of Consumption | 0 | 0 | 0 | 0 | 0 | 0 | 0 | 0 | 0 | 0 | 0 | 0 | 0 | 0 | 0 | 0 | 0 | 0 | 0 | 0 | 0 | 0 | 0 | 0 | 0 | 0 | 0
F3_Commercial_Health_Existing_Food Preparation_Natural Gas_Broiler_E10 | F3 | Commercial | Health | Existing | Food Preparation | Natural Gas | Broiler | E10 | System - kBTUs of Consumption | 0 | 0 | 0 | 0 | 0 | 0 | 0 | 0 | 0 | 0 | 0 | 0 | 0 | 0 | 0 | 0 | 0 | 0 | 0 | 0 | 0 | 0 | 0 | 0 | 0 | 0 | 0
F4_Commercial_Health_Existing_Food Preparation_Natural Gas_Broiler_E1 | F4 | Commercial | Health | Existing | Food Preparation | Natural Gas | Broiler | E1 | Utility - Cost of Equipment | 0.1742 | 0.1742 | 0.1742 | 0.1742 | 0.1742 | 0.1742 | 0.1742 | 0.1742 | 0.1742 | 0.1742 | 0.1742 | 0.1742 | 0.1742 | 0.1742 | 0.1742 | 0.1742 | 0.1742 | 0.1742 | 0.1742 | 0.1742 | 0.1742 | 0.1742 | 0.1742 | 0.1742 | 0.1742 | 0.1742 | 0.1742
F4_Commercial_Health_Existing_Food Preparation_Natural Gas_Broiler_E2 | F4 | Commercial | Health | Existing | Food Preparation | Natural Gas | Broiler | E2 | Utility - Cost of Equipment | 0.24389 | 0.24389 | 0.24389 | 0.24389 | 0.24389 | 0.24389 | 0.24389 | 0.24389 | 0.24389 | 0.24389 | 0.24389 | 0.24389 | 0.24389 | 0.24389 | 0.24389 | 0.24389 | 0.24389 | 0.24389 | 0.24389 | 0.24389 | 0.24389 | 0.24389 | 0.24389 | 0.24389 | 0.24389 | 0.24389 | 0.24389
F4_Commercial_Health_Existing_Food Preparation_Natural Gas_Broiler_E3 | F4 | Commercial | Health | Existing | Food Preparation | Natural Gas | Broiler | E3 | Utility - Cost of Equipment | 0 | 0 | 0 | 0 | 0 | 0 | 0 | 0 | 0 | 0 | 0 | 0 | 0 | 0 | 0 | 0 | 0 | 0 | 0 | 0 | 0 | 0 | 0 | 0 | 0 | 0 | 0
F4_Commercial_Health_Existing_Food Preparation_Natural Gas_Broiler_E4 | F4 | Commercial | Health | Existing | Food Preparation | Natural Gas | Broiler | E4 | Utility - Cost of Equipment | 0 | 0 | 0 | 0 | 0 | 0 | 0 | 0 | 0 | 0 | 0 | 0 | 0 | 0 | 0 | 0 | 0 | 0 | 0 | 0 | 0 | 0 | 0 | 0 | 0 | 0 | 0
F4_Commercial_Health_Existing_Food Preparation_Natural Gas_Broiler_E5 | F4 | Commercial | Health | Existing | Food Preparation | Natural Gas | Broiler | E5 | Utility - Cost of Equipment | 0 | 0 | 0 | 0 | 0 | 0 | 0 | 0 | 0 | 0 | 0 | 0 | 0 | 0 | 0 | 0 | 0 | 0 | 0 | 0 | 0 | 0 | 0 | 0 | 0 | 0 | 0
F4_Commercial_Health_Existing_Food Preparation_Natural Gas_Broiler_E6 | F4 | Commercial | Health | Existing | Food Preparation | Natural Gas | Broiler | E6 | Utility - Cost of Equipment | 0 | 0 | 0 | 0 | 0 | 0 | 0 | 0 | 0 | 0 | 0 | 0 | 0 | 0 | 0 | 0 | 0 | 0 | 0 | 0 | 0 | 0 | 0 | 0 | 0 | 0 | 0
F4_Commercial_Health_Existing_Food Preparation_Natural Gas_Broiler_E7 | F4 | Commercial | Health | Existing | Food Preparation | Natural Gas | Broiler | E7 | Utility - Cost of Equipment | 0 | 0 | 0 | 0 | 0 | 0 | 0 | 0 | 0 | 0 | 0 | 0 | 0 | 0 | 0 | 0 | 0 | 0 | 0 | 0 | 0 | 0 | 0 | 0 | 0 | 0 | 0
F4_Commercial_Health_Existing_Food Preparation_Natural Gas_Broiler_E8 | F4 | Commercial | Health | Existing | Food Preparation | Natural Gas | Broiler | E8 | Utility - Cost of Equipment | 0 | 0 | 0 | 0 | 0 | 0 | 0 | 0 | 0 | 0 | 0 | 0 | 0 | 0 | 0 | 0 | 0 | 0 | 0 | 0 | 0 | 0 | 0 | 0 | 0 | 0 | 0
F4_Commercial_Health_Existing_Food Preparation_Natural Gas_Broiler_E9 | F4 | Commercial | Health | Existing | Food Preparation | Natural Gas | Broiler | E9 | Utility - Cost of Equipment | 0 | 0 | 0 | 0 | 0 | 0 | 0 | 0 | 0 | 0 | 0 | 0 | 0 | 0 | 0 | 0 | 0 | 0 | 0 | 0 | 0 | 0 | 0 | 0 | 0 | 0 | 0
F4_Commercial_Health_Existing_Food Preparation_Natural Gas_Broiler_E10 | F4 | Commercial | Health | Existing | Food Preparation | Natural Gas | Broiler | E10 | Utility - Cost of Equipment | 0 | 0 | 0 | 0 | 0 | 0 | 0 | 0 | 0 | 0 | 0 | 0 | 0 | 0 | 0 | 0 | 0 | 0 | 0 | 0 | 0 | 0 | 0 | 0 | 0 | 0 | 0
F5_Commercial_Health_Existing_Food Preparation_Natural Gas_Broiler_E1 | F5 | Commercial | Health | Existing | Food Preparation | Natural Gas | Broiler | E1 | Utility - Cost of Operation | 0.43763 | 0.43295 | 0.42843 | 0.42411 | 0.42517 | 0.42976 | 0.43643 | 0.44386 | 0.45102 | 0.45712 | 0.46209 | 0.46565 | 0.46767 | 0.46744 | 0.46491 | 0.46004 | 0.45292 | 0.44394 | 0.43321 | 0.42046 | 0.4055 | 0.38827 | 0.37299 | 0.36317 | 0.35904 | 0.3608 | 0.36257
F5_Commercial_Health_Existing_Food Preparation_Natural Gas_Broiler_E2 | F5 | Commercial | Health | Existing | Food Preparation | Natural Gas | Broiler | E2 | Utility - Cost of Operation | 0.28133 | 0.27832 | 0.27542 | 0.27264 | 0.27333 | 0.27628 | 0.28056 | 0.28534 | 0.28994 | 0.29386 | 0.29706 | 0.29935 | 0.30065 | 0.3005 | 0.29887 | 0.29574 | 0.29116 | 0.28539 | 0.27849 | 0.27029 | 0.26068 | 0.2496 | 0.23978 | 0.23347 | 0.23081 | 0.23195 | 0.23308
F5_Commercial_Health_Existing_Food Preparation_Natural Gas_Broiler_E3 | F5 | Commercial | Health | Existing | Food Preparation | Natural Gas | Broiler | E3 | Utility - Cost of Operation | 0 | 0 | 0 | 0 | 0 | 0 | 0 | 0 | 0 | 0 | 0 | 0 | 0 | 0 | 0 | 0 | 0 | 0 | 0 | 0 | 0 | 0 | 0 | 0 | 0 | 0 | 0
F5_Commercial_Health_Existing_Food Preparation_Natural Gas_Broiler_E4 | F5 | Commercial | Health | Existing | Food Preparation | Natural Gas | Broiler | E4 | Utility - Cost of Operation | 0 | 0 | 0 | 0 | 0 | 0 | 0 | 0 | 0 | 0 | 0 | 0 | 0 | 0 | 0 | 0 | 0 | 0 | 0 | 0 | 0 | 0 | 0 | 0 | 0 | 0 | 0
F5_Commercial_Health_Existing_Food Preparation_Natural Gas_Broiler_E5 | F5 | Commercial | Health | Existing | Food Preparation | Natural Gas | Broiler | E5 | Utility - Cost of Operation | 0 | 0 | 0 | 0 | 0 | 0 | 0 | 0 | 0 | 0 | 0 | 0 | 0 | 0 | 0 | 0 | 0 | 0 | 0 | 0 | 0 | 0 | 0 | 0 | 0 | 0 | 0
F5_Commercial_Health_Existing_Food Preparation_Natural Gas_Broiler_E6 | F5 | Commercial | Health | Existing | Food Preparation | Natural Gas | Broiler | E6 | Utility - Cost of Operation | 0 | 0 | 0 | 0 | 0 | 0 | 0 | 0 | 0 | 0 | 0 | 0 | 0 | 0 | 0 | 0 | 0 | 0 | 0 | 0 | 0 | 0 | 0 | 0 | 0 | 0 | 0
F5_Commercial_Health_Existing_Food Preparation_Natural Gas_Broiler_E7 | F5 | Commercial | Health | Existing | Food Preparation | Natural Gas | Broiler | E7 | Utility - Cost of Operation | 0 | 0 | 0 | 0 | 0 | 0 | 0 | 0 | 0 | 0 | 0 | 0 | 0 | 0 | 0 | 0 | 0 | 0 | 0 | 0 | 0 | 0 | 0 | 0 | 0 | 0 | 0
F5_Commercial_Health_Existing_Food Preparation_Natural Gas_Broiler_E8 | F5 | Commercial | Health | Existing | Food Preparation | Natural Gas | Broiler | E8 | Utility - Cost of Operation | 0 | 0 | 0 | 0 | 0 | 0 | 0 | 0 | 0 | 0 | 0 | 0 | 0 | 0 | 0 | 0 | 0 | 0 | 0 | 0 | 0 | 0 | 0 | 0 | 0 | 0 | 0
F5_Commercial_Health_Existing_Food Preparation_Natural Gas_Broiler_E9 | F5 | Commercial | Health | Existing | Food Preparation | Natural Gas | Broiler | E9 | Utility - Cost of Operation | 0 | 0 | 0 | 0 | 0 | 0 | 0 | 0 | 0 | 0 | 0 | 0 | 0 | 0 | 0 | 0 | 0 | 0 | 0 | 0 | 0 | 0 | 0 | 0 | 0 | 0 | 0
F5_Commercial_Health_Existing_Food Preparation_Natural Gas_Broiler_E10 | F5 | Commercial | Health | Existing | Food Preparation | Natural Gas | Broiler | E10 | Utility - Cost of Operation | 0 | 0 | 0 | 0 | 0 | 0 | 0 | 0 | 0 | 0 | 0 | 0 | 0 | 0 | 0 | 0 | 0 | 0 | 0 | 0 | 0 | 0 | 0 | 0 | 0 | 0 | 0
F6_Commercial_Health_Existing_Food Preparation_Natural Gas_Broiler_E1 | F6 | Commercial | Health | Existing | Food Preparation | Natural Gas | Broiler | E1 | Utility - Value of Sales | 0 | 0 | 0 | 0 | 0 | 0 | 0 | 0 | 0 | 0 | 0 | 0 | 0 | 0 | 0 | 0 | 0 | 0 | 0 | 0 | 0 | 0 | 0 | 0 | 0 | 0 | 0
F6_Commercial_Health_Existing_Food Preparation_Natural Gas_Broiler_E2 | F6 | Commercial | Health | Existing | Food Preparation | Natural Gas | Broiler | E2 | Utility - Value of Sales | 0 | 0 | 0 | 0 | 0 | 0 | 0 | 0 | 0 | 0 | 0 | 0 | 0 | 0 | 0 | 0 | 0 | 0 | 0 | 0 | 0 | 0 | 0 | 0 | 0 | 0 | 0
F6_Commercial_Health_Existing_Food Preparation_Natural Gas_Broiler_E3 | F6 | Commercial | Health | Existing | Food Preparation | Natural Gas | Broiler | E3 | Utility - Value of Sales | 0 | 0 | 0 | 0 | 0 | 0 | 0 | 0 | 0 | 0 | 0 | 0 | 0 | 0 | 0 | 0 | 0 | 0 | 0 | 0 | 0 | 0 | 0 | 0 | 0 | 0 | 0
F6_Commercial_Health_Existing_Food Preparation_Natural Gas_Broiler_E4 | F6 | Commercial | Health | Existing | Food Preparation | Natural Gas | Broiler | E4 | Utility - Value of Sales | 0 | 0 | 0 | 0 | 0 | 0 | 0 | 0 | 0 | 0 | 0 | 0 | 0 | 0 | 0 | 0 | 0 | 0 | 0 | 0 | 0 | 0 | 0 | 0 | 0 | 0 | 0
F6_Commercial_Health_Existing_Food Preparation_Natural Gas_Broiler_E5 | F6 | Commercial | Health | Existing | Food Preparation | Natural Gas | Broiler | E5 | Utility - Value of Sales | 0 | 0 | 0 | 0 | 0 | 0 | 0 | 0 | 0 | 0 | 0 | 0 | 0 | 0 | 0 | 0 | 0 | 0 | 0 | 0 | 0 | 0 | 0 | 0 | 0 | 0 | 0
F6_Commercial_Health_Existing_Food Preparation_Natural Gas_Broiler_E6 | F6 | Commercial | Health | Existing | Food Preparation | Natural Gas | Broiler | E6 | Utility - Value of Sales | 0 | 0 | 0 | 0 | 0 | 0 | 0 | 0 | 0 | 0 | 0 | 0 | 0 | 0 | 0 | 0 | 0 | 0 | 0 | 0 | 0 | 0 | 0 | 0 | 0 | 0 | 0
F6_Commercial_Health_Existing_Food Preparation_Natural Gas_Broiler_E7 | F6 | Commercial | Health | Existing | Food Preparation | Natural Gas | Broiler | E7 | Utility - Value of Sales | 0 | 0 | 0 | 0 | 0 | 0 | 0 | 0 | 0 | 0 | 0 | 0 | 0 | 0 | 0 | 0 | 0 | 0 | 0 | 0 | 0 | 0 | 0 | 0 | 0 | 0 | 0
F6_Commercial_Health_Existing_Food Preparation_Natural Gas_Broiler_E8 | F6 | Commercial | Health | Existing | Food Preparation | Natural Gas | Broiler | E8 | Utility - Value of Sales | 0 | 0 | 0 | 0 | 0 | 0 | 0 | 0 | 0 | 0 | 0 | 0 | 0 | 0 | 0 | 0 | 0 | 0 | 0 | 0 | 0 | 0 | 0 | 0 | 0 | 0 | 0
F6_Commercial_Health_Existing_Food Preparation_Natural Gas_Broiler_E9 | F6 | Commercial | Health | Existing | Food Preparation | Natural Gas | Broiler | E9 | Utility - Value of Sales | 0 | 0 | 0 | 0 | 0 | 0 | 0 | 0 | 0 | 0 | 0 | 0 | 0 | 0 | 0 | 0 | 0 | 0 | 0 | 0 | 0 | 0 | 0 | 0 | 0 | 0 | 0
F6_Commercial_Health_Existing_Food Preparation_Natural Gas_Broiler_E10 | F6 | Commercial | Health | Existing | Food Preparation | Natural Gas | Broiler | E10 | Utility - Value of Sales | 0 | 0 | 0 | 0 | 0 | 0 | 0 | 0 | 0 | 0 | 0 | 0 | 0 | 0 | 0 | 0 | 0 | 0 | 0 | 0 | 0 | 0 | 0 | 0 | 0 | 0 | 0
F1_Commercial_Health_Existing_Food Preparation_Natural Gas_Griddle_E1 | F1 | Commercial | Health | Existing | Food Preparation | Natural Gas | Griddle | E1 | RVT - Cost of Equipment | 0.13496 | 0.13496 | 0.13496 | 0.13496 | 0.13496 | 0.13496 | 0.13496 | 0.13496 | 0.13496 | 0.13496 | 0.13496 | 0.13496 | 0.13496 | 0.13496 | 0.13496 | 0.13496 | 0.13496 | 0.13496 | 0.13496 | 0.13496 | 0.13496 | 0.13496 | 0.13496 | 0.13496 | 0.13496 | 0.13496 | 0.13496
F1_Commercial_Health_Existing_Food Preparation_Natural Gas_Griddle_E2 | F1 | Commercial | Health | Existing | Food Preparation | Natural Gas | Griddle | E2 | RVT - Cost of Equipment | 0.16772 | 0.16772 | 0.16772 | 0.16772 | 0.16772 | 0.16772 | 0.16772 | 0.16772 | 0.16772 | 0.16772 | 0.16772 | 0.16772 | 0.16772 | 0.16772 | 0.16772 | 0.16772 | 0.16772 | 0.16772 | 0.16772 | 0.16772 | 0.16772 | 0.16772 | 0.16772 | 0.16772 | 0.16772 | 0.16772 | 0.16772
F1_Commercial_Health_Existing_Food Preparation_Natural Gas_Griddle_E3 | F1 | Commercial | Health | Existing | Food Preparation | Natural Gas | Griddle | E3 | RVT - Cost of Equipment | 0 | 0 | 0 | 0 | 0 | 0 | 0 | 0 | 0 | 0 | 0 | 0 | 0 | 0 | 0 | 0 | 0 | 0 | 0 | 0 | 0 | 0 | 0 | 0 | 0 | 0 | 0
F1_Commercial_Health_Existing_Food Preparation_Natural Gas_Griddle_E4 | F1 | Commercial | Health | Existing | Food Preparation | Natural Gas | Griddle | E4 | RVT - Cost of Equipment | 0 | 0 | 0 | 0 | 0 | 0 | 0 | 0 | 0 | 0 | 0 | 0 | 0 | 0 | 0 | 0 | 0 | 0 | 0 | 0 | 0 | 0 | 0 | 0 | 0 | 0 | 0
F1_Commercial_Health_Existing_Food Preparation_Natural Gas_Griddle_E5 | F1 | Commercial | Health | Existing | Food Preparation | Natural Gas | Griddle | E5 | RVT - Cost of Equipment | 0 | 0 | 0 | 0 | 0 | 0 | 0 | 0 | 0 | 0 | 0 | 0 | 0 | 0 | 0 | 0 | 0 | 0 | 0 | 0 | 0 | 0 | 0 | 0 | 0 | 0 | 0
F1_Commercial_Health_Existing_Food Preparation_Natural Gas_Griddle_E6 | F1 | Commercial | Health | Existing | Food Preparation | Natural Gas | Griddle | E6 | RVT - Cost of Equipment | 0 | 0 | 0 | 0 | 0 | 0 | 0 | 0 | 0 | 0 | 0 | 0 | 0 | 0 | 0 | 0 | 0 | 0 | 0 | 0 | 0 | 0 | 0 | 0 | 0 | 0 | 0
F1_Commercial_Health_Existing_Food Preparation_Natural Gas_Griddle_E7 | F1 | Commercial | Health | Existing | Food Preparation | Natural Gas | Griddle | E7 | RVT - Cost of Equipment | 0 | 0 | 0 | 0 | 0 | 0 | 0 | 0 | 0 | 0 | 0 | 0 | 0 | 0 | 0 | 0 | 0 | 0 | 0 | 0 | 0 | 0 | 0 | 0 | 0 | 0 | 0
F1_Commercial_Health_Existing_Food Preparation_Natural Gas_Griddle_E8 | F1 | Commercial | Health | Existing | Food Preparation | Natural Gas | Griddle | E8 | RVT - Cost of Equipment | 0 | 0 | 0 | 0 | 0 | 0 | 0 | 0 | 0 | 0 | 0 | 0 | 0 | 0 | 0 | 0 | 0 | 0 | 0 | 0 | 0 | 0 | 0 | 0 | 0 | 0 | 0
F1_Commercial_Health_Existing_Food Preparation_Natural Gas_Griddle_E9 | F1 | Commercial | Health | Existing | Food Preparation | Natural Gas | Griddle | E9 | RVT - Cost of Equipment | 0 | 0 | 0 | 0 | 0 | 0 | 0 | 0 | 0 | 0 | 0 | 0 | 0 | 0 | 0 | 0 | 0 | 0 | 0 | 0 | 0 | 0 | 0 | 0 | 0 | 0 | 0
F1_Commercial_Health_Existing_Food Preparation_Natural Gas_Griddle_E10 | F1 | Commercial | Health | Existing | Food Preparation | Natural Gas | Griddle | E10 | RVT - Cost of Equipment | 0 | 0 | 0 | 0 | 0 | 0 | 0 | 0 | 0 | 0 | 0 | 0 | 0 | 0 | 0 | 0 | 0 | 0 | 0 | 0 | 0 | 0 | 0 | 0 | 0 | 0 | 0
F2_Commercial_Health_Existing_Food Preparation_Natural Gas_Griddle_E1 | F2 | Commercial | Health | Existing | Food Preparation | Natural Gas | Griddle | E1 | RVT - Cost of Operation | 0 | 0 | 0 | 0 | 0 | 0 | 0 | 0 | 0 | 0 | 0 | 0 | 0 | 0 | 0 | 0 | 0 | 0 | 0 | 0 | 0 | 0 | 0 | 0 | 0 | 0 | 0
F2_Commercial_Health_Existing_Food Preparation_Natural Gas_Griddle_E2 | F2 | Commercial | Health | Existing | Food Preparation | Natural Gas | Griddle | E2 | RVT - Cost of Operation | 0 | 0 | 0 | 0 | 0 | 0 | 0 | 0 | 0 | 0 | 0 | 0 | 0 | 0 | 0 | 0 | 0 | 0 | 0 | 0 | 0 | 0 | 0 | 0 | 0 | 0 | 0
F2_Commercial_Health_Existing_Food Preparation_Natural Gas_Griddle_E3 | F2 | Commercial | Health | Existing | Food Preparation | Natural Gas | Griddle | E3 | RVT - Cost of Operation | 0 | 0 | 0 | 0 | 0 | 0 | 0 | 0 | 0 | 0 | 0 | 0 | 0 | 0 | 0 | 0 | 0 | 0 | 0 | 0 | 0 | 0 | 0 | 0 | 0 | 0 | 0
F2_Commercial_Health_Existing_Food Preparation_Natural Gas_Griddle_E4 | F2 | Commercial | Health | Existing | Food Preparation | Natural Gas | Griddle | E4 | RVT - Cost of Operation | 0 | 0 | 0 | 0 | 0 | 0 | 0 | 0 | 0 | 0 | 0 | 0 | 0 | 0 | 0 | 0 | 0 | 0 | 0 | 0 | 0 | 0 | 0 | 0 | 0 | 0 | 0
F2_Commercial_Health_Existing_Food Preparation_Natural Gas_Griddle_E5 | F2 | Commercial | Health | Existing | Food Preparation | Natural Gas | Griddle | E5 | RVT - Cost of Operation | 0 | 0 | 0 | 0 | 0 | 0 | 0 | 0 | 0 | 0 | 0 | 0 | 0 | 0 | 0 | 0 | 0 | 0 | 0 | 0 | 0 | 0 | 0 | 0 | 0 | 0 | 0
F2_Commercial_Health_Existing_Food Preparation_Natural Gas_Griddle_E6 | F2 | Commercial | Health | Existing | Food Preparation | Natural Gas | Griddle | E6 | RVT - Cost of Operation | 0 | 0 | 0 | 0 | 0 | 0 | 0 | 0 | 0 | 0 | 0 | 0 | 0 | 0 | 0 | 0 | 0 | 0 | 0 | 0 | 0 | 0 | 0 | 0 | 0 | 0 | 0
F2_Commercial_Health_Existing_Food Preparation_Natural Gas_Griddle_E7 | F2 | Commercial | Health | Existing | Food Preparation | Natural Gas | Griddle | E7 | RVT - Cost of Operation | 0 | 0 | 0 | 0 | 0 | 0 | 0 | 0 | 0 | 0 | 0 | 0 | 0 | 0 | 0 | 0 | 0 | 0 | 0 | 0 | 0 | 0 | 0 | 0 | 0 | 0 | 0
F2_Commercial_Health_Existing_Food Preparation_Natural Gas_Griddle_E8 | F2 | Commercial | Health | Existing | Food Preparation | Natural Gas | Griddle | E8 | RVT - Cost of Operation | 0 | 0 | 0 | 0 | 0 | 0 | 0 | 0 | 0 | 0 | 0 | 0 | 0 | 0 | 0 | 0 | 0 | 0 | 0 | 0 | 0 | 0 | 0 | 0 | 0 | 0 | 0
F2_Commercial_Health_Existing_Food Preparation_Natural Gas_Griddle_E9 | F2 | Commercial | Health | Existing | Food Preparation | Natural Gas | Griddle | E9 | RVT - Cost of Operation | 0 | 0 | 0 | 0 | 0 | 0 | 0 | 0 | 0 | 0 | 0 | 0 | 0 | 0 | 0 | 0 | 0 | 0 | 0 | 0 | 0 | 0 | 0 | 0 | 0 | 0 | 0
F2_Commercial_Health_Existing_Food Preparation_Natural Gas_Griddle_E10 | F2 | Commercial | Health | Existing | Food Preparation | Natural Gas | Griddle | E10 | RVT - Cost of Operation | 0 | 0 | 0 | 0 | 0 | 0 | 0 | 0 | 0 | 0 | 0 | 0 | 0 | 0 | 0 | 0 | 0 | 0 | 0 | 0 | 0 | 0 | 0 | 0 | 0 | 0 | 0
F3_Commercial_Health_Existing_Food Preparation_Natural Gas_Griddle_E1 | F3 | Commercial | Health | Existing | Food Preparation | Natural Gas | Griddle | E1 | System - kBTUs of Consumption | 22.9095 | 22.9095 | 22.9095 | 22.9095 | 22.9095 | 22.9095 | 22.9095 | 22.9095 | 22.9095 | 22.9095 | 22.9095 | 22.9095 | 22.9095 | 22.9095 | 22.9095 | 22.9095 | 22.9095 | 22.9095 | 22.9095 | 22.9095 | 22.9095 | 22.9095 | 22.9095 | 22.9095 | 22.9095 | 22.9095 | 22.9095
F3_Commercial_Health_Existing_Food Preparation_Natural Gas_Griddle_E2 | F3 | Commercial | Health | Existing | Food Preparation | Natural Gas | Griddle | E2 | System - kBTUs of Consumption | 19.7862 | 19.7862 | 19.7862 | 19.7862 | 19.7862 | 19.7862 | 19.7862 | 19.7862 | 19.7862 | 19.7862 | 19.7862 | 19.7862 | 19.7862 | 19.7862 | 19.7862 | 19.7862 | 19.7862 | 19.7862 | 19.7862 | 19.7862 | 19.7862 | 19.7862 | 19.7862 | 19.7862 | 19.7862 | 19.7862 | 19.7862
F3_Commercial_Health_Existing_Food Preparation_Natural Gas_Griddle_E3 | F3 | Commercial | Health | Existing | Food Preparation | Natural Gas | Griddle | E3 | System - kBTUs of Consumption | 0 | 0 | 0 | 0 | 0 | 0 | 0 | 0 | 0 | 0 | 0 | 0 | 0 | 0 | 0 | 0 | 0 | 0 | 0 | 0 | 0 | 0 | 0 | 0 | 0 | 0 | 0
F3_Commercial_Health_Existing_Food Preparation_Natural Gas_Griddle_E4 | F3 | Commercial | Health | Existing | Food Preparation | Natural Gas | Griddle | E4 | System - kBTUs of Consumption | 0 | 0 | 0 | 0 | 0 | 0 | 0 | 0 | 0 | 0 | 0 | 0 | 0 | 0 | 0 | 0 | 0 | 0 | 0 | 0 | 0 | 0 | 0 | 0 | 0 | 0 | 0
F3_Commercial_Health_Existing_Food Preparation_Natural Gas_Griddle_E5 | F3 | Commercial | Health | Existing | Food Preparation | Natural Gas | Griddle | E5 | System - kBTUs of Consumption | 0 | 0 | 0 | 0 | 0 | 0 | 0 | 0 | 0 | 0 | 0 | 0 | 0 | 0 | 0 | 0 | 0 | 0 | 0 | 0 | 0 | 0 | 0 | 0 | 0 | 0 | 0
F3_Commercial_Health_Existing_Food Preparation_Natural Gas_Griddle_E6 | F3 | Commercial | Health | Existing | Food Preparation | Natural Gas | Griddle | E6 | System - kBTUs of Consumption | 0 | 0 | 0 | 0 | 0 | 0 | 0 | 0 | 0 | 0 | 0 | 0 | 0 | 0 | 0 | 0 | 0 | 0 | 0 | 0 | 0 | 0 | 0 | 0 | 0 | 0 | 0
F3_Commercial_Health_Existing_Food Preparation_Natural Gas_Griddle_E7 | F3 | Commercial | Health | Existing | Food Preparation | Natural Gas | Griddle | E7 | System - kBTUs of Consumption | 0 | 0 | 0 | 0 | 0 | 0 | 0 | 0 | 0 | 0 | 0 | 0 | 0 | 0 | 0 | 0 | 0 | 0 | 0 | 0 | 0 | 0 | 0 | 0 | 0 | 0 | 0
F3_Commercial_Health_Existing_Food Preparation_Natural Gas_Griddle_E8 | F3 | Commercial | Health | Existing | Food Preparation | Natural Gas | Griddle | E8 | System - kBTUs of Consumption | 0 | 0 | 0 | 0 | 0 | 0 | 0 | 0 | 0 | 0 | 0 | 0 | 0 | 0 | 0 | 0 | 0 | 0 | 0 | 0 | 0 | 0 | 0 | 0 | 0 | 0 | 0
F3_Commercial_Health_Existing_Food Preparation_Natural Gas_Griddle_E9 | F3 | Commercial | Health | Existing | Food Preparation | Natural Gas | Griddle | E9 | System - kBTUs of Consumption | 0 | 0 | 0 | 0 | 0 | 0 | 0 | 0 | 0 | 0 | 0 | 0 | 0 | 0 | 0 | 0 | 0 | 0 | 0 | 0 | 0 | 0 | 0 | 0 | 0 | 0 | 0
F3_Commercial_Health_Existing_Food Preparation_Natural Gas_Griddle_E10 | F3 | Commercial | Health | Existing | Food Preparation | Natural Gas | Griddle | E10 | System - kBTUs of Consumption | 0 | 0 | 0 | 0 | 0 | 0 | 0 | 0 | 0 | 0 | 0 | 0 | 0 | 0 | 0 | 0 | 0 | 0 | 0 | 0 | 0 | 0 | 0 | 0 | 0 | 0 | 0
F4_Commercial_Health_Existing_Food Preparation_Natural Gas_Griddle_E1 | F4 | Commercial | Health | Existing | Food Preparation | Natural Gas | Griddle | E1 | Utility - Cost of Equipment | 0.13496 | 0.13496 | 0.13496 | 0.13496 | 0.13496 | 0.13496 | 0.13496 | 0.13496 | 0.13496 | 0.13496 | 0.13496 | 0.13496 | 0.13496 | 0.13496 | 0.13496 | 0.13496 | 0.13496 | 0.13496 | 0.13496 | 0.13496 | 0.13496 | 0.13496 | 0.13496 | 0.13496 | 0.13496 | 0.13496 | 0.13496
F4_Commercial_Health_Existing_Food Preparation_Natural Gas_Griddle_E2 | F4 | Commercial | Health | Existing | Food Preparation | Natural Gas | Griddle | E2 | Utility - Cost of Equipment | 0.16772 | 0.16772 | 0.16772 | 0.16772 | 0.16772 | 0.16772 | 0.16772 | 0.16772 | 0.16772 | 0.16772 | 0.16772 | 0.16772 | 0.16772 | 0.16772 | 0.16772 | 0.16772 | 0.16772 | 0.16772 | 0.16772 | 0.16772 | 0.16772 | 0.16772 | 0.16772 | 0.16772 | 0.16772 | 0.16772 | 0.16772
F4_Commercial_Health_Existing_Food Preparation_Natural Gas_Griddle_E3 | F4 | Commercial | Health | Existing | Food Preparation | Natural Gas | Griddle | E3 | Utility - Cost of Equipment | 0 | 0 | 0 | 0 | 0 | 0 | 0 | 0 | 0 | 0 | 0 | 0 | 0 | 0 | 0 | 0 | 0 | 0 | 0 | 0 | 0 | 0 | 0 | 0 | 0 | 0 | 0
F4_Commercial_Health_Existing_Food Preparation_Natural Gas_Griddle_E4 | F4 | Commercial | Health | Existing | Food Preparation | Natural Gas | Griddle | E4 | Utility - Cost of Equipment | 0 | 0 | 0 | 0 | 0 | 0 | 0 | 0 | 0 | 0 | 0 | 0 | 0 | 0 | 0 | 0 | 0 | 0 | 0 | 0 | 0 | 0 | 0 | 0 | 0 | 0 | 0
F4_Commercial_Health_Existing_Food Preparation_Natural Gas_Griddle_E5 | F4 | Commercial | Health | Existing | Food Preparation | Natural Gas | Griddle | E5 | Utility - Cost of Equipment | 0 | 0 | 0 | 0 | 0 | 0 | 0 | 0 | 0 | 0 | 0 | 0 | 0 | 0 | 0 | 0 | 0 | 0 | 0 | 0 | 0 | 0 | 0 | 0 | 0 | 0 | 0
F4_Commercial_Health_Existing_Food Preparation_Natural Gas_Griddle_E6 | F4 | Commercial | Health | Existing | Food Preparation | Natural Gas | Griddle | E6 | Utility - Cost of Equipment | 0 | 0 | 0 | 0 | 0 | 0 | 0 | 0 | 0 | 0 | 0 | 0 | 0 | 0 | 0 | 0 | 0 | 0 | 0 | 0 | 0 | 0 | 0 | 0 | 0 | 0 | 0
F4_Commercial_Health_Existing_Food Preparation_Natural Gas_Griddle_E7 | F4 | Commercial | Health | Existing | Food Preparation | Natural Gas | Griddle | E7 | Utility - Cost of Equipment | 0 | 0 | 0 | 0 | 0 | 0 | 0 | 0 | 0 | 0 | 0 | 0 | 0 | 0 | 0 | 0 | 0 | 0 | 0 | 0 | 0 | 0 | 0 | 0 | 0 | 0 | 0
F4_Commercial_Health_Existing_Food Preparation_Natural Gas_Griddle_E8 | F4 | Commercial | Health | Existing | Food Preparation | Natural Gas | Griddle | E8 | Utility - Cost of Equipment | 0 | 0 | 0 | 0 | 0 | 0 | 0 | 0 | 0 | 0 | 0 | 0 | 0 | 0 | 0 | 0 | 0 | 0 | 0 | 0 | 0 | 0 | 0 | 0 | 0 | 0 | 0
F4_Commercial_Health_Existing_Food Preparation_Natural Gas_Griddle_E9 | F4 | Commercial | Health | Existing | Food Preparation | Natural Gas | Griddle | E9 | Utility - Cost of Equipment | 0 | 0 | 0 | 0 | 0 | 0 | 0 | 0 | 0 | 0 | 0 | 0 | 0 | 0 | 0 | 0 | 0 | 0 | 0 | 0 | 0 | 0 | 0 | 0 | 0 | 0 | 0
F4_Commercial_Health_Existing_Food Preparation_Natural Gas_Griddle_E10 | F4 | Commercial | Health | Existing | Food Preparation | Natural Gas | Griddle | E10 | Utility - Cost of Equipment | 0 | 0 | 0 | 0 | 0 | 0 | 0 | 0 | 0 | 0 | 0 | 0 | 0 | 0 | 0 | 0 | 0 | 0 | 0 | 0 | 0 | 0 | 0 | 0 | 0 | 0 | 0
F5_Commercial_Health_Existing_Food Preparation_Natural Gas_Griddle_E1 | F5 | Commercial | Health | Existing | Food Preparation | Natural Gas | Griddle | E1 | Utility - Cost of Operation | 0.31269 | 0.30934 | 0.30611 | 0.30303 | 0.30379 | 0.30707 | 0.31183 | 0.31714 | 0.32225 | 0.32662 | 0.33017 | 0.33271 | 0.33415 | 0.33399 | 0.33218 | 0.3287 | 0.32361 | 0.3172 | 0.30953 | 0.30042 | 0.28974 | 0.27742 | 0.2665 | 0.25949 | 0.25654 | 0.2578 | 0.25906
F5_Commercial_Health_Existing_Food Preparation_Natural Gas_Griddle_E2 | F5 | Commercial | Health | Existing | Food Preparation | Natural Gas | Griddle | E2 | Utility - Cost of Operation | 0.27006 | 0.26717 | 0.26438 | 0.26171 | 0.26237 | 0.2652 | 0.26932 | 0.2739 | 0.27832 | 0.28209 | 0.28515 | 0.28735 | 0.2886 | 0.28846 | 0.28689 | 0.28389 | 0.27949 | 0.27395 | 0.26733 | 0.25946 | 0.25023 | 0.2396 | 0.23017 | 0.22411 | 0.22156 | 0.22265 | 0.22374
F5_Commercial_Health_Existing_Food Preparation_Natural Gas_Griddle_E3 | F5 | Commercial | Health | Existing | Food Preparation | Natural Gas | Griddle | E3 | Utility - Cost of Operation | 0 | 0 | 0 | 0 | 0 | 0 | 0 | 0 | 0 | 0 | 0 | 0 | 0 | 0 | 0 | 0 | 0 | 0 | 0 | 0 | 0 | 0 | 0 | 0 | 0 | 0 | 0
F5_Commercial_Health_Existing_Food Preparation_Natural Gas_Griddle_E4 | F5 | Commercial | Health | Existing | Food Preparation | Natural Gas | Griddle | E4 | Utility - Cost of Operation | 0 | 0 | 0 | 0 | 0 | 0 | 0 | 0 | 0 | 0 | 0 | 0 | 0 | 0 | 0 | 0 | 0 | 0 | 0 | 0 | 0 | 0 | 0 | 0 | 0 | 0 | 0
F5_Commercial_Health_Existing_Food Preparation_Natural Gas_Griddle_E5 | F5 | Commercial | Health | Existing | Food Preparation | Natural Gas | Griddle | E5 | Utility - Cost of Operation | 0 | 0 | 0 | 0 | 0 | 0 | 0 | 0 | 0 | 0 | 0 | 0 | 0 | 0 | 0 | 0 | 0 | 0 | 0 | 0 | 0 | 0 | 0 | 0 | 0 | 0 | 0
F5_Commercial_Health_Existing_Food Preparation_Natural Gas_Griddle_E6 | F5 | Commercial | Health | Existing | Food Preparation | Natural Gas | Griddle | E6 | Utility - Cost of Operation | 0 | 0 | 0 | 0 | 0 | 0 | 0 | 0 | 0 | 0 | 0 | 0 | 0 | 0 | 0 | 0 | 0 | 0 | 0 | 0 | 0 | 0 | 0 | 0 | 0 | 0 | 0
F5_Commercial_Health_Existing_Food Preparation_Natural Gas_Griddle_E7 | F5 | Commercial | Health | Existing | Food Preparation | Natural Gas | Griddle | E7 | Utility - Cost of Operation | 0 | 0 | 0 | 0 | 0 | 0 | 0 | 0 | 0 | 0 | 0 | 0 | 0 | 0 | 0 | 0 | 0 | 0 | 0 | 0 | 0 | 0 | 0 | 0 | 0 | 0 | 0
F5_Commercial_Health_Existing_Food Preparation_Natural Gas_Griddle_E8 | F5 | Commercial | Health | Existing | Food Preparation | Natural Gas | Griddle | E8 | Utility - Cost of Operation | 0 | 0 | 0 | 0 | 0 | 0 | 0 | 0 | 0 | 0 | 0 | 0 | 0 | 0 | 0 | 0 | 0 | 0 | 0 | 0 | 0 | 0 | 0 | 0 | 0 | 0 | 0
F5_Commercial_Health_Existing_Food Preparation_Natural Gas_Griddle_E9 | F5 | Commercial | Health | Existing | Food Preparation | Natural Gas | Griddle | E9 | Utility - Cost of Operation | 0 | 0 | 0 | 0 | 0 | 0 | 0 | 0 | 0 | 0 | 0 | 0 | 0 | 0 | 0 | 0 | 0 | 0 | 0 | 0 | 0 | 0 | 0 | 0 | 0 | 0 | 0
F5_Commercial_Health_Existing_Food Preparation_Natural Gas_Griddle_E10 | F5 | Commercial | Health | Existing | Food Preparation | Natural Gas | Griddle | E10 | Utility - Cost of Operation | 0 | 0 | 0 | 0 | 0 | 0 | 0 | 0 | 0 | 0 | 0 | 0 | 0 | 0 | 0 | 0 | 0 | 0 | 0 | 0 | 0 | 0 | 0 | 0 | 0 | 0 | 0
F6_Commercial_Health_Existing_Food Preparation_Natural Gas_Griddle_E1 | F6 | Commercial | Health | Existing | Food Preparation | Natural Gas | Griddle | E1 | Utility - Value of Sales | 0 | 0 | 0 | 0 | 0 | 0 | 0 | 0 | 0 | 0 | 0 | 0 | 0 | 0 | 0 | 0 | 0 | 0 | 0 | 0 | 0 | 0 | 0 | 0 | 0 | 0 | 0
F6_Commercial_Health_Existing_Food Preparation_Natural Gas_Griddle_E2 | F6 | Commercial | Health | Existing | Food Preparation | Natural Gas | Griddle | E2 | Utility - Value of Sales | 0 | 0 | 0 | 0 | 0 | 0 | 0 | 0 | 0 | 0 | 0 | 0 | 0 | 0 | 0 | 0 | 0 | 0 | 0 | 0 | 0 | 0 | 0 | 0 | 0 | 0 | 0
F6_Commercial_Health_Existing_Food Preparation_Natural Gas_Griddle_E3 | F6 | Commercial | Health | Existing | Food Preparation | Natural Gas | Griddle | E3 | Utility - Value of Sales | 0 | 0 | 0 | 0 | 0 | 0 | 0 | 0 | 0 | 0 | 0 | 0 | 0 | 0 | 0 | 0 | 0 | 0 | 0 | 0 | 0 | 0 | 0 | 0 | 0 | 0 | 0
F6_Commercial_Health_Existing_Food Preparation_Natural Gas_Griddle_E4 | F6 | Commercial | Health | Existing | Food Preparation | Natural Gas | Griddle | E4 | Utility - Value of Sales | 0 | 0 | 0 | 0 | 0 | 0 | 0 | 0 | 0 | 0 | 0 | 0 | 0 | 0 | 0 | 0 | 0 | 0 | 0 | 0 | 0 | 0 | 0 | 0 | 0 | 0 | 0
F6_Commercial_Health_Existing_Food Preparation_Natural Gas_Griddle_E5 | F6 | Commercial | Health | Existing | Food Preparation | Natural Gas | Griddle | E5 | Utility - Value of Sales | 0 | 0 | 0 | 0 | 0 | 0 | 0 | 0 | 0 | 0 | 0 | 0 | 0 | 0 | 0 | 0 | 0 | 0 | 0 | 0 | 0 | 0 | 0 | 0 | 0 | 0 | 0
F6_Commercial_Health_Existing_Food Preparation_Natural Gas_Griddle_E6 | F6 | Commercial | Health | Existing | Food Preparation | Natural Gas | Griddle | E6 | Utility - Value of Sales | 0 | 0 | 0 | 0 | 0 | 0 | 0 | 0 | 0 | 0 | 0 | 0 | 0 | 0 | 0 | 0 | 0 | 0 | 0 | 0 | 0 | 0 | 0 | 0 | 0 | 0 | 0
F6_Commercial_Health_Existing_Food Preparation_Natural Gas_Griddle_E7 | F6 | Commercial | Health | Existing | Food Preparation | Natural Gas | Griddle | E7 | Utility - Value of Sales | 0 | 0 | 0 | 0 | 0 | 0 | 0 | 0 | 0 | 0 | 0 | 0 | 0 | 0 | 0 | 0 | 0 | 0 | 0 | 0 | 0 | 0 | 0 | 0 | 0 | 0 | 0
F6_Commercial_Health_Existing_Food Preparation_Natural Gas_Griddle_E8 | F6 | Commercial | Health | Existing | Food Preparation | Natural Gas | Griddle | E8 | Utility - Value of Sales | 0 | 0 | 0 | 0 | 0 | 0 | 0 | 0 | 0 | 0 | 0 | 0 | 0 | 0 | 0 | 0 | 0 | 0 | 0 | 0 | 0 | 0 | 0 | 0 | 0 | 0 | 0
F6_Commercial_Health_Existing_Food Preparation_Natural Gas_Griddle_E9 | F6 | Commercial | Health | Existing | Food Preparation | Natural Gas | Griddle | E9 | Utility - Value of Sales | 0 | 0 | 0 | 0 | 0 | 0 | 0 | 0 | 0 | 0 | 0 | 0 | 0 | 0 | 0 | 0 | 0 | 0 | 0 | 0 | 0 | 0 | 0 | 0 | 0 | 0 | 0
F6_Commercial_Health_Existing_Food Preparation_Natural Gas_Griddle_E10 | F6 | Commercial | Health | Existing | Food Preparation | Natural Gas | Griddle | E10 | Utility - Value of Sales | 0 | 0 | 0 | 0 | 0 | 0 | 0 | 0 | 0 | 0 | 0 | 0 | 0 | 0 | 0 | 0 | 0 | 0 | 0 | 0 | 0 | 0 | 0 | 0 | 0 | 0 | 0
F1_Commercial_Health_Existing_Food Preparation_Natural Gas_Range_E1 | F1 | Commercial | Health | Existing | Food Preparation | Natural Gas | Range | E1 | RVT - Cost of Equipment | 0.2066 | 0.2066 | 0.2066 | 0.2066 | 0.2066 | 0.2066 | 0.2066 | 0.2066 | 0.2066 | 0.2066 | 0.2066 | 0.2066 | 0.2066 | 0.2066 | 0.2066 | 0.2066 | 0.2066 | 0.2066 | 0.2066 | 0.2066 | 0.2066 | 0.2066 | 0.2066 | 0.2066 | 0.2066 | 0.2066 | 0.2066
F1_Commercial_Health_Existing_Food Preparation_Natural Gas_Range_E2 | F1 | Commercial | Health | Existing | Food Preparation | Natural Gas | Range | E2 | RVT - Cost of Equipment | 0.2066 | 0.2066 | 0.2066 | 0.2066 | 0.2066 | 0.2066 | 0.2066 | 0.2066 | 0.2066 | 0.2066 | 0.2066 | 0.2066 | 0.2066 | 0.2066 | 0.2066 | 0.2066 | 0.2066 | 0.2066 | 0.2066 | 0.2066 | 0.2066 | 0.2066 | 0.2066 | 0.2066 | 0.2066 | 0.2066 | 0.2066
F1_Commercial_Health_Existing_Food Preparation_Natural Gas_Range_E3 | F1 | Commercial | Health | Existing | Food Preparation | Natural Gas | Range | E3 | RVT - Cost of Equipment | 0 | 0 | 0 | 0 | 0 | 0 | 0 | 0 | 0 | 0 | 0 | 0 | 0 | 0 | 0 | 0 | 0 | 0 | 0 | 0 | 0 | 0 | 0 | 0 | 0 | 0 | 0
F1_Commercial_Health_Existing_Food Preparation_Natural Gas_Range_E4 | F1 | Commercial | Health | Existing | Food Preparation | Natural Gas | Range | E4 | RVT - Cost of Equipment | 0 | 0 | 0 | 0 | 0 | 0 | 0 | 0 | 0 | 0 | 0 | 0 | 0 | 0 | 0 | 0 | 0 | 0 | 0 | 0 | 0 | 0 | 0 | 0 | 0 | 0 | 0
F1_Commercial_Health_Existing_Food Preparation_Natural Gas_Range_E5 | F1 | Commercial | Health | Existing | Food Preparation | Natural Gas | Range | E5 | RVT - Cost of Equipment | 0 | 0 | 0 | 0 | 0 | 0 | 0 | 0 | 0 | 0 | 0 | 0 | 0 | 0 | 0 | 0 | 0 | 0 | 0 | 0 | 0 | 0 | 0 | 0 | 0 | 0 | 0
F1_Commercial_Health_Existing_Food Preparation_Natural Gas_Range_E6 | F1 | Commercial | Health | Existing | Food Preparation | Natural Gas | Range | E6 | RVT - Cost of Equipment | 0 | 0 | 0 | 0 | 0 | 0 | 0 | 0 | 0 | 0 | 0 | 0 | 0 | 0 | 0 | 0 | 0 | 0 | 0 | 0 | 0 | 0 | 0 | 0 | 0 | 0 | 0
F1_Commercial_Health_Existing_Food Preparation_Natural Gas_Range_E7 | F1 | Commercial | Health | Existing | Food Preparation | Natural Gas | Range | E7 | RVT - Cost of Equipment | 0 | 0 | 0 | 0 | 0 | 0 | 0 | 0 | 0 | 0 | 0 | 0 | 0 | 0 | 0 | 0 | 0 | 0 | 0 | 0 | 0 | 0 | 0 | 0 | 0 | 0 | 0
F1_Commercial_Health_Existing_Food Preparation_Natural Gas_Range_E8 | F1 | Commercial | Health | Existing | Food Preparation | Natural Gas | Range | E8 | RVT - Cost of Equipment | 0 | 0 | 0 | 0 | 0 | 0 | 0 | 0 | 0 | 0 | 0 | 0 | 0 | 0 | 0 | 0 | 0 | 0 | 0 | 0 | 0 | 0 | 0 | 0 | 0 | 0 | 0
F1_Commercial_Health_Existing_Food Preparation_Natural Gas_Range_E9 | F1 | Commercial | Health | Existing | Food Preparation | Natural Gas | Range | E9 | RVT - Cost of Equipment | 0 | 0 | 0 | 0 | 0 | 0 | 0 | 0 | 0 | 0 | 0 | 0 | 0 | 0 | 0 | 0 | 0 | 0 | 0 | 0 | 0 | 0 | 0 | 0 | 0 | 0 | 0
F1_Commercial_Health_Existing_Food Preparation_Natural Gas_Range_E10 | F1 | Commercial | Health | Existing | Food Preparation | Natural Gas | Range | E10 | RVT - Cost of Equipment | 0 | 0 | 0 | 0 | 0 | 0 | 0 | 0 | 0 | 0 | 0 | 0 | 0 | 0 | 0 | 0 | 0 | 0 | 0 | 0 | 0 | 0 | 0 | 0 | 0 | 0 | 0
F2_Commercial_Health_Existing_Food Preparation_Natural Gas_Range_E1 | F2 | Commercial | Health | Existing | Food Preparation | Natural Gas | Range | E1 | RVT - Cost of Operation | 0 | 0 | 0 | 0 | 0 | 0 | 0 | 0 | 0 | 0 | 0 | 0 | 0 | 0 | 0 | 0 | 0 | 0 | 0 | 0 | 0 | 0 | 0 | 0 | 0 | 0 | 0
F2_Commercial_Health_Existing_Food Preparation_Natural Gas_Range_E2 | F2 | Commercial | Health | Existing | Food Preparation | Natural Gas | Range | E2 | RVT - Cost of Operation | 0 | 0 | 0 | 0 | 0 | 0 | 0 | 0 | 0 | 0 | 0 | 0 | 0 | 0 | 0 | 0 | 0 | 0 | 0 | 0 | 0 | 0 | 0 | 0 | 0 | 0 | 0
F2_Commercial_Health_Existing_Food Preparation_Natural Gas_Range_E3 | F2 | Commercial | Health | Existing | Food Preparation | Natural Gas | Range | E3 | RVT - Cost of Operation | 0 | 0 | 0 | 0 | 0 | 0 | 0 | 0 | 0 | 0 | 0 | 0 | 0 | 0 | 0 | 0 | 0 | 0 | 0 | 0 | 0 | 0 | 0 | 0 | 0 | 0 | 0
F2_Commercial_Health_Existing_Food Preparation_Natural Gas_Range_E4 | F2 | Commercial | Health | Existing | Food Preparation | Natural Gas | Range | E4 | RVT - Cost of Operation | 0 | 0 | 0 | 0 | 0 | 0 | 0 | 0 | 0 | 0 | 0 | 0 | 0 | 0 | 0 | 0 | 0 | 0 | 0 | 0 | 0 | 0 | 0 | 0 | 0 | 0 | 0
F2_Commercial_Health_Existing_Food Preparation_Natural Gas_Range_E5 | F2 | Commercial | Health | Existing | Food Preparation | Natural Gas | Range | E5 | RVT - Cost of Operation | 0 | 0 | 0 | 0 | 0 | 0 | 0 | 0 | 0 | 0 | 0 | 0 | 0 | 0 | 0 | 0 | 0 | 0 | 0 | 0 | 0 | 0 | 0 | 0 | 0 | 0 | 0
F2_Commercial_Health_Existing_Food Preparation_Natural Gas_Range_E6 | F2 | Commercial | Health | Existing | Food Preparation | Natural Gas | Range | E6 | RVT - Cost of Operation | 0 | 0 | 0 | 0 | 0 | 0 | 0 | 0 | 0 | 0 | 0 | 0 | 0 | 0 | 0 | 0 | 0 | 0 | 0 | 0 | 0 | 0 | 0 | 0 | 0 | 0 | 0
F2_Commercial_Health_Existing_Food Preparation_Natural Gas_Range_E7 | F2 | Commercial | Health | Existing | Food Preparation | Natural Gas | Range | E7 | RVT - Cost of Operation | 0 | 0 | 0 | 0 | 0 | 0 | 0 | 0 | 0 | 0 | 0 | 0 | 0 | 0 | 0 | 0 | 0 | 0 | 0 | 0 | 0 | 0 | 0 | 0 | 0 | 0 | 0
F2_Commercial_Health_Existing_Food Preparation_Natural Gas_Range_E8 | F2 | Commercial | Health | Existing | Food Preparation | Natural Gas | Range | E8 | RVT - Cost of Operation | 0 | 0 | 0 | 0 | 0 | 0 | 0 | 0 | 0 | 0 | 0 | 0 | 0 | 0 | 0 | 0 | 0 | 0 | 0 | 0 | 0 | 0 | 0 | 0 | 0 | 0 | 0
F2_Commercial_Health_Existing_Food Preparation_Natural Gas_Range_E9 | F2 | Commercial | Health | Existing | Food Preparation | Natural Gas | Range | E9 | RVT - Cost of Operation | 0 | 0 | 0 | 0 | 0 | 0 | 0 | 0 | 0 | 0 | 0 | 0 | 0 | 0 | 0 | 0 | 0 | 0 | 0 | 0 | 0 | 0 | 0 | 0 | 0 | 0 | 0
F2_Commercial_Health_Existing_Food Preparation_Natural Gas_Range_E10 | F2 | Commercial | Health | Existing | Food Preparation | Natural Gas | Range | E10 | RVT - Cost of Operation | 0 | 0 | 0 | 0 | 0 | 0 | 0 | 0 | 0 | 0 | 0 | 0 | 0 | 0 | 0 | 0 | 0 | 0 | 0 | 0 | 0 | 0 | 0 | 0 | 0 | 0 | 0
F3_Commercial_Health_Existing_Food Preparation_Natural Gas_Range_E1 | F3 | Commercial | Health | Existing | Food Preparation | Natural Gas | Range | E1 | System - kBTUs of Consumption | 22.0774 | 22.0774 | 22.0774 | 22.0774 | 22.0774 | 22.0774 | 22.0774 | 22.0774 | 22.0774 | 22.0774 | 22.0774 | 22.0774 | 22.0774 | 22.0774 | 22.0774 | 22.0774 | 22.0774 | 22.0774 | 22.0774 | 22.0774 | 22.0774 | 22.0774 | 22.0774 | 22.0774 | 22.0774 | 22.0774 | 22.0774
F3_Commercial_Health_Existing_Food Preparation_Natural Gas_Range_E2 | F3 | Commercial | Health | Existing | Food Preparation | Natural Gas | Range | E2 | System - kBTUs of Consumption | 18.9235 | 18.9235 | 18.9235 | 18.9235 | 18.9235 | 18.9235 | 18.9235 | 18.9235 | 18.9235 | 18.9235 | 18.9235 | 18.9235 | 18.9235 | 18.9235 | 18.9235 | 18.9235 | 18.9235 | 18.9235 | 18.9235 | 18.9235 | 18.9235 | 18.9235 | 18.9235 | 18.9235 | 18.9235 | 18.9235 | 18.9235
F3_Commercial_Health_Existing_Food Preparation_Natural Gas_Range_E3 | F3 | Commercial | Health | Existing | Food Preparation | Natural Gas | Range | E3 | System - kBTUs of Consumption | 0 | 0 | 0 | 0 | 0 | 0 | 0 | 0 | 0 | 0 | 0 | 0 | 0 | 0 | 0 | 0 | 0 | 0 | 0 | 0 | 0 | 0 | 0 | 0 | 0 | 0 | 0
F3_Commercial_Health_Existing_Food Preparation_Natural Gas_Range_E4 | F3 | Commercial | Health | Existing | Food Preparation | Natural Gas | Range | E4 | System - kBTUs of Consumption | 0 | 0 | 0 | 0 | 0 | 0 | 0 | 0 | 0 | 0 | 0 | 0 | 0 | 0 | 0 | 0 | 0 | 0 | 0 | 0 | 0 | 0 | 0 | 0 | 0 | 0 | 0
F3_Commercial_Health_Existing_Food Preparation_Natural Gas_Range_E5 | F3 | Commercial | Health | Existing | Food Preparation | Natural Gas | Range | E5 | System - kBTUs of Consumption | 0 | 0 | 0 | 0 | 0 | 0 | 0 | 0 | 0 | 0 | 0 | 0 | 0 | 0 | 0 | 0 | 0 | 0 | 0 | 0 | 0 | 0 | 0 | 0 | 0 | 0 | 0
F3_Commercial_Health_Existing_Food Preparation_Natural Gas_Range_E6 | F3 | Commercial | Health | Existing | Food Preparation | Natural Gas | Range | E6 | System - kBTUs of Consumption | 0 | 0 | 0 | 0 | 0 | 0 | 0 | 0 | 0 | 0 | 0 | 0 | 0 | 0 | 0 | 0 | 0 | 0 | 0 | 0 | 0 | 0 | 0 | 0 | 0 | 0 | 0
F3_Commercial_Health_Existing_Food Preparation_Natural Gas_Range_E7 | F3 | Commercial | Health | Existing | Food Preparation | Natural Gas | Range | E7 | System - kBTUs of Consumption | 0 | 0 | 0 | 0 | 0 | 0 | 0 | 0 | 0 | 0 | 0 | 0 | 0 | 0 | 0 | 0 | 0 | 0 | 0 | 0 | 0 | 0 | 0 | 0 | 0 | 0 | 0
F3_Commercial_Health_Existing_Food Preparation_Natural Gas_Range_E8 | F3 | Commercial | Health | Existing | Food Preparation | Natural Gas | Range | E8 | System - kBTUs of Consumption | 0 | 0 | 0 | 0 | 0 | 0 | 0 | 0 | 0 | 0 | 0 | 0 | 0 | 0 | 0 | 0 | 0 | 0 | 0 | 0 | 0 | 0 | 0 | 0 | 0 | 0 | 0
F3_Commercial_Health_Existing_Food Preparation_Natural Gas_Range_E9 | F3 | Commercial | Health | Existing | Food Preparation | Natural Gas | Range | E9 | System - kBTUs of Consumption | 0 | 0 | 0 | 0 | 0 | 0 | 0 | 0 | 0 | 0 | 0 | 0 | 0 | 0 | 0 | 0 | 0 | 0 | 0 | 0 | 0 | 0 | 0 | 0 | 0 | 0 | 0
F3_Commercial_Health_Existing_Food Preparation_Natural Gas_Range_E10 | F3 | Commercial | Health | Existing | Food Preparation | Natural Gas | Range | E10 | System - kBTUs of Consumption | 0 | 0 | 0 | 0 | 0 | 0 | 0 | 0 | 0 | 0 | 0 | 0 | 0 | 0 | 0 | 0 | 0 | 0 | 0 | 0 | 0 | 0 | 0 | 0 | 0 | 0 | 0
F4_Commercial_Health_Existing_Food Preparation_Natural Gas_Range_E1 | F4 | Commercial | Health | Existing | Food Preparation | Natural Gas | Range | E1 | Utility - Cost of Equipment | 0.2066 | 0.2066 | 0.2066 | 0.2066 | 0.2066 | 0.2066 | 0.2066 | 0.2066 | 0.2066 | 0.2066 | 0.2066 | 0.2066 | 0.2066 | 0.2066 | 0.2066 | 0.2066 | 0.2066 | 0.2066 | 0.2066 | 0.2066 | 0.2066 | 0.2066 | 0.2066 | 0.2066 | 0.2066 | 0.2066 | 0.2066
F4_Commercial_Health_Existing_Food Preparation_Natural Gas_Range_E2 | F4 | Commercial | Health | Existing | Food Preparation | Natural Gas | Range | E2 | Utility - Cost of Equipment | 0.2066 | 0.2066 | 0.2066 | 0.2066 | 0.2066 | 0.2066 | 0.2066 | 0.2066 | 0.2066 | 0.2066 | 0.2066 | 0.2066 | 0.2066 | 0.2066 | 0.2066 | 0.2066 | 0.2066 | 0.2066 | 0.2066 | 0.2066 | 0.2066 | 0.2066 | 0.2066 | 0.2066 | 0.2066 | 0.2066 | 0.2066
F4_Commercial_Health_Existing_Food Preparation_Natural Gas_Range_E3 | F4 | Commercial | Health | Existing | Food Preparation | Natural Gas | Range | E3 | Utility - Cost of Equipment | 0 | 0 | 0 | 0 | 0 | 0 | 0 | 0 | 0 | 0 | 0 | 0 | 0 | 0 | 0 | 0 | 0 | 0 | 0 | 0 | 0 | 0 | 0 | 0 | 0 | 0 | 0
F4_Commercial_Health_Existing_Food Preparation_Natural Gas_Range_E4 | F4 | Commercial | Health | Existing | Food Preparation | Natural Gas | Range | E4 | Utility - Cost of Equipment | 0 | 0 | 0 | 0 | 0 | 0 | 0 | 0 | 0 | 0 | 0 | 0 | 0 | 0 | 0 | 0 | 0 | 0 | 0 | 0 | 0 | 0 | 0 | 0 | 0 | 0 | 0
F4_Commercial_Health_Existing_Food Preparation_Natural Gas_Range_E5 | F4 | Commercial | Health | Existing | Food Preparation | Natural Gas | Range | E5 | Utility - Cost of Equipment | 0 | 0 | 0 | 0 | 0 | 0 | 0 | 0 | 0 | 0 | 0 | 0 | 0 | 0 | 0 | 0 | 0 | 0 | 0 | 0 | 0 | 0 | 0 | 0 | 0 | 0 | 0
F4_Commercial_Health_Existing_Food Preparation_Natural Gas_Range_E6 | F4 | Commercial | Health | Existing | Food Preparation | Natural Gas | Range | E6 | Utility - Cost of Equipment | 0 | 0 | 0 | 0 | 0 | 0 | 0 | 0 | 0 | 0 | 0 | 0 | 0 | 0 | 0 | 0 | 0 | 0 | 0 | 0 | 0 | 0 | 0 | 0 | 0 | 0 | 0
F4_Commercial_Health_Existing_Food Preparation_Natural Gas_Range_E7 | F4 | Commercial | Health | Existing | Food Preparation | Natural Gas | Range | E7 | Utility - Cost of Equipment | 0 | 0 | 0 | 0 | 0 | 0 | 0 | 0 | 0 | 0 | 0 | 0 | 0 | 0 | 0 | 0 | 0 | 0 | 0 | 0 | 0 | 0 | 0 | 0 | 0 | 0 | 0
F4_Commercial_Health_Existing_Food Preparation_Natural Gas_Range_E8 | F4 | Commercial | Health | Existing | Food Preparation | Natural Gas | Range | E8 | Utility - Cost of Equipment | 0 | 0 | 0 | 0 | 0 | 0 | 0 | 0 | 0 | 0 | 0 | 0 | 0 | 0 | 0 | 0 | 0 | 0 | 0 | 0 | 0 | 0 | 0 | 0 | 0 | 0 | 0
F4_Commercial_Health_Existing_Food Preparation_Natural Gas_Range_E9 | F4 | Commercial | Health | Existing | Food Preparation | Natural Gas | Range | E9 | Utility - Cost of Equipment | 0 | 0 | 0 | 0 | 0 | 0 | 0 | 0 | 0 | 0 | 0 | 0 | 0 | 0 | 0 | 0 | 0 | 0 | 0 | 0 | 0 | 0 | 0 | 0 | 0 | 0 | 0
F4_Commercial_Health_Existing_Food Preparation_Natural Gas_Range_E10 | F4 | Commercial | Health | Existing | Food Preparation | Natural Gas | Range | E10 | Utility - Cost of Equipment | 0 | 0 | 0 | 0 | 0 | 0 | 0 | 0 | 0 | 0 | 0 | 0 | 0 | 0 | 0 | 0 | 0 | 0 | 0 | 0 | 0 | 0 | 0 | 0 | 0 | 0 | 0
F5_Commercial_Health_Existing_Food Preparation_Natural Gas_Range_E1 | F5 | Commercial | Health | Existing | Food Preparation | Natural Gas | Range | E1 | Utility - Cost of Operation | 0.30338 | 0.29901 | 0.29474 | 0.2906 | 0.29064 | 0.29339 | 0.29786 | 0.30327 | 0.30912 | 0.31509 | 0.321 | 0.32624 | 0.33023 | 0.33193 | 0.33114 | 0.3279 | 0.32244 | 0.31529 | 0.30678 | 0.29669 | 0.28489 | 0.27131 | 0.25925 | 0.25145 | 0.24808 | 0.24929 | 0.25052
F5_Commercial_Health_Existing_Food Preparation_Natural Gas_Range_E2 | F5 | Commercial | Health | Existing | Food Preparation | Natural Gas | Range | E2 | Utility - Cost of Operation | 0.26004 | 0.25629 | 0.25263 | 0.24908 | 0.24912 | 0.25148 | 0.25531 | 0.25995 | 0.26496 | 0.27008 | 0.27515 | 0.27963 | 0.28305 | 0.28451 | 0.28384 | 0.28105 | 0.27637 | 0.27025 | 0.26295 | 0.25431 | 0.24419 | 0.23255 | 0.22222 | 0.21553 | 0.21264 | 0.21368 | 0.21473
F5_Commercial_Health_Existing_Food Preparation_Natural Gas_Range_E3 | F5 | Commercial | Health | Existing | Food Preparation | Natural Gas | Range | E3 | Utility - Cost of Operation | 0 | 0 | 0 | 0 | 0 | 0 | 0 | 0 | 0 | 0 | 0 | 0 | 0 | 0 | 0 | 0 | 0 | 0 | 0 | 0 | 0 | 0 | 0 | 0 | 0 | 0 | 0
F5_Commercial_Health_Existing_Food Preparation_Natural Gas_Range_E4 | F5 | Commercial | Health | Existing | Food Preparation | Natural Gas | Range | E4 | Utility - Cost of Operation | 0 | 0 | 0 | 0 | 0 | 0 | 0 | 0 | 0 | 0 | 0 | 0 | 0 | 0 | 0 | 0 | 0 | 0 | 0 | 0 | 0 | 0 | 0 | 0 | 0 | 0 | 0
F5_Commercial_Health_Existing_Food Preparation_Natural Gas_Range_E5 | F5 | Commercial | Health | Existing | Food Preparation | Natural Gas | Range | E5 | Utility - Cost of Operation | 0 | 0 | 0 | 0 | 0 | 0 | 0 | 0 | 0 | 0 | 0 | 0 | 0 | 0 | 0 | 0 | 0 | 0 | 0 | 0 | 0 | 0 | 0 | 0 | 0 | 0 | 0
F5_Commercial_Health_Existing_Food Preparation_Natural Gas_Range_E6 | F5 | Commercial | Health | Existing | Food Preparation | Natural Gas | Range | E6 | Utility - Cost of Operation | 0 | 0 | 0 | 0 | 0 | 0 | 0 | 0 | 0 | 0 | 0 | 0 | 0 | 0 | 0 | 0 | 0 | 0 | 0 | 0 | 0 | 0 | 0 | 0 | 0 | 0 | 0
F5_Commercial_Health_Existing_Food Preparation_Natural Gas_Range_E7 | F5 | Commercial | Health | Existing | Food Preparation | Natural Gas | Range | E7 | Utility - Cost of Operation | 0 | 0 | 0 | 0 | 0 | 0 | 0 | 0 | 0 | 0 | 0 | 0 | 0 | 0 | 0 | 0 | 0 | 0 | 0 | 0 | 0 | 0 | 0 | 0 | 0 | 0 | 0
F5_Commercial_Health_Existing_Food Preparation_Natural Gas_Range_E8 | F5 | Commercial | Health | Existing | Food Preparation | Natural Gas | Range | E8 | Utility - Cost of Operation | 0 | 0 | 0 | 0 | 0 | 0 | 0 | 0 | 0 | 0 | 0 | 0 | 0 | 0 | 0 | 0 | 0 | 0 | 0 | 0 | 0 | 0 | 0 | 0 | 0 | 0 | 0
F5_Commercial_Health_Existing_Food Preparation_Natural Gas_Range_E9 | F5 | Commercial | Health | Existing | Food Preparation | Natural Gas | Range | E9 | Utility - Cost of Operation | 0 | 0 | 0 | 0 | 0 | 0 | 0 | 0 | 0 | 0 | 0 | 0 | 0 | 0 | 0 | 0 | 0 | 0 | 0 | 0 | 0 | 0 | 0 | 0 | 0 | 0 | 0
F5_Commercial_Health_Existing_Food Preparation_Natural Gas_Range_E10 | F5 | Commercial | Health | Existing | Food Preparation | Natural Gas | Range | E10 | Utility - Cost of Operation | 0 | 0 | 0 | 0 | 0 | 0 | 0 | 0 | 0 | 0 | 0 | 0 | 0 | 0 | 0 | 0 | 0 | 0 | 0 | 0 | 0 | 0 | 0 | 0 | 0 | 0 | 0
F6_Commercial_Health_Existing_Food Preparation_Natural Gas_Range_E1 | F6 | Commercial | Health | Existing | Food Preparation | Natural Gas | Range | E1 | Utility - Value of Sales | 0 | 0 | 0 | 0 | 0 | 0 | 0 | 0 | 0 | 0 | 0 | 0 | 0 | 0 | 0 | 0 | 0 | 0 | 0 | 0 | 0 | 0 | 0 | 0 | 0 | 0 | 0
F6_Commercial_Health_Existing_Food Preparation_Natural Gas_Range_E2 | F6 | Commercial | Health | Existing | Food Preparation | Natural Gas | Range | E2 | Utility - Value of Sales | 0 | 0 | 0 | 0 | 0 | 0 | 0 | 0 | 0 | 0 | 0 | 0 | 0 | 0 | 0 | 0 | 0 | 0 | 0 | 0 | 0 | 0 | 0 | 0 | 0 | 0 | 0
F6_Commercial_Health_Existing_Food Preparation_Natural Gas_Range_E3 | F6 | Commercial | Health | Existing | Food Preparation | Natural Gas | Range | E3 | Utility - Value of Sales | 0 | 0 | 0 | 0 | 0 | 0 | 0 | 0 | 0 | 0 | 0 | 0 | 0 | 0 | 0 | 0 | 0 | 0 | 0 | 0 | 0 | 0 | 0 | 0 | 0 | 0 | 0
F6_Commercial_Health_Existing_Food Preparation_Natural Gas_Range_E4 | F6 | Commercial | Health | Existing | Food Preparation | Natural Gas | Range | E4 | Utility - Value of Sales | 0 | 0 | 0 | 0 | 0 | 0 | 0 | 0 | 0 | 0 | 0 | 0 | 0 | 0 | 0 | 0 | 0 | 0 | 0 | 0 | 0 | 0 | 0 | 0 | 0 | 0 | 0
F6_Commercial_Health_Existing_Food Preparation_Natural Gas_Range_E5 | F6 | Commercial | Health | Existing | Food Preparation | Natural Gas | Range | E5 | Utility - Value of Sales | 0 | 0 | 0 | 0 | 0 | 0 | 0 | 0 | 0 | 0 | 0 | 0 | 0 | 0 | 0 | 0 | 0 | 0 | 0 | 0 | 0 | 0 | 0 | 0 | 0 | 0 | 0
F6_Commercial_Health_Existing_Food Preparation_Natural Gas_Range_E6 | F6 | Commercial | Health | Existing | Food Preparation | Natural Gas | Range | E6 | Utility - Value of Sales | 0 | 0 | 0 | 0 | 0 | 0 | 0 | 0 | 0 | 0 | 0 | 0 | 0 | 0 | 0 | 0 | 0 | 0 | 0 | 0 | 0 | 0 | 0 | 0 | 0 | 0 | 0
F6_Commercial_Health_Existing_Food Preparation_Natural Gas_Range_E7 | F6 | Commercial | Health | Existing | Food Preparation | Natural Gas | Range | E7 | Utility - Value of Sales | 0 | 0 | 0 | 0 | 0 | 0 | 0 | 0 | 0 | 0 | 0 | 0 | 0 | 0 | 0 | 0 | 0 | 0 | 0 | 0 | 0 | 0 | 0 | 0 | 0 | 0 | 0
F6_Commercial_Health_Existing_Food Preparation_Natural Gas_Range_E8 | F6 | Commercial | Health | Existing | Food Preparation | Natural Gas | Range | E8 | Utility - Value of Sales | 0 | 0 | 0 | 0 | 0 | 0 | 0 | 0 | 0 | 0 | 0 | 0 | 0 | 0 | 0 | 0 | 0 | 0 | 0 | 0 | 0 | 0 | 0 | 0 | 0 | 0 | 0
F6_Commercial_Health_Existing_Food Preparation_Natural Gas_Range_E9 | F6 | Commercial | Health | Existing | Food Preparation | Natural Gas | Range | E9 | Utility - Value of Sales | 0 | 0 | 0 | 0 | 0 | 0 | 0 | 0 | 0 | 0 | 0 | 0 | 0 | 0 | 0 | 0 | 0 | 0 | 0 | 0 | 0 | 0 | 0 | 0 | 0 | 0 | 0
F6_Commercial_Health_Existing_Food Preparation_Natural Gas_Range_E10 | F6 | Commercial | Health | Existing | Food Preparation | Natural Gas | Range | E10 | Utility - Value of Sales | 0 | 0 | 0 | 0 | 0 | 0 | 0 | 0 | 0 | 0 | 0 | 0 | 0 | 0 | 0 | 0 | 0 | 0 | 0 | 0 | 0 | 0 | 0 | 0 | 0 | 0 | 0
F1_Commercial_Health_Existing_Food Preparation_Natural Gas_Steamer_E1 | F1 | Commercial | Health | Existing | Food Preparation | Natural Gas | Steamer | E1 | RVT - Cost of Equipment | 0.52171 | 0 | 0 | 0 | 0 | 0 | 0 | 0 | 0 | 0 | 0 | 0 | 0 | 0 | 0 | 0 | 0 | 0 | 0 | 0 | 0 | 0 | 0 | 0 | 0 | 0 | 0
F1_Commercial_Health_Existing_Food Preparation_Natural Gas_Steamer_E2 | F1 | Commercial | Health | Existing | Food Preparation | Natural Gas | Steamer | E2 | RVT - Cost of Equipment | 0.30305 | 0.30305 | 0.30305 | 0.30305 | 0.30305 | 0.30305 | 0.30305 | 0.30305 | 0.30305 | 0.30305 | 0.30305 | 0.30305 | 0.30305 | 0.30305 | 0.30305 | 0.30305 | 0.30305 | 0.30305 | 0.30305 | 0.30305 | 0.30305 | 0.30305 | 0.30305 | 0.30305 | 0.30305 | 0.30305 | 0.30305
F1_Commercial_Health_Existing_Food Preparation_Natural Gas_Steamer_E3 | F1 | Commercial | Health | Existing | Food Preparation | Natural Gas | Steamer | E3 | RVT - Cost of Equipment | 0 | 0 | 0 | 0 | 0 | 0 | 0 | 0 | 0 | 0 | 0 | 0 | 0 | 0 | 0 | 0 | 0 | 0 | 0 | 0 | 0 | 0 | 0 | 0 | 0 | 0 | 0
F1_Commercial_Health_Existing_Food Preparation_Natural Gas_Steamer_E4 | F1 | Commercial | Health | Existing | Food Preparation | Natural Gas | Steamer | E4 | RVT - Cost of Equipment | 0 | 0 | 0 | 0 | 0 | 0 | 0 | 0 | 0 | 0 | 0 | 0 | 0 | 0 | 0 | 0 | 0 | 0 | 0 | 0 | 0 | 0 | 0 | 0 | 0 | 0 | 0
F1_Commercial_Health_Existing_Food Preparation_Natural Gas_Steamer_E5 | F1 | Commercial | Health | Existing | Food Preparation | Natural Gas | Steamer | E5 | RVT - Cost of Equipment | 0 | 0 | 0 | 0 | 0 | 0 | 0 | 0 | 0 | 0 | 0 | 0 | 0 | 0 | 0 | 0 | 0 | 0 | 0 | 0 | 0 | 0 | 0 | 0 | 0 | 0 | 0
F1_Commercial_Health_Existing_Food Preparation_Natural Gas_Steamer_E6 | F1 | Commercial | Health | Existing | Food Preparation | Natural Gas | Steamer | E6 | RVT - Cost of Equipment | 0 | 0 | 0 | 0 | 0 | 0 | 0 | 0 | 0 | 0 | 0 | 0 | 0 | 0 | 0 | 0 | 0 | 0 | 0 | 0 | 0 | 0 | 0 | 0 | 0 | 0 | 0
F1_Commercial_Health_Existing_Food Preparation_Natural Gas_Steamer_E7 | F1 | Commercial | Health | Existing | Food Preparation | Natural Gas | Steamer | E7 | RVT - Cost of Equipment | 0 | 0 | 0 | 0 | 0 | 0 | 0 | 0 | 0 | 0 | 0 | 0 | 0 | 0 | 0 | 0 | 0 | 0 | 0 | 0 | 0 | 0 | 0 | 0 | 0 | 0 | 0
F1_Commercial_Health_Existing_Food Preparation_Natural Gas_Steamer_E8 | F1 | Commercial | Health | Existing | Food Preparation | Natural Gas | Steamer | E8 | RVT - Cost of Equipment | 0 | 0 | 0 | 0 | 0 | 0 | 0 | 0 | 0 | 0 | 0 | 0 | 0 | 0 | 0 | 0 | 0 | 0 | 0 | 0 | 0 | 0 | 0 | 0 | 0 | 0 | 0
F1_Commercial_Health_Existing_Food Preparation_Natural Gas_Steamer_E9 | F1 | Commercial | Health | Existing | Food Preparation | Natural Gas | Steamer | E9 | RVT - Cost of Equipment | 0 | 0 | 0 | 0 | 0 | 0 | 0 | 0 | 0 | 0 | 0 | 0 | 0 | 0 | 0 | 0 | 0 | 0 | 0 | 0 | 0 | 0 | 0 | 0 | 0 | 0 | 0
F1_Commercial_Health_Existing_Food Preparation_Natural Gas_Steamer_E10 | F1 | Commercial | Health | Existing | Food Preparation | Natural Gas | Steamer | E10 | RVT - Cost of Equipment | 0 | 0 | 0 | 0 | 0 | 0 | 0 | 0 | 0 | 0 | 0 | 0 | 0 | 0 | 0 | 0 | 0 | 0 | 0 | 0 | 0 | 0 | 0 | 0 | 0 | 0 | 0
F2_Commercial_Health_Existing_Food Preparation_Natural Gas_Steamer_E1 | F2 | Commercial | Health | Existing | Food Preparation | Natural Gas | Steamer | E1 | RVT - Cost of Operation | 0 | 0 | 0 | 0 | 0 | 0 | 0 | 0 | 0 | 0 | 0 | 0 | 0 | 0 | 0 | 0 | 0 | 0 | 0 | 0 | 0 | 0 | 0 | 0 | 0 | 0 | 0
F2_Commercial_Health_Existing_Food Preparation_Natural Gas_Steamer_E2 | F2 | Commercial | Health | Existing | Food Preparation | Natural Gas | Steamer | E2 | RVT - Cost of Operation | 0 | 0 | 0 | 0 | 0 | 0 | 0 | 0 | 0 | 0 | 0 | 0 | 0 | 0 | 0 | 0 | 0 | 0 | 0 | 0 | 0 | 0 | 0 | 0 | 0 | 0 | 0
F2_Commercial_Health_Existing_Food Preparation_Natural Gas_Steamer_E3 | F2 | Commercial | Health | Existing | Food Preparation | Natural Gas | Steamer | E3 | RVT - Cost of Operation | 0 | 0 | 0 | 0 | 0 | 0 | 0 | 0 | 0 | 0 | 0 | 0 | 0 | 0 | 0 | 0 | 0 | 0 | 0 | 0 | 0 | 0 | 0 | 0 | 0 | 0 | 0
F2_Commercial_Health_Existing_Food Preparation_Natural Gas_Steamer_E4 | F2 | Commercial | Health | Existing | Food Preparation | Natural Gas | Steamer | E4 | RVT - Cost of Operation | 0 | 0 | 0 | 0 | 0 | 0 | 0 | 0 | 0 | 0 | 0 | 0 | 0 | 0 | 0 | 0 | 0 | 0 | 0 | 0 | 0 | 0 | 0 | 0 | 0 | 0 | 0
F2_Commercial_Health_Existing_Food Preparation_Natural Gas_Steamer_E5 | F2 | Commercial | Health | Existing | Food Preparation | Natural Gas | Steamer | E5 | RVT - Cost of Operation | 0 | 0 | 0 | 0 | 0 | 0 | 0 | 0 | 0 | 0 | 0 | 0 | 0 | 0 | 0 | 0 | 0 | 0 | 0 | 0 | 0 | 0 | 0 | 0 | 0 | 0 | 0
F2_Commercial_Health_Existing_Food Preparation_Natural Gas_Steamer_E6 | F2 | Commercial | Health | Existing | Food Preparation | Natural Gas | Steamer | E6 | RVT - Cost of Operation | 0 | 0 | 0 | 0 | 0 | 0 | 0 | 0 | 0 | 0 | 0 | 0 | 0 | 0 | 0 | 0 | 0 | 0 | 0 | 0 | 0 | 0 | 0 | 0 | 0 | 0 | 0
F2_Commercial_Health_Existing_Food Preparation_Natural Gas_Steamer_E7 | F2 | Commercial | Health | Existing | Food Preparation | Natural Gas | Steamer | E7 | RVT - Cost of Operation | 0 | 0 | 0 | 0 | 0 | 0 | 0 | 0 | 0 | 0 | 0 | 0 | 0 | 0 | 0 | 0 | 0 | 0 | 0 | 0 | 0 | 0 | 0 | 0 | 0 | 0 | 0
F2_Commercial_Health_Existing_Food Preparation_Natural Gas_Steamer_E8 | F2 | Commercial | Health | Existing | Food Preparation | Natural Gas | Steamer | E8 | RVT - Cost of Operation | 0 | 0 | 0 | 0 | 0 | 0 | 0 | 0 | 0 | 0 | 0 | 0 | 0 | 0 | 0 | 0 | 0 | 0 | 0 | 0 | 0 | 0 | 0 | 0 | 0 | 0 | 0
F2_Commercial_Health_Existing_Food Preparation_Natural Gas_Steamer_E9 | F2 | Commercial | Health | Existing | Food Preparation | Natural Gas | Steamer | E9 | RVT - Cost of Operation | 0 | 0 | 0 | 0 | 0 | 0 | 0 | 0 | 0 | 0 | 0 | 0 | 0 | 0 | 0 | 0 | 0 | 0 | 0 | 0 | 0 | 0 | 0 | 0 | 0 | 0 | 0
F2_Commercial_Health_Existing_Food Preparation_Natural Gas_Steamer_E10 | F2 | Commercial | Health | Existing | Food Preparation | Natural Gas | Steamer | E10 | RVT - Cost of Operation | 0 | 0 | 0 | 0 | 0 | 0 | 0 | 0 | 0 | 0 | 0 | 0 | 0 | 0 | 0 | 0 | 0 | 0 | 0 | 0 | 0 | 0 | 0 | 0 | 0 | 0 | 0
F3_Commercial_Health_Existing_Food Preparation_Natural Gas_Steamer_E1 | F3 | Commercial | Health | Existing | Food Preparation | Natural Gas | Steamer | E1 | System - kBTUs of Consumption | 41.1052 | 0 | 0 | 0 | 0 | 0 | 0 | 0 | 0 | 0 | 0 | 0 | 0 | 0 | 0 | 0 | 0 | 0 | 0 | 0 | 0 | 0 | 0 | 0 | 0 | 0 | 0
F3_Commercial_Health_Existing_Food Preparation_Natural Gas_Steamer_E2 | F3 | Commercial | Health | Existing | Food Preparation | Natural Gas | Steamer | E2 | System - kBTUs of Consumption | 7.2082 | 7.2082 | 7.2082 | 7.2082 | 7.2082 | 7.2082 | 7.2082 | 7.2082 | 7.2082 | 7.2082 | 7.2082 | 7.2082 | 7.2082 | 7.2082 | 7.2082 | 7.2082 | 7.2082 | 7.2082 | 7.2082 | 7.2082 | 7.2082 | 7.2082 | 7.2082 | 7.2082 | 7.2082 | 7.2082 | 7.2082
F3_Commercial_Health_Existing_Food Preparation_Natural Gas_Steamer_E3 | F3 | Commercial | Health | Existing | Food Preparation | Natural Gas | Steamer | E3 | System - kBTUs of Consumption | 0 | 0 | 0 | 0 | 0 | 0 | 0 | 0 | 0 | 0 | 0 | 0 | 0 | 0 | 0 | 0 | 0 | 0 | 0 | 0 | 0 | 0 | 0 | 0 | 0 | 0 | 0
F3_Commercial_Health_Existing_Food Preparation_Natural Gas_Steamer_E4 | F3 | Commercial | Health | Existing | Food Preparation | Natural Gas | Steamer | E4 | System - kBTUs of Consumption | 0 | 0 | 0 | 0 | 0 | 0 | 0 | 0 | 0 | 0 | 0 | 0 | 0 | 0 | 0 | 0 | 0 | 0 | 0 | 0 | 0 | 0 | 0 | 0 | 0 | 0 | 0
F3_Commercial_Health_Existing_Food Preparation_Natural Gas_Steamer_E5 | F3 | Commercial | Health | Existing | Food Preparation | Natural Gas | Steamer | E5 | System - kBTUs of Consumption | 0 | 0 | 0 | 0 | 0 | 0 | 0 | 0 | 0 | 0 | 0 | 0 | 0 | 0 | 0 | 0 | 0 | 0 | 0 | 0 | 0 | 0 | 0 | 0 | 0 | 0 | 0
F3_Commercial_Health_Existing_Food Preparation_Natural Gas_Steamer_E6 | F3 | Commercial | Health | Existing | Food Preparation | Natural Gas | Steamer | E6 | System - kBTUs of Consumption | 0 | 0 | 0 | 0 | 0 | 0 | 0 | 0 | 0 | 0 | 0 | 0 | 0 | 0 | 0 | 0 | 0 | 0 | 0 | 0 | 0 | 0 | 0 | 0 | 0 | 0 | 0
F3_Commercial_Health_Existing_Food Preparation_Natural Gas_Steamer_E7 | F3 | Commercial | Health | Existing | Food Preparation | Natural Gas | Steamer | E7 | System - kBTUs of Consumption | 0 | 0 | 0 | 0 | 0 | 0 | 0 | 0 | 0 | 0 | 0 | 0 | 0 | 0 | 0 | 0 | 0 | 0 | 0 | 0 | 0 | 0 | 0 | 0 | 0 | 0 | 0
F3_Commercial_Health_Existing_Food Preparation_Natural Gas_Steamer_E8 | F3 | Commercial | Health | Existing | Food Preparation | Natural Gas | Steamer | E8 | System - kBTUs of Consumption | 0 | 0 | 0 | 0 | 0 | 0 | 0 | 0 | 0 | 0 | 0 | 0 | 0 | 0 | 0 | 0 | 0 | 0 | 0 | 0 | 0 | 0 | 0 | 0 | 0 | 0 | 0
F3_Commercial_Health_Existing_Food Preparation_Natural Gas_Steamer_E9 | F3 | Commercial | Health | Existing | Food Preparation | Natural Gas | Steamer | E9 | System - kBTUs of Consumption | 0 | 0 | 0 | 0 | 0 | 0 | 0 | 0 | 0 | 0 | 0 | 0 | 0 | 0 | 0 | 0 | 0 | 0 | 0 | 0 | 0 | 0 | 0 | 0 | 0 | 0 | 0
F3_Commercial_Health_Existing_Food Preparation_Natural Gas_Steamer_E10 | F3 | Commercial | Health | Existing | Food Preparation | Natural Gas | Steamer | E10 | System - kBTUs of Consumption | 0 | 0 | 0 | 0 | 0 | 0 | 0 | 0 | 0 | 0 | 0 | 0 | 0 | 0 | 0 | 0 | 0 | 0 | 0 | 0 | 0 | 0 | 0 | 0 | 0 | 0 | 0
F4_Commercial_Health_Existing_Food Preparation_Natural Gas_Steamer_E1 | F4 | Commercial | Health | Existing | Food Preparation | Natural Gas | Steamer | E1 | Utility - Cost of Equipment | 0.52171 | 0 | 0 | 0 | 0 | 0 | 0 | 0 | 0 | 0 | 0 | 0 | 0 | 0 | 0 | 0 | 0 | 0 | 0 | 0 | 0 | 0 | 0 | 0 | 0 | 0 | 0
F4_Commercial_Health_Existing_Food Preparation_Natural Gas_Steamer_E2 | F4 | Commercial | Health | Existing | Food Preparation | Natural Gas | Steamer | E2 | Utility - Cost of Equipment | 0.30305 | 0.30305 | 0.30305 | 0.30305 | 0.30305 | 0.30305 | 0.30305 | 0.30305 | 0.30305 | 0.30305 | 0.30305 | 0.30305 | 0.30305 | 0.30305 | 0.30305 | 0.30305 | 0.30305 | 0.30305 | 0.30305 | 0.30305 | 0.30305 | 0.30305 | 0.30305 | 0.30305 | 0.30305 | 0.30305 | 0.30305
F4_Commercial_Health_Existing_Food Preparation_Natural Gas_Steamer_E3 | F4 | Commercial | Health | Existing | Food Preparation | Natural Gas | Steamer | E3 | Utility - Cost of Equipment | 0 | 0 | 0 | 0 | 0 | 0 | 0 | 0 | 0 | 0 | 0 | 0 | 0 | 0 | 0 | 0 | 0 | 0 | 0 | 0 | 0 | 0 | 0 | 0 | 0 | 0 | 0
F4_Commercial_Health_Existing_Food Preparation_Natural Gas_Steamer_E4 | F4 | Commercial | Health | Existing | Food Preparation | Natural Gas | Steamer | E4 | Utility - Cost of Equipment | 0 | 0 | 0 | 0 | 0 | 0 | 0 | 0 | 0 | 0 | 0 | 0 | 0 | 0 | 0 | 0 | 0 | 0 | 0 | 0 | 0 | 0 | 0 | 0 | 0 | 0 | 0
F4_Commercial_Health_Existing_Food Preparation_Natural Gas_Steamer_E5 | F4 | Commercial | Health | Existing | Food Preparation | Natural Gas | Steamer | E5 | Utility - Cost of Equipment | 0 | 0 | 0 | 0 | 0 | 0 | 0 | 0 | 0 | 0 | 0 | 0 | 0 | 0 | 0 | 0 | 0 | 0 | 0 | 0 | 0 | 0 | 0 | 0 | 0 | 0 | 0
F4_Commercial_Health_Existing_Food Preparation_Natural Gas_Steamer_E6 | F4 | Commercial | Health | Existing | Food Preparation | Natural Gas | Steamer | E6 | Utility - Cost of Equipment | 0 | 0 | 0 | 0 | 0 | 0 | 0 | 0 | 0 | 0 | 0 | 0 | 0 | 0 | 0 | 0 | 0 | 0 | 0 | 0 | 0 | 0 | 0 | 0 | 0 | 0 | 0
F4_Commercial_Health_Existing_Food Preparation_Natural Gas_Steamer_E7 | F4 | Commercial | Health | Existing | Food Preparation | Natural Gas | Steamer | E7 | Utility - Cost of Equipment | 0 | 0 | 0 | 0 | 0 | 0 | 0 | 0 | 0 | 0 | 0 | 0 | 0 | 0 | 0 | 0 | 0 | 0 | 0 | 0 | 0 | 0 | 0 | 0 | 0 | 0 | 0
F4_Commercial_Health_Existing_Food Preparation_Natural Gas_Steamer_E8 | F4 | Commercial | Health | Existing | Food Preparation | Natural Gas | Steamer | E8 | Utility - Cost of Equipment | 0 | 0 | 0 | 0 | 0 | 0 | 0 | 0 | 0 | 0 | 0 | 0 | 0 | 0 | 0 | 0 | 0 | 0 | 0 | 0 | 0 | 0 | 0 | 0 | 0 | 0 | 0
F4_Commercial_Health_Existing_Food Preparation_Natural Gas_Steamer_E9 | F4 | Commercial | Health | Existing | Food Preparation | Natural Gas | Steamer | E9 | Utility - Cost of Equipment | 0 | 0 | 0 | 0 | 0 | 0 | 0 | 0 | 0 | 0 | 0 | 0 | 0 | 0 | 0 | 0 | 0 | 0 | 0 | 0 | 0 | 0 | 0 | 0 | 0 | 0 | 0
F4_Commercial_Health_Existing_Food Preparation_Natural Gas_Steamer_E10 | F4 | Commercial | Health | Existing | Food Preparation | Natural Gas | Steamer | E10 | Utility - Cost of Equipment | 0 | 0 | 0 | 0 | 0 | 0 | 0 | 0 | 0 | 0 | 0 | 0 | 0 | 0 | 0 | 0 | 0 | 0 | 0 | 0 | 0 | 0 | 0 | 0 | 0 | 0 | 0
F5_Commercial_Health_Existing_Food Preparation_Natural Gas_Steamer_E1 | F5 | Commercial | Health | Existing | Food Preparation | Natural Gas | Steamer | E1 | Utility - Cost of Operation | 0.56896 | 0 | 0 | 0 | 0 | 0 | 0 | 0 | 0 | 0 | 0 | 0 | 0 | 0 | 0 | 0 | 0 | 0 | 0 | 0 | 0 | 0 | 0 | 0 | 0 | 0 | 0
F5_Commercial_Health_Existing_Food Preparation_Natural Gas_Steamer_E2 | F5 | Commercial | Health | Existing | Food Preparation | Natural Gas | Steamer | E2 | Utility - Cost of Operation | 0.099773 | 0.097792 | 0.095826 | 0.093902 | 0.093572 | 0.094271 | 0.095624 | 0.097337 | 0.099195 | 0.10109 | 0.10306 | 0.1051 | 0.10712 | 0.10874 | 0.10975 | 0.10983 | 0.10878 | 0.10664 | 0.10354 | 0.099594 | 0.094988 | 0.089698 | 0.084993 | 0.081922 | 0.080555 | 0.08095 | 0.081346
F5_Commercial_Health_Existing_Food Preparation_Natural Gas_Steamer_E3 | F5 | Commercial | Health | Existing | Food Preparation | Natural Gas | Steamer | E3 | Utility - Cost of Operation | 0 | 0 | 0 | 0 | 0 | 0 | 0 | 0 | 0 | 0 | 0 | 0 | 0 | 0 | 0 | 0 | 0 | 0 | 0 | 0 | 0 | 0 | 0 | 0 | 0 | 0 | 0
F5_Commercial_Health_Existing_Food Preparation_Natural Gas_Steamer_E4 | F5 | Commercial | Health | Existing | Food Preparation | Natural Gas | Steamer | E4 | Utility - Cost of Operation | 0 | 0 | 0 | 0 | 0 | 0 | 0 | 0 | 0 | 0 | 0 | 0 | 0 | 0 | 0 | 0 | 0 | 0 | 0 | 0 | 0 | 0 | 0 | 0 | 0 | 0 | 0
F5_Commercial_Health_Existing_Food Preparation_Natural Gas_Steamer_E5 | F5 | Commercial | Health | Existing | Food Preparation | Natural Gas | Steamer | E5 | Utility - Cost of Operation | 0 | 0 | 0 | 0 | 0 | 0 | 0 | 0 | 0 | 0 | 0 | 0 | 0 | 0 | 0 | 0 | 0 | 0 | 0 | 0 | 0 | 0 | 0 | 0 | 0 | 0 | 0
F5_Commercial_Health_Existing_Food Preparation_Natural Gas_Steamer_E6 | F5 | Commercial | Health | Existing | Food Preparation | Natural Gas | Steamer | E6 | Utility - Cost of Operation | 0 | 0 | 0 | 0 | 0 | 0 | 0 | 0 | 0 | 0 | 0 | 0 | 0 | 0 | 0 | 0 | 0 | 0 | 0 | 0 | 0 | 0 | 0 | 0 | 0 | 0 | 0
F5_Commercial_Health_Existing_Food Preparation_Natural Gas_Steamer_E7 | F5 | Commercial | Health | Existing | Food Preparation | Natural Gas | Steamer | E7 | Utility - Cost of Operation | 0 | 0 | 0 | 0 | 0 | 0 | 0 | 0 | 0 | 0 | 0 | 0 | 0 | 0 | 0 | 0 | 0 | 0 | 0 | 0 | 0 | 0 | 0 | 0 | 0 | 0 | 0
F5_Commercial_Health_Existing_Food Preparation_Natural Gas_Steamer_E8 | F5 | Commercial | Health | Existing | Food Preparation | Natural Gas | Steamer | E8 | Utility - Cost of Operation | 0 | 0 | 0 | 0 | 0 | 0 | 0 | 0 | 0 | 0 | 0 | 0 | 0 | 0 | 0 | 0 | 0 | 0 | 0 | 0 | 0 | 0 | 0 | 0 | 0 | 0 | 0
F5_Commercial_Health_Existing_Food Preparation_Natural Gas_Steamer_E9 | F5 | Commercial | Health | Existing | Food Preparation | Natural Gas | Steamer | E9 | Utility - Cost of Operation | 0 | 0 | 0 | 0 | 0 | 0 | 0 | 0 | 0 | 0 | 0 | 0 | 0 | 0 | 0 | 0 | 0 | 0 | 0 | 0 | 0 | 0 | 0 | 0 | 0 | 0 | 0
F5_Commercial_Health_Existing_Food Preparation_Natural Gas_Steamer_E10 | F5 | Commercial | Health | Existing | Food Preparation | Natural Gas | Steamer | E10 | Utility - Cost of Operation | 0 | 0 | 0 | 0 | 0 | 0 | 0 | 0 | 0 | 0 | 0 | 0 | 0 | 0 | 0 | 0 | 0 | 0 | 0 | 0 | 0 | 0 | 0 | 0 | 0 | 0 | 0
F6_Commercial_Health_Existing_Food Preparation_Natural Gas_Steamer_E1 | F6 | Commercial | Health | Existing | Food Preparation | Natural Gas | Steamer | E1 | Utility - Value of Sales | 0 | 0 | 0 | 0 | 0 | 0 | 0 | 0 | 0 | 0 | 0 | 0 | 0 | 0 | 0 | 0 | 0 | 0 | 0 | 0 | 0 | 0 | 0 | 0 | 0 | 0 | 0
F6_Commercial_Health_Existing_Food Preparation_Natural Gas_Steamer_E2 | F6 | Commercial | Health | Existing | Food Preparation | Natural Gas | Steamer | E2 | Utility - Value of Sales | 0 | 0 | 0 | 0 | 0 | 0 | 0 | 0 | 0 | 0 | 0 | 0 | 0 | 0 | 0 | 0 | 0 | 0 | 0 | 0 | 0 | 0 | 0 | 0 | 0 | 0 | 0
F6_Commercial_Health_Existing_Food Preparation_Natural Gas_Steamer_E3 | F6 | Commercial | Health | Existing | Food Preparation | Natural Gas | Steamer | E3 | Utility - Value of Sales | 0 | 0 | 0 | 0 | 0 | 0 | 0 | 0 | 0 | 0 | 0 | 0 | 0 | 0 | 0 | 0 | 0 | 0 | 0 | 0 | 0 | 0 | 0 | 0 | 0 | 0 | 0
F6_Commercial_Health_Existing_Food Preparation_Natural Gas_Steamer_E4 | F6 | Commercial | Health | Existing | Food Preparation | Natural Gas | Steamer | E4 | Utility - Value of Sales | 0 | 0 | 0 | 0 | 0 | 0 | 0 | 0 | 0 | 0 | 0 | 0 | 0 | 0 | 0 | 0 | 0 | 0 | 0 | 0 | 0 | 0 | 0 | 0 | 0 | 0 | 0
F6_Commercial_Health_Existing_Food Preparation_Natural Gas_Steamer_E5 | F6 | Commercial | Health | Existing | Food Preparation | Natural Gas | Steamer | E5 | Utility - Value of Sales | 0 | 0 | 0 | 0 | 0 | 0 | 0 | 0 | 0 | 0 | 0 | 0 | 0 | 0 | 0 | 0 | 0 | 0 | 0 | 0 | 0 | 0 | 0 | 0 | 0 | 0 | 0
F6_Commercial_Health_Existing_Food Preparation_Natural Gas_Steamer_E6 | F6 | Commercial | Health | Existing | Food Preparation | Natural Gas | Steamer | E6 | Utility - Value of Sales | 0 | 0 | 0 | 0 | 0 | 0 | 0 | 0 | 0 | 0 | 0 | 0 | 0 | 0 | 0 | 0 | 0 | 0 | 0 | 0 | 0 | 0 | 0 | 0 | 0 | 0 | 0
F6_Commercial_Health_Existing_Food Preparation_Natural Gas_Steamer_E7 | F6 | Commercial | Health | Existing | Food Preparation | Natural Gas | Steamer | E7 | Utility - Value of Sales | 0 | 0 | 0 | 0 | 0 | 0 | 0 | 0 | 0 | 0 | 0 | 0 | 0 | 0 | 0 | 0 | 0 | 0 | 0 | 0 | 0 | 0 | 0 | 0 | 0 | 0 | 0
F6_Commercial_Health_Existing_Food Preparation_Natural Gas_Steamer_E8 | F6 | Commercial | Health | Existing | Food Preparation | Natural Gas | Steamer | E8 | Utility - Value of Sales | 0 | 0 | 0 | 0 | 0 | 0 | 0 | 0 | 0 | 0 | 0 | 0 | 0 | 0 | 0 | 0 | 0 | 0 | 0 | 0 | 0 | 0 | 0 | 0 | 0 | 0 | 0
F6_Commercial_Health_Existing_Food Preparation_Natural Gas_Steamer_E9 | F6 | Commercial | Health | Existing | Food Preparation | Natural Gas | Steamer | E9 | Utility - Value of Sales | 0 | 0 | 0 | 0 | 0 | 0 | 0 | 0 | 0 | 0 | 0 | 0 | 0 | 0 | 0 | 0 | 0 | 0 | 0 | 0 | 0 | 0 | 0 | 0 | 0 | 0 | 0
F6_Commercial_Health_Existing_Food Preparation_Natural Gas_Steamer_E10 | F6 | Commercial | Health | Existing | Food Preparation | Natural Gas | Steamer | E10 | Utility - Value of Sales | 0 | 0 | 0 | 0 | 0 | 0 | 0 | 0 | 0 | 0 | 0 | 0 | 0 | 0 | 0 | 0 | 0 | 0 | 0 | 0 | 0 | 0 | 0 | 0 | 0 | 0 | 0
F1_Commercial_Health_Existing_Food Preparation_Natural Gas_Commercial Food Prep Other_E1 | F1 | Commercial | Health | Existing | Food Preparation | Natural Gas | Commercial Food Prep Other | E1 | RVT - Cost of Equipment | 0.011632 | 0.011632 | 0.011632 | 0.011632 | 0.011632 | 0.011632 | 0.011632 | 0.011632 | 0.011632 | 0.011632 | 0.011632 | 0.011632 | 0.011632 | 0.011632 | 0.011632 | 0.011632 | 0.011632 | 0.011632 | 0.011632 | 0.011632 | 0.011632 | 0.011632 | 0.011632 | 0.011632 | 0.011632 | 0.011632 | 0.011632
F1_Commercial_Health_Existing_Food Preparation_Natural Gas_Commercial Food Prep Other_E2 | F1 | Commercial | Health | Existing | Food Preparation | Natural Gas | Commercial Food Prep Other | E2 | RVT - Cost of Equipment | 0.01413 | 0.01413 | 0.01413 | 0.01413 | 0.01413 | 0.01413 | 0.01413 | 0.01413 | 0.01413 | 0.01413 | 0.01413 | 0.01413 | 0.01413 | 0.01413 | 0.01413 | 0.01413 | 0.01413 | 0.01413 | 0.01413 | 0.01413 | 0.01413 | 0.01413 | 0.01413 | 0.01413 | 0.01413 | 0.01413 | 0.01413
F1_Commercial_Health_Existing_Food Preparation_Natural Gas_Commercial Food Prep Other_E3 | F1 | Commercial | Health | Existing | Food Preparation | Natural Gas | Commercial Food Prep Other | E3 | RVT - Cost of Equipment | 0 | 0 | 0 | 0 | 0 | 0 | 0 | 0 | 0 | 0 | 0 | 0 | 0 | 0 | 0 | 0 | 0 | 0 | 0 | 0 | 0 | 0 | 0 | 0 | 0 | 0 | 0
F1_Commercial_Health_Existing_Food Preparation_Natural Gas_Commercial Food Prep Other_E4 | F1 | Commercial | Health | Existing | Food Preparation | Natural Gas | Commercial Food Prep Other | E4 | RVT - Cost of Equipment | 0 | 0 | 0 | 0 | 0 | 0 | 0 | 0 | 0 | 0 | 0 | 0 | 0 | 0 | 0 | 0 | 0 | 0 | 0 | 0 | 0 | 0 | 0 | 0 | 0 | 0 | 0
F1_Commercial_Health_Existing_Food Preparation_Natural Gas_Commercial Food Prep Other_E5 | F1 | Commercial | Health | Existing | Food Preparation | Natural Gas | Commercial Food Prep Other | E5 | RVT - Cost of Equipment | 0 | 0 | 0 | 0 | 0 | 0 | 0 | 0 | 0 | 0 | 0 | 0 | 0 | 0 | 0 | 0 | 0 | 0 | 0 | 0 | 0 | 0 | 0 | 0 | 0 | 0 | 0
F1_Commercial_Health_Existing_Food Preparation_Natural Gas_Commercial Food Prep Other_E6 | F1 | Commercial | Health | Existing | Food Preparation | Natural Gas | Commercial Food Prep Other | E6 | RVT - Cost of Equipment | 0 | 0 | 0 | 0 | 0 | 0 | 0 | 0 | 0 | 0 | 0 | 0 | 0 | 0 | 0 | 0 | 0 | 0 | 0 | 0 | 0 | 0 | 0 | 0 | 0 | 0 | 0
F1_Commercial_Health_Existing_Food Preparation_Natural Gas_Commercial Food Prep Other_E7 | F1 | Commercial | Health | Existing | Food Preparation | Natural Gas | Commercial Food Prep Other | E7 | RVT - Cost of Equipment | 0 | 0 | 0 | 0 | 0 | 0 | 0 | 0 | 0 | 0 | 0 | 0 | 0 | 0 | 0 | 0 | 0 | 0 | 0 | 0 | 0 | 0 | 0 | 0 | 0 | 0 | 0
F1_Commercial_Health_Existing_Food Preparation_Natural Gas_Commercial Food Prep Other_E8 | F1 | Commercial | Health | Existing | Food Preparation | Natural Gas | Commercial Food Prep Other | E8 | RVT - Cost of Equipment | 0 | 0 | 0 | 0 | 0 | 0 | 0 | 0 | 0 | 0 | 0 | 0 | 0 | 0 | 0 | 0 | 0 | 0 | 0 | 0 | 0 | 0 | 0 | 0 | 0 | 0 | 0
F1_Commercial_Health_Existing_Food Preparation_Natural Gas_Commercial Food Prep Other_E9 | F1 | Commercial | Health | Existing | Food Preparation | Natural Gas | Commercial Food Prep Other | E9 | RVT - Cost of Equipment | 0 | 0 | 0 | 0 | 0 | 0 | 0 | 0 | 0 | 0 | 0 | 0 | 0 | 0 | 0 | 0 | 0 | 0 | 0 | 0 | 0 | 0 | 0 | 0 | 0 | 0 | 0
F1_Commercial_Health_Existing_Food Preparation_Natural Gas_Commercial Food Prep Other_E10 | F1 | Commercial | Health | Existing | Food Preparation | Natural Gas | Commercial Food Prep Other | E10 | RVT - Cost of Equipment | 0 | 0 | 0 | 0 | 0 | 0 | 0 | 0 | 0 | 0 | 0 | 0 | 0 | 0 | 0 | 0 | 0 | 0 | 0 | 0 | 0 | 0 | 0 | 0 | 0 | 0 | 0
F2_Commercial_Health_Existing_Food Preparation_Natural Gas_Commercial Food Prep Other_E1 | F2 | Commercial | Health | Existing | Food Preparation | Natural Gas | Commercial Food Prep Other | E1 | RVT - Cost of Operation | 0 | 0 | 0 | 0 | 0 | 0 | 0 | 0 | 0 | 0 | 0 | 0 | 0 | 0 | 0 | 0 | 0 | 0 | 0 | 0 | 0 | 0 | 0 | 0 | 0 | 0 | 0
F2_Commercial_Health_Existing_Food Preparation_Natural Gas_Commercial Food Prep Other_E2 | F2 | Commercial | Health | Existing | Food Preparation | Natural Gas | Commercial Food Prep Other | E2 | RVT - Cost of Operation | 0 | 0 | 0 | 0 | 0 | 0 | 0 | 0 | 0 | 0 | 0 | 0 | 0 | 0 | 0 | 0 | 0 | 0 | 0 | 0 | 0 | 0 | 0 | 0 | 0 | 0 | 0
F2_Commercial_Health_Existing_Food Preparation_Natural Gas_Commercial Food Prep Other_E3 | F2 | Commercial | Health | Existing | Food Preparation | Natural Gas | Commercial Food Prep Other | E3 | RVT - Cost of Operation | 0 | 0 | 0 | 0 | 0 | 0 | 0 | 0 | 0 | 0 | 0 | 0 | 0 | 0 | 0 | 0 | 0 | 0 | 0 | 0 | 0 | 0 | 0 | 0 | 0 | 0 | 0
F2_Commercial_Health_Existing_Food Preparation_Natural Gas_Commercial Food Prep Other_E4 | F2 | Commercial | Health | Existing | Food Preparation | Natural Gas | Commercial Food Prep Other | E4 | RVT - Cost of Operation | 0 | 0 | 0 | 0 | 0 | 0 | 0 | 0 | 0 | 0 | 0 | 0 | 0 | 0 | 0 | 0 | 0 | 0 | 0 | 0 | 0 | 0 | 0 | 0 | 0 | 0 | 0
F2_Commercial_Health_Existing_Food Preparation_Natural Gas_Commercial Food Prep Other_E5 | F2 | Commercial | Health | Existing | Food Preparation | Natural Gas | Commercial Food Prep Other | E5 | RVT - Cost of Operation | 0 | 0 | 0 | 0 | 0 | 0 | 0 | 0 | 0 | 0 | 0 | 0 | 0 | 0 | 0 | 0 | 0 | 0 | 0 | 0 | 0 | 0 | 0 | 0 | 0 | 0 | 0
F2_Commercial_Health_Existing_Food Preparation_Natural Gas_Commercial Food Prep Other_E6 | F2 | Commercial | Health | Existing | Food Preparation | Natural Gas | Commercial Food Prep Other | E6 | RVT - Cost of Operation | 0 | 0 | 0 | 0 | 0 | 0 | 0 | 0 | 0 | 0 | 0 | 0 | 0 | 0 | 0 | 0 | 0 | 0 | 0 | 0 | 0 | 0 | 0 | 0 | 0 | 0 | 0
F2_Commercial_Health_Existing_Food Preparation_Natural Gas_Commercial Food Prep Other_E7 | F2 | Commercial | Health | Existing | Food Preparation | Natural Gas | Commercial Food Prep Other | E7 | RVT - Cost of Operation | 0 | 0 | 0 | 0 | 0 | 0 | 0 | 0 | 0 | 0 | 0 | 0 | 0 | 0 | 0 | 0 | 0 | 0 | 0 | 0 | 0 | 0 | 0 | 0 | 0 | 0 | 0
F2_Commercial_Health_Existing_Food Preparation_Natural Gas_Commercial Food Prep Other_E8 | F2 | Commercial | Health | Existing | Food Preparation | Natural Gas | Commercial Food Prep Other | E8 | RVT - Cost of Operation | 0 | 0 | 0 | 0 | 0 | 0 | 0 | 0 | 0 | 0 | 0 | 0 | 0 | 0 | 0 | 0 | 0 | 0 | 0 | 0 | 0 | 0 | 0 | 0 | 0 | 0 | 0
F2_Commercial_Health_Existing_Food Preparation_Natural Gas_Commercial Food Prep Other_E9 | F2 | Commercial | Health | Existing | Food Preparation | Natural Gas | Commercial Food Prep Other | E9 | RVT - Cost of Operation | 0 | 0 | 0 | 0 | 0 | 0 | 0 | 0 | 0 | 0 | 0 | 0 | 0 | 0 | 0 | 0 | 0 | 0 | 0 | 0 | 0 | 0 | 0 | 0 | 0 | 0 | 0
F2_Commercial_Health_Existing_Food Preparation_Natural Gas_Commercial Food Prep Other_E10 | F2 | Commercial | Health | Existing | Food Preparation | Natural Gas | Commercial Food Prep Other | E10 | RVT - Cost of Operation | 0 | 0 | 0 | 0 | 0 | 0 | 0 | 0 | 0 | 0 | 0 | 0 | 0 | 0 | 0 | 0 | 0 | 0 | 0 | 0 | 0 | 0 | 0 | 0 | 0 | 0 | 0
F3_Commercial_Health_Existing_Food Preparation_Natural Gas_Commercial Food Prep Other_E1 | F3 | Commercial | Health | Existing | Food Preparation | Natural Gas | Commercial Food Prep Other | E1 | System - kBTUs of Consumption | 9.847 | 9.847 | 9.847 | 9.847 | 9.847 | 9.847 | 9.847 | 9.847 | 9.847 | 9.847 | 9.847 | 9.847 | 9.847 | 9.847 | 9.847 | 9.847 | 9.847 | 9.847 | 9.847 | 9.847 | 9.847 | 9.847 | 9.847 | 9.847 | 9.847 | 9.847 | 9.847
F3_Commercial_Health_Existing_Food Preparation_Natural Gas_Commercial Food Prep Other_E2 | F3 | Commercial | Health | Existing | Food Preparation | Natural Gas | Commercial Food Prep Other | E2 | System - kBTUs of Consumption | 7.3135 | 7.3135 | 7.3135 | 7.3135 | 7.3135 | 7.3135 | 7.3135 | 7.3135 | 7.3135 | 7.3135 | 7.3135 | 7.3135 | 7.3135 | 7.3135 | 7.3135 | 7.3135 | 7.3135 | 7.3135 | 7.3135 | 7.3135 | 7.3135 | 7.3135 | 7.3135 | 7.3135 | 7.3135 | 7.3135 | 7.3135
F3_Commercial_Health_Existing_Food Preparation_Natural Gas_Commercial Food Prep Other_E3 | F3 | Commercial | Health | Existing | Food Preparation | Natural Gas | Commercial Food Prep Other | E3 | System - kBTUs of Consumption | 0 | 0 | 0 | 0 | 0 | 0 | 0 | 0 | 0 | 0 | 0 | 0 | 0 | 0 | 0 | 0 | 0 | 0 | 0 | 0 | 0 | 0 | 0 | 0 | 0 | 0 | 0
F3_Commercial_Health_Existing_Food Preparation_Natural Gas_Commercial Food Prep Other_E4 | F3 | Commercial | Health | Existing | Food Preparation | Natural Gas | Commercial Food Prep Other | E4 | System - kBTUs of Consumption | 0 | 0 | 0 | 0 | 0 | 0 | 0 | 0 | 0 | 0 | 0 | 0 | 0 | 0 | 0 | 0 | 0 | 0 | 0 | 0 | 0 | 0 | 0 | 0 | 0 | 0 | 0
F3_Commercial_Health_Existing_Food Preparation_Natural Gas_Commercial Food Prep Other_E5 | F3 | Commercial | Health | Existing | Food Preparation | Natural Gas | Commercial Food Prep Other | E5 | System - kBTUs of Consumption | 0 | 0 | 0 | 0 | 0 | 0 | 0 | 0 | 0 | 0 | 0 | 0 | 0 | 0 | 0 | 0 | 0 | 0 | 0 | 0 | 0 | 0 | 0 | 0 | 0 | 0 | 0
F3_Commercial_Health_Existing_Food Preparation_Natural Gas_Commercial Food Prep Other_E6 | F3 | Commercial | Health | Existing | Food Preparation | Natural Gas | Commercial Food Prep Other | E6 | System - kBTUs of Consumption | 0 | 0 | 0 | 0 | 0 | 0 | 0 | 0 | 0 | 0 | 0 | 0 | 0 | 0 | 0 | 0 | 0 | 0 | 0 | 0 | 0 | 0 | 0 | 0 | 0 | 0 | 0
F3_Commercial_Health_Existing_Food Preparation_Natural Gas_Commercial Food Prep Other_E7 | F3 | Commercial | Health | Existing | Food Preparation | Natural Gas | Commercial Food Prep Other | E7 | System - kBTUs of Consumption | 0 | 0 | 0 | 0 | 0 | 0 | 0 | 0 | 0 | 0 | 0 | 0 | 0 | 0 | 0 | 0 | 0 | 0 | 0 | 0 | 0 | 0 | 0 | 0 | 0 | 0 | 0
F3_Commercial_Health_Existing_Food Preparation_Natural Gas_Commercial Food Prep Other_E8 | F3 | Commercial | Health | Existing | Food Preparation | Natural Gas | Commercial Food Prep Other | E8 | System - kBTUs of Consumption | 0 | 0 | 0 | 0 | 0 | 0 | 0 | 0 | 0 | 0 | 0 | 0 | 0 | 0 | 0 | 0 | 0 | 0 | 0 | 0 | 0 | 0 | 0 | 0 | 0 | 0 | 0
F3_Commercial_Health_Existing_Food Preparation_Natural Gas_Commercial Food Prep Other_E9 | F3 | Commercial | Health | Existing | Food Preparation | Natural Gas | Commercial Food Prep Other | E9 | System - kBTUs of Consumption | 0 | 0 | 0 | 0 | 0 | 0 | 0 | 0 | 0 | 0 | 0 | 0 | 0 | 0 | 0 | 0 | 0 | 0 | 0 | 0 | 0 | 0 | 0 | 0 | 0 | 0 | 0
F3_Commercial_Health_Existing_Food Preparation_Natural Gas_Commercial Food Prep Other_E10 | F3 | Commercial | Health | Existing | Food Preparation | Natural Gas | Commercial Food Prep Other | E10 | System - kBTUs of Consumption | 0 | 0 | 0 | 0 | 0 | 0 | 0 | 0 | 0 | 0 | 0 | 0 | 0 | 0 | 0 | 0 | 0 | 0 | 0 | 0 | 0 | 0 | 0 | 0 | 0 | 0 | 0
F4_Commercial_Health_Existing_Food Preparation_Natural Gas_Commercial Food Prep Other_E1 | F4 | Commercial | Health | Existing | Food Preparation | Natural Gas | Commercial Food Prep Other | E1 | Utility - Cost of Equipment | 0.011632 | 0.011632 | 0.011632 | 0.011632 | 0.011632 | 0.011632 | 0.011632 | 0.011632 | 0.011632 | 0.011632 | 0.011632 | 0.011632 | 0.011632 | 0.011632 | 0.011632 | 0.011632 | 0.011632 | 0.011632 | 0.011632 | 0.011632 | 0.011632 | 0.011632 | 0.011632 | 0.011632 | 0.011632 | 0.011632 | 0.011632
F4_Commercial_Health_Existing_Food Preparation_Natural Gas_Commercial Food Prep Other_E2 | F4 | Commercial | Health | Existing | Food Preparation | Natural Gas | Commercial Food Prep Other | E2 | Utility - Cost of Equipment | 0.01413 | 0.01413 | 0.01413 | 0.01413 | 0.01413 | 0.01413 | 0.01413 | 0.01413 | 0.01413 | 0.01413 | 0.01413 | 0.01413 | 0.01413 | 0.01413 | 0.01413 | 0.01413 | 0.01413 | 0.01413 | 0.01413 | 0.01413 | 0.01413 | 0.01413 | 0.01413 | 0.01413 | 0.01413 | 0.01413 | 0.01413
F4_Commercial_Health_Existing_Food Preparation_Natural Gas_Commercial Food Prep Other_E3 | F4 | Commercial | Health | Existing | Food Preparation | Natural Gas | Commercial Food Prep Other | E3 | Utility - Cost of Equipment | 0 | 0 | 0 | 0 | 0 | 0 | 0 | 0 | 0 | 0 | 0 | 0 | 0 | 0 | 0 | 0 | 0 | 0 | 0 | 0 | 0 | 0 | 0 | 0 | 0 | 0 | 0
F4_Commercial_Health_Existing_Food Preparation_Natural Gas_Commercial Food Prep Other_E4 | F4 | Commercial | Health | Existing | Food Preparation | Natural Gas | Commercial Food Prep Other | E4 | Utility - Cost of Equipment | 0 | 0 | 0 | 0 | 0 | 0 | 0 | 0 | 0 | 0 | 0 | 0 | 0 | 0 | 0 | 0 | 0 | 0 | 0 | 0 | 0 | 0 | 0 | 0 | 0 | 0 | 0
F4_Commercial_Health_Existing_Food Preparation_Natural Gas_Commercial Food Prep Other_E5 | F4 | Commercial | Health | Existing | Food Preparation | Natural Gas | Commercial Food Prep Other | E5 | Utility - Cost of Equipment | 0 | 0 | 0 | 0 | 0 | 0 | 0 | 0 | 0 | 0 | 0 | 0 | 0 | 0 | 0 | 0 | 0 | 0 | 0 | 0 | 0 | 0 | 0 | 0 | 0 | 0 | 0
F4_Commercial_Health_Existing_Food Preparation_Natural Gas_Commercial Food Prep Other_E6 | F4 | Commercial | Health | Existing | Food Preparation | Natural Gas | Commercial Food Prep Other | E6 | Utility - Cost of Equipment | 0 | 0 | 0 | 0 | 0 | 0 | 0 | 0 | 0 | 0 | 0 | 0 | 0 | 0 | 0 | 0 | 0 | 0 | 0 | 0 | 0 | 0 | 0 | 0 | 0 | 0 | 0
F4_Commercial_Health_Existing_Food Preparation_Natural Gas_Commercial Food Prep Other_E7 | F4 | Commercial | Health | Existing | Food Preparation | Natural Gas | Commercial Food Prep Other | E7 | Utility - Cost of Equipment | 0 | 0 | 0 | 0 | 0 | 0 | 0 | 0 | 0 | 0 | 0 | 0 | 0 | 0 | 0 | 0 | 0 | 0 | 0 | 0 | 0 | 0 | 0 | 0 | 0 | 0 | 0
F4_Commercial_Health_Existing_Food Preparation_Natural Gas_Commercial Food Prep Other_E8 | F4 | Commercial | Health | Existing | Food Preparation | Natural Gas | Commercial Food Prep Other | E8 | Utility - Cost of Equipment | 0 | 0 | 0 | 0 | 0 | 0 | 0 | 0 | 0 | 0 | 0 | 0 | 0 | 0 | 0 | 0 | 0 | 0 | 0 | 0 | 0 | 0 | 0 | 0 | 0 | 0 | 0
F4_Commercial_Health_Existing_Food Preparation_Natural Gas_Commercial Food Prep Other_E9 | F4 | Commercial | Health | Existing | Food Preparation | Natural Gas | Commercial Food Prep Other | E9 | Utility - Cost of Equipment | 0 | 0 | 0 | 0 | 0 | 0 | 0 | 0 | 0 | 0 | 0 | 0 | 0 | 0 | 0 | 0 | 0 | 0 | 0 | 0 | 0 | 0 | 0 | 0 | 0 | 0 | 0
F4_Commercial_Health_Existing_Food Preparation_Natural Gas_Commercial Food Prep Other_E10 | F4 | Commercial | Health | Existing | Food Preparation | Natural Gas | Commercial Food Prep Other | E10 | Utility - Cost of Equipment | 0 | 0 | 0 | 0 | 0 | 0 | 0 | 0 | 0 | 0 | 0 | 0 | 0 | 0 | 0 | 0 | 0 | 0 | 0 | 0 | 0 | 0 | 0 | 0 | 0 | 0 | 0
F5_Commercial_Health_Existing_Food Preparation_Natural Gas_Commercial Food Prep Other_E1 | F5 | Commercial | Health | Existing | Food Preparation | Natural Gas | Commercial Food Prep Other | E1 | Utility - Cost of Operation | 0.13532 | 0.13336 | 0.13146 | 0.12961 | 0.12963 | 0.13086 | 0.13285 | 0.13527 | 0.13787 | 0.14054 | 0.14318 | 0.14551 | 0.14729 | 0.14805 | 0.1477 | 0.14625 | 0.14381 | 0.14063 | 0.13683 | 0.13233 | 0.12707 | 0.12101 | 0.11563 | 0.11215 | 0.11065 | 0.11119 | 0.11174
F5_Commercial_Health_Existing_Food Preparation_Natural Gas_Commercial Food Prep Other_E2 | F5 | Commercial | Health | Existing | Food Preparation | Natural Gas | Commercial Food Prep Other | E2 | Utility - Cost of Operation | 0.1005 | 0.099051 | 0.097636 | 0.096265 | 0.096278 | 0.097191 | 0.098671 | 0.10046 | 0.1024 | 0.10438 | 0.10634 | 0.10807 | 0.10939 | 0.10996 | 0.1097 | 0.10862 | 0.10681 | 0.10445 | 0.10163 | 0.098285 | 0.094376 | 0.089877 | 0.085883 | 0.083297 | 0.082181 | 0.082583 | 0.082988
F5_Commercial_Health_Existing_Food Preparation_Natural Gas_Commercial Food Prep Other_E3 | F5 | Commercial | Health | Existing | Food Preparation | Natural Gas | Commercial Food Prep Other | E3 | Utility - Cost of Operation | 0 | 0 | 0 | 0 | 0 | 0 | 0 | 0 | 0 | 0 | 0 | 0 | 0 | 0 | 0 | 0 | 0 | 0 | 0 | 0 | 0 | 0 | 0 | 0 | 0 | 0 | 0
F5_Commercial_Health_Existing_Food Preparation_Natural Gas_Commercial Food Prep Other_E4 | F5 | Commercial | Health | Existing | Food Preparation | Natural Gas | Commercial Food Prep Other | E4 | Utility - Cost of Operation | 0 | 0 | 0 | 0 | 0 | 0 | 0 | 0 | 0 | 0 | 0 | 0 | 0 | 0 | 0 | 0 | 0 | 0 | 0 | 0 | 0 | 0 | 0 | 0 | 0 | 0 | 0
F5_Commercial_Health_Existing_Food Preparation_Natural Gas_Commercial Food Prep Other_E5 | F5 | Commercial | Health | Existing | Food Preparation | Natural Gas | Commercial Food Prep Other | E5 | Utility - Cost of Operation | 0 | 0 | 0 | 0 | 0 | 0 | 0 | 0 | 0 | 0 | 0 | 0 | 0 | 0 | 0 | 0 | 0 | 0 | 0 | 0 | 0 | 0 | 0 | 0 | 0 | 0 | 0
F5_Commercial_Health_Existing_Food Preparation_Natural Gas_Commercial Food Prep Other_E6 | F5 | Commercial | Health | Existing | Food Preparation | Natural Gas | Commercial Food Prep Other | E6 | Utility - Cost of Operation | 0 | 0 | 0 | 0 | 0 | 0 | 0 | 0 | 0 | 0 | 0 | 0 | 0 | 0 | 0 | 0 | 0 | 0 | 0 | 0 | 0 | 0 | 0 | 0 | 0 | 0 | 0
F5_Commercial_Health_Existing_Food Preparation_Natural Gas_Commercial Food Prep Other_E7 | F5 | Commercial | Health | Existing | Food Preparation | Natural Gas | Commercial Food Prep Other | E7 | Utility - Cost of Operation | 0 | 0 | 0 | 0 | 0 | 0 | 0 | 0 | 0 | 0 | 0 | 0 | 0 | 0 | 0 | 0 | 0 | 0 | 0 | 0 | 0 | 0 | 0 | 0 | 0 | 0 | 0
F5_Commercial_Health_Existing_Food Preparation_Natural Gas_Commercial Food Prep Other_E8 | F5 | Commercial | Health | Existing | Food Preparation | Natural Gas | Commercial Food Prep Other | E8 | Utility - Cost of Operation | 0 | 0 | 0 | 0 | 0 | 0 | 0 | 0 | 0 | 0 | 0 | 0 | 0 | 0 | 0 | 0 | 0 | 0 | 0 | 0 | 0 | 0 | 0 | 0 | 0 | 0 | 0
F5_Commercial_Health_Existing_Food Preparation_Natural Gas_Commercial Food Prep Other_E9 | F5 | Commercial | Health | Existing | Food Preparation | Natural Gas | Commercial Food Prep Other | E9 | Utility - Cost of Operation | 0 | 0 | 0 | 0 | 0 | 0 | 0 | 0 | 0 | 0 | 0 | 0 | 0 | 0 | 0 | 0 | 0 | 0 | 0 | 0 | 0 | 0 | 0 | 0 | 0 | 0 | 0
F5_Commercial_Health_Existing_Food Preparation_Natural Gas_Commercial Food Prep Other_E10 | F5 | Commercial | Health | Existing | Food Preparation | Natural Gas | Commercial Food Prep Other | E10 | Utility - Cost of Operation | 0 | 0 | 0 | 0 | 0 | 0 | 0 | 0 | 0 | 0 | 0 | 0 | 0 | 0 | 0 | 0 | 0 | 0 | 0 | 0 | 0 | 0 | 0 | 0 | 0 | 0 | 0
F6_Commercial_Health_Existing_Food Preparation_Natural Gas_Commercial Food Prep Other_E1 | F6 | Commercial | Health | Existing | Food Preparation | Natural Gas | Commercial Food Prep Other | E1 | Utility - Value of Sales | 0 | 0 | 0 | 0 | 0 | 0 | 0 | 0 | 0 | 0 | 0 | 0 | 0 | 0 | 0 | 0 | 0 | 0 | 0 | 0 | 0 | 0 | 0 | 0 | 0 | 0 | 0
F6_Commercial_Health_Existing_Food Preparation_Natural Gas_Commercial Food Prep Other_E2 | F6 | Commercial | Health | Existing | Food Preparation | Natural Gas | Commercial Food Prep Other | E2 | Utility - Value of Sales | 0 | 0 | 0 | 0 | 0 | 0 | 0 | 0 | 0 | 0 | 0 | 0 | 0 | 0 | 0 | 0 | 0 | 0 | 0 | 0 | 0 | 0 | 0 | 0 | 0 | 0 | 0
F6_Commercial_Health_Existing_Food Preparation_Natural Gas_Commercial Food Prep Other_E3 | F6 | Commercial | Health | Existing | Food Preparation | Natural Gas | Commercial Food Prep Other | E3 | Utility - Value of Sales | 0 | 0 | 0 | 0 | 0 | 0 | 0 | 0 | 0 | 0 | 0 | 0 | 0 | 0 | 0 | 0 | 0 | 0 | 0 | 0 | 0 | 0 | 0 | 0 | 0 | 0 | 0
F6_Commercial_Health_Existing_Food Preparation_Natural Gas_Commercial Food Prep Other_E4 | F6 | Commercial | Health | Existing | Food Preparation | Natural Gas | Commercial Food Prep Other | E4 | Utility - Value of Sales | 0 | 0 | 0 | 0 | 0 | 0 | 0 | 0 | 0 | 0 | 0 | 0 | 0 | 0 | 0 | 0 | 0 | 0 | 0 | 0 | 0 | 0 | 0 | 0 | 0 | 0 | 0
F6_Commercial_Health_Existing_Food Preparation_Natural Gas_Commercial Food Prep Other_E5 | F6 | Commercial | Health | Existing | Food Preparation | Natural Gas | Commercial Food Prep Other | E5 | Utility - Value of Sales | 0 | 0 | 0 | 0 | 0 | 0 | 0 | 0 | 0 | 0 | 0 | 0 | 0 | 0 | 0 | 0 | 0 | 0 | 0 | 0 | 0 | 0 | 0 | 0 | 0 | 0 | 0
F6_Commercial_Health_Existing_Food Preparation_Natural Gas_Commercial Food Prep Other_E6 | F6 | Commercial | Health | Existing | Food Preparation | Natural Gas | Commercial Food Prep Other | E6 | Utility - Value of Sales | 0 | 0 | 0 | 0 | 0 | 0 | 0 | 0 | 0 | 0 | 0 | 0 | 0 | 0 | 0 | 0 | 0 | 0 | 0 | 0 | 0 | 0 | 0 | 0 | 0 | 0 | 0
F6_Commercial_Health_Existing_Food Preparation_Natural Gas_Commercial Food Prep Other_E7 | F6 | Commercial | Health | Existing | Food Preparation | Natural Gas | Commercial Food Prep Other | E7 | Utility - Value of Sales | 0 | 0 | 0 | 0 | 0 | 0 | 0 | 0 | 0 | 0 | 0 | 0 | 0 | 0 | 0 | 0 | 0 | 0 | 0 | 0 | 0 | 0 | 0 | 0 | 0 | 0 | 0
F6_Commercial_Health_Existing_Food Preparation_Natural Gas_Commercial Food Prep Other_E8 | F6 | Commercial | Health | Existing | Food Preparation | Natural Gas | Commercial Food Prep Other | E8 | Utility - Value of Sales | 0 | 0 | 0 | 0 | 0 | 0 | 0 | 0 | 0 | 0 | 0 | 0 | 0 | 0 | 0 | 0 | 0 | 0 | 0 | 0 | 0 | 0 | 0 | 0 | 0 | 0 | 0
F6_Commercial_Health_Existing_Food Preparation_Natural Gas_Commercial Food Prep Other_E9 | F6 | Commercial | Health | Existing | Food Preparation | Natural Gas | Commercial Food Prep Other | E9 | Utility - Value of Sales | 0 | 0 | 0 | 0 | 0 | 0 | 0 | 0 | 0 | 0 | 0 | 0 | 0 | 0 | 0 | 0 | 0 | 0 | 0 | 0 | 0 | 0 | 0 | 0 | 0 | 0 | 0
F6_Commercial_Health_Existing_Food Preparation_Natural Gas_Commercial Food Prep Other_E10 | F6 | Commercial | Health | Existing | Food Preparation | Natural Gas | Commercial Food Prep Other | E10 | Utility - Value of Sales | 0 | 0 | 0 | 0 | 0 | 0 | 0 | 0 | 0 | 0 | 0 | 0 | 0 | 0 | 0 | 0 | 0 | 0 | 0 | 0 | 0 | 0 | 0 | 0 | 0 | 0 | 0
F1_Commercial_Health_Existing_Miscellaneous_Natural Gas_Pool Heater_E1 | F1 | Commercial | Health | Existing | Miscellaneous | Natural Gas | Pool Heater | E1 | RVT - Cost of Equipment | 0.002803 | 0.002803 | 0.002803 | 0.002803 | 0.002803 | 0.002803 | 0.002803 | 0.002803 | 0.002803 | 0.002803 | 0.002803 | 0.002803 | 0.002803 | 0.002803 | 0.002803 | 0.002803 | 0.002803 | 0.002803 | 0.002803 | 0.002803 | 0.002803 | 0.002803 | 0.002803 | 0.002803 | 0.002803 | 0.002803 | 0.002803
F1_Commercial_Health_Existing_Miscellaneous_Natural Gas_Pool Heater_E2 | F1 | Commercial | Health | Existing | Miscellaneous | Natural Gas | Pool Heater | E2 | RVT - Cost of Equipment | 0.0045896 | 0.0045896 | 0.0045896 | 0.0045896 | 0.0045896 | 0.0045896 | 0.0045896 | 0.0045896 | 0.0045896 | 0.0045896 | 0.0045896 | 0.0045896 | 0.0045896 | 0.0045896 | 0.0045896 | 0.0045896 | 0.0045896 | 0.0045896 | 0.0045896 | 0.0045896 | 0.0045896 | 0.0045896 | 0.0045896 | 0.0045896 | 0.0045896 | 0.0045896 | 0.0045896
F1_Commercial_Health_Existing_Miscellaneous_Natural Gas_Pool Heater_E3 | F1 | Commercial | Health | Existing | Miscellaneous | Natural Gas | Pool Heater | E3 | RVT - Cost of Equipment | 0 | 0 | 0 | 0 | 0 | 0 | 0 | 0 | 0 | 0 | 0 | 0 | 0 | 0 | 0 | 0 | 0 | 0 | 0 | 0 | 0 | 0 | 0 | 0 | 0 | 0 | 0
F1_Commercial_Health_Existing_Miscellaneous_Natural Gas_Pool Heater_E4 | F1 | Commercial | Health | Existing | Miscellaneous | Natural Gas | Pool Heater | E4 | RVT - Cost of Equipment | 0 | 0 | 0 | 0 | 0 | 0 | 0 | 0 | 0 | 0 | 0 | 0 | 0 | 0 | 0 | 0 | 0 | 0 | 0 | 0 | 0 | 0 | 0 | 0 | 0 | 0 | 0
F1_Commercial_Health_Existing_Miscellaneous_Natural Gas_Pool Heater_E5 | F1 | Commercial | Health | Existing | Miscellaneous | Natural Gas | Pool Heater | E5 | RVT - Cost of Equipment | 0 | 0 | 0 | 0 | 0 | 0 | 0 | 0 | 0 | 0 | 0 | 0 | 0 | 0 | 0 | 0 | 0 | 0 | 0 | 0 | 0 | 0 | 0 | 0 | 0 | 0 | 0
F1_Commercial_Health_Existing_Miscellaneous_Natural Gas_Pool Heater_E6 | F1 | Commercial | Health | Existing | Miscellaneous | Natural Gas | Pool Heater | E6 | RVT - Cost of Equipment | 0 | 0 | 0 | 0 | 0 | 0 | 0 | 0 | 0 | 0 | 0 | 0 | 0 | 0 | 0 | 0 | 0 | 0 | 0 | 0 | 0 | 0 | 0 | 0 | 0 | 0 | 0
F1_Commercial_Health_Existing_Miscellaneous_Natural Gas_Pool Heater_E7 | F1 | Commercial | Health | Existing | Miscellaneous | Natural Gas | Pool Heater | E7 | RVT - Cost of Equipment | 0 | 0 | 0 | 0 | 0 | 0 | 0 | 0 | 0 | 0 | 0 | 0 | 0 | 0 | 0 | 0 | 0 | 0 | 0 | 0 | 0 | 0 | 0 | 0 | 0 | 0 | 0
F1_Commercial_Health_Existing_Miscellaneous_Natural Gas_Pool Heater_E8 | F1 | Commercial | Health | Existing | Miscellaneous | Natural Gas | Pool Heater | E8 | RVT - Cost of Equipment | 0 | 0 | 0 | 0 | 0 | 0 | 0 | 0 | 0 | 0 | 0 | 0 | 0 | 0 | 0 | 0 | 0 | 0 | 0 | 0 | 0 | 0 | 0 | 0 | 0 | 0 | 0
F1_Commercial_Health_Existing_Miscellaneous_Natural Gas_Pool Heater_E9 | F1 | Commercial | Health | Existing | Miscellaneous | Natural Gas | Pool Heater | E9 | RVT - Cost of Equipment | 0 | 0 | 0 | 0 | 0 | 0 | 0 | 0 | 0 | 0 | 0 | 0 | 0 | 0 | 0 | 0 | 0 | 0 | 0 | 0 | 0 | 0 | 0 | 0 | 0 | 0 | 0
F1_Commercial_Health_Existing_Miscellaneous_Natural Gas_Pool Heater_E10 | F1 | Commercial | Health | Existing | Miscellaneous | Natural Gas | Pool Heater | E10 | RVT - Cost of Equipment | 0 | 0 | 0 | 0 | 0 | 0 | 0 | 0 | 0 | 0 | 0 | 0 | 0 | 0 | 0 | 0 | 0 | 0 | 0 | 0 | 0 | 0 | 0 | 0 | 0 | 0 | 0
F2_Commercial_Health_Existing_Miscellaneous_Natural Gas_Pool Heater_E1 | F2 | Commercial | Health | Existing | Miscellaneous | Natural Gas | Pool Heater | E1 | RVT - Cost of Operation | 0 | 0 | 0 | 0 | 0 | 0 | 0 | 0 | 0 | 0 | 0 | 0 | 0 | 0 | 0 | 0 | 0 | 0 | 0 | 0 | 0 | 0 | 0 | 0 | 0 | 0 | 0
F2_Commercial_Health_Existing_Miscellaneous_Natural Gas_Pool Heater_E2 | F2 | Commercial | Health | Existing | Miscellaneous | Natural Gas | Pool Heater | E2 | RVT - Cost of Operation | 0 | 0 | 0 | 0 | 0 | 0 | 0 | 0 | 0 | 0 | 0 | 0 | 0 | 0 | 0 | 0 | 0 | 0 | 0 | 0 | 0 | 0 | 0 | 0 | 0 | 0 | 0
F2_Commercial_Health_Existing_Miscellaneous_Natural Gas_Pool Heater_E3 | F2 | Commercial | Health | Existing | Miscellaneous | Natural Gas | Pool Heater | E3 | RVT - Cost of Operation | 0 | 0 | 0 | 0 | 0 | 0 | 0 | 0 | 0 | 0 | 0 | 0 | 0 | 0 | 0 | 0 | 0 | 0 | 0 | 0 | 0 | 0 | 0 | 0 | 0 | 0 | 0
F2_Commercial_Health_Existing_Miscellaneous_Natural Gas_Pool Heater_E4 | F2 | Commercial | Health | Existing | Miscellaneous | Natural Gas | Pool Heater | E4 | RVT - Cost of Operation | 0 | 0 | 0 | 0 | 0 | 0 | 0 | 0 | 0 | 0 | 0 | 0 | 0 | 0 | 0 | 0 | 0 | 0 | 0 | 0 | 0 | 0 | 0 | 0 | 0 | 0 | 0
F2_Commercial_Health_Existing_Miscellaneous_Natural Gas_Pool Heater_E5 | F2 | Commercial | Health | Existing | Miscellaneous | Natural Gas | Pool Heater | E5 | RVT - Cost of Operation | 0 | 0 | 0 | 0 | 0 | 0 | 0 | 0 | 0 | 0 | 0 | 0 | 0 | 0 | 0 | 0 | 0 | 0 | 0 | 0 | 0 | 0 | 0 | 0 | 0 | 0 | 0
F2_Commercial_Health_Existing_Miscellaneous_Natural Gas_Pool Heater_E6 | F2 | Commercial | Health | Existing | Miscellaneous | Natural Gas | Pool Heater | E6 | RVT - Cost of Operation | 0 | 0 | 0 | 0 | 0 | 0 | 0 | 0 | 0 | 0 | 0 | 0 | 0 | 0 | 0 | 0 | 0 | 0 | 0 | 0 | 0 | 0 | 0 | 0 | 0 | 0 | 0
F2_Commercial_Health_Existing_Miscellaneous_Natural Gas_Pool Heater_E7 | F2 | Commercial | Health | Existing | Miscellaneous | Natural Gas | Pool Heater | E7 | RVT - Cost of Operation | 0 | 0 | 0 | 0 | 0 | 0 | 0 | 0 | 0 | 0 | 0 | 0 | 0 | 0 | 0 | 0 | 0 | 0 | 0 | 0 | 0 | 0 | 0 | 0 | 0 | 0 | 0
F2_Commercial_Health_Existing_Miscellaneous_Natural Gas_Pool Heater_E8 | F2 | Commercial | Health | Existing | Miscellaneous | Natural Gas | Pool Heater | E8 | RVT - Cost of Operation | 0 | 0 | 0 | 0 | 0 | 0 | 0 | 0 | 0 | 0 | 0 | 0 | 0 | 0 | 0 | 0 | 0 | 0 | 0 | 0 | 0 | 0 | 0 | 0 | 0 | 0 | 0
F2_Commercial_Health_Existing_Miscellaneous_Natural Gas_Pool Heater_E9 | F2 | Commercial | Health | Existing | Miscellaneous | Natural Gas | Pool Heater | E9 | RVT - Cost of Operation | 0 | 0 | 0 | 0 | 0 | 0 | 0 | 0 | 0 | 0 | 0 | 0 | 0 | 0 | 0 | 0 | 0 | 0 | 0 | 0 | 0 | 0 | 0 | 0 | 0 | 0 | 0
F2_Commercial_Health_Existing_Miscellaneous_Natural Gas_Pool Heater_E10 | F2 | Commercial | Health | Existing | Miscellaneous | Natural Gas | Pool Heater | E10 | RVT - Cost of Operation | 0 | 0 | 0 | 0 | 0 | 0 | 0 | 0 | 0 | 0 | 0 | 0 | 0 | 0 | 0 | 0 | 0 | 0 | 0 | 0 | 0 | 0 | 0 | 0 | 0 | 0 | 0
F3_Commercial_Health_Existing_Miscellaneous_Natural Gas_Pool Heater_E1 | F3 | Commercial | Health | Existing | Miscellaneous | Natural Gas | Pool Heater | E1 | System - kBTUs of Consumption | bar: 2021 to 2047
F3_Commercial_Health_Existing_Miscellaneous_Natural Gas_Pool Heater_E2 | F3 | Commercial | Health | Existing | Miscellaneous | Natural Gas | Pool Heater | E2 | System - kBTUs of Consumption | 0.85 | 0.85 | 0.85 | 0.85 | 0.85 | 0.85 | 0.85 | 0.85 | 0.85 | 0.85 | 0.85 | 0.85 | 0.85 | 0.85 | 0.85 | 0.85 | 0.85 | 0.85 | 0.85 | 0.85 | 0.85 | 0.85 | 0.85 | 0.85 | 0.85 | 0.85 | 0.85
F3_Commercial_Health_Existing_Miscellaneous_Natural Gas_Pool Heater_E3 | F3 | Commercial | Health | Existing | Miscellaneous | Natural Gas | Pool Heater | E3 | System - kBTUs of Consumption | 0 | 0 | 0 | 0 | 0 | 0 | 0 | 0 | 0 | 0 | 0 | 0 | 0 | 0 | 0 | 0 | 0 | 0 | 0 | 0 | 0 | 0 | 0 | 0 | 0 | 0 | 0
F3_Commercial_Health_Existing_Miscellaneous_Natural Gas_Pool Heater_E4 | F3 | Commercial | Health | Existing | Miscellaneous | Natural Gas | Pool Heater | E4 | System - kBTUs of Consumption | 0 | 0 | 0 | 0 | 0 | 0 | 0 | 0 | 0 | 0 | 0 | 0 | 0 | 0 | 0 | 0 | 0 | 0 | 0 | 0 | 0 | 0 | 0 | 0 | 0 | 0 | 0
F3_Commercial_Health_Existing_Miscellaneous_Natural Gas_Pool Heater_E5 | F3 | Commercial | Health | Existing | Miscellaneous | Natural Gas | Pool Heater | E5 | System - kBTUs of Consumption | 0 | 0 | 0 | 0 | 0 | 0 | 0 | 0 | 0 | 0 | 0 | 0 | 0 | 0 | 0 | 0 | 0 | 0 | 0 | 0 | 0 | 0 | 0 | 0 | 0 | 0 | 0
F3_Commercial_Health_Existing_Miscellaneous_Natural Gas_Pool Heater_E6 | F3 | Commercial | Health | Existing | Miscellaneous | Natural Gas | Pool Heater | E6 | System - kBTUs of Consumption | 0 | 0 | 0 | 0 | 0 | 0 | 0 | 0 | 0 | 0 | 0 | 0 | 0 | 0 | 0 | 0 | 0 | 0 | 0 | 0 | 0 | 0 | 0 | 0 | 0 | 0 | 0
F3_Commercial_Health_Existing_Miscellaneous_Natural Gas_Pool Heater_E7 | F3 | Commercial | Health | Existing | Miscellaneous | Natural Gas | Pool Heater | E7 | System - kBTUs of Consumption | 0 | 0 | 0 | 0 | 0 | 0 | 0 | 0 | 0 | 0 | 0 | 0 | 0 | 0 | 0 | 0 | 0 | 0 | 0 | 0 | 0 | 0 | 0 | 0 | 0 | 0 | 0
F3_Commercial_Health_Existing_Miscellaneous_Natural Gas_Pool Heater_E8 | F3 | Commercial | Health | Existing | Miscellaneous | Natural Gas | Pool Heater | E8 | System - kBTUs of Consumption | 0 | 0 | 0 | 0 | 0 | 0 | 0 | 0 | 0 | 0 | 0 | 0 | 0 | 0 | 0 | 0 | 0 | 0 | 0 | 0 | 0 | 0 | 0 | 0 | 0 | 0 | 0
F3_Commercial_Health_Existing_Miscellaneous_Natural Gas_Pool Heater_E9 | F3 | Commercial | Health | Existing | Miscellaneous | Natural Gas | Pool Heater | E9 | System - kBTUs of Consumption | 0 | 0 | 0 | 0 | 0 | 0 | 0 | 0 | 0 | 0 | 0 | 0 | 0 | 0 | 0 | 0 | 0 | 0 | 0 | 0 | 0 | 0 | 0 | 0 | 0 | 0 | 0
F3_Commercial_Health_Existing_Miscellaneous_Natural Gas_Pool Heater_E10 | F3 | Commercial | Health | Existing | Miscellaneous | Natural Gas | Pool Heater | E10 | System - kBTUs of Consumption | 0 | 0 | 0 | 0 | 0 | 0 | 0 | 0 | 0 | 0 | 0 | 0 | 0 | 0 | 0 | 0 | 0 | 0 | 0 | 0 | 0 | 0 | 0 | 0 | 0 | 0 | 0
F4_Commercial_Health_Existing_Miscellaneous_Natural Gas_Pool Heater_E1 | F4 | Commercial | Health | Existing | Miscellaneous | Natural Gas | Pool Heater | E1 | Utility - Cost of Equipment | 0.002803 | 0.002803 | 0.002803 | 0.002803 | 0.002803 | 0.002803 | 0.002803 | 0.002803 | 0.002803 | 0.002803 | 0.002803 | 0.002803 | 0.002803 | 0.002803 | 0.002803 | 0.002803 | 0.002803 | 0.002803 | 0.002803 | 0.002803 | 0.002803 | 0.002803 | 0.002803 | 0.002803 | 0.002803 | 0.002803 | 0.002803
F4_Commercial_Health_Existing_Miscellaneous_Natural Gas_Pool Heater_E2 | F4 | Commercial | Health | Existing | Miscellaneous | Natural Gas | Pool Heater | E2 | Utility - Cost of Equipment | 0.0045896 | 0.0045896 | 0.0045896 | 0.0045896 | 0.0045896 | 0.0045896 | 0.0045896 | 0.0045896 | 0.0045896 | 0.0045896 | 0.0045896 | 0.0045896 | 0.0045896 | 0.0045896 | 0.0045896 | 0.0045896 | 0.0045896 | 0.0045896 | 0.0045896 | 0.0045896 | 0.0045896 | 0.0045896 | 0.0045896 | 0.0045896 | 0.0045896 | 0.0045896 | 0.0045896
F4_Commercial_Health_Existing_Miscellaneous_Natural Gas_Pool Heater_E3 | F4 | Commercial | Health | Existing | Miscellaneous | Natural Gas | Pool Heater | E3 | Utility - Cost of Equipment | 0 | 0 | 0 | 0 | 0 | 0 | 0 | 0 | 0 | 0 | 0 | 0 | 0 | 0 | 0 | 0 | 0 | 0 | 0 | 0 | 0 | 0 | 0 | 0 | 0 | 0 | 0
F4_Commercial_Health_Existing_Miscellaneous_Natural Gas_Pool Heater_E4 | F4 | Commercial | Health | Existing | Miscellaneous | Natural Gas | Pool Heater | E4 | Utility - Cost of Equipment | 0 | 0 | 0 | 0 | 0 | 0 | 0 | 0 | 0 | 0 | 0 | 0 | 0 | 0 | 0 | 0 | 0 | 0 | 0 | 0 | 0 | 0 | 0 | 0 | 0 | 0 | 0
F4_Commercial_Health_Existing_Miscellaneous_Natural Gas_Pool Heater_E5 | F4 | Commercial | Health | Existing | Miscellaneous | Natural Gas | Pool Heater | E5 | Utility - Cost of Equipment | 0 | 0 | 0 | 0 | 0 | 0 | 0 | 0 | 0 | 0 | 0 | 0 | 0 | 0 | 0 | 0 | 0 | 0 | 0 | 0 | 0 | 0 | 0 | 0 | 0 | 0 | 0
F4_Commercial_Health_Existing_Miscellaneous_Natural Gas_Pool Heater_E6 | F4 | Commercial | Health | Existing | Miscellaneous | Natural Gas | Pool Heater | E6 | Utility - Cost of Equipment | 0 | 0 | 0 | 0 | 0 | 0 | 0 | 0 | 0 | 0 | 0 | 0 | 0 | 0 | 0 | 0 | 0 | 0 | 0 | 0 | 0 | 0 | 0 | 0 | 0 | 0 | 0
F4_Commercial_Health_Existing_Miscellaneous_Natural Gas_Pool Heater_E7 | F4 | Commercial | Health | Existing | Miscellaneous | Natural Gas | Pool Heater | E7 | Utility - Cost of Equipment | 0 | 0 | 0 | 0 | 0 | 0 | 0 | 0 | 0 | 0 | 0 | 0 | 0 | 0 | 0 | 0 | 0 | 0 | 0 | 0 | 0 | 0 | 0 | 0 | 0 | 0 | 0
F4_Commercial_Health_Existing_Miscellaneous_Natural Gas_Pool Heater_E8 | F4 | Commercial | Health | Existing | Miscellaneous | Natural Gas | Pool Heater | E8 | Utility - Cost of Equipment | 0 | 0 | 0 | 0 | 0 | 0 | 0 | 0 | 0 | 0 | 0 | 0 | 0 | 0 | 0 | 0 | 0 | 0 | 0 | 0 | 0 | 0 | 0 | 0 | 0 | 0 | 0
F4_Commercial_Health_Existing_Miscellaneous_Natural Gas_Pool Heater_E9 | F4 | Commercial | Health | Existing | Miscellaneous | Natural Gas | Pool Heater | E9 | Utility - Cost of Equipment | 0 | 0 | 0 | 0 | 0 | 0 | 0 | 0 | 0 | 0 | 0 | 0 | 0 | 0 | 0 | 0 | 0 | 0 | 0 | 0 | 0 | 0 | 0 | 0 | 0 | 0 | 0
F4_Commercial_Health_Existing_Miscellaneous_Natural Gas_Pool Heater_E10 | F4 | Commercial | Health | Existing | Miscellaneous | Natural Gas | Pool Heater | E10 | Utility - Cost of Equipment | 0 | 0 | 0 | 0 | 0 | 0 | 0 | 0 | 0 | 0 | 0 | 0 | 0 | 0 | 0 | 0 | 0 | 0 | 0 | 0 | 0 | 0 | 0 | 0 | 0 | 0 | 0
F5_Commercial_Health_Existing_Miscellaneous_Natural Gas_Pool Heater_E1 | F5 | Commercial | Health | Existing | Miscellaneous | Natural Gas | Pool Heater | E1 | Utility - Cost of Operation | 0.014079 | 0.013712 | 0.013323 | 0.012929 | 0.012807 | 0.012863 | 0.01303 | 0.013256 | 0.013507 | 0.013763 | 0.014029 | 0.014303 | 0.014594 | 0.014882 | 0.015153 | 0.01536 | 0.015438 | 0.015331 | 0.014999 | 0.014435 | 0.013667 | 0.012733 | 0.011901 | 0.011353 | 0.011101 | 0.011155 | 0.01121
F5_Commercial_Health_Existing_Miscellaneous_Natural Gas_Pool Heater_E2 | F5 | Commercial | Health | Existing | Miscellaneous | Natural Gas | Pool Heater | E2 | Utility - Cost of Operation | 0.011967 | 0.011655 | 0.011325 | 0.01099 | 0.010886 | 0.010933 | 0.011075 | 0.011267 | 0.011481 | 0.011698 | 0.011924 | 0.012158 | 0.012405 | 0.012649 | 0.01288 | 0.013056 | 0.013122 | 0.013032 | 0.012749 | 0.01227 | 0.011617 | 0.010823 | 0.010116 | 0.0096497 | 0.0094355 | 0.0094817 | 0.0095282
F5_Commercial_Health_Existing_Miscellaneous_Natural Gas_Pool Heater_E3 | F5 | Commercial | Health | Existing | Miscellaneous | Natural Gas | Pool Heater | E3 | Utility - Cost of Operation | 0 | 0 | 0 | 0 | 0 | 0 | 0 | 0 | 0 | 0 | 0 | 0 | 0 | 0 | 0 | 0 | 0 | 0 | 0 | 0 | 0 | 0 | 0 | 0 | 0 | 0 | 0
F5_Commercial_Health_Existing_Miscellaneous_Natural Gas_Pool Heater_E4 | F5 | Commercial | Health | Existing | Miscellaneous | Natural Gas | Pool Heater | E4 | Utility - Cost of Operation | 0 | 0 | 0 | 0 | 0 | 0 | 0 | 0 | 0 | 0 | 0 | 0 | 0 | 0 | 0 | 0 | 0 | 0 | 0 | 0 | 0 | 0 | 0 | 0 | 0 | 0 | 0
F5_Commercial_Health_Existing_Miscellaneous_Natural Gas_Pool Heater_E5 | F5 | Commercial | Health | Existing | Miscellaneous | Natural Gas | Pool Heater | E5 | Utility - Cost of Operation | 0 | 0 | 0 | 0 | 0 | 0 | 0 | 0 | 0 | 0 | 0 | 0 | 0 | 0 | 0 | 0 | 0 | 0 | 0 | 0 | 0 | 0 | 0 | 0 | 0 | 0 | 0
F5_Commercial_Health_Existing_Miscellaneous_Natural Gas_Pool Heater_E6 | F5 | Commercial | Health | Existing | Miscellaneous | Natural Gas | Pool Heater | E6 | Utility - Cost of Operation | 0 | 0 | 0 | 0 | 0 | 0 | 0 | 0 | 0 | 0 | 0 | 0 | 0 | 0 | 0 | 0 | 0 | 0 | 0 | 0 | 0 | 0 | 0 | 0 | 0 | 0 | 0
F5_Commercial_Health_Existing_Miscellaneous_Natural Gas_Pool Heater_E7 | F5 | Commercial | Health | Existing | Miscellaneous | Natural Gas | Pool Heater | E7 | Utility - Cost of Operation | 0 | 0 | 0 | 0 | 0 | 0 | 0 | 0 | 0 | 0 | 0 | 0 | 0 | 0 | 0 | 0 | 0 | 0 | 0 | 0 | 0 | 0 | 0 | 0 | 0 | 0 | 0
F5_Commercial_Health_Existing_Miscellaneous_Natural Gas_Pool Heater_E8 | F5 | Commercial | Health | Existing | Miscellaneous | Natural Gas | Pool Heater | E8 | Utility - Cost of Operation | 0 | 0 | 0 | 0 | 0 | 0 | 0 | 0 | 0 | 0 | 0 | 0 | 0 | 0 | 0 | 0 | 0 | 0 | 0 | 0 | 0 | 0 | 0 | 0 | 0 | 0 | 0
F5_Commercial_Health_Existing_Miscellaneous_Natural Gas_Pool Heater_E9 | F5 | Commercial | Health | Existing | Miscellaneous | Natural Gas | Pool Heater | E9 | Utility - Cost of Operation | 0 | 0 | 0 | 0 | 0 | 0 | 0 | 0 | 0 | 0 | 0 | 0 | 0 | 0 | 0 | 0 | 0 | 0 | 0 | 0 | 0 | 0 | 0 | 0 | 0 | 0 | 0
F5_Commercial_Health_Existing_Miscellaneous_Natural Gas_Pool Heater_E10 | F5 | Commercial | Health | Existing | Miscellaneous | Natural Gas | Pool Heater | E10 | Utility - Cost of Operation | 0 | 0 | 0 | 0 | 0 | 0 | 0 | 0 | 0 | 0 | 0 | 0 | 0 | 0 | 0 | 0 | 0 | 0 | 0 | 0 | 0 | 0 | 0 | 0 | 0 | 0 | 0
F6_Commercial_Health_Existing_Miscellaneous_Natural Gas_Pool Heater_E1 | F6 | Commercial | Health | Existing | Miscellaneous | Natural Gas | Pool Heater | E1 | Utility - Value of Sales | 0 | 0 | 0 | 0 | 0 | 0 | 0 | 0 | 0 | 0 | 0 | 0 | 0 | 0 | 0 | 0 | 0 | 0 | 0 | 0 | 0 | 0 | 0 | 0 | 0 | 0 | 0
F6_Commercial_Health_Existing_Miscellaneous_Natural Gas_Pool Heater_E2 | F6 | Commercial | Health | Existing | Miscellaneous | Natural Gas | Pool Heater | E2 | Utility - Value of Sales | 0 | 0 | 0 | 0 | 0 | 0 | 0 | 0 | 0 | 0 | 0 | 0 | 0 | 0 | 0 | 0 | 0 | 0 | 0 | 0 | 0 | 0 | 0 | 0 | 0 | 0 | 0
F6_Commercial_Health_Existing_Miscellaneous_Natural Gas_Pool Heater_E3 | F6 | Commercial | Health | Existing | Miscellaneous | Natural Gas | Pool Heater | E3 | Utility - Value of Sales | 0 | 0 | 0 | 0 | 0 | 0 | 0 | 0 | 0 | 0 | 0 | 0 | 0 | 0 | 0 | 0 | 0 | 0 | 0 | 0 | 0 | 0 | 0 | 0 | 0 | 0 | 0
F6_Commercial_Health_Existing_Miscellaneous_Natural Gas_Pool Heater_E4 | F6 | Commercial | Health | Existing | Miscellaneous | Natural Gas | Pool Heater | E4 | Utility - Value of Sales | 0 | 0 | 0 | 0 | 0 | 0 | 0 | 0 | 0 | 0 | 0 | 0 | 0 | 0 | 0 | 0 | 0 | 0 | 0 | 0 | 0 | 0 | 0 | 0 | 0 | 0 | 0
F6_Commercial_Health_Existing_Miscellaneous_Natural Gas_Pool Heater_E5 | F6 | Commercial | Health | Existing | Miscellaneous | Natural Gas | Pool Heater | E5 | Utility - Value of Sales | 0 | 0 | 0 | 0 | 0 | 0 | 0 | 0 | 0 | 0 | 0 | 0 | 0 | 0 | 0 | 0 | 0 | 0 | 0 | 0 | 0 | 0 | 0 | 0 | 0 | 0 | 0
F6_Commercial_Health_Existing_Miscellaneous_Natural Gas_Pool Heater_E6 | F6 | Commercial | Health | Existing | Miscellaneous | Natural Gas | Pool Heater | E6 | Utility - Value of Sales | 0 | 0 | 0 | 0 | 0 | 0 | 0 | 0 | 0 | 0 | 0 | 0 | 0 | 0 | 0 | 0 | 0 | 0 | 0 | 0 | 0 | 0 | 0 | 0 | 0 | 0 | 0
F6_Commercial_Health_Existing_Miscellaneous_Natural Gas_Pool Heater_E7 | F6 | Commercial | Health | Existing | Miscellaneous | Natural Gas | Pool Heater | E7 | Utility - Value of Sales | 0 | 0 | 0 | 0 | 0 | 0 | 0 | 0 | 0 | 0 | 0 | 0 | 0 | 0 | 0 | 0 | 0 | 0 | 0 | 0 | 0 | 0 | 0 | 0 | 0 | 0 | 0
F6_Commercial_Health_Existing_Miscellaneous_Natural Gas_Pool Heater_E8 | F6 | Commercial | Health | Existing | Miscellaneous | Natural Gas | Pool Heater | E8 | Utility - Value of Sales | 0 | 0 | 0 | 0 | 0 | 0 | 0 | 0 | 0 | 0 | 0 | 0 | 0 | 0 | 0 | 0 | 0 | 0 | 0 | 0 | 0 | 0 | 0 | 0 | 0 | 0 | 0
F6_Commercial_Health_Existing_Miscellaneous_Natural Gas_Pool Heater_E9 | F6 | Commercial | Health | Existing | Miscellaneous | Natural Gas | Pool Heater | E9 | Utility - Value of Sales | 0 | 0 | 0 | 0 | 0 | 0 | 0 | 0 | 0 | 0 | 0 | 0 | 0 | 0 | 0 | 0 | 0 | 0 | 0 | 0 | 0 | 0 | 0 | 0 | 0 | 0 | 0
F6_Commercial_Health_Existing_Miscellaneous_Natural Gas_Pool Heater_E10 | F6 | Commercial | Health | Existing | Miscellaneous | Natural Gas | Pool Heater | E10 | Utility - Value of Sales | 0 | 0 | 0 | 0 | 0 | 0 | 0 | 0 | 0 | 0 | 0 | 0 | 0 | 0 | 0 | 0 | 0 | 0 | 0 | 0 | 0 | 0 | 0 | 0 | 0 | 0 | 0
F1_Commercial_Health_Existing_Miscellaneous_Natural Gas_Miscellaneous_E1 | F1 | Commercial | Health | Existing | Miscellaneous | Natural Gas | Miscellaneous | E1 | RVT - Cost of Equipment | 0.0013894 | 0.0013894 | 0.0013894 | 0.0013894 | 0.0013894 | 0.0013894 | 0.0013894 | 0.0013894 | 0.0013894 | 0.0013894 | 0.0013894 | 0.0013894 | 0.0013894 | 0.0013894 | 0.0013894 | 0.0013894 | 0.0013894 | 0.0013894 | 0.0013894 | 0.0013894 | 0.0013894 | 0.0013894 | 0.0013894 | 0.0013894 | 0.0013894 | 0.0013894 | 0.0013894
F1_Commercial_Health_Existing_Miscellaneous_Natural Gas_Miscellaneous_E2 | F1 | Commercial | Health | Existing | Miscellaneous | Natural Gas | Miscellaneous | E2 | RVT - Cost of Equipment | 0 | 0 | 0 | 0 | 0 | 0 | 0 | 0 | 0 | 0 | 0 | 0 | 0 | 0 | 0 | 0 | 0 | 0 | 0 | 0 | 0 | 0 | 0 | 0 | 0 | 0 | 0
F1_Commercial_Health_Existing_Miscellaneous_Natural Gas_Miscellaneous_E3 | F1 | Commercial | Health | Existing | Miscellaneous | Natural Gas | Miscellaneous | E3 | RVT - Cost of Equipment | 0 | 0 | 0 | 0 | 0 | 0 | 0 | 0 | 0 | 0 | 0 | 0 | 0 | 0 | 0 | 0 | 0 | 0 | 0 | 0 | 0 | 0 | 0 | 0 | 0 | 0 | 0
F1_Commercial_Health_Existing_Miscellaneous_Natural Gas_Miscellaneous_E4 | F1 | Commercial | Health | Existing | Miscellaneous | Natural Gas | Miscellaneous | E4 | RVT - Cost of Equipment | 0 | 0 | 0 | 0 | 0 | 0 | 0 | 0 | 0 | 0 | 0 | 0 | 0 | 0 | 0 | 0 | 0 | 0 | 0 | 0 | 0 | 0 | 0 | 0 | 0 | 0 | 0
F1_Commercial_Health_Existing_Miscellaneous_Natural Gas_Miscellaneous_E5 | F1 | Commercial | Health | Existing | Miscellaneous | Natural Gas | Miscellaneous | E5 | RVT - Cost of Equipment | 0 | 0 | 0 | 0 | 0 | 0 | 0 | 0 | 0 | 0 | 0 | 0 | 0 | 0 | 0 | 0 | 0 | 0 | 0 | 0 | 0 | 0 | 0 | 0 | 0 | 0 | 0
F1_Commercial_Health_Existing_Miscellaneous_Natural Gas_Miscellaneous_E6 | F1 | Commercial | Health | Existing | Miscellaneous | Natural Gas | Miscellaneous | E6 | RVT - Cost of Equipment | 0 | 0 | 0 | 0 | 0 | 0 | 0 | 0 | 0 | 0 | 0 | 0 | 0 | 0 | 0 | 0 | 0 | 0 | 0 | 0 | 0 | 0 | 0 | 0 | 0 | 0 | 0
F1_Commercial_Health_Existing_Miscellaneous_Natural Gas_Miscellaneous_E7 | F1 | Commercial | Health | Existing | Miscellaneous | Natural Gas | Miscellaneous | E7 | RVT - Cost of Equipment | 0 | 0 | 0 | 0 | 0 | 0 | 0 | 0 | 0 | 0 | 0 | 0 | 0 | 0 | 0 | 0 | 0 | 0 | 0 | 0 | 0 | 0 | 0 | 0 | 0 | 0 | 0
F1_Commercial_Health_Existing_Miscellaneous_Natural Gas_Miscellaneous_E8 | F1 | Commercial | Health | Existing | Miscellaneous | Natural Gas | Miscellaneous | E8 | RVT - Cost of Equipment | 0 | 0 | 0 | 0 | 0 | 0 | 0 | 0 | 0 | 0 | 0 | 0 | 0 | 0 | 0 | 0 | 0 | 0 | 0 | 0 | 0 | 0 | 0 | 0 | 0 | 0 | 0
F1_Commercial_Health_Existing_Miscellaneous_Natural Gas_Miscellaneous_E9 | F1 | Commercial | Health | Existing | Miscellaneous | Natural Gas | Miscellaneous | E9 | RVT - Cost of Equipment | 0 | 0 | 0 | 0 | 0 | 0 | 0 | 0 | 0 | 0 | 0 | 0 | 0 | 0 | 0 | 0 | 0 | 0 | 0 | 0 | 0 | 0 | 0 | 0 | 0 | 0 | 0
F1_Commercial_Health_Existing_Miscellaneous_Natural Gas_Miscellaneous_E10 | F1 | Commercial | Health | Existing | Miscellaneous | Natural Gas | Miscellaneous | E10 | RVT - Cost of Equipment | 0 | 0 | 0 | 0 | 0 | 0 | 0 | 0 | 0 | 0 | 0 | 0 | 0 | 0 | 0 | 0 | 0 | 0 | 0 | 0 | 0 | 0 | 0 | 0 | 0 | 0 | 0
F2_Commercial_Health_Existing_Miscellaneous_Natural Gas_Miscellaneous_E1 | F2 | Commercial | Health | Existing | Miscellaneous | Natural Gas | Miscellaneous | E1 | RVT - Cost of Operation | 0 | 0 | 0 | 0 | 0 | 0 | 0 | 0 | 0 | 0 | 0 | 0 | 0 | 0 | 0 | 0 | 0 | 0 | 0 | 0 | 0 | 0 | 0 | 0 | 0 | 0 | 0
F2_Commercial_Health_Existing_Miscellaneous_Natural Gas_Miscellaneous_E2 | F2 | Commercial | Health | Existing | Miscellaneous | Natural Gas | Miscellaneous | E2 | RVT - Cost of Operation | 0 | 0 | 0 | 0 | 0 | 0 | 0 | 0 | 0 | 0 | 0 | 0 | 0 | 0 | 0 | 0 | 0 | 0 | 0 | 0 | 0 | 0 | 0 | 0 | 0 | 0 | 0
F2_Commercial_Health_Existing_Miscellaneous_Natural Gas_Miscellaneous_E3 | F2 | Commercial | Health | Existing | Miscellaneous | Natural Gas | Miscellaneous | E3 | RVT - Cost of Operation | 0 | 0 | 0 | 0 | 0 | 0 | 0 | 0 | 0 | 0 | 0 | 0 | 0 | 0 | 0 | 0 | 0 | 0 | 0 | 0 | 0 | 0 | 0 | 0 | 0 | 0 | 0
F2_Commercial_Health_Existing_Miscellaneous_Natural Gas_Miscellaneous_E4 | F2 | Commercial | Health | Existing | Miscellaneous | Natural Gas | Miscellaneous | E4 | RVT - Cost of Operation | 0 | 0 | 0 | 0 | 0 | 0 | 0 | 0 | 0 | 0 | 0 | 0 | 0 | 0 | 0 | 0 | 0 | 0 | 0 | 0 | 0 | 0 | 0 | 0 | 0 | 0 | 0
F2_Commercial_Health_Existing_Miscellaneous_Natural Gas_Miscellaneous_E5 | F2 | Commercial | Health | Existing | Miscellaneous | Natural Gas | Miscellaneous | E5 | RVT - Cost of Operation | 0 | 0 | 0 | 0 | 0 | 0 | 0 | 0 | 0 | 0 | 0 | 0 | 0 | 0 | 0 | 0 | 0 | 0 | 0 | 0 | 0 | 0 | 0 | 0 | 0 | 0 | 0
F2_Commercial_Health_Existing_Miscellaneous_Natural Gas_Miscellaneous_E6 | F2 | Commercial | Health | Existing | Miscellaneous | Natural Gas | Miscellaneous | E6 | RVT - Cost of Operation | 0 | 0 | 0 | 0 | 0 | 0 | 0 | 0 | 0 | 0 | 0 | 0 | 0 | 0 | 0 | 0 | 0 | 0 | 0 | 0 | 0 | 0 | 0 | 0 | 0 | 0 | 0
F2_Commercial_Health_Existing_Miscellaneous_Natural Gas_Miscellaneous_E7 | F2 | Commercial | Health | Existing | Miscellaneous | Natural Gas | Miscellaneous | E7 | RVT - Cost of Operation | 0 | 0 | 0 | 0 | 0 | 0 | 0 | 0 | 0 | 0 | 0 | 0 | 0 | 0 | 0 | 0 | 0 | 0 | 0 | 0 | 0 | 0 | 0 | 0 | 0 | 0 | 0
F2_Commercial_Health_Existing_Miscellaneous_Natural Gas_Miscellaneous_E8 | F2 | Commercial | Health | Existing | Miscellaneous | Natural Gas | Miscellaneous | E8 | RVT - Cost of Operation | 0 | 0 | 0 | 0 | 0 | 0 | 0 | 0 | 0 | 0 | 0 | 0 | 0 | 0 | 0 | 0 | 0 | 0 | 0 | 0 | 0 | 0 | 0 | 0 | 0 | 0 | 0
F2_Commercial_Health_Existing_Miscellaneous_Natural Gas_Miscellaneous_E9 | F2 | Commercial | Health | Existing | Miscellaneous | Natural Gas | Miscellaneous | E9 | RVT - Cost of Operation | 0 | 0 | 0 | 0 | 0 | 0 | 0 | 0 | 0 | 0 | 0 | 0 | 0 | 0 | 0 | 0 | 0 | 0 | 0 | 0 | 0 | 0 | 0 | 0 | 0 | 0 | 0
F2_Commercial_Health_Existing_Miscellaneous_Natural Gas_Miscellaneous_E10 | F2 | Commercial | Health | Existing | Miscellaneous | Natural Gas | Miscellaneous | E10 | RVT - Cost of Operation | 0 | 0 | 0 | 0 | 0 | 0 | 0 | 0 | 0 | 0 | 0 | 0 | 0 | 0 | 0 | 0 | 0 | 0 | 0 | 0 | 0 | 0 | 0 | 0 | 0 | 0 | 0
F3_Commercial_Health_Existing_Miscellaneous_Natural Gas_Miscellaneous_E1 | F3 | Commercial | Health | Existing | Miscellaneous | Natural Gas | Miscellaneous | E1 | System - kBTUs of Consumption | 0.53158 | 0.53158 | 0.53158 | 0.53158 | 0.53158 | 0.53158 | 0.53158 | 0.53158 | 0.53158 | 0.53158 | 0.53158 | 0.53158 | 0.53158 | 0.53158 | 0.53158 | 0.53158 | 0.53158 | 0.53158 | 0.53158 | 0.53158 | 0.53158 | 0.53158 | 0.53158 | 0.53158 | 0.53158 | 0.53158 | 0.53158
F3_Commercial_Health_Existing_Miscellaneous_Natural Gas_Miscellaneous_E2 | F3 | Commercial | Health | Existing | Miscellaneous | Natural Gas | Miscellaneous | E2 | System - kBTUs of Consumption | 0 | 0 | 0 | 0 | 0 | 0 | 0 | 0 | 0 | 0 | 0 | 0 | 0 | 0 | 0 | 0 | 0 | 0 | 0 | 0 | 0 | 0 | 0 | 0 | 0 | 0 | 0
F3_Commercial_Health_Existing_Miscellaneous_Natural Gas_Miscellaneous_E3 | F3 | Commercial | Health | Existing | Miscellaneous | Natural Gas | Miscellaneous | E3 | System - kBTUs of Consumption | 0 | 0 | 0 | 0 | 0 | 0 | 0 | 0 | 0 | 0 | 0 | 0 | 0 | 0 | 0 | 0 | 0 | 0 | 0 | 0 | 0 | 0 | 0 | 0 | 0 | 0 | 0
F3_Commercial_Health_Existing_Miscellaneous_Natural Gas_Miscellaneous_E4 | F3 | Commercial | Health | Existing | Miscellaneous | Natural Gas | Miscellaneous | E4 | System - kBTUs of Consumption | 0 | 0 | 0 | 0 | 0 | 0 | 0 | 0 | 0 | 0 | 0 | 0 | 0 | 0 | 0 | 0 | 0 | 0 | 0 | 0 | 0 | 0 | 0 | 0 | 0 | 0 | 0
F3_Commercial_Health_Existing_Miscellaneous_Natural Gas_Miscellaneous_E5 | F3 | Commercial | Health | Existing | Miscellaneous | Natural Gas | Miscellaneous | E5 | System - kBTUs of Consumption | 0 | 0 | 0 | 0 | 0 | 0 | 0 | 0 | 0 | 0 | 0 | 0 | 0 | 0 | 0 | 0 | 0 | 0 | 0 | 0 | 0 | 0 | 0 | 0 | 0 | 0 | 0
F3_Commercial_Health_Existing_Miscellaneous_Natural Gas_Miscellaneous_E6 | F3 | Commercial | Health | Existing | Miscellaneous | Natural Gas | Miscellaneous | E6 | System - kBTUs of Consumption | 0 | 0 | 0 | 0 | 0 | 0 | 0 | 0 | 0 | 0 | 0 | 0 | 0 | 0 | 0 | 0 | 0 | 0 | 0 | 0 | 0 | 0 | 0 | 0 | 0 | 0 | 0
F3_Commercial_Health_Existing_Miscellaneous_Natural Gas_Miscellaneous_E7 | F3 | Commercial | Health | Existing | Miscellaneous | Natural Gas | Miscellaneous | E7 | System - kBTUs of Consumption | 0 | 0 | 0 | 0 | 0 | 0 | 0 | 0 | 0 | 0 | 0 | 0 | 0 | 0 | 0 | 0 | 0 | 0 | 0 | 0 | 0 | 0 | 0 | 0 | 0 | 0 | 0
F3_Commercial_Health_Existing_Miscellaneous_Natural Gas_Miscellaneous_E8 | F3 | Commercial | Health | Existing | Miscellaneous | Natural Gas | Miscellaneous | E8 | System - kBTUs of Consumption | 0 | 0 | 0 | 0 | 0 | 0 | 0 | 0 | 0 | 0 | 0 | 0 | 0 | 0 | 0 | 0 | 0 | 0 | 0 | 0 | 0 | 0 | 0 | 0 | 0 | 0 | 0
F3_Commercial_Health_Existing_Miscellaneous_Natural Gas_Miscellaneous_E9 | F3 | Commercial | Health | Existing | Miscellaneous | Natural Gas | Miscellaneous | E9 | System - kBTUs of Consumption | 0 | 0 | 0 | 0 | 0 | 0 | 0 | 0 | 0 | 0 | 0 | 0 | 0 | 0 | 0 | 0 | 0 | 0 | 0 | 0 | 0 | 0 | 0 | 0 | 0 | 0 | 0
F3_Commercial_Health_Existing_Miscellaneous_Natural Gas_Miscellaneous_E10 | F3 | Commercial | Health | Existing | Miscellaneous | Natural Gas | Miscellaneous | E10 | System - kBTUs of Consumption | 0 | 0 | 0 | 0 | 0 | 0 | 0 | 0 | 0 | 0 | 0 | 0 | 0 | 0 | 0 | 0 | 0 | 0 | 0 | 0 | 0 | 0 | 0 | 0 | 0 | 0 | 0
F4_Commercial_Health_Existing_Miscellaneous_Natural Gas_Miscellaneous_E1 | F4 | Commercial | Health | Existing | Miscellaneous | Natural Gas | Miscellaneous | E1 | Utility - Cost of Equipment | 0.0013894 | 0.0013894 | 0.0013894 | 0.0013894 | 0.0013894 | 0.0013894 | 0.0013894 | 0.0013894 | 0.0013894 | 0.0013894 | 0.0013894 | 0.0013894 | 0.0013894 | 0.0013894 | 0.0013894 | 0.0013894 | 0.0013894 | 0.0013894 | 0.0013894 | 0.0013894 | 0.0013894 | 0.0013894 | 0.0013894 | 0.0013894 | 0.0013894 | 0.0013894 | 0.0013894
F4_Commercial_Health_Existing_Miscellaneous_Natural Gas_Miscellaneous_E2 | F4 | Commercial | Health | Existing | Miscellaneous | Natural Gas | Miscellaneous | E2 | Utility - Cost of Equipment | 0 | 0 | 0 | 0 | 0 | 0 | 0 | 0 | 0 | 0 | 0 | 0 | 0 | 0 | 0 | 0 | 0 | 0 | 0 | 0 | 0 | 0 | 0 | 0 | 0 | 0 | 0
F4_Commercial_Health_Existing_Miscellaneous_Natural Gas_Miscellaneous_E3 | F4 | Commercial | Health | Existing | Miscellaneous | Natural Gas | Miscellaneous | E3 | Utility - Cost of Equipment | 0 | 0 | 0 | 0 | 0 | 0 | 0 | 0 | 0 | 0 | 0 | 0 | 0 | 0 | 0 | 0 | 0 | 0 | 0 | 0 | 0 | 0 | 0 | 0 | 0 | 0 | 0
F4_Commercial_Health_Existing_Miscellaneous_Natural Gas_Miscellaneous_E4 | F4 | Commercial | Health | Existing | Miscellaneous | Natural Gas | Miscellaneous | E4 | Utility - Cost of Equipment | 0 | 0 | 0 | 0 | 0 | 0 | 0 | 0 | 0 | 0 | 0 | 0 | 0 | 0 | 0 | 0 | 0 | 0 | 0 | 0 | 0 | 0 | 0 | 0 | 0 | 0 | 0
F4_Commercial_Health_Existing_Miscellaneous_Natural Gas_Miscellaneous_E5 | F4 | Commercial | Health | Existing | Miscellaneous | Natural Gas | Miscellaneous | E5 | Utility - Cost of Equipment | 0 | 0 | 0 | 0 | 0 | 0 | 0 | 0 | 0 | 0 | 0 | 0 | 0 | 0 | 0 | 0 | 0 | 0 | 0 | 0 | 0 | 0 | 0 | 0 | 0 | 0 | 0
F4_Commercial_Health_Existing_Miscellaneous_Natural Gas_Miscellaneous_E6 | F4 | Commercial | Health | Existing | Miscellaneous | Natural Gas | Miscellaneous | E6 | Utility - Cost of Equipment | 0 | 0 | 0 | 0 | 0 | 0 | 0 | 0 | 0 | 0 | 0 | 0 | 0 | 0 | 0 | 0 | 0 | 0 | 0 | 0 | 0 | 0 | 0 | 0 | 0 | 0 | 0
F4_Commercial_Health_Existing_Miscellaneous_Natural Gas_Miscellaneous_E7 | F4 | Commercial | Health | Existing | Miscellaneous | Natural Gas | Miscellaneous | E7 | Utility - Cost of Equipment | 0 | 0 | 0 | 0 | 0 | 0 | 0 | 0 | 0 | 0 | 0 | 0 | 0 | 0 | 0 | 0 | 0 | 0 | 0 | 0 | 0 | 0 | 0 | 0 | 0 | 0 | 0
F4_Commercial_Health_Existing_Miscellaneous_Natural Gas_Miscellaneous_E8 | F4 | Commercial | Health | Existing | Miscellaneous | Natural Gas | Miscellaneous | E8 | Utility - Cost of Equipment | 0 | 0 | 0 | 0 | 0 | 0 | 0 | 0 | 0 | 0 | 0 | 0 | 0 | 0 | 0 | 0 | 0 | 0 | 0 | 0 | 0 | 0 | 0 | 0 | 0 | 0 | 0
F4_Commercial_Health_Existing_Miscellaneous_Natural Gas_Miscellaneous_E9 | F4 | Commercial | Health | Existing | Miscellaneous | Natural Gas | Miscellaneous | E9 | Utility - Cost of Equipment | 0 | 0 | 0 | 0 | 0 | 0 | 0 | 0 | 0 | 0 | 0 | 0 | 0 | 0 | 0 | 0 | 0 | 0 | 0 | 0 | 0 | 0 | 0 | 0 | 0 | 0 | 0
F4_Commercial_Health_Existing_Miscellaneous_Natural Gas_Miscellaneous_E10 | F4 | Commercial | Health | Existing | Miscellaneous | Natural Gas | Miscellaneous | E10 | Utility - Cost of Equipment | 0 | 0 | 0 | 0 | 0 | 0 | 0 | 0 | 0 | 0 | 0 | 0 | 0 | 0 | 0 | 0 | 0 | 0 | 0 | 0 | 0 | 0 | 0 | 0 | 0 | 0 | 0
F5_Commercial_Health_Existing_Miscellaneous_Natural Gas_Miscellaneous_E1 | F5 | Commercial | Health | Existing | Miscellaneous | Natural Gas | Miscellaneous | E1 | Utility - Cost of Operation | 0.0074501 | 0.0072687 | 0.0070447 | 0.006798 | 0.0067074 | 0.0067205 | 0.0068008 | 0.0069171 | 0.0070476 | 0.0071798 | 0.0073177 | 0.0074611 | 0.0076138 | 0.0077631 | 0.007906 | 0.0080209 | 0.0080794 | 0.0080594 | 0.0079413 | 0.0077038 | 0.0073277 | 0.0068139 | 0.0063179 | 0.0059739 | 0.005813 | 0.0058415 | 0.0058701
F5_Commercial_Health_Existing_Miscellaneous_Natural Gas_Miscellaneous_E2 | F5 | Commercial | Health | Existing | Miscellaneous | Natural Gas | Miscellaneous | E2 | Utility - Cost of Operation | 0 | 0 | 0 | 0 | 0 | 0 | 0 | 0 | 0 | 0 | 0 | 0 | 0 | 0 | 0 | 0 | 0 | 0 | 0 | 0 | 0 | 0 | 0 | 0 | 0 | 0 | 0
F5_Commercial_Health_Existing_Miscellaneous_Natural Gas_Miscellaneous_E3 | F5 | Commercial | Health | Existing | Miscellaneous | Natural Gas | Miscellaneous | E3 | Utility - Cost of Operation | 0 | 0 | 0 | 0 | 0 | 0 | 0 | 0 | 0 | 0 | 0 | 0 | 0 | 0 | 0 | 0 | 0 | 0 | 0 | 0 | 0 | 0 | 0 | 0 | 0 | 0 | 0
F5_Commercial_Health_Existing_Miscellaneous_Natural Gas_Miscellaneous_E4 | F5 | Commercial | Health | Existing | Miscellaneous | Natural Gas | Miscellaneous | E4 | Utility - Cost of Operation | 0 | 0 | 0 | 0 | 0 | 0 | 0 | 0 | 0 | 0 | 0 | 0 | 0 | 0 | 0 | 0 | 0 | 0 | 0 | 0 | 0 | 0 | 0 | 0 | 0 | 0 | 0
F5_Commercial_Health_Existing_Miscellaneous_Natural Gas_Miscellaneous_E5 | F5 | Commercial | Health | Existing | Miscellaneous | Natural Gas | Miscellaneous | E5 | Utility - Cost of Operation | 0 | 0 | 0 | 0 | 0 | 0 | 0 | 0 | 0 | 0 | 0 | 0 | 0 | 0 | 0 | 0 | 0 | 0 | 0 | 0 | 0 | 0 | 0 | 0 | 0 | 0 | 0
F5_Commercial_Health_Existing_Miscellaneous_Natural Gas_Miscellaneous_E6 | F5 | Commercial | Health | Existing | Miscellaneous | Natural Gas | Miscellaneous | E6 | Utility - Cost of Operation | 0 | 0 | 0 | 0 | 0 | 0 | 0 | 0 | 0 | 0 | 0 | 0 | 0 | 0 | 0 | 0 | 0 | 0 | 0 | 0 | 0 | 0 | 0 | 0 | 0 | 0 | 0
F5_Commercial_Health_Existing_Miscellaneous_Natural Gas_Miscellaneous_E7 | F5 | Commercial | Health | Existing | Miscellaneous | Natural Gas | Miscellaneous | E7 | Utility - Cost of Operation | 0 | 0 | 0 | 0 | 0 | 0 | 0 | 0 | 0 | 0 | 0 | 0 | 0 | 0 | 0 | 0 | 0 | 0 | 0 | 0 | 0 | 0 | 0 | 0 | 0 | 0 | 0
F5_Commercial_Health_Existing_Miscellaneous_Natural Gas_Miscellaneous_E8 | F5 | Commercial | Health | Existing | Miscellaneous | Natural Gas | Miscellaneous | E8 | Utility - Cost of Operation | 0 | 0 | 0 | 0 | 0 | 0 | 0 | 0 | 0 | 0 | 0 | 0 | 0 | 0 | 0 | 0 | 0 | 0 | 0 | 0 | 0 | 0 | 0 | 0 | 0 | 0 | 0
F5_Commercial_Health_Existing_Miscellaneous_Natural Gas_Miscellaneous_E9 | F5 | Commercial | Health | Existing | Miscellaneous | Natural Gas | Miscellaneous | E9 | Utility - Cost of Operation | 0 | 0 | 0 | 0 | 0 | 0 | 0 | 0 | 0 | 0 | 0 | 0 | 0 | 0 | 0 | 0 | 0 | 0 | 0 | 0 | 0 | 0 | 0 | 0 | 0 | 0 | 0
F5_Commercial_Health_Existing_Miscellaneous_Natural Gas_Miscellaneous_E10 | F5 | Commercial | Health | Existing | Miscellaneous | Natural Gas | Miscellaneous | E10 | Utility - Cost of Operation | 0 | 0 | 0 | 0 | 0 | 0 | 0 | 0 | 0 | 0 | 0 | 0 | 0 | 0 | 0 | 0 | 0 | 0 | 0 | 0 | 0 | 0 | 0 | 0 | 0 | 0 | 0
F6_Commercial_Health_Existing_Miscellaneous_Natural Gas_Miscellaneous_E1 | F6 | Commercial | Health | Existing | Miscellaneous | Natural Gas | Miscellaneous | E1 | Utility - Value of Sales | 0 | 0 | 0 | 0 | 0 | 0 | 0 | 0 | 0 | 0 | 0 | 0 | 0 | 0 | 0 | 0 | 0 | 0 | 0 | 0 | 0 | 0 | 0 | 0 | 0 | 0 | 0
F6_Commercial_Health_Existing_Miscellaneous_Natural Gas_Miscellaneous_E2 | F6 | Commercial | Health | Existing | Miscellaneous | Natural Gas | Miscellaneous | E2 | Utility - Value of Sales | 0 | 0 | 0 | 0 | 0 | 0 | 0 | 0 | 0 | 0 | 0 | 0 | 0 | 0 | 0 | 0 | 0 | 0 | 0 | 0 | 0 | 0 | 0 | 0 | 0 | 0 | 0
F6_Commercial_Health_Existing_Miscellaneous_Natural Gas_Miscellaneous_E3 | F6 | Commercial | Health | Existing | Miscellaneous | Natural Gas | Miscellaneous | E3 | Utility - Value of Sales | 0 | 0 | 0 | 0 | 0 | 0 | 0 | 0 | 0 | 0 | 0 | 0 | 0 | 0 | 0 | 0 | 0 | 0 | 0 | 0 | 0 | 0 | 0 | 0 | 0 | 0 | 0
F6_Commercial_Health_Existing_Miscellaneous_Natural Gas_Miscellaneous_E4 | F6 | Commercial | Health | Existing | Miscellaneous | Natural Gas | Miscellaneous | E4 | Utility - Value of Sales | 0 | 0 | 0 | 0 | 0 | 0 | 0 | 0 | 0 | 0 | 0 | 0 | 0 | 0 | 0 | 0 | 0 | 0 | 0 | 0 | 0 | 0 | 0 | 0 | 0 | 0 | 0
F6_Commercial_Health_Existing_Miscellaneous_Natural Gas_Miscellaneous_E5 | F6 | Commercial | Health | Existing | Miscellaneous | Natural Gas | Miscellaneous | E5 | Utility - Value of Sales | 0 | 0 | 0 | 0 | 0 | 0 | 0 | 0 | 0 | 0 | 0 | 0 | 0 | 0 | 0 | 0 | 0 | 0 | 0 | 0 | 0 | 0 | 0 | 0 | 0 | 0 | 0
F6_Commercial_Health_Existing_Miscellaneous_Natural Gas_Miscellaneous_E6 | F6 | Commercial | Health | Existing | Miscellaneous | Natural Gas | Miscellaneous | E6 | Utility - Value of Sales | 0 | 0 | 0 | 0 | 0 | 0 | 0 | 0 | 0 | 0 | 0 | 0 | 0 | 0 | 0 | 0 | 0 | 0 | 0 | 0 | 0 | 0 | 0 | 0 | 0 | 0 | 0
F6_Commercial_Health_Existing_Miscellaneous_Natural Gas_Miscellaneous_E7 | F6 | Commercial | Health | Existing | Miscellaneous | Natural Gas | Miscellaneous | E7 | Utility - Value of Sales | 0 | 0 | 0 | 0 | 0 | 0 | 0 | 0 | 0 | 0 | 0 | 0 | 0 | 0 | 0 | 0 | 0 | 0 | 0 | 0 | 0 | 0 | 0 | 0 | 0 | 0 | 0
F6_Commercial_Health_Existing_Miscellaneous_Natural Gas_Miscellaneous_E8 | F6 | Commercial | Health | Existing | Miscellaneous | Natural Gas | Miscellaneous | E8 | Utility - Value of Sales | 0 | 0 | 0 | 0 | 0 | 0 | 0 | 0 | 0 | 0 | 0 | 0 | 0 | 0 | 0 | 0 | 0 | 0 | 0 | 0 | 0 | 0 | 0 | 0 | 0 | 0 | 0
F6_Commercial_Health_Existing_Miscellaneous_Natural Gas_Miscellaneous_E9 | F6 | Commercial | Health | Existing | Miscellaneous | Natural Gas | Miscellaneous | E9 | Utility - Value of Sales | 0 | 0 | 0 | 0 | 0 | 0 | 0 | 0 | 0 | 0 | 0 | 0 | 0 | 0 | 0 | 0 | 0 | 0 | 0 | 0 | 0 | 0 | 0 | 0 | 0 | 0 | 0
F6_Commercial_Health_Existing_Miscellaneous_Natural Gas_Miscellaneous_E10 | F6 | Commercial | Health | Existing | Miscellaneous | Natural Gas | Miscellaneous | E10 | Utility - Value of Sales | 0 | 0 | 0 | 0 | 0 | 0 | 0 | 0 | 0 | 0 | 0 | 0 | 0 | 0 | 0 | 0 | 0 | 0 | 0 | 0 | 0 | 0 | 0 | 0 | 0 | 0 | 0
F1_Commercial_Health_New_Space Heating_Natural Gas_Furnace_E1 | F1 | Commercial | Health | New | Space Heating | Natural Gas | Furnace | E1 | RVT - Cost of Equipment | 0.063627 | 0.063627 | 0.063627 | 0 | 0 | 0 | 0 | 0 | 0 | 0 | 0 | 0 | 0 | 0 | 0 | 0 | 0 | 0 | 0 | 0 | 0 | 0 | 0 | 0 | 0 | 0 | 0
F1_Commercial_Health_New_Space Heating_Natural Gas_Furnace_E2 | F1 | Commercial | Health | New | Space Heating | Natural Gas | Furnace | E2 | RVT - Cost of Equipment | 0.078185 | 0.078185 | 0.078185 | 0.078185 | 0.078185 | 0.078185 | 0.078185 | 0.078185 | 0.078185 | 0.078185 | 0.078185 | 0.078185 | 0.078185 | 0.078185 | 0.078185 | 0.078185 | 0.078185 | 0.078185 | 0.078185 | 0.078185 | 0.078185 | 0.078185 | 0.078185 | 0.078185 | 0.078185 | 0.078185 | 0.078185
F1_Commercial_Health_New_Space Heating_Natural Gas_Furnace_E3 | F1 | Commercial | Health | New | Space Heating | Natural Gas | Furnace | E3 | RVT - Cost of Equipment | 0.092743 | 0.092743 | 0.092743 | 0.092743 | 0.092743 | 0.092743 | 0.092743 | 0.092743 | 0.092743 | 0.092743 | 0.092743 | 0.092743 | 0.092743 | 0.092743 | 0.092743 | 0.092743 | 0.092743 | 0.092743 | 0.092743 | 0.092743 | 0.092743 | 0.092743 | 0.092743 | 0.092743 | 0.092743 | 0.092743 | 0.092743
F1_Commercial_Health_New_Space Heating_Natural Gas_Furnace_E4 | F1 | Commercial | Health | New | Space Heating | Natural Gas | Furnace | E4 | RVT - Cost of Equipment | 0 | 0 | 0 | 0 | 0 | 0 | 0 | 0 | 0 | 0 | 0 | 0 | 0 | 0 | 0 | 0 | 0 | 0 | 0 | 0 | 0 | 0 | 0 | 0 | 0 | 0 | 0
F1_Commercial_Health_New_Space Heating_Natural Gas_Furnace_E5 | F1 | Commercial | Health | New | Space Heating | Natural Gas | Furnace | E5 | RVT - Cost of Equipment | 0 | 0 | 0 | 0 | 0 | 0 | 0 | 0 | 0 | 0 | 0 | 0 | 0 | 0 | 0 | 0 | 0 | 0 | 0 | 0 | 0 | 0 | 0 | 0 | 0 | 0 | 0
F1_Commercial_Health_New_Space Heating_Natural Gas_Furnace_E6 | F1 | Commercial | Health | New | Space Heating | Natural Gas | Furnace | E6 | RVT - Cost of Equipment | 0 | 0 | 0 | 0 | 0 | 0 | 0 | 0 | 0 | 0 | 0 | 0 | 0 | 0 | 0 | 0 | 0 | 0 | 0 | 0 | 0 | 0 | 0 | 0 | 0 | 0 | 0
F1_Commercial_Health_New_Space Heating_Natural Gas_Furnace_E7 | F1 | Commercial | Health | New | Space Heating | Natural Gas | Furnace | E7 | RVT - Cost of Equipment | 0 | 0 | 0 | 0 | 0 | 0 | 0 | 0 | 0 | 0 | 0 | 0 | 0 | 0 | 0 | 0 | 0 | 0 | 0 | 0 | 0 | 0 | 0 | 0 | 0 | 0 | 0
F1_Commercial_Health_New_Space Heating_Natural Gas_Furnace_E8 | F1 | Commercial | Health | New | Space Heating | Natural Gas | Furnace | E8 | RVT - Cost of Equipment | 0 | 0 | 0 | 0 | 0 | 0 | 0 | 0 | 0 | 0 | 0 | 0 | 0 | 0 | 0 | 0 | 0 | 0 | 0 | 0 | 0 | 0 | 0 | 0 | 0 | 0 | 0
F1_Commercial_Health_New_Space Heating_Natural Gas_Furnace_E9 | F1 | Commercial | Health | New | Space Heating | Natural Gas | Furnace | E9 | RVT - Cost of Equipment | 0 | 0 | 0 | 0 | 0 | 0 | 0 | 0 | 0 | 0 | 0 | 0 | 0 | 0 | 0 | 0 | 0 | 0 | 0 | 0 | 0 | 0 | 0 | 0 | 0 | 0 | 0
F1_Commercial_Health_New_Space Heating_Natural Gas_Furnace_E10 | F1 | Commercial | Health | New | Space Heating | Natural Gas | Furnace | E10 | RVT - Cost of Equipment | 0 | 0 | 0 | 0 | 0 | 0 | 0 | 0 | 0 | 0 | 0 | 0 | 0 | 0 | 0 | 0 | 0 | 0 | 0 | 0 | 0 | 0 | 0 | 0 | 0 | 0 | 0
F2_Commercial_Health_New_Space Heating_Natural Gas_Furnace_E1 | F2 | Commercial | Health | New | Space Heating | Natural Gas | Furnace | E1 | RVT - Cost of Operation | 0 | 0 | 0 | 0 | 0 | 0 | 0 | 0 | 0 | 0 | 0 | 0 | 0 | 0 | 0 | 0 | 0 | 0 | 0 | 0 | 0 | 0 | 0 | 0 | 0 | 0 | 0
F2_Commercial_Health_New_Space Heating_Natural Gas_Furnace_E2 | F2 | Commercial | Health | New | Space Heating | Natural Gas | Furnace | E2 | RVT - Cost of Operation | 0 | 0 | 0 | 0 | 0 | 0 | 0 | 0 | 0 | 0 | 0 | 0 | 0 | 0 | 0 | 0 | 0 | 0 | 0 | 0 | 0 | 0 | 0 | 0 | 0 | 0 | 0
F2_Commercial_Health_New_Space Heating_Natural Gas_Furnace_E3 | F2 | Commercial | Health | New | Space Heating | Natural Gas | Furnace | E3 | RVT - Cost of Operation | 0 | 0 | 0 | 0 | 0 | 0 | 0 | 0 | 0 | 0 | 0 | 0 | 0 | 0 | 0 | 0 | 0 | 0 | 0 | 0 | 0 | 0 | 0 | 0 | 0 | 0 | 0
F2_Commercial_Health_New_Space Heating_Natural Gas_Furnace_E4 | F2 | Commercial | Health | New | Space Heating | Natural Gas | Furnace | E4 | RVT - Cost of Operation | 0 | 0 | 0 | 0 | 0 | 0 | 0 | 0 | 0 | 0 | 0 | 0 | 0 | 0 | 0 | 0 | 0 | 0 | 0 | 0 | 0 | 0 | 0 | 0 | 0 | 0 | 0
F2_Commercial_Health_New_Space Heating_Natural Gas_Furnace_E5 | F2 | Commercial | Health | New | Space Heating | Natural Gas | Furnace | E5 | RVT - Cost of Operation | 0 | 0 | 0 | 0 | 0 | 0 | 0 | 0 | 0 | 0 | 0 | 0 | 0 | 0 | 0 | 0 | 0 | 0 | 0 | 0 | 0 | 0 | 0 | 0 | 0 | 0 | 0
F2_Commercial_Health_New_Space Heating_Natural Gas_Furnace_E6 | F2 | Commercial | Health | New | Space Heating | Natural Gas | Furnace | E6 | RVT - Cost of Operation | 0 | 0 | 0 | 0 | 0 | 0 | 0 | 0 | 0 | 0 | 0 | 0 | 0 | 0 | 0 | 0 | 0 | 0 | 0 | 0 | 0 | 0 | 0 | 0 | 0 | 0 | 0
F2_Commercial_Health_New_Space Heating_Natural Gas_Furnace_E7 | F2 | Commercial | Health | New | Space Heating | Natural Gas | Furnace | E7 | RVT - Cost of Operation | 0 | 0 | 0 | 0 | 0 | 0 | 0 | 0 | 0 | 0 | 0 | 0 | 0 | 0 | 0 | 0 | 0 | 0 | 0 | 0 | 0 | 0 | 0 | 0 | 0 | 0 | 0
F2_Commercial_Health_New_Space Heating_Natural Gas_Furnace_E8 | F2 | Commercial | Health | New | Space Heating | Natural Gas | Furnace | E8 | RVT - Cost of Operation | 0 | 0 | 0 | 0 | 0 | 0 | 0 | 0 | 0 | 0 | 0 | 0 | 0 | 0 | 0 | 0 | 0 | 0 | 0 | 0 | 0 | 0 | 0 | 0 | 0 | 0 | 0
F2_Commercial_Health_New_Space Heating_Natural Gas_Furnace_E9 | F2 | Commercial | Health | New | Space Heating | Natural Gas | Furnace | E9 | RVT - Cost of Operation | 0 | 0 | 0 | 0 | 0 | 0 | 0 | 0 | 0 | 0 | 0 | 0 | 0 | 0 | 0 | 0 | 0 | 0 | 0 | 0 | 0 | 0 | 0 | 0 | 0 | 0 | 0
F2_Commercial_Health_New_Space Heating_Natural Gas_Furnace_E10 | F2 | Commercial | Health | New | Space Heating | Natural Gas | Furnace | E10 | RVT - Cost of Operation | 0 | 0 | 0 | 0 | 0 | 0 | 0 | 0 | 0 | 0 | 0 | 0 | 0 | 0 | 0 | 0 | 0 | 0 | 0 | 0 | 0 | 0 | 0 | 0 | 0 | 0 | 0
F3_Commercial_Health_New_Space Heating_Natural Gas_Furnace_E1 | F3 | Commercial | Health | New | Space Heating | Natural Gas | Furnace | E1 | System - kBTUs of Consumption | 21.9379 | 22.0018 | 21.9981 | 0 | 0 | 0 | 0 | 0 | 0 | 0 | 0 | 0 | 0 | 0 | 0 | 0 | 0 | 0 | 0 | 0 | 0 | 0 | 0 | 0 | 0 | 0 | 0
F3_Commercial_Health_New_Space Heating_Natural Gas_Furnace_E2 | F3 | Commercial | Health | New | Space Heating | Natural Gas | Furnace | E2 | System - kBTUs of Consumption | 19.5003 | 19.5571 | 19.5538 | 19.5538 | 19.5538 | 19.5538 | 19.5538 | 19.5538 | 19.5538 | 19.5538 | 19.5538 | 19.5538 | 19.5538 | 19.5538 | 19.5538 | 19.5538 | 19.5538 | 19.5538 | 19.5538 | 19.5538 | 19.5538 | 19.5538 | 19.5538 | 19.5538 | 19.5538 | 19.5538 | 19.5538
F3_Commercial_Health_New_Space Heating_Natural Gas_Furnace_E3 | F3 | Commercial | Health | New | Space Heating | Natural Gas | Furnace | E3 | System - kBTUs of Consumption | 18.2815 | 18.3348 | 18.3317 | 18.3317 | 18.3317 | 18.3317 | 18.3317 | 18.3317 | 18.3317 | 18.3317 | 18.3317 | 18.3317 | 18.3317 | 18.3317 | 18.3317 | 18.3317 | 18.3317 | 18.3317 | 18.3317 | 18.3317 | 18.3317 | 18.3317 | 18.3317 | 18.3317 | 18.3317 | 18.3317 | 18.3317
F3_Commercial_Health_New_Space Heating_Natural Gas_Furnace_E4 | F3 | Commercial | Health | New | Space Heating | Natural Gas | Furnace | E4 | System - kBTUs of Consumption | 0 | 0 | 0 | 0 | 0 | 0 | 0 | 0 | 0 | 0 | 0 | 0 | 0 | 0 | 0 | 0 | 0 | 0 | 0 | 0 | 0 | 0 | 0 | 0 | 0 | 0 | 0
F3_Commercial_Health_New_Space Heating_Natural Gas_Furnace_E5 | F3 | Commercial | Health | New | Space Heating | Natural Gas | Furnace | E5 | System - kBTUs of Consumption | 0 | 0 | 0 | 0 | 0 | 0 | 0 | 0 | 0 | 0 | 0 | 0 | 0 | 0 | 0 | 0 | 0 | 0 | 0 | 0 | 0 | 0 | 0 | 0 | 0 | 0 | 0
F3_Commercial_Health_New_Space Heating_Natural Gas_Furnace_E6 | F3 | Commercial | Health | New | Space Heating | Natural Gas | Furnace | E6 | System - kBTUs of Consumption | 0 | 0 | 0 | 0 | 0 | 0 | 0 | 0 | 0 | 0 | 0 | 0 | 0 | 0 | 0 | 0 | 0 | 0 | 0 | 0 | 0 | 0 | 0 | 0 | 0 | 0 | 0
F3_Commercial_Health_New_Space Heating_Natural Gas_Furnace_E7 | F3 | Commercial | Health | New | Space Heating | Natural Gas | Furnace | E7 | System - kBTUs of Consumption | 0 | 0 | 0 | 0 | 0 | 0 | 0 | 0 | 0 | 0 | 0 | 0 | 0 | 0 | 0 | 0 | 0 | 0 | 0 | 0 | 0 | 0 | 0 | 0 | 0 | 0 | 0
F3_Commercial_Health_New_Space Heating_Natural Gas_Furnace_E8 | F3 | Commercial | Health | New | Space Heating | Natural Gas | Furnace | E8 | System - kBTUs of Consumption | 0 | 0 | 0 | 0 | 0 | 0 | 0 | 0 | 0 | 0 | 0 | 0 | 0 | 0 | 0 | 0 | 0 | 0 | 0 | 0 | 0 | 0 | 0 | 0 | 0 | 0 | 0
F3_Commercial_Health_New_Space Heating_Natural Gas_Furnace_E9 | F3 | Commercial | Health | New | Space Heating | Natural Gas | Furnace | E9 | System - kBTUs of Consumption | 0 | 0 | 0 | 0 | 0 | 0 | 0 | 0 | 0 | 0 | 0 | 0 | 0 | 0 | 0 | 0 | 0 | 0 | 0 | 0 | 0 | 0 | 0 | 0 | 0 | 0 | 0
F3_Commercial_Health_New_Space Heating_Natural Gas_Furnace_E10 | F3 | Commercial | Health | New | Space Heating | Natural Gas | Furnace | E10 | System - kBTUs of Consumption | 0 | 0 | 0 | 0 | 0 | 0 | 0 | 0 | 0 | 0 | 0 | 0 | 0 | 0 | 0 | 0 | 0 | 0 | 0 | 0 | 0 | 0 | 0 | 0 | 0 | 0 | 0
F4_Commercial_Health_New_Space Heating_Natural Gas_Furnace_E1 | F4 | Commercial | Health | New | Space Heating | Natural Gas | Furnace | E1 | Utility - Cost of Equipment | 0.063627 | 0.063627 | 0.063627 | 0 | 0 | 0 | 0 | 0 | 0 | 0 | 0 | 0 | 0 | 0 | 0 | 0 | 0 | 0 | 0 | 0 | 0 | 0 | 0 | 0 | 0 | 0 | 0
F4_Commercial_Health_New_Space Heating_Natural Gas_Furnace_E2 | F4 | Commercial | Health | New | Space Heating | Natural Gas | Furnace | E2 | Utility - Cost of Equipment | 0.078185 | 0.078185 | 0.078185 | 0.078185 | 0.078185 | 0.078185 | 0.078185 | 0.078185 | 0.078185 | 0.078185 | 0.078185 | 0.078185 | 0.078185 | 0.078185 | 0.078185 | 0.078185 | 0.078185 | 0.078185 | 0.078185 | 0.078185 | 0.078185 | 0.078185 | 0.078185 | 0.078185 | 0.078185 | 0.078185 | 0.078185
F4_Commercial_Health_New_Space Heating_Natural Gas_Furnace_E3 | F4 | Commercial | Health | New | Space Heating | Natural Gas | Furnace | E3 | Utility - Cost of Equipment | 0.092743 | 0.092743 | 0.092743 | 0.092743 | 0.092743 | 0.092743 | 0.092743 | 0.092743 | 0.092743 | 0.092743 | 0.092743 | 0.092743 | 0.092743 | 0.092743 | 0.092743 | 0.092743 | 0.092743 | 0.092743 | 0.092743 | 0.092743 | 0.092743 | 0.092743 | 0.092743 | 0.092743 | 0.092743 | 0.092743 | 0.092743
F4_Commercial_Health_New_Space Heating_Natural Gas_Furnace_E4 | F4 | Commercial | Health | New | Space Heating | Natural Gas | Furnace | E4 | Utility - Cost of Equipment | 0 | 0 | 0 | 0 | 0 | 0 | 0 | 0 | 0 | 0 | 0 | 0 | 0 | 0 | 0 | 0 | 0 | 0 | 0 | 0 | 0 | 0 | 0 | 0 | 0 | 0 | 0
F4_Commercial_Health_New_Space Heating_Natural Gas_Furnace_E5 | F4 | Commercial | Health | New | Space Heating | Natural Gas | Furnace | E5 | Utility - Cost of Equipment | 0 | 0 | 0 | 0 | 0 | 0 | 0 | 0 | 0 | 0 | 0 | 0 | 0 | 0 | 0 | 0 | 0 | 0 | 0 | 0 | 0 | 0 | 0 | 0 | 0 | 0 | 0
F4_Commercial_Health_New_Space Heating_Natural Gas_Furnace_E6 | F4 | Commercial | Health | New | Space Heating | Natural Gas | Furnace | E6 | Utility - Cost of Equipment | 0 | 0 | 0 | 0 | 0 | 0 | 0 | 0 | 0 | 0 | 0 | 0 | 0 | 0 | 0 | 0 | 0 | 0 | 0 | 0 | 0 | 0 | 0 | 0 | 0 | 0 | 0
F4_Commercial_Health_New_Space Heating_Natural Gas_Furnace_E7 | F4 | Commercial | Health | New | Space Heating | Natural Gas | Furnace | E7 | Utility - Cost of Equipment | 0 | 0 | 0 | 0 | 0 | 0 | 0 | 0 | 0 | 0 | 0 | 0 | 0 | 0 | 0 | 0 | 0 | 0 | 0 | 0 | 0 | 0 | 0 | 0 | 0 | 0 | 0
F4_Commercial_Health_New_Space Heating_Natural Gas_Furnace_E8 | F4 | Commercial | Health | New | Space Heating | Natural Gas | Furnace | E8 | Utility - Cost of Equipment | 0 | 0 | 0 | 0 | 0 | 0 | 0 | 0 | 0 | 0 | 0 | 0 | 0 | 0 | 0 | 0 | 0 | 0 | 0 | 0 | 0 | 0 | 0 | 0 | 0 | 0 | 0
F4_Commercial_Health_New_Space Heating_Natural Gas_Furnace_E9 | F4 | Commercial | Health | New | Space Heating | Natural Gas | Furnace | E9 | Utility - Cost of Equipment | 0 | 0 | 0 | 0 | 0 | 0 | 0 | 0 | 0 | 0 | 0 | 0 | 0 | 0 | 0 | 0 | 0 | 0 | 0 | 0 | 0 | 0 | 0 | 0 | 0 | 0 | 0
F4_Commercial_Health_New_Space Heating_Natural Gas_Furnace_E10 | F4 | Commercial | Health | New | Space Heating | Natural Gas | Furnace | E10 | Utility - Cost of Equipment | 0 | 0 | 0 | 0 | 0 | 0 | 0 | 0 | 0 | 0 | 0 | 0 | 0 | 0 | 0 | 0 | 0 | 0 | 0 | 0 | 0 | 0 | 0 | 0 | 0 | 0 | 0
F5_Commercial_Health_New_Space Heating_Natural Gas_Furnace_E1 | F5 | Commercial | Health | New | Space Heating | Natural Gas | Furnace | E1 | Utility - Cost of Operation | 0.31881 | 0.31693 | 0.31251 | 0 | 0 | 0 | 0 | 0 | 0 | 0 | 0 | 0 | 0 | 0 | 0 | 0 | 0 | 0 | 0 | 0 | 0 | 0 | 0 | 0 | 0 | 0 | 0
F5_Commercial_Health_New_Space Heating_Natural Gas_Furnace_E2 | F5 | Commercial | Health | New | Space Heating | Natural Gas | Furnace | E2 | Utility - Cost of Operation | 0.28339 | 0.28172 | 0.27779 | 0.27355 | 0.27237 | 0.2722 | 0.27274 | 0.27347 | 0.27403 | 0.27431 | 0.27429 | 0.27392 | 0.27313 | 0.2717 | 0.26962 | 0.26703 | 0.26369 | 0.25974 | 0.25503 | 0.24942 | 0.24274 | 0.23515 | 0.22888 | 0.22494 | 0.22346 | 0.22456 | 0.22566
F5_Commercial_Health_New_Space Heating_Natural Gas_Furnace_E3 | F5 | Commercial | Health | New | Space Heating | Natural Gas | Furnace | E3 | Utility - Cost of Operation | 0.26567 | 0.26411 | 0.26043 | 0.25645 | 0.25535 | 0.25519 | 0.25569 | 0.25638 | 0.25691 | 0.25717 | 0.25714 | 0.2568 | 0.25606 | 0.25471 | 0.25277 | 0.25034 | 0.24721 | 0.2435 | 0.23909 | 0.23383 | 0.22757 | 0.22045 | 0.21458 | 0.21089 | 0.20949 | 0.21052 | 0.21155
F5_Commercial_Health_New_Space Heating_Natural Gas_Furnace_E4 | F5 | Commercial | Health | New | Space Heating | Natural Gas | Furnace | E4 | Utility - Cost of Operation | 0 | 0 | 0 | 0 | 0 | 0 | 0 | 0 | 0 | 0 | 0 | 0 | 0 | 0 | 0 | 0 | 0 | 0 | 0 | 0 | 0 | 0 | 0 | 0 | 0 | 0 | 0
F5_Commercial_Health_New_Space Heating_Natural Gas_Furnace_E5 | F5 | Commercial | Health | New | Space Heating | Natural Gas | Furnace | E5 | Utility - Cost of Operation | 0 | 0 | 0 | 0 | 0 | 0 | 0 | 0 | 0 | 0 | 0 | 0 | 0 | 0 | 0 | 0 | 0 | 0 | 0 | 0 | 0 | 0 | 0 | 0 | 0 | 0 | 0
F5_Commercial_Health_New_Space Heating_Natural Gas_Furnace_E6 | F5 | Commercial | Health | New | Space Heating | Natural Gas | Furnace | E6 | Utility - Cost of Operation | 0 | 0 | 0 | 0 | 0 | 0 | 0 | 0 | 0 | 0 | 0 | 0 | 0 | 0 | 0 | 0 | 0 | 0 | 0 | 0 | 0 | 0 | 0 | 0 | 0 | 0 | 0
F5_Commercial_Health_New_Space Heating_Natural Gas_Furnace_E7 | F5 | Commercial | Health | New | Space Heating | Natural Gas | Furnace | E7 | Utility - Cost of Operation | 0 | 0 | 0 | 0 | 0 | 0 | 0 | 0 | 0 | 0 | 0 | 0 | 0 | 0 | 0 | 0 | 0 | 0 | 0 | 0 | 0 | 0 | 0 | 0 | 0 | 0 | 0
F5_Commercial_Health_New_Space Heating_Natural Gas_Furnace_E8 | F5 | Commercial | Health | New | Space Heating | Natural Gas | Furnace | E8 | Utility - Cost of Operation | 0 | 0 | 0 | 0 | 0 | 0 | 0 | 0 | 0 | 0 | 0 | 0 | 0 | 0 | 0 | 0 | 0 | 0 | 0 | 0 | 0 | 0 | 0 | 0 | 0 | 0 | 0
F5_Commercial_Health_New_Space Heating_Natural Gas_Furnace_E9 | F5 | Commercial | Health | New | Space Heating | Natural Gas | Furnace | E9 | Utility - Cost of Operation | 0 | 0 | 0 | 0 | 0 | 0 | 0 | 0 | 0 | 0 | 0 | 0 | 0 | 0 | 0 | 0 | 0 | 0 | 0 | 0 | 0 | 0 | 0 | 0 | 0 | 0 | 0
F5_Commercial_Health_New_Space Heating_Natural Gas_Furnace_E10 | F5 | Commercial | Health | New | Space Heating | Natural Gas | Furnace | E10 | Utility - Cost of Operation | 0 | 0 | 0 | 0 | 0 | 0 | 0 | 0 | 0 | 0 | 0 | 0 | 0 | 0 | 0 | 0 | 0 | 0 | 0 | 0 | 0 | 0 | 0 | 0 | 0 | 0 | 0
F6_Commercial_Health_New_Space Heating_Natural Gas_Furnace_E1 | F6 | Commercial | Health | New | Space Heating | Natural Gas | Furnace | E1 | Utility - Value of Sales | 0 | 0 | 0 | 0 | 0 | 0 | 0 | 0 | 0 | 0 | 0 | 0 | 0 | 0 | 0 | 0 | 0 | 0 | 0 | 0 | 0 | 0 | 0 | 0 | 0 | 0 | 0
F6_Commercial_Health_New_Space Heating_Natural Gas_Furnace_E2 | F6 | Commercial | Health | New | Space Heating | Natural Gas | Furnace | E2 | Utility - Value of Sales | 0 | 0 | 0 | 0 | 0 | 0 | 0 | 0 | 0 | 0 | 0 | 0 | 0 | 0 | 0 | 0 | 0 | 0 | 0 | 0 | 0 | 0 | 0 | 0 | 0 | 0 | 0
F6_Commercial_Health_New_Space Heating_Natural Gas_Furnace_E3 | F6 | Commercial | Health | New | Space Heating | Natural Gas | Furnace | E3 | Utility - Value of Sales | 0 | 0 | 0 | 0 | 0 | 0 | 0 | 0 | 0 | 0 | 0 | 0 | 0 | 0 | 0 | 0 | 0 | 0 | 0 | 0 | 0 | 0 | 0 | 0 | 0 | 0 | 0
F6_Commercial_Health_New_Space Heating_Natural Gas_Furnace_E4 | F6 | Commercial | Health | New | Space Heating | Natural Gas | Furnace | E4 | Utility - Value of Sales | 0 | 0 | 0 | 0 | 0 | 0 | 0 | 0 | 0 | 0 | 0 | 0 | 0 | 0 | 0 | 0 | 0 | 0 | 0 | 0 | 0 | 0 | 0 | 0 | 0 | 0 | 0
F6_Commercial_Health_New_Space Heating_Natural Gas_Furnace_E5 | F6 | Commercial | Health | New | Space Heating | Natural Gas | Furnace | E5 | Utility - Value of Sales | 0 | 0 | 0 | 0 | 0 | 0 | 0 | 0 | 0 | 0 | 0 | 0 | 0 | 0 | 0 | 0 | 0 | 0 | 0 | 0 | 0 | 0 | 0 | 0 | 0 | 0 | 0
F6_Commercial_Health_New_Space Heating_Natural Gas_Furnace_E6 | F6 | Commercial | Health | New | Space Heating | Natural Gas | Furnace | E6 | Utility - Value of Sales | 0 | 0 | 0 | 0 | 0 | 0 | 0 | 0 | 0 | 0 | 0 | 0 | 0 | 0 | 0 | 0 | 0 | 0 | 0 | 0 | 0 | 0 | 0 | 0 | 0 | 0 | 0
F6_Commercial_Health_New_Space Heating_Natural Gas_Furnace_E7 | F6 | Commercial | Health | New | Space Heating | Natural Gas | Furnace | E7 | Utility - Value of Sales | 0 | 0 | 0 | 0 | 0 | 0 | 0 | 0 | 0 | 0 | 0 | 0 | 0 | 0 | 0 | 0 | 0 | 0 | 0 | 0 | 0 | 0 | 0 | 0 | 0 | 0 | 0
F6_Commercial_Health_New_Space Heating_Natural Gas_Furnace_E8 | F6 | Commercial | Health | New | Space Heating | Natural Gas | Furnace | E8 | Utility - Value of Sales | 0 | 0 | 0 | 0 | 0 | 0 | 0 | 0 | 0 | 0 | 0 | 0 | 0 | 0 | 0 | 0 | 0 | 0 | 0 | 0 | 0 | 0 | 0 | 0 | 0 | 0 | 0
F6_Commercial_Health_New_Space Heating_Natural Gas_Furnace_E9 | F6 | Commercial | Health | New | Space Heating | Natural Gas | Furnace | E9 | Utility - Value of Sales | 0 | 0 | 0 | 0 | 0 | 0 | 0 | 0 | 0 | 0 | 0 | 0 | 0 | 0 | 0 | 0 | 0 | 0 | 0 | 0 | 0 | 0 | 0 | 0 | 0 | 0 | 0
F6_Commercial_Health_New_Space Heating_Natural Gas_Furnace_E10 | F6 | Commercial | Health | New | Space Heating | Natural Gas | Furnace | E10 | Utility - Value of Sales | 0 | 0 | 0 | 0 | 0 | 0 | 0 | 0 | 0 | 0 | 0 | 0 | 0 | 0 | 0 | 0 | 0 | 0 | 0 | 0 | 0 | 0 | 0 | 0 | 0 | 0 | 0
F1_Commercial_Health_New_Space Heating_Natural Gas_Boiler_E1 | F1 | Commercial | Health | New | Space Heating | Natural Gas | Boiler | E1 | RVT - Cost of Equipment | 0.3496 | 0.3496 | 0.3496 | 0.3496 | 0.3496 | 0.3496 | 0.3496 | 0.3496 | 0.3496 | 0.3496 | 0.3496 | 0.3496 | 0.3496 | 0.3496 | 0.3496 | 0.3496 | 0.3496 | 0.3496 | 0.3496 | 0.3496 | 0.3496 | 0.3496 | 0.3496 | 0.3496 | 0.3496 | 0.3496 | 0.3496
F1_Commercial_Health_New_Space Heating_Natural Gas_Boiler_E2 | F1 | Commercial | Health | New | Space Heating | Natural Gas | Boiler | E2 | RVT - Cost of Equipment | 0.39774 | 0.39774 | 0.39774 | 0.39774 | 0.39774 | 0.39774 | 0.39774 | 0.39774 | 0.39774 | 0.39774 | 0.39774 | 0.39774 | 0.39774 | 0.39774 | 0.39774 | 0.39774 | 0.39774 | 0.39774 | 0.39774 | 0.39774 | 0.39774 | 0.39774 | 0.39774 | 0.39774 | 0.39774 | 0.39774 | 0.39774
F1_Commercial_Health_New_Space Heating_Natural Gas_Boiler_E3 | F1 | Commercial | Health | New | Space Heating | Natural Gas | Boiler | E3 | RVT - Cost of Equipment | 0.49443 | 0.49443 | 0.49443 | 0.49443 | 0.49443 | 0.49443 | 0.49443 | 0.49443 | 0.49443 | 0.49443 | 0.49443 | 0.49443 | 0.49443 | 0.49443 | 0.49443 | 0.49443 | 0.49443 | 0.49443 | 0.49443 | 0.49443 | 0.49443 | 0.49443 | 0.49443 | 0.49443 | 0.49443 | 0.49443 | 0.49443
F1_Commercial_Health_New_Space Heating_Natural Gas_Boiler_E4 | F1 | Commercial | Health | New | Space Heating | Natural Gas | Boiler | E4 | RVT - Cost of Equipment | 1.844 | 1.844 | 1.844 | 1.844 | 1.844 | 1.844 | 1.844 | 1.844 | 1.844 | 1.844 | 1.844 | 1.844 | 1.844 | 1.844 | 1.844 | 1.844 | 1.844 | 1.844 | 1.844 | 1.844 | 1.844 | 1.844 | 1.844 | 1.844 | 1.844 | 1.844 | 1.844
F1_Commercial_Health_New_Space Heating_Natural Gas_Boiler_E5 | F1 | Commercial | Health | New | Space Heating | Natural Gas | Boiler | E5 | RVT - Cost of Equipment | 0 | 0 | 0 | 0 | 0 | 0 | 0 | 0 | 0 | 0 | 0 | 0 | 0 | 0 | 0 | 0 | 0 | 0 | 0 | 0 | 0 | 0 | 0 | 0 | 0 | 0 | 0
F1_Commercial_Health_New_Space Heating_Natural Gas_Boiler_E6 | F1 | Commercial | Health | New | Space Heating | Natural Gas | Boiler | E6 | RVT - Cost of Equipment | 0 | 0 | 0 | 0 | 0 | 0 | 0 | 0 | 0 | 0 | 0 | 0 | 0 | 0 | 0 | 0 | 0 | 0 | 0 | 0 | 0 | 0 | 0 | 0 | 0 | 0 | 0
F1_Commercial_Health_New_Space Heating_Natural Gas_Boiler_E7 | F1 | Commercial | Health | New | Space Heating | Natural Gas | Boiler | E7 | RVT - Cost of Equipment | 0 | 0 | 0 | 0 | 0 | 0 | 0 | 0 | 0 | 0 | 0 | 0 | 0 | 0 | 0 | 0 | 0 | 0 | 0 | 0 | 0 | 0 | 0 | 0 | 0 | 0 | 0
F1_Commercial_Health_New_Space Heating_Natural Gas_Boiler_E8 | F1 | Commercial | Health | New | Space Heating | Natural Gas | Boiler | E8 | RVT - Cost of Equipment | 0 | 0 | 0 | 0 | 0 | 0 | 0 | 0 | 0 | 0 | 0 | 0 | 0 | 0 | 0 | 0 | 0 | 0 | 0 | 0 | 0 | 0 | 0 | 0 | 0 | 0 | 0
F1_Commercial_Health_New_Space Heating_Natural Gas_Boiler_E9 | F1 | Commercial | Health | New | Space Heating | Natural Gas | Boiler | E9 | RVT - Cost of Equipment | 0 | 0 | 0 | 0 | 0 | 0 | 0 | 0 | 0 | 0 | 0 | 0 | 0 | 0 | 0 | 0 | 0 | 0 | 0 | 0 | 0 | 0 | 0 | 0 | 0 | 0 | 0
F1_Commercial_Health_New_Space Heating_Natural Gas_Boiler_E10 | F1 | Commercial | Health | New | Space Heating | Natural Gas | Boiler | E10 | RVT - Cost of Equipment | 0 | 0 | 0 | 0 | 0 | 0 | 0 | 0 | 0 | 0 | 0 | 0 | 0 | 0 | 0 | 0 | 0 | 0 | 0 | 0 | 0 | 0 | 0 | 0 | 0 | 0 | 0
F2_Commercial_Health_New_Space Heating_Natural Gas_Boiler_E1 | F2 | Commercial | Health | New | Space Heating | Natural Gas | Boiler | E1 | RVT - Cost of Operation | 0 | 0 | 0 | 0 | 0 | 0 | 0 | 0 | 0 | 0 | 0 | 0 | 0 | 0 | 0 | 0 | 0 | 0 | 0 | 0 | 0 | 0 | 0 | 0 | 0 | 0 | 0
F2_Commercial_Health_New_Space Heating_Natural Gas_Boiler_E2 | F2 | Commercial | Health | New | Space Heating | Natural Gas | Boiler | E2 | RVT - Cost of Operation | 0 | 0 | 0 | 0 | 0 | 0 | 0 | 0 | 0 | 0 | 0 | 0 | 0 | 0 | 0 | 0 | 0 | 0 | 0 | 0 | 0 | 0 | 0 | 0 | 0 | 0 | 0
F2_Commercial_Health_New_Space Heating_Natural Gas_Boiler_E3 | F2 | Commercial | Health | New | Space Heating | Natural Gas | Boiler | E3 | RVT - Cost of Operation | 0 | 0 | 0 | 0 | 0 | 0 | 0 | 0 | 0 | 0 | 0 | 0 | 0 | 0 | 0 | 0 | 0 | 0 | 0 | 0 | 0 | 0 | 0 | 0 | 0 | 0 | 0
F2_Commercial_Health_New_Space Heating_Natural Gas_Boiler_E4 | F2 | Commercial | Health | New | Space Heating | Natural Gas | Boiler | E4 | RVT - Cost of Operation | 0 | 0 | 0 | 0 | 0 | 0 | 0 | 0 | 0 | 0 | 0 | 0 | 0 | 0 | 0 | 0 | 0 | 0 | 0 | 0 | 0 | 0 | 0 | 0 | 0 | 0 | 0
F2_Commercial_Health_New_Space Heating_Natural Gas_Boiler_E5 | F2 | Commercial | Health | New | Space Heating | Natural Gas | Boiler | E5 | RVT - Cost of Operation | 0 | 0 | 0 | 0 | 0 | 0 | 0 | 0 | 0 | 0 | 0 | 0 | 0 | 0 | 0 | 0 | 0 | 0 | 0 | 0 | 0 | 0 | 0 | 0 | 0 | 0 | 0
F2_Commercial_Health_New_Space Heating_Natural Gas_Boiler_E6 | F2 | Commercial | Health | New | Space Heating | Natural Gas | Boiler | E6 | RVT - Cost of Operation | 0 | 0 | 0 | 0 | 0 | 0 | 0 | 0 | 0 | 0 | 0 | 0 | 0 | 0 | 0 | 0 | 0 | 0 | 0 | 0 | 0 | 0 | 0 | 0 | 0 | 0 | 0
F2_Commercial_Health_New_Space Heating_Natural Gas_Boiler_E7 | F2 | Commercial | Health | New | Space Heating | Natural Gas | Boiler | E7 | RVT - Cost of Operation | 0 | 0 | 0 | 0 | 0 | 0 | 0 | 0 | 0 | 0 | 0 | 0 | 0 | 0 | 0 | 0 | 0 | 0 | 0 | 0 | 0 | 0 | 0 | 0 | 0 | 0 | 0
F2_Commercial_Health_New_Space Heating_Natural Gas_Boiler_E8 | F2 | Commercial | Health | New | Space Heating | Natural Gas | Boiler | E8 | RVT - Cost of Operation | 0 | 0 | 0 | 0 | 0 | 0 | 0 | 0 | 0 | 0 | 0 | 0 | 0 | 0 | 0 | 0 | 0 | 0 | 0 | 0 | 0 | 0 | 0 | 0 | 0 | 0 | 0
F2_Commercial_Health_New_Space Heating_Natural Gas_Boiler_E9 | F2 | Commercial | Health | New | Space Heating | Natural Gas | Boiler | E9 | RVT - Cost of Operation | 0 | 0 | 0 | 0 | 0 | 0 | 0 | 0 | 0 | 0 | 0 | 0 | 0 | 0 | 0 | 0 | 0 | 0 | 0 | 0 | 0 | 0 | 0 | 0 | 0 | 0 | 0
F2_Commercial_Health_New_Space Heating_Natural Gas_Boiler_E10 | F2 | Commercial | Health | New | Space Heating | Natural Gas | Boiler | E10 | RVT - Cost of Operation | 0 | 0 | 0 | 0 | 0 | 0 | 0 | 0 | 0 | 0 | 0 | 0 | 0 | 0 | 0 | 0 | 0 | 0 | 0 | 0 | 0 | 0 | 0 | 0 | 0 | 0 | 0
F3_Commercial_Health_New_Space Heating_Natural Gas_Boiler_E1 | F3 | Commercial | Health | New | Space Heating | Natural Gas | Boiler | E1 | System - kBTUs of Consumption | 53.6342 | 53.778 | 53.7696 | 53.7696 | 53.7696 | 53.7696 | 53.7696 | 53.7696 | 53.7696 | 53.7696 | 53.7696 | 53.7696 | 53.7696 | 53.7696 | 53.7696 | 53.7696 | 53.7696 | 53.7696 | 53.7696 | 53.7696 | 53.7696 | 53.7696 | 53.7696 | 53.7696 | 53.7696 | 53.7696 | 53.7696
F3_Commercial_Health_New_Space Heating_Natural Gas_Boiler_E2 | F3 | Commercial | Health | New | Space Heating | Natural Gas | Boiler | E2 | System - kBTUs of Consumption | 50.4793 | 50.6146 | 50.6067 | 50.6067 | 50.6067 | 50.6067 | 50.6067 | 50.6067 | 50.6067 | 50.6067 | 50.6067 | 50.6067 | 50.6067 | 50.6067 | 50.6067 | 50.6067 | 50.6067 | 50.6067 | 50.6067 | 50.6067 | 50.6067 | 50.6067 | 50.6067 | 50.6067 | 50.6067 | 50.6067 | 50.6067
F3_Commercial_Health_New_Space Heating_Natural Gas_Boiler_E3 | F3 | Commercial | Health | New | Space Heating | Natural Gas | Boiler | E3 | System - kBTUs of Consumption | 44.2344 | 44.353 | 44.3461 | 44.3461 | 44.3461 | 44.3461 | 44.3461 | 44.3461 | 44.3461 | 44.3461 | 44.3461 | 44.3461 | 44.3461 | 44.3461 | 44.3461 | 44.3461 | 44.3461 | 44.3461 | 44.3461 | 44.3461 | 44.3461 | 44.3461 | 44.3461 | 44.3461 | 44.3461 | 44.3461 | 44.3461
F3_Commercial_Health_New_Space Heating_Natural Gas_Boiler_E4 | F3 | Commercial | Health | New | Space Heating | Natural Gas | Boiler | E4 | System - kBTUs of Consumption | 30.5966 | 30.7335 | 30.7255 | 30.7255 | 30.7255 | 30.7255 | 30.7255 | 30.7255 | 30.7255 | 30.7255 | 30.7255 | 30.7255 | 30.7255 | 30.7255 | 30.7255 | 30.7255 | 30.7255 | 30.7255 | 30.7255 | 30.7255 | 30.7255 | 30.7255 | 30.7255 | 30.7255 | 30.7255 | 30.7255 | 30.7255
F3_Commercial_Health_New_Space Heating_Natural Gas_Boiler_E5 | F3 | Commercial | Health | New | Space Heating | Natural Gas | Boiler | E5 | System - kBTUs of Consumption | 0 | 0 | 0 | 0 | 0 | 0 | 0 | 0 | 0 | 0 | 0 | 0 | 0 | 0 | 0 | 0 | 0 | 0 | 0 | 0 | 0 | 0 | 0 | 0 | 0 | 0 | 0
F3_Commercial_Health_New_Space Heating_Natural Gas_Boiler_E6 | F3 | Commercial | Health | New | Space Heating | Natural Gas | Boiler | E6 | System - kBTUs of Consumption | 0 | 0 | 0 | 0 | 0 | 0 | 0 | 0 | 0 | 0 | 0 | 0 | 0 | 0 | 0 | 0 | 0 | 0 | 0 | 0 | 0 | 0 | 0 | 0 | 0 | 0 | 0
F3_Commercial_Health_New_Space Heating_Natural Gas_Boiler_E7 | F3 | Commercial | Health | New | Space Heating | Natural Gas | Boiler | E7 | System - kBTUs of Consumption | 0 | 0 | 0 | 0 | 0 | 0 | 0 | 0 | 0 | 0 | 0 | 0 | 0 | 0 | 0 | 0 | 0 | 0 | 0 | 0 | 0 | 0 | 0 | 0 | 0 | 0 | 0
F3_Commercial_Health_New_Space Heating_Natural Gas_Boiler_E8 | F3 | Commercial | Health | New | Space Heating | Natural Gas | Boiler | E8 | System - kBTUs of Consumption | 0 | 0 | 0 | 0 | 0 | 0 | 0 | 0 | 0 | 0 | 0 | 0 | 0 | 0 | 0 | 0 | 0 | 0 | 0 | 0 | 0 | 0 | 0 | 0 | 0 | 0 | 0
F3_Commercial_Health_New_Space Heating_Natural Gas_Boiler_E9 | F3 | Commercial | Health | New | Space Heating | Natural Gas | Boiler | E9 | System - kBTUs of Consumption | 0 | 0 | 0 | 0 | 0 | 0 | 0 | 0 | 0 | 0 | 0 | 0 | 0 | 0 | 0 | 0 | 0 | 0 | 0 | 0 | 0 | 0 | 0 | 0 | 0 | 0 | 0
F3_Commercial_Health_New_Space Heating_Natural Gas_Boiler_E10 | F3 | Commercial | Health | New | Space Heating | Natural Gas | Boiler | E10 | System - kBTUs of Consumption | 0 | 0 | 0 | 0 | 0 | 0 | 0 | 0 | 0 | 0 | 0 | 0 | 0 | 0 | 0 | 0 | 0 | 0 | 0 | 0 | 0 | 0 | 0 | 0 | 0 | 0 | 0
F4_Commercial_Health_New_Space Heating_Natural Gas_Boiler_E1 | F4 | Commercial | Health | New | Space Heating | Natural Gas | Boiler | E1 | Utility - Cost of Equipment | 0.3496 | 0.3496 | 0.3496 | 0.3496 | 0.3496 | 0.3496 | 0.3496 | 0.3496 | 0.3496 | 0.3496 | 0.3496 | 0.3496 | 0.3496 | 0.3496 | 0.3496 | 0.3496 | 0.3496 | 0.3496 | 0.3496 | 0.3496 | 0.3496 | 0.3496 | 0.3496 | 0.3496 | 0.3496 | 0.3496 | 0.3496
F4_Commercial_Health_New_Space Heating_Natural Gas_Boiler_E2 | F4 | Commercial | Health | New | Space Heating | Natural Gas | Boiler | E2 | Utility - Cost of Equipment | 0.39774 | 0.39774 | 0.39774 | 0.39774 | 0.39774 | 0.39774 | 0.39774 | 0.39774 | 0.39774 | 0.39774 | 0.39774 | 0.39774 | 0.39774 | 0.39774 | 0.39774 | 0.39774 | 0.39774 | 0.39774 | 0.39774 | 0.39774 | 0.39774 | 0.39774 | 0.39774 | 0.39774 | 0.39774 | 0.39774 | 0.39774
F4_Commercial_Health_New_Space Heating_Natural Gas_Boiler_E3 | F4 | Commercial | Health | New | Space Heating | Natural Gas | Boiler | E3 | Utility - Cost of Equipment | 0.49443 | 0.49443 | 0.49443 | 0.49443 | 0.49443 | 0.49443 | 0.49443 | 0.49443 | 0.49443 | 0.49443 | 0.49443 | 0.49443 | 0.49443 | 0.49443 | 0.49443 | 0.49443 | 0.49443 | 0.49443 | 0.49443 | 0.49443 | 0.49443 | 0.49443 | 0.49443 | 0.49443 | 0.49443 | 0.49443 | 0.49443
F4_Commercial_Health_New_Space Heating_Natural Gas_Boiler_E4 | F4 | Commercial | Health | New | Space Heating | Natural Gas | Boiler | E4 | Utility - Cost of Equipment | 1.844 | 1.844 | 1.844 | 1.844 | 1.844 | 1.844 | 1.844 | 1.844 | 1.844 | 1.844 | 1.844 | 1.844 | 1.844 | 1.844 | 1.844 | 1.844 | 1.844 | 1.844 | 1.844 | 1.844 | 1.844 | 1.844 | 1.844 | 1.844 | 1.844 | 1.844 | 1.844
F4_Commercial_Health_New_Space Heating_Natural Gas_Boiler_E5 | F4 | Commercial | Health | New | Space Heating | Natural Gas | Boiler | E5 | Utility - Cost of Equipment | 0 | 0 | 0 | 0 | 0 | 0 | 0 | 0 | 0 | 0 | 0 | 0 | 0 | 0 | 0 | 0 | 0 | 0 | 0 | 0 | 0 | 0 | 0 | 0 | 0 | 0 | 0
F4_Commercial_Health_New_Space Heating_Natural Gas_Boiler_E6 | F4 | Commercial | Health | New | Space Heating | Natural Gas | Boiler | E6 | Utility - Cost of Equipment | 0 | 0 | 0 | 0 | 0 | 0 | 0 | 0 | 0 | 0 | 0 | 0 | 0 | 0 | 0 | 0 | 0 | 0 | 0 | 0 | 0 | 0 | 0 | 0 | 0 | 0 | 0
F4_Commercial_Health_New_Space Heating_Natural Gas_Boiler_E7 | F4 | Commercial | Health | New | Space Heating | Natural Gas | Boiler | E7 | Utility - Cost of Equipment | 0 | 0 | 0 | 0 | 0 | 0 | 0 | 0 | 0 | 0 | 0 | 0 | 0 | 0 | 0 | 0 | 0 | 0 | 0 | 0 | 0 | 0 | 0 | 0 | 0 | 0 | 0
F4_Commercial_Health_New_Space Heating_Natural Gas_Boiler_E8 | F4 | Commercial | Health | New | Space Heating | Natural Gas | Boiler | E8 | Utility - Cost of Equipment | 0 | 0 | 0 | 0 | 0 | 0 | 0 | 0 | 0 | 0 | 0 | 0 | 0 | 0 | 0 | 0 | 0 | 0 | 0 | 0 | 0 | 0 | 0 | 0 | 0 | 0 | 0
F4_Commercial_Health_New_Space Heating_Natural Gas_Boiler_E9 | F4 | Commercial | Health | New | Space Heating | Natural Gas | Boiler | E9 | Utility - Cost of Equipment | 0 | 0 | 0 | 0 | 0 | 0 | 0 | 0 | 0 | 0 | 0 | 0 | 0 | 0 | 0 | 0 | 0 | 0 | 0 | 0 | 0 | 0 | 0 | 0 | 0 | 0 | 0
F4_Commercial_Health_New_Space Heating_Natural Gas_Boiler_E10 | F4 | Commercial | Health | New | Space Heating | Natural Gas | Boiler | E10 | Utility - Cost of Equipment | 0 | 0 | 0 | 0 | 0 | 0 | 0 | 0 | 0 | 0 | 0 | 0 | 0 | 0 | 0 | 0 | 0 | 0 | 0 | 0 | 0 | 0 | 0 | 0 | 0 | 0 | 0
F5_Commercial_Health_New_Space Heating_Natural Gas_Boiler_E1 | F5 | Commercial | Health | New | Space Heating | Natural Gas | Boiler | E1 | Utility - Cost of Operation | 0.78137 | 0.77602 | 0.76441 | 0.75184 | 0.74754 | 0.74625 | 0.7473 | 0.74918 | 0.7508 | 0.75164 | 0.75168 | 0.75083 | 0.74884 | 0.74513 | 0.73973 | 0.73295 | 0.72417 | 0.71378 | 0.7014 | 0.68659 | 0.66894 | 0.64887 | 0.63232 | 0.62197 | 0.61814 | 0.62117 | 0.62422
F5_Commercial_Health_New_Space Heating_Natural Gas_Boiler_E2 | F5 | Commercial | Health | New | Space Heating | Natural Gas | Boiler | E2 | Utility - Cost of Operation | 0.7354 | 0.73037 | 0.71945 | 0.70761 | 0.70357 | 0.70236 | 0.70334 | 0.70511 | 0.70663 | 0.70743 | 0.70747 | 0.70667 | 0.70479 | 0.7013 | 0.69622 | 0.68983 | 0.68157 | 0.6718 | 0.66014 | 0.6462 | 0.62959 | 0.6107 | 0.59512 | 0.58538 | 0.58178 | 0.58463 | 0.5875
F5_Commercial_Health_New_Space Heating_Natural Gas_Boiler_E3 | F5 | Commercial | Health | New | Space Heating | Natural Gas | Boiler | E3 | Utility - Cost of Operation | 0.64443 | 0.64002 | 0.63044 | 0.62007 | 0.61653 | 0.61547 | 0.61633 | 0.61788 | 0.61921 | 0.61991 | 0.61995 | 0.61924 | 0.6176 | 0.61454 | 0.61009 | 0.60449 | 0.59725 | 0.58869 | 0.57847 | 0.56626 | 0.5517 | 0.53515 | 0.5215 | 0.51297 | 0.50981 | 0.51231 | 0.51482
F5_Commercial_Health_New_Space Heating_Natural Gas_Boiler_E4 | F5 | Commercial | Health | New | Space Heating | Natural Gas | Boiler | E4 | Utility - Cost of Operation | 0.44086 | 0.43847 | 0.43226 | 0.42596 | 0.42609 | 0.4285 | 0.43254 | 0.43702 | 0.44106 | 0.44421 | 0.44633 | 0.44721 | 0.44655 | 0.44401 | 0.43979 | 0.43432 | 0.42738 | 0.41926 | 0.40967 | 0.3983 | 0.38486 | 0.36963 | 0.35698 | 0.34887 | 0.34554 | 0.34724 | 0.34894
F5_Commercial_Health_New_Space Heating_Natural Gas_Boiler_E5 | F5 | Commercial | Health | New | Space Heating | Natural Gas | Boiler | E5 | Utility - Cost of Operation | 0 | 0 | 0 | 0 | 0 | 0 | 0 | 0 | 0 | 0 | 0 | 0 | 0 | 0 | 0 | 0 | 0 | 0 | 0 | 0 | 0 | 0 | 0 | 0 | 0 | 0 | 0
F5_Commercial_Health_New_Space Heating_Natural Gas_Boiler_E6 | F5 | Commercial | Health | New | Space Heating | Natural Gas | Boiler | E6 | Utility - Cost of Operation | 0 | 0 | 0 | 0 | 0 | 0 | 0 | 0 | 0 | 0 | 0 | 0 | 0 | 0 | 0 | 0 | 0 | 0 | 0 | 0 | 0 | 0 | 0 | 0 | 0 | 0 | 0
F5_Commercial_Health_New_Space Heating_Natural Gas_Boiler_E7 | F5 | Commercial | Health | New | Space Heating | Natural Gas | Boiler | E7 | Utility - Cost of Operation | 0 | 0 | 0 | 0 | 0 | 0 | 0 | 0 | 0 | 0 | 0 | 0 | 0 | 0 | 0 | 0 | 0 | 0 | 0 | 0 | 0 | 0 | 0 | 0 | 0 | 0 | 0
F5_Commercial_Health_New_Space Heating_Natural Gas_Boiler_E8 | F5 | Commercial | Health | New | Space Heating | Natural Gas | Boiler | E8 | Utility - Cost of Operation | 0 | 0 | 0 | 0 | 0 | 0 | 0 | 0 | 0 | 0 | 0 | 0 | 0 | 0 | 0 | 0 | 0 | 0 | 0 | 0 | 0 | 0 | 0 | 0 | 0 | 0 | 0
F5_Commercial_Health_New_Space Heating_Natural Gas_Boiler_E9 | F5 | Commercial | Health | New | Space Heating | Natural Gas | Boiler | E9 | Utility - Cost of Operation | 0 | 0 | 0 | 0 | 0 | 0 | 0 | 0 | 0 | 0 | 0 | 0 | 0 | 0 | 0 | 0 | 0 | 0 | 0 | 0 | 0 | 0 | 0 | 0 | 0 | 0 | 0
F5_Commercial_Health_New_Space Heating_Natural Gas_Boiler_E10 | F5 | Commercial | Health | New | Space Heating | Natural Gas | Boiler | E10 | Utility - Cost of Operation | 0 | 0 | 0 | 0 | 0 | 0 | 0 | 0 | 0 | 0 | 0 | 0 | 0 | 0 | 0 | 0 | 0 | 0 | 0 | 0 | 0 | 0 | 0 | 0 | 0 | 0 | 0
F6_Commercial_Health_New_Space Heating_Natural Gas_Boiler_E1 | F6 | Commercial | Health | New | Space Heating | Natural Gas | Boiler | E1 | Utility - Value of Sales | 0 | 0 | 0 | 0 | 0 | 0 | 0 | 0 | 0 | 0 | 0 | 0 | 0 | 0 | 0 | 0 | 0 | 0 | 0 | 0 | 0 | 0 | 0 | 0 | 0 | 0 | 0
F6_Commercial_Health_New_Space Heating_Natural Gas_Boiler_E2 | F6 | Commercial | Health | New | Space Heating | Natural Gas | Boiler | E2 | Utility - Value of Sales | 0 | 0 | 0 | 0 | 0 | 0 | 0 | 0 | 0 | 0 | 0 | 0 | 0 | 0 | 0 | 0 | 0 | 0 | 0 | 0 | 0 | 0 | 0 | 0 | 0 | 0 | 0
F6_Commercial_Health_New_Space Heating_Natural Gas_Boiler_E3 | F6 | Commercial | Health | New | Space Heating | Natural Gas | Boiler | E3 | Utility - Value of Sales | 0 | 0 | 0 | 0 | 0 | 0 | 0 | 0 | 0 | 0 | 0 | 0 | 0 | 0 | 0 | 0 | 0 | 0 | 0 | 0 | 0 | 0 | 0 | 0 | 0 | 0 | 0
F6_Commercial_Health_New_Space Heating_Natural Gas_Boiler_E4 | F6 | Commercial | Health | New | Space Heating | Natural Gas | Boiler | E4 | Utility - Value of Sales | 0 | 0 | 0 | 0 | 0 | 0 | 0 | 0 | 0 | 0 | 0 | 0 | 0 | 0 | 0 | 0 | 0 | 0 | 0 | 0 | 0 | 0 | 0 | 0 | 0 | 0 | 0
F6_Commercial_Health_New_Space Heating_Natural Gas_Boiler_E5 | F6 | Commercial | Health | New | Space Heating | Natural Gas | Boiler | E5 | Utility - Value of Sales | 0 | 0 | 0 | 0 | 0 | 0 | 0 | 0 | 0 | 0 | 0 | 0 | 0 | 0 | 0 | 0 | 0 | 0 | 0 | 0 | 0 | 0 | 0 | 0 | 0 | 0 | 0
F6_Commercial_Health_New_Space Heating_Natural Gas_Boiler_E6 | F6 | Commercial | Health | New | Space Heating | Natural Gas | Boiler | E6 | Utility - Value of Sales | 0 | 0 | 0 | 0 | 0 | 0 | 0 | 0 | 0 | 0 | 0 | 0 | 0 | 0 | 0 | 0 | 0 | 0 | 0 | 0 | 0 | 0 | 0 | 0 | 0 | 0 | 0
F6_Commercial_Health_New_Space Heating_Natural Gas_Boiler_E7 | F6 | Commercial | Health | New | Space Heating | Natural Gas | Boiler | E7 | Utility - Value of Sales | 0 | 0 | 0 | 0 | 0 | 0 | 0 | 0 | 0 | 0 | 0 | 0 | 0 | 0 | 0 | 0 | 0 | 0 | 0 | 0 | 0 | 0 | 0 | 0 | 0 | 0 | 0
F6_Commercial_Health_New_Space Heating_Natural Gas_Boiler_E8 | F6 | Commercial | Health | New | Space Heating | Natural Gas | Boiler | E8 | Utility - Value of Sales | 0 | 0 | 0 | 0 | 0 | 0 | 0 | 0 | 0 | 0 | 0 | 0 | 0 | 0 | 0 | 0 | 0 | 0 | 0 | 0 | 0 | 0 | 0 | 0 | 0 | 0 | 0
F6_Commercial_Health_New_Space Heating_Natural Gas_Boiler_E9 | F6 | Commercial | Health | New | Space Heating | Natural Gas | Boiler | E9 | Utility - Value of Sales | 0 | 0 | 0 | 0 | 0 | 0 | 0 | 0 | 0 | 0 | 0 | 0 | 0 | 0 | 0 | 0 | 0 | 0 | 0 | 0 | 0 | 0 | 0 | 0 | 0 | 0 | 0
F6_Commercial_Health_New_Space Heating_Natural Gas_Boiler_E10 | F6 | Commercial | Health | New | Space Heating | Natural Gas | Boiler | E10 | Utility - Value of Sales | 0 | 0 | 0 | 0 | 0 | 0 | 0 | 0 | 0 | 0 | 0 | 0 | 0 | 0 | 0 | 0 | 0 | 0 | 0 | 0 | 0 | 0 | 0 | 0 | 0 | 0 | 0
F1_Commercial_Health_New_Space Heating_Natural Gas_Unit Heater_E1 | F1 | Commercial | Health | New | Space Heating | Natural Gas | Unit Heater | E1 | RVT - Cost of Equipment | 0.0052119 | 0.0052119 | 0.0052119 | 0.0052119 | 0.0052119 | 0.0052119 | 0.0052119 | 0.0052119 | 0.0052119 | 0.0052119 | 0.0052119 | 0.0052119 | 0.0052119 | 0.0052119 | 0.0052119 | 0.0052119 | 0.0052119 | 0.0052119 | 0.0052119 | 0.0052119 | 0.0052119 | 0.0052119 | 0.0052119 | 0.0052119 | 0.0052119 | 0.0052119 | 0.0052119
F1_Commercial_Health_New_Space Heating_Natural Gas_Unit Heater_E2 | F1 | Commercial | Health | New | Space Heating | Natural Gas | Unit Heater | E2 | RVT - Cost of Equipment | 0.0062146 | 0.0062146 | 0.0062146 | 0.0062146 | 0.0062146 | 0.0062146 | 0.0062146 | 0.0062146 | 0.0062146 | 0.0062146 | 0.0062146 | 0.0062146 | 0.0062146 | 0.0062146 | 0.0062146 | 0.0062146 | 0.0062146 | 0.0062146 | 0.0062146 | 0.0062146 | 0.0062146 | 0.0062146 | 0.0062146 | 0.0062146 | 0.0062146 | 0.0062146 | 0.0062146
F1_Commercial_Health_New_Space Heating_Natural Gas_Unit Heater_E3 | F1 | Commercial | Health | New | Space Heating | Natural Gas | Unit Heater | E3 | RVT - Cost of Equipment | 0.0068128 | 0.0068128 | 0.0068128 | 0.0068128 | 0.0068128 | 0.0068128 | 0.0068128 | 0.0068128 | 0.0068128 | 0.0068128 | 0.0068128 | 0.0068128 | 0.0068128 | 0.0068128 | 0.0068128 | 0.0068128 | 0.0068128 | 0.0068128 | 0.0068128 | 0.0068128 | 0.0068128 | 0.0068128 | 0.0068128 | 0.0068128 | 0.0068128 | 0.0068128 | 0.0068128
F1_Commercial_Health_New_Space Heating_Natural Gas_Unit Heater_E4 | F1 | Commercial | Health | New | Space Heating | Natural Gas | Unit Heater | E4 | RVT - Cost of Equipment | 0 | 0 | 0 | 0 | 0 | 0 | 0 | 0 | 0 | 0 | 0 | 0 | 0 | 0 | 0 | 0 | 0 | 0 | 0 | 0 | 0 | 0 | 0 | 0 | 0 | 0 | 0
F1_Commercial_Health_New_Space Heating_Natural Gas_Unit Heater_E5 | F1 | Commercial | Health | New | Space Heating | Natural Gas | Unit Heater | E5 | RVT - Cost of Equipment | 0 | 0 | 0 | 0 | 0 | 0 | 0 | 0 | 0 | 0 | 0 | 0 | 0 | 0 | 0 | 0 | 0 | 0 | 0 | 0 | 0 | 0 | 0 | 0 | 0 | 0 | 0
F1_Commercial_Health_New_Space Heating_Natural Gas_Unit Heater_E6 | F1 | Commercial | Health | New | Space Heating | Natural Gas | Unit Heater | E6 | RVT - Cost of Equipment | 0 | 0 | 0 | 0 | 0 | 0 | 0 | 0 | 0 | 0 | 0 | 0 | 0 | 0 | 0 | 0 | 0 | 0 | 0 | 0 | 0 | 0 | 0 | 0 | 0 | 0 | 0
F1_Commercial_Health_New_Space Heating_Natural Gas_Unit Heater_E7 | F1 | Commercial | Health | New | Space Heating | Natural Gas | Unit Heater | E7 | RVT - Cost of Equipment | 0 | 0 | 0 | 0 | 0 | 0 | 0 | 0 | 0 | 0 | 0 | 0 | 0 | 0 | 0 | 0 | 0 | 0 | 0 | 0 | 0 | 0 | 0 | 0 | 0 | 0 | 0
F1_Commercial_Health_New_Space Heating_Natural Gas_Unit Heater_E8 | F1 | Commercial | Health | New | Space Heating | Natural Gas | Unit Heater | E8 | RVT - Cost of Equipment | 0 | 0 | 0 | 0 | 0 | 0 | 0 | 0 | 0 | 0 | 0 | 0 | 0 | 0 | 0 | 0 | 0 | 0 | 0 | 0 | 0 | 0 | 0 | 0 | 0 | 0 | 0
F1_Commercial_Health_New_Space Heating_Natural Gas_Unit Heater_E9 | F1 | Commercial | Health | New | Space Heating | Natural Gas | Unit Heater | E9 | RVT - Cost of Equipment | 0 | 0 | 0 | 0 | 0 | 0 | 0 | 0 | 0 | 0 | 0 | 0 | 0 | 0 | 0 | 0 | 0 | 0 | 0 | 0 | 0 | 0 | 0 | 0 | 0 | 0 | 0
F1_Commercial_Health_New_Space Heating_Natural Gas_Unit Heater_E10 | F1 | Commercial | Health | New | Space Heating | Natural Gas | Unit Heater | E10 | RVT - Cost of Equipment | 0 | 0 | 0 | 0 | 0 | 0 | 0 | 0 | 0 | 0 | 0 | 0 | 0 | 0 | 0 | 0 | 0 | 0 | 0 | 0 | 0 | 0 | 0 | 0 | 0 | 0 | 0
F2_Commercial_Health_New_Space Heating_Natural Gas_Unit Heater_E1 | F2 | Commercial | Health | New | Space Heating | Natural Gas | Unit Heater | E1 | RVT - Cost of Operation | 0 | 0 | 0 | 0 | 0 | 0 | 0 | 0 | 0 | 0 | 0 | 0 | 0 | 0 | 0 | 0 | 0 | 0 | 0 | 0 | 0 | 0 | 0 | 0 | 0 | 0 | 0
F2_Commercial_Health_New_Space Heating_Natural Gas_Unit Heater_E2 | F2 | Commercial | Health | New | Space Heating | Natural Gas | Unit Heater | E2 | RVT - Cost of Operation | 0 | 0 | 0 | 0 | 0 | 0 | 0 | 0 | 0 | 0 | 0 | 0 | 0 | 0 | 0 | 0 | 0 | 0 | 0 | 0 | 0 | 0 | 0 | 0 | 0 | 0 | 0
F2_Commercial_Health_New_Space Heating_Natural Gas_Unit Heater_E3 | F2 | Commercial | Health | New | Space Heating | Natural Gas | Unit Heater | E3 | RVT - Cost of Operation | 0 | 0 | 0 | 0 | 0 | 0 | 0 | 0 | 0 | 0 | 0 | 0 | 0 | 0 | 0 | 0 | 0 | 0 | 0 | 0 | 0 | 0 | 0 | 0 | 0 | 0 | 0
F2_Commercial_Health_New_Space Heating_Natural Gas_Unit Heater_E4 | F2 | Commercial | Health | New | Space Heating | Natural Gas | Unit Heater | E4 | RVT - Cost of Operation | 0 | 0 | 0 | 0 | 0 | 0 | 0 | 0 | 0 | 0 | 0 | 0 | 0 | 0 | 0 | 0 | 0 | 0 | 0 | 0 | 0 | 0 | 0 | 0 | 0 | 0 | 0
F2_Commercial_Health_New_Space Heating_Natural Gas_Unit Heater_E5 | F2 | Commercial | Health | New | Space Heating | Natural Gas | Unit Heater | E5 | RVT - Cost of Operation | 0 | 0 | 0 | 0 | 0 | 0 | 0 | 0 | 0 | 0 | 0 | 0 | 0 | 0 | 0 | 0 | 0 | 0 | 0 | 0 | 0 | 0 | 0 | 0 | 0 | 0 | 0
F2_Commercial_Health_New_Space Heating_Natural Gas_Unit Heater_E6 | F2 | Commercial | Health | New | Space Heating | Natural Gas | Unit Heater | E6 | RVT - Cost of Operation | 0 | 0 | 0 | 0 | 0 | 0 | 0 | 0 | 0 | 0 | 0 | 0 | 0 | 0 | 0 | 0 | 0 | 0 | 0 | 0 | 0 | 0 | 0 | 0 | 0 | 0 | 0
F2_Commercial_Health_New_Space Heating_Natural Gas_Unit Heater_E7 | F2 | Commercial | Health | New | Space Heating | Natural Gas | Unit Heater | E7 | RVT - Cost of Operation | 0 | 0 | 0 | 0 | 0 | 0 | 0 | 0 | 0 | 0 | 0 | 0 | 0 | 0 | 0 | 0 | 0 | 0 | 0 | 0 | 0 | 0 | 0 | 0 | 0 | 0 | 0
F2_Commercial_Health_New_Space Heating_Natural Gas_Unit Heater_E8 | F2 | Commercial | Health | New | Space Heating | Natural Gas | Unit Heater | E8 | RVT - Cost of Operation | 0 | 0 | 0 | 0 | 0 | 0 | 0 | 0 | 0 | 0 | 0 | 0 | 0 | 0 | 0 | 0 | 0 | 0 | 0 | 0 | 0 | 0 | 0 | 0 | 0 | 0 | 0
F2_Commercial_Health_New_Space Heating_Natural Gas_Unit Heater_E9 | F2 | Commercial | Health | New | Space Heating | Natural Gas | Unit Heater | E9 | RVT - Cost of Operation | 0 | 0 | 0 | 0 | 0 | 0 | 0 | 0 | 0 | 0 | 0 | 0 | 0 | 0 | 0 | 0 | 0 | 0 | 0 | 0 | 0 | 0 | 0 | 0 | 0 | 0 | 0
F2_Commercial_Health_New_Space Heating_Natural Gas_Unit Heater_E10 | F2 | Commercial | Health | New | Space Heating | Natural Gas | Unit Heater | E10 | RVT - Cost of Operation | 0 | 0 | 0 | 0 | 0 | 0 | 0 | 0 | 0 | 0 | 0 | 0 | 0 | 0 | 0 | 0 | 0 | 0 | 0 | 0 | 0 | 0 | 0 | 0 | 0 | 0 | 0
F3_Commercial_Health_New_Space Heating_Natural Gas_Unit Heater_E1 | F3 | Commercial | Health | New | Space Heating | Natural Gas | Unit Heater | E1 | System - kBTUs of Consumption | 11.2456 | 11.2833 | 11.2811 | 11.2811 | 11.2811 | 11.2811 | 11.2811 | 11.2811 | 11.2811 | 11.2811 | 11.2811 | 11.2811 | 11.2811 | 11.2811 | 11.2811 | 11.2811 | 11.2811 | 11.2811 | 11.2811 | 11.2811 | 11.2811 | 11.2811 | 11.2811 | 11.2811 | 11.2811 | 11.2811 | 11.2811
F3_Commercial_Health_New_Space Heating_Natural Gas_Unit Heater_E2 | F3 | Commercial | Health | New | Space Heating | Natural Gas | Unit Heater | E2 | System - kBTUs of Consumption | 10.0021 | 10.0356 | 10.0336 | 10.0336 | 10.0336 | 10.0336 | 10.0336 | 10.0336 | 10.0336 | 10.0336 | 10.0336 | 10.0336 | 10.0336 | 10.0336 | 10.0336 | 10.0336 | 10.0336 | 10.0336 | 10.0336 | 10.0336 | 10.0336 | 10.0336 | 10.0336 | 10.0336 | 10.0336 | 10.0336 | 10.0336
F3_Commercial_Health_New_Space Heating_Natural Gas_Unit Heater_E3 | F3 | Commercial | Health | New | Space Heating | Natural Gas | Unit Heater | E3 | System - kBTUs of Consumption | 9.9375 | 9.982 | 9.9794 | 9.9794 | 9.9794 | 9.9794 | 9.9794 | 9.9794 | 9.9794 | 9.9794 | 9.9794 | 9.9794 | 9.9794 | 9.9794 | 9.9794 | 9.9794 | 9.9794 | 9.9794 | 9.9794 | 9.9794 | 9.9794 | 9.9794 | 9.9794 | 9.9794 | 9.9794 | 9.9794 | 9.9794
F3_Commercial_Health_New_Space Heating_Natural Gas_Unit Heater_E4 | F3 | Commercial | Health | New | Space Heating | Natural Gas | Unit Heater | E4 | System - kBTUs of Consumption | 0 | 0 | 0 | 0 | 0 | 0 | 0 | 0 | 0 | 0 | 0 | 0 | 0 | 0 | 0 | 0 | 0 | 0 | 0 | 0 | 0 | 0 | 0 | 0 | 0 | 0 | 0
F3_Commercial_Health_New_Space Heating_Natural Gas_Unit Heater_E5 | F3 | Commercial | Health | New | Space Heating | Natural Gas | Unit Heater | E5 | System - kBTUs of Consumption | 0 | 0 | 0 | 0 | 0 | 0 | 0 | 0 | 0 | 0 | 0 | 0 | 0 | 0 | 0 | 0 | 0 | 0 | 0 | 0 | 0 | 0 | 0 | 0 | 0 | 0 | 0
F3_Commercial_Health_New_Space Heating_Natural Gas_Unit Heater_E6 | F3 | Commercial | Health | New | Space Heating | Natural Gas | Unit Heater | E6 | System - kBTUs of Consumption | 0 | 0 | 0 | 0 | 0 | 0 | 0 | 0 | 0 | 0 | 0 | 0 | 0 | 0 | 0 | 0 | 0 | 0 | 0 | 0 | 0 | 0 | 0 | 0 | 0 | 0 | 0
F3_Commercial_Health_New_Space Heating_Natural Gas_Unit Heater_E7 | F3 | Commercial | Health | New | Space Heating | Natural Gas | Unit Heater | E7 | System - kBTUs of Consumption | 0 | 0 | 0 | 0 | 0 | 0 | 0 | 0 | 0 | 0 | 0 | 0 | 0 | 0 | 0 | 0 | 0 | 0 | 0 | 0 | 0 | 0 | 0 | 0 | 0 | 0 | 0
F3_Commercial_Health_New_Space Heating_Natural Gas_Unit Heater_E8 | F3 | Commercial | Health | New | Space Heating | Natural Gas | Unit Heater | E8 | System - kBTUs of Consumption | 0 | 0 | 0 | 0 | 0 | 0 | 0 | 0 | 0 | 0 | 0 | 0 | 0 | 0 | 0 | 0 | 0 | 0 | 0 | 0 | 0 | 0 | 0 | 0 | 0 | 0 | 0
F3_Commercial_Health_New_Space Heating_Natural Gas_Unit Heater_E9 | F3 | Commercial | Health | New | Space Heating | Natural Gas | Unit Heater | E9 | System - kBTUs of Consumption | 0 | 0 | 0 | 0 | 0 | 0 | 0 | 0 | 0 | 0 | 0 | 0 | 0 | 0 | 0 | 0 | 0 | 0 | 0 | 0 | 0 | 0 | 0 | 0 | 0 | 0 | 0
F3_Commercial_Health_New_Space Heating_Natural Gas_Unit Heater_E10 | F3 | Commercial | Health | New | Space Heating | Natural Gas | Unit Heater | E10 | System - kBTUs of Consumption | 0 | 0 | 0 | 0 | 0 | 0 | 0 | 0 | 0 | 0 | 0 | 0 | 0 | 0 | 0 | 0 | 0 | 0 | 0 | 0 | 0 | 0 | 0 | 0 | 0 | 0 | 0
F4_Commercial_Health_New_Space Heating_Natural Gas_Unit Heater_E1 | F4 | Commercial | Health | New | Space Heating | Natural Gas | Unit Heater | E1 | Utility - Cost of Equipment | 0.0052119 | 0.0052119 | 0.0052119 | 0.0052119 | 0.0052119 | 0.0052119 | 0.0052119 | 0.0052119 | 0.0052119 | 0.0052119 | 0.0052119 | 0.0052119 | 0.0052119 | 0.0052119 | 0.0052119 | 0.0052119 | 0.0052119 | 0.0052119 | 0.0052119 | 0.0052119 | 0.0052119 | 0.0052119 | 0.0052119 | 0.0052119 | 0.0052119 | 0.0052119 | 0.0052119
F4_Commercial_Health_New_Space Heating_Natural Gas_Unit Heater_E2 | F4 | Commercial | Health | New | Space Heating | Natural Gas | Unit Heater | E2 | Utility - Cost of Equipment | 0.0062146 | 0.0062146 | 0.0062146 | 0.0062146 | 0.0062146 | 0.0062146 | 0.0062146 | 0.0062146 | 0.0062146 | 0.0062146 | 0.0062146 | 0.0062146 | 0.0062146 | 0.0062146 | 0.0062146 | 0.0062146 | 0.0062146 | 0.0062146 | 0.0062146 | 0.0062146 | 0.0062146 | 0.0062146 | 0.0062146 | 0.0062146 | 0.0062146 | 0.0062146 | 0.0062146
F4_Commercial_Health_New_Space Heating_Natural Gas_Unit Heater_E3 | F4 | Commercial | Health | New | Space Heating | Natural Gas | Unit Heater | E3 | Utility - Cost of Equipment | 0.0068128 | 0.0068128 | 0.0068128 | 0.0068128 | 0.0068128 | 0.0068128 | 0.0068128 | 0.0068128 | 0.0068128 | 0.0068128 | 0.0068128 | 0.0068128 | 0.0068128 | 0.0068128 | 0.0068128 | 0.0068128 | 0.0068128 | 0.0068128 | 0.0068128 | 0.0068128 | 0.0068128 | 0.0068128 | 0.0068128 | 0.0068128 | 0.0068128 | 0.0068128 | 0.0068128
F4_Commercial_Health_New_Space Heating_Natural Gas_Unit Heater_E4 | F4 | Commercial | Health | New | Space Heating | Natural Gas | Unit Heater | E4 | Utility - Cost of Equipment | 0 | 0 | 0 | 0 | 0 | 0 | 0 | 0 | 0 | 0 | 0 | 0 | 0 | 0 | 0 | 0 | 0 | 0 | 0 | 0 | 0 | 0 | 0 | 0 | 0 | 0 | 0
F4_Commercial_Health_New_Space Heating_Natural Gas_Unit Heater_E5 | F4 | Commercial | Health | New | Space Heating | Natural Gas | Unit Heater | E5 | Utility - Cost of Equipment | 0 | 0 | 0 | 0 | 0 | 0 | 0 | 0 | 0 | 0 | 0 | 0 | 0 | 0 | 0 | 0 | 0 | 0 | 0 | 0 | 0 | 0 | 0 | 0 | 0 | 0 | 0
F4_Commercial_Health_New_Space Heating_Natural Gas_Unit Heater_E6 | F4 | Commercial | Health | New | Space Heating | Natural Gas | Unit Heater | E6 | Utility - Cost of Equipment | 0 | 0 | 0 | 0 | 0 | 0 | 0 | 0 | 0 | 0 | 0 | 0 | 0 | 0 | 0 | 0 | 0 | 0 | 0 | 0 | 0 | 0 | 0 | 0 | 0 | 0 | 0
F4_Commercial_Health_New_Space Heating_Natural Gas_Unit Heater_E7 | F4 | Commercial | Health | New | Space Heating | Natural Gas | Unit Heater | E7 | Utility - Cost of Equipment | 0 | 0 | 0 | 0 | 0 | 0 | 0 | 0 | 0 | 0 | 0 | 0 | 0 | 0 | 0 | 0 | 0 | 0 | 0 | 0 | 0 | 0 | 0 | 0 | 0 | 0 | 0
F4_Commercial_Health_New_Space Heating_Natural Gas_Unit Heater_E8 | F4 | Commercial | Health | New | Space Heating | Natural Gas | Unit Heater | E8 | Utility - Cost of Equipment | 0 | 0 | 0 | 0 | 0 | 0 | 0 | 0 | 0 | 0 | 0 | 0 | 0 | 0 | 0 | 0 | 0 | 0 | 0 | 0 | 0 | 0 | 0 | 0 | 0 | 0 | 0
F4_Commercial_Health_New_Space Heating_Natural Gas_Unit Heater_E9 | F4 | Commercial | Health | New | Space Heating | Natural Gas | Unit Heater | E9 | Utility - Cost of Equipment | 0 | 0 | 0 | 0 | 0 | 0 | 0 | 0 | 0 | 0 | 0 | 0 | 0 | 0 | 0 | 0 | 0 | 0 | 0 | 0 | 0 | 0 | 0 | 0 | 0 | 0 | 0
F4_Commercial_Health_New_Space Heating_Natural Gas_Unit Heater_E10 | F4 | Commercial | Health | New | Space Heating | Natural Gas | Unit Heater | E10 | Utility - Cost of Equipment | 0 | 0 | 0 | 0 | 0 | 0 | 0 | 0 | 0 | 0 | 0 | 0 | 0 | 0 | 0 | 0 | 0 | 0 | 0 | 0 | 0 | 0 | 0 | 0 | 0 | 0 | 0
F5_Commercial_Health_New_Space Heating_Natural Gas_Unit Heater_E1 | F5 | Commercial | Health | New | Space Heating | Natural Gas | Unit Heater | E1 | Utility - Cost of Operation | 0.16384 | 0.16306 | 0.16091 | 0.15859 | 0.15818 | 0.1584 | 0.15903 | 0.15969 | 0.16015 | 0.16034 | 0.16028 | 0.16002 | 0.15949 | 0.15857 | 0.15725 | 0.15562 | 0.15352 | 0.15106 | 0.14813 | 0.14464 | 0.14049 | 0.13579 | 0.13189 | 0.12943 | 0.12848 | 0.12911 | 0.12974
F5_Commercial_Health_New_Space Heating_Natural Gas_Unit Heater_E2 | F5 | Commercial | Health | New | Space Heating | Natural Gas | Unit Heater | E2 | Utility - Cost of Operation | 0.14572 | 0.14503 | 0.14312 | 0.14106 | 0.14069 | 0.14088 | 0.14144 | 0.14203 | 0.14244 | 0.14261 | 0.14256 | 0.14232 | 0.14185 | 0.14103 | 0.13986 | 0.13841 | 0.13655 | 0.13435 | 0.13175 | 0.12864 | 0.12496 | 0.12077 | 0.11731 | 0.11512 | 0.11427 | 0.11483 | 0.11539
F5_Commercial_Health_New_Space Heating_Natural Gas_Unit Heater_E3 | F5 | Commercial | Health | New | Space Heating | Natural Gas | Unit Heater | E3 | Utility - Cost of Operation | 0.14319 | 0.14241 | 0.14039 | 0.13835 | 0.13839 | 0.13917 | 0.14049 | 0.14194 | 0.14325 | 0.14428 | 0.14496 | 0.14525 | 0.14504 | 0.14421 | 0.14284 | 0.14106 | 0.13881 | 0.13617 | 0.13306 | 0.12937 | 0.125 | 0.12005 | 0.11594 | 0.11331 | 0.11223 | 0.11278 | 0.11333
F5_Commercial_Health_New_Space Heating_Natural Gas_Unit Heater_E4 | F5 | Commercial | Health | New | Space Heating | Natural Gas | Unit Heater | E4 | Utility - Cost of Operation | 0 | 0 | 0 | 0 | 0 | 0 | 0 | 0 | 0 | 0 | 0 | 0 | 0 | 0 | 0 | 0 | 0 | 0 | 0 | 0 | 0 | 0 | 0 | 0 | 0 | 0 | 0
F5_Commercial_Health_New_Space Heating_Natural Gas_Unit Heater_E5 | F5 | Commercial | Health | New | Space Heating | Natural Gas | Unit Heater | E5 | Utility - Cost of Operation | 0 | 0 | 0 | 0 | 0 | 0 | 0 | 0 | 0 | 0 | 0 | 0 | 0 | 0 | 0 | 0 | 0 | 0 | 0 | 0 | 0 | 0 | 0 | 0 | 0 | 0 | 0
F5_Commercial_Health_New_Space Heating_Natural Gas_Unit Heater_E6 | F5 | Commercial | Health | New | Space Heating | Natural Gas | Unit Heater | E6 | Utility - Cost of Operation | 0 | 0 | 0 | 0 | 0 | 0 | 0 | 0 | 0 | 0 | 0 | 0 | 0 | 0 | 0 | 0 | 0 | 0 | 0 | 0 | 0 | 0 | 0 | 0 | 0 | 0 | 0
F5_Commercial_Health_New_Space Heating_Natural Gas_Unit Heater_E7 | F5 | Commercial | Health | New | Space Heating | Natural Gas | Unit Heater | E7 | Utility - Cost of Operation | 0 | 0 | 0 | 0 | 0 | 0 | 0 | 0 | 0 | 0 | 0 | 0 | 0 | 0 | 0 | 0 | 0 | 0 | 0 | 0 | 0 | 0 | 0 | 0 | 0 | 0 | 0
F5_Commercial_Health_New_Space Heating_Natural Gas_Unit Heater_E8 | F5 | Commercial | Health | New | Space Heating | Natural Gas | Unit Heater | E8 | Utility - Cost of Operation | 0 | 0 | 0 | 0 | 0 | 0 | 0 | 0 | 0 | 0 | 0 | 0 | 0 | 0 | 0 | 0 | 0 | 0 | 0 | 0 | 0 | 0 | 0 | 0 | 0 | 0 | 0
F5_Commercial_Health_New_Space Heating_Natural Gas_Unit Heater_E9 | F5 | Commercial | Health | New | Space Heating | Natural Gas | Unit Heater | E9 | Utility - Cost of Operation | 0 | 0 | 0 | 0 | 0 | 0 | 0 | 0 | 0 | 0 | 0 | 0 | 0 | 0 | 0 | 0 | 0 | 0 | 0 | 0 | 0 | 0 | 0 | 0 | 0 | 0 | 0
F5_Commercial_Health_New_Space Heating_Natural Gas_Unit Heater_E10 | F5 | Commercial | Health | New | Space Heating | Natural Gas | Unit Heater | E10 | Utility - Cost of Operation | 0 | 0 | 0 | 0 | 0 | 0 | 0 | 0 | 0 | 0 | 0 | 0 | 0 | 0 | 0 | 0 | 0 | 0 | 0 | 0 | 0 | 0 | 0 | 0 | 0 | 0 | 0
F6_Commercial_Health_New_Space Heating_Natural Gas_Unit Heater_E1 | F6 | Commercial | Health | New | Space Heating | Natural Gas | Unit Heater | E1 | Utility - Value of Sales | 0 | 0 | 0 | 0 | 0 | 0 | 0 | 0 | 0 | 0 | 0 | 0 | 0 | 0 | 0 | 0 | 0 | 0 | 0 | 0 | 0 | 0 | 0 | 0 | 0 | 0 | 0
F6_Commercial_Health_New_Space Heating_Natural Gas_Unit Heater_E2 | F6 | Commercial | Health | New | Space Heating | Natural Gas | Unit Heater | E2 | Utility - Value of Sales | 0 | 0 | 0 | 0 | 0 | 0 | 0 | 0 | 0 | 0 | 0 | 0 | 0 | 0 | 0 | 0 | 0 | 0 | 0 | 0 | 0 | 0 | 0 | 0 | 0 | 0 | 0
F6_Commercial_Health_New_Space Heating_Natural Gas_Unit Heater_E3 | F6 | Commercial | Health | New | Space Heating | Natural Gas | Unit Heater | E3 | Utility - Value of Sales | 0 | 0 | 0 | 0 | 0 | 0 | 0 | 0 | 0 | 0 | 0 | 0 | 0 | 0 | 0 | 0 | 0 | 0 | 0 | 0 | 0 | 0 | 0 | 0 | 0 | 0 | 0
F6_Commercial_Health_New_Space Heating_Natural Gas_Unit Heater_E4 | F6 | Commercial | Health | New | Space Heating | Natural Gas | Unit Heater | E4 | Utility - Value of Sales | 0 | 0 | 0 | 0 | 0 | 0 | 0 | 0 | 0 | 0 | 0 | 0 | 0 | 0 | 0 | 0 | 0 | 0 | 0 | 0 | 0 | 0 | 0 | 0 | 0 | 0 | 0
F6_Commercial_Health_New_Space Heating_Natural Gas_Unit Heater_E5 | F6 | Commercial | Health | New | Space Heating | Natural Gas | Unit Heater | E5 | Utility - Value of Sales | 0 | 0 | 0 | 0 | 0 | 0 | 0 | 0 | 0 | 0 | 0 | 0 | 0 | 0 | 0 | 0 | 0 | 0 | 0 | 0 | 0 | 0 | 0 | 0 | 0 | 0 | 0
F6_Commercial_Health_New_Space Heating_Natural Gas_Unit Heater_E6 | F6 | Commercial | Health | New | Space Heating | Natural Gas | Unit Heater | E6 | Utility - Value of Sales | 0 | 0 | 0 | 0 | 0 | 0 | 0 | 0 | 0 | 0 | 0 | 0 | 0 | 0 | 0 | 0 | 0 | 0 | 0 | 0 | 0 | 0 | 0 | 0 | 0 | 0 | 0
F6_Commercial_Health_New_Space Heating_Natural Gas_Unit Heater_E7 | F6 | Commercial | Health | New | Space Heating | Natural Gas | Unit Heater | E7 | Utility - Value of Sales | 0 | 0 | 0 | 0 | 0 | 0 | 0 | 0 | 0 | 0 | 0 | 0 | 0 | 0 | 0 | 0 | 0 | 0 | 0 | 0 | 0 | 0 | 0 | 0 | 0 | 0 | 0
F6_Commercial_Health_New_Space Heating_Natural Gas_Unit Heater_E8 | F6 | Commercial | Health | New | Space Heating | Natural Gas | Unit Heater | E8 | Utility - Value of Sales | 0 | 0 | 0 | 0 | 0 | 0 | 0 | 0 | 0 | 0 | 0 | 0 | 0 | 0 | 0 | 0 | 0 | 0 | 0 | 0 | 0 | 0 | 0 | 0 | 0 | 0 | 0
F6_Commercial_Health_New_Space Heating_Natural Gas_Unit Heater_E9 | F6 | Commercial | Health | New | Space Heating | Natural Gas | Unit Heater | E9 | Utility - Value of Sales | 0 | 0 | 0 | 0 | 0 | 0 | 0 | 0 | 0 | 0 | 0 | 0 | 0 | 0 | 0 | 0 | 0 | 0 | 0 | 0 | 0 | 0 | 0 | 0 | 0 | 0 | 0
F6_Commercial_Health_New_Space Heating_Natural Gas_Unit Heater_E10 | F6 | Commercial | Health | New | Space Heating | Natural Gas | Unit Heater | E10 | Utility - Value of Sales | 0 | 0 | 0 | 0 | 0 | 0 | 0 | 0 | 0 | 0 | 0 | 0 | 0 | 0 | 0 | 0 | 0 | 0 | 0 | 0 | 0 | 0 | 0 | 0 | 0 | 0 | 0
F1_Commercial_Health_New_Water Heating_Natural Gas_Water Heater_E1 | F1 | Commercial | Health | New | Water Heating | Natural Gas | Water Heater | E1 | RVT - Cost of Equipment | 0.05545 | 0.05545 | 0.05545 | 0.05545 | 0.05545 | 0.05545 | 0.05545 | 0.05545 | 0.05545 | 0.05545 | 0.05545 | 0.05545 | 0.05545 | 0.05545 | 0.05545 | 0.05545 | 0.05545 | 0.05545 | 0.05545 | 0.05545 | 0.05545 | 0.05545 | 0.05545 | 0.05545 | 0.05545 | 0.05545 | 0.05545
F1_Commercial_Health_New_Water Heating_Natural Gas_Water Heater_E2 | F1 | Commercial | Health | New | Water Heating | Natural Gas | Water Heater | E2 | RVT - Cost of Equipment | 0.062119 | 0.062119 | 0.062119 | 0.062119 | 0.062119 | 0.062119 | 0.062119 | 0.062119 | 0.062119 | 0.062119 | 0.062119 | 0.062119 | 0.062119 | 0.062119 | 0.062119 | 0.062119 | 0.062119 | 0.062119 | 0.062119 | 0.062119 | 0.062119 | 0.062119 | 0.062119 | 0.062119 | 0.062119 | 0.062119 | 0.062119
F1_Commercial_Health_New_Water Heating_Natural Gas_Water Heater_E3 | F1 | Commercial | Health | New | Water Heating | Natural Gas | Water Heater | E3 | RVT - Cost of Equipment | 0.049002 | 0.049002 | 0.049002 | 0.049002 | 0.049002 | 0.049002 | 0.049002 | 0.049002 | 0.049002 | 0.049002 | 0.049002 | 0.049002 | 0.049002 | 0.049002 | 0.049002 | 0.049002 | 0.049002 | 0.049002 | 0.049002 | 0.049002 | 0.049002 | 0.049002 | 0.049002 | 0.049002 | 0.049002 | 0.049002 | 0.049002
F1_Commercial_Health_New_Water Heating_Natural Gas_Water Heater_E4 | F1 | Commercial | Health | New | Water Heating | Natural Gas | Water Heater | E4 | RVT - Cost of Equipment | 0 | 0 | 0.19806 | 0.19806 | 0.19806 | 0.19806 | 0.19806 | 0.19806 | 0.19806 | 0.19806 | 0.19806 | 0.19806 | 0.19806 | 0.19806 | 0.19806 | 0.19806 | 0.19806 | 0.19806 | 0.19806 | 0.19806 | 0.19806 | 0.19806 | 0.19806 | 0.19806 | 0.19806 | 0.19806 | 0.19806
F1_Commercial_Health_New_Water Heating_Natural Gas_Water Heater_E5 | F1 | Commercial | Health | New | Water Heating | Natural Gas | Water Heater | E5 | RVT - Cost of Equipment | 0 | 0 | 0 | 0 | 0 | 0 | 0 | 0 | 0 | 0 | 0 | 0 | 0 | 0 | 0 | 0 | 0 | 0 | 0 | 0 | 0 | 0 | 0 | 0 | 0 | 0 | 0
F1_Commercial_Health_New_Water Heating_Natural Gas_Water Heater_E6 | F1 | Commercial | Health | New | Water Heating | Natural Gas | Water Heater | E6 | RVT - Cost of Equipment | 0 | 0 | 0 | 0 | 0 | 0 | 0 | 0 | 0 | 0 | 0 | 0 | 0 | 0 | 0 | 0 | 0 | 0 | 0 | 0 | 0 | 0 | 0 | 0 | 0 | 0 | 0
F1_Commercial_Health_New_Water Heating_Natural Gas_Water Heater_E7 | F1 | Commercial | Health | New | Water Heating | Natural Gas | Water Heater | E7 | RVT - Cost of Equipment | 0 | 0 | 0 | 0 | 0 | 0 | 0 | 0 | 0 | 0 | 0 | 0 | 0 | 0 | 0 | 0 | 0 | 0 | 0 | 0 | 0 | 0 | 0 | 0 | 0 | 0 | 0
F1_Commercial_Health_New_Water Heating_Natural Gas_Water Heater_E8 | F1 | Commercial | Health | New | Water Heating | Natural Gas | Water Heater | E8 | RVT - Cost of Equipment | 0 | 0 | 0 | 0 | 0 | 0 | 0 | 0 | 0 | 0 | 0 | 0 | 0 | 0 | 0 | 0 | 0 | 0 | 0 | 0 | 0 | 0 | 0 | 0 | 0 | 0 | 0
F1_Commercial_Health_New_Water Heating_Natural Gas_Water Heater_E9 | F1 | Commercial | Health | New | Water Heating | Natural Gas | Water Heater | E9 | RVT - Cost of Equipment | 0 | 0 | 0 | 0 | 0 | 0 | 0 | 0 | 0 | 0 | 0 | 0 | 0 | 0 | 0 | 0 | 0 | 0 | 0 | 0 | 0 | 0 | 0 | 0 | 0 | 0 | 0
F1_Commercial_Health_New_Water Heating_Natural Gas_Water Heater_E10 | F1 | Commercial | Health | New | Water Heating | Natural Gas | Water Heater | E10 | RVT - Cost of Equipment | 0 | 0 | 0 | 0 | 0 | 0 | 0 | 0 | 0 | 0 | 0 | 0 | 0 | 0 | 0 | 0 | 0 | 0 | 0 | 0 | 0 | 0 | 0 | 0 | 0 | 0 | 0
F2_Commercial_Health_New_Water Heating_Natural Gas_Water Heater_E1 | F2 | Commercial | Health | New | Water Heating | Natural Gas | Water Heater | E1 | RVT - Cost of Operation | 0 | 0 | 0 | 0 | 0 | 0 | 0 | 0 | 0 | 0 | 0 | 0 | 0 | 0 | 0 | 0 | 0 | 0 | 0 | 0 | 0 | 0 | 0 | 0 | 0 | 0 | 0
F2_Commercial_Health_New_Water Heating_Natural Gas_Water Heater_E2 | F2 | Commercial | Health | New | Water Heating | Natural Gas | Water Heater | E2 | RVT - Cost of Operation | 0 | 0 | 0 | 0 | 0 | 0 | 0 | 0 | 0 | 0 | 0 | 0 | 0 | 0 | 0 | 0 | 0 | 0 | 0 | 0 | 0 | 0 | 0 | 0 | 0 | 0 | 0
F2_Commercial_Health_New_Water Heating_Natural Gas_Water Heater_E3 | F2 | Commercial | Health | New | Water Heating | Natural Gas | Water Heater | E3 | RVT - Cost of Operation | 0 | 0 | 0 | 0 | 0 | 0 | 0 | 0 | 0 | 0 | 0 | 0 | 0 | 0 | 0 | 0 | 0 | 0 | 0 | 0 | 0 | 0 | 0 | 0 | 0 | 0 | 0
F2_Commercial_Health_New_Water Heating_Natural Gas_Water Heater_E4 | F2 | Commercial | Health | New | Water Heating | Natural Gas | Water Heater | E4 | RVT - Cost of Operation | 0 | 0 | 0 | 0 | 0 | 0 | 0 | 0 | 0 | 0 | 0 | 0 | 0 | 0 | 0 | 0 | 0 | 0 | 0 | 0 | 0 | 0 | 0 | 0 | 0 | 0 | 0
F2_Commercial_Health_New_Water Heating_Natural Gas_Water Heater_E5 | F2 | Commercial | Health | New | Water Heating | Natural Gas | Water Heater | E5 | RVT - Cost of Operation | 0 | 0 | 0 | 0 | 0 | 0 | 0 | 0 | 0 | 0 | 0 | 0 | 0 | 0 | 0 | 0 | 0 | 0 | 0 | 0 | 0 | 0 | 0 | 0 | 0 | 0 | 0
F2_Commercial_Health_New_Water Heating_Natural Gas_Water Heater_E6 | F2 | Commercial | Health | New | Water Heating | Natural Gas | Water Heater | E6 | RVT - Cost of Operation | 0 | 0 | 0 | 0 | 0 | 0 | 0 | 0 | 0 | 0 | 0 | 0 | 0 | 0 | 0 | 0 | 0 | 0 | 0 | 0 | 0 | 0 | 0 | 0 | 0 | 0 | 0
F2_Commercial_Health_New_Water Heating_Natural Gas_Water Heater_E7 | F2 | Commercial | Health | New | Water Heating | Natural Gas | Water Heater | E7 | RVT - Cost of Operation | 0 | 0 | 0 | 0 | 0 | 0 | 0 | 0 | 0 | 0 | 0 | 0 | 0 | 0 | 0 | 0 | 0 | 0 | 0 | 0 | 0 | 0 | 0 | 0 | 0 | 0 | 0
F2_Commercial_Health_New_Water Heating_Natural Gas_Water Heater_E8 | F2 | Commercial | Health | New | Water Heating | Natural Gas | Water Heater | E8 | RVT - Cost of Operation | 0 | 0 | 0 | 0 | 0 | 0 | 0 | 0 | 0 | 0 | 0 | 0 | 0 | 0 | 0 | 0 | 0 | 0 | 0 | 0 | 0 | 0 | 0 | 0 | 0 | 0 | 0
F2_Commercial_Health_New_Water Heating_Natural Gas_Water Heater_E9 | F2 | Commercial | Health | New | Water Heating | Natural Gas | Water Heater | E9 | RVT - Cost of Operation | 0 | 0 | 0 | 0 | 0 | 0 | 0 | 0 | 0 | 0 | 0 | 0 | 0 | 0 | 0 | 0 | 0 | 0 | 0 | 0 | 0 | 0 | 0 | 0 | 0 | 0 | 0
F2_Commercial_Health_New_Water Heating_Natural Gas_Water Heater_E10 | F2 | Commercial | Health | New | Water Heating | Natural Gas | Water Heater | E10 | RVT - Cost of Operation | 0 | 0 | 0 | 0 | 0 | 0 | 0 | 0 | 0 | 0 | 0 | 0 | 0 | 0 | 0 | 0 | 0 | 0 | 0 | 0 | 0 | 0 | 0 | 0 | 0 | 0 | 0
F3_Commercial_Health_New_Water Heating_Natural Gas_Water Heater_E1 | F3 | Commercial | Health | New | Water Heating | Natural Gas | Water Heater | E1 | System - kBTUs of Consumption | 44.5857 | 44.5857 | 44.5857 | 44.5857 | 44.5857 | 44.5857 | 44.5857 | 44.5857 | 44.5857 | 44.5857 | 44.5857 | 44.5857 | 44.5857 | 44.5857 | 44.5857 | 44.5857 | 44.5857 | 44.5857 | 44.5857 | 44.5857 | 44.5857 | 44.5857 | 44.5857 | 44.5857 | 44.5857 | 44.5857 | 44.5857
F3_Commercial_Health_New_Water Heating_Natural Gas_Water Heater_E2 | F3 | Commercial | Health | New | Water Heating | Natural Gas | Water Heater | E2 | System - kBTUs of Consumption | 40.8702 | 40.8702 | 40.8702 | 40.8702 | 40.8702 | 40.8702 | 40.8702 | 40.8702 | 40.8702 | 40.8702 | 40.8702 | 40.8702 | 40.8702 | 40.8702 | 40.8702 | 40.8702 | 40.8702 | 40.8702 | 40.8702 | 40.8702 | 40.8702 | 40.8702 | 40.8702 | 40.8702 | 40.8702 | 40.8702 | 40.8702
F3_Commercial_Health_New_Water Heating_Natural Gas_Water Heater_E3 | F3 | Commercial | Health | New | Water Heating | Natural Gas | Water Heater | E3 | System - kBTUs of Consumption | 40.0361 | 40.0361 | 40.0361 | 40.0361 | 40.0361 | 40.0361 | 40.0361 | 40.0361 | 40.0361 | 40.0361 | 40.0361 | 40.0361 | 40.0361 | 40.0361 | 40.0361 | 40.0361 | 40.0361 | 40.0361 | 40.0361 | 40.0361 | 40.0361 | 40.0361 | 40.0361 | 40.0361 | 40.0361 | 40.0361 | 40.0361
F3_Commercial_Health_New_Water Heating_Natural Gas_Water Heater_E4 | F3 | Commercial | Health | New | Water Heating | Natural Gas | Water Heater | E4 | System - kBTUs of Consumption | 0 | 0 | 37.0145 | 37.0145 | 37.0145 | 37.0145 | 37.0145 | 37.0145 | 37.0145 | 37.0145 | 37.0145 | 37.0145 | 37.0145 | 37.0145 | 37.0145 | 37.0145 | 37.0145 | 37.0145 | 37.0145 | 37.0145 | 37.0145 | 37.0145 | 37.0145 | 37.0145 | 37.0145 | 37.0145 | 37.0145
F3_Commercial_Health_New_Water Heating_Natural Gas_Water Heater_E5 | F3 | Commercial | Health | New | Water Heating | Natural Gas | Water Heater | E5 | System - kBTUs of Consumption | 0 | 0 | 0 | 0 | 0 | 0 | 0 | 0 | 0 | 0 | 0 | 0 | 0 | 0 | 0 | 0 | 0 | 0 | 0 | 0 | 0 | 0 | 0 | 0 | 0 | 0 | 0
F3_Commercial_Health_New_Water Heating_Natural Gas_Water Heater_E6 | F3 | Commercial | Health | New | Water Heating | Natural Gas | Water Heater | E6 | System - kBTUs of Consumption | 0 | 0 | 0 | 0 | 0 | 0 | 0 | 0 | 0 | 0 | 0 | 0 | 0 | 0 | 0 | 0 | 0 | 0 | 0 | 0 | 0 | 0 | 0 | 0 | 0 | 0 | 0
F3_Commercial_Health_New_Water Heating_Natural Gas_Water Heater_E7 | F3 | Commercial | Health | New | Water Heating | Natural Gas | Water Heater | E7 | System - kBTUs of Consumption | 0 | 0 | 0 | 0 | 0 | 0 | 0 | 0 | 0 | 0 | 0 | 0 | 0 | 0 | 0 | 0 | 0 | 0 | 0 | 0 | 0 | 0 | 0 | 0 | 0 | 0 | 0
F3_Commercial_Health_New_Water Heating_Natural Gas_Water Heater_E8 | F3 | Commercial | Health | New | Water Heating | Natural Gas | Water Heater | E8 | System - kBTUs of Consumption | 0 | 0 | 0 | 0 | 0 | 0 | 0 | 0 | 0 | 0 | 0 | 0 | 0 | 0 | 0 | 0 | 0 | 0 | 0 | 0 | 0 | 0 | 0 | 0 | 0 | 0 | 0
F3_Commercial_Health_New_Water Heating_Natural Gas_Water Heater_E9 | F3 | Commercial | Health | New | Water Heating | Natural Gas | Water Heater | E9 | System - kBTUs of Consumption | 0 | 0 | 0 | 0 | 0 | 0 | 0 | 0 | 0 | 0 | 0 | 0 | 0 | 0 | 0 | 0 | 0 | 0 | 0 | 0 | 0 | 0 | 0 | 0 | 0 | 0 | 0
F3_Commercial_Health_New_Water Heating_Natural Gas_Water Heater_E10 | F3 | Commercial | Health | New | Water Heating | Natural Gas | Water Heater | E10 | System - kBTUs of Consumption | 0 | 0 | 0 | 0 | 0 | 0 | 0 | 0 | 0 | 0 | 0 | 0 | 0 | 0 | 0 | 0 | 0 | 0 | 0 | 0 | 0 | 0 | 0 | 0 | 0 | 0 | 0
F4_Commercial_Health_New_Water Heating_Natural Gas_Water Heater_E1 | F4 | Commercial | Health | New | Water Heating | Natural Gas | Water Heater | E1 | Utility - Cost of Equipment | 0.05545 | 0.05545 | 0.05545 | 0.05545 | 0.05545 | 0.05545 | 0.05545 | 0.05545 | 0.05545 | 0.05545 | 0.05545 | 0.05545 | 0.05545 | 0.05545 | 0.05545 | 0.05545 | 0.05545 | 0.05545 | 0.05545 | 0.05545 | 0.05545 | 0.05545 | 0.05545 | 0.05545 | 0.05545 | 0.05545 | 0.05545
F4_Commercial_Health_New_Water Heating_Natural Gas_Water Heater_E2 | F4 | Commercial | Health | New | Water Heating | Natural Gas | Water Heater | E2 | Utility - Cost of Equipment | 0.062119 | 0.062119 | 0.062119 | 0.062119 | 0.062119 | 0.062119 | 0.062119 | 0.062119 | 0.062119 | 0.062119 | 0.062119 | 0.062119 | 0.062119 | 0.062119 | 0.062119 | 0.062119 | 0.062119 | 0.062119 | 0.062119 | 0.062119 | 0.062119 | 0.062119 | 0.062119 | 0.062119 | 0.062119 | 0.062119 | 0.062119
F4_Commercial_Health_New_Water Heating_Natural Gas_Water Heater_E3 | F4 | Commercial | Health | New | Water Heating | Natural Gas | Water Heater | E3 | Utility - Cost of Equipment | 0.049002 | 0.049002 | 0.049002 | 0.049002 | 0.049002 | 0.049002 | 0.049002 | 0.049002 | 0.049002 | 0.049002 | 0.049002 | 0.049002 | 0.049002 | 0.049002 | 0.049002 | 0.049002 | 0.049002 | 0.049002 | 0.049002 | 0.049002 | 0.049002 | 0.049002 | 0.049002 | 0.049002 | 0.049002 | 0.049002 | 0.049002
F4_Commercial_Health_New_Water Heating_Natural Gas_Water Heater_E4 | F4 | Commercial | Health | New | Water Heating | Natural Gas | Water Heater | E4 | Utility - Cost of Equipment | 0 | 0 | 0.19806 | 0.19806 | 0.19806 | 0.19806 | 0.19806 | 0.19806 | 0.19806 | 0.19806 | 0.19806 | 0.19806 | 0.19806 | 0.19806 | 0.19806 | 0.19806 | 0.19806 | 0.19806 | 0.19806 | 0.19806 | 0.19806 | 0.19806 | 0.19806 | 0.19806 | 0.19806 | 0.19806 | 0.19806
F4_Commercial_Health_New_Water Heating_Natural Gas_Water Heater_E5 | F4 | Commercial | Health | New | Water Heating | Natural Gas | Water Heater | E5 | Utility - Cost of Equipment | 0 | 0 | 0 | 0 | 0 | 0 | 0 | 0 | 0 | 0 | 0 | 0 | 0 | 0 | 0 | 0 | 0 | 0 | 0 | 0 | 0 | 0 | 0 | 0 | 0 | 0 | 0
F4_Commercial_Health_New_Water Heating_Natural Gas_Water Heater_E6 | F4 | Commercial | Health | New | Water Heating | Natural Gas | Water Heater | E6 | Utility - Cost of Equipment | 0 | 0 | 0 | 0 | 0 | 0 | 0 | 0 | 0 | 0 | 0 | 0 | 0 | 0 | 0 | 0 | 0 | 0 | 0 | 0 | 0 | 0 | 0 | 0 | 0 | 0 | 0
F4_Commercial_Health_New_Water Heating_Natural Gas_Water Heater_E7 | F4 | Commercial | Health | New | Water Heating | Natural Gas | Water Heater | E7 | Utility - Cost of Equipment | 0 | 0 | 0 | 0 | 0 | 0 | 0 | 0 | 0 | 0 | 0 | 0 | 0 | 0 | 0 | 0 | 0 | 0 | 0 | 0 | 0 | 0 | 0 | 0 | 0 | 0 | 0
F4_Commercial_Health_New_Water Heating_Natural Gas_Water Heater_E8 | F4 | Commercial | Health | New | Water Heating | Natural Gas | Water Heater | E8 | Utility - Cost of Equipment | 0 | 0 | 0 | 0 | 0 | 0 | 0 | 0 | 0 | 0 | 0 | 0 | 0 | 0 | 0 | 0 | 0 | 0 | 0 | 0 | 0 | 0 | 0 | 0 | 0 | 0 | 0
F4_Commercial_Health_New_Water Heating_Natural Gas_Water Heater_E9 | F4 | Commercial | Health | New | Water Heating | Natural Gas | Water Heater | E9 | Utility - Cost of Equipment | 0 | 0 | 0 | 0 | 0 | 0 | 0 | 0 | 0 | 0 | 0 | 0 | 0 | 0 | 0 | 0 | 0 | 0 | 0 | 0 | 0 | 0 | 0 | 0 | 0 | 0 | 0
F4_Commercial_Health_New_Water Heating_Natural Gas_Water Heater_E10 | F4 | Commercial | Health | New | Water Heating | Natural Gas | Water Heater | E10 | Utility - Cost of Equipment | 0 | 0 | 0 | 0 | 0 | 0 | 0 | 0 | 0 | 0 | 0 | 0 | 0 | 0 | 0 | 0 | 0 | 0 | 0 | 0 | 0 | 0 | 0 | 0 | 0 | 0 | 0
F5_Commercial_Health_New_Water Heating_Natural Gas_Water Heater_E1 | F5 | Commercial | Health | New | Water Heating | Natural Gas | Water Heater | E1 | Utility - Cost of Operation | 0.61269 | 0.60385 | 0.59522 | 0.58686 | 0.58694 | 0.59251 | 0.60153 | 0.61247 | 0.62427 | 0.63634 | 0.64827 | 0.65884 | 0.66691 | 0.67033 | 0.66875 | 0.66219 | 0.65117 | 0.63673 | 0.61955 | 0.59918 | 0.57534 | 0.54792 | 0.52357 | 0.50781 | 0.501 | 0.50346 | 0.50592
F5_Commercial_Health_New_Water Heating_Natural Gas_Water Heater_E2 | F5 | Commercial | Health | New | Water Heating | Natural Gas | Water Heater | E2 | Utility - Cost of Operation | 0.56163 | 0.55353 | 0.54562 | 0.53796 | 0.53803 | 0.54313 | 0.55141 | 0.56143 | 0.57224 | 0.58331 | 0.59425 | 0.60394 | 0.61133 | 0.61447 | 0.61302 | 0.60701 | 0.5969 | 0.58367 | 0.56792 | 0.54924 | 0.5274 | 0.50226 | 0.47994 | 0.46549 | 0.45925 | 0.4615 | 0.46376
F5_Commercial_Health_New_Water Heating_Natural Gas_Water Heater_E3 | F5 | Commercial | Health | New | Water Heating | Natural Gas | Water Heater | E3 | Utility - Cost of Operation | 0.55017 | 0.54223 | 0.53449 | 0.52698 | 0.52705 | 0.53205 | 0.54015 | 0.54997 | 0.56057 | 0.5714 | 0.58212 | 0.59161 | 0.59885 | 0.60193 | 0.60051 | 0.59462 | 0.58472 | 0.57176 | 0.55633 | 0.53804 | 0.51664 | 0.49201 | 0.47014 | 0.45599 | 0.44988 | 0.45208 | 0.4543
F5_Commercial_Health_New_Water Heating_Natural Gas_Water Heater_E4 | F5 | Commercial | Health | New | Water Heating | Natural Gas | Water Heater | E4 | Utility - Cost of Operation | 0 | 0 | 0.49872 | 0.49456 | 0.49632 | 0.50194 | 0.50982 | 0.51839 | 0.52643 | 0.53296 | 0.53779 | 0.54055 | 0.541 | 0.53868 | 0.53412 | 0.52768 | 0.51956 | 0.50982 | 0.49817 | 0.48429 | 0.46801 | 0.44922 | 0.43258 | 0.42192 | 0.41751 | 0.41956 | 0.42162
F5_Commercial_Health_New_Water Heating_Natural Gas_Water Heater_E5 | F5 | Commercial | Health | New | Water Heating | Natural Gas | Water Heater | E5 | Utility - Cost of Operation | 0 | 0 | 0 | 0 | 0 | 0 | 0 | 0 | 0 | 0 | 0 | 0 | 0 | 0 | 0 | 0 | 0 | 0 | 0 | 0 | 0 | 0 | 0 | 0 | 0 | 0 | 0
F5_Commercial_Health_New_Water Heating_Natural Gas_Water Heater_E6 | F5 | Commercial | Health | New | Water Heating | Natural Gas | Water Heater | E6 | Utility - Cost of Operation | 0 | 0 | 0 | 0 | 0 | 0 | 0 | 0 | 0 | 0 | 0 | 0 | 0 | 0 | 0 | 0 | 0 | 0 | 0 | 0 | 0 | 0 | 0 | 0 | 0 | 0 | 0
F5_Commercial_Health_New_Water Heating_Natural Gas_Water Heater_E7 | F5 | Commercial | Health | New | Water Heating | Natural Gas | Water Heater | E7 | Utility - Cost of Operation | 0 | 0 | 0 | 0 | 0 | 0 | 0 | 0 | 0 | 0 | 0 | 0 | 0 | 0 | 0 | 0 | 0 | 0 | 0 | 0 | 0 | 0 | 0 | 0 | 0 | 0 | 0
F5_Commercial_Health_New_Water Heating_Natural Gas_Water Heater_E8 | F5 | Commercial | Health | New | Water Heating | Natural Gas | Water Heater | E8 | Utility - Cost of Operation | 0 | 0 | 0 | 0 | 0 | 0 | 0 | 0 | 0 | 0 | 0 | 0 | 0 | 0 | 0 | 0 | 0 | 0 | 0 | 0 | 0 | 0 | 0 | 0 | 0 | 0 | 0
F5_Commercial_Health_New_Water Heating_Natural Gas_Water Heater_E9 | F5 | Commercial | Health | New | Water Heating | Natural Gas | Water Heater | E9 | Utility - Cost of Operation | 0 | 0 | 0 | 0 | 0 | 0 | 0 | 0 | 0 | 0 | 0 | 0 | 0 | 0 | 0 | 0 | 0 | 0 | 0 | 0 | 0 | 0 | 0 | 0 | 0 | 0 | 0
F5_Commercial_Health_New_Water Heating_Natural Gas_Water Heater_E10 | F5 | Commercial | Health | New | Water Heating | Natural Gas | Water Heater | E10 | Utility - Cost of Operation | 0 | 0 | 0 | 0 | 0 | 0 | 0 | 0 | 0 | 0 | 0 | 0 | 0 | 0 | 0 | 0 | 0 | 0 | 0 | 0 | 0 | 0 | 0 | 0 | 0 | 0 | 0
F6_Commercial_Health_New_Water Heating_Natural Gas_Water Heater_E1 | F6 | Commercial | Health | New | Water Heating | Natural Gas | Water Heater | E1 | Utility - Value of Sales | 0 | 0 | 0 | 0 | 0 | 0 | 0 | 0 | 0 | 0 | 0 | 0 | 0 | 0 | 0 | 0 | 0 | 0 | 0 | 0 | 0 | 0 | 0 | 0 | 0 | 0 | 0
F6_Commercial_Health_New_Water Heating_Natural Gas_Water Heater_E2 | F6 | Commercial | Health | New | Water Heating | Natural Gas | Water Heater | E2 | Utility - Value of Sales | 0 | 0 | 0 | 0 | 0 | 0 | 0 | 0 | 0 | 0 | 0 | 0 | 0 | 0 | 0 | 0 | 0 | 0 | 0 | 0 | 0 | 0 | 0 | 0 | 0 | 0 | 0
F6_Commercial_Health_New_Water Heating_Natural Gas_Water Heater_E3 | F6 | Commercial | Health | New | Water Heating | Natural Gas | Water Heater | E3 | Utility - Value of Sales | 0 | 0 | 0 | 0 | 0 | 0 | 0 | 0 | 0 | 0 | 0 | 0 | 0 | 0 | 0 | 0 | 0 | 0 | 0 | 0 | 0 | 0 | 0 | 0 | 0 | 0 | 0
F6_Commercial_Health_New_Water Heating_Natural Gas_Water Heater_E4 | F6 | Commercial | Health | New | Water Heating | Natural Gas | Water Heater | E4 | Utility - Value of Sales | 0 | 0 | 0 | 0 | 0 | 0 | 0 | 0 | 0 | 0 | 0 | 0 | 0 | 0 | 0 | 0 | 0 | 0 | 0 | 0 | 0 | 0 | 0 | 0 | 0 | 0 | 0
F6_Commercial_Health_New_Water Heating_Natural Gas_Water Heater_E5 | F6 | Commercial | Health | New | Water Heating | Natural Gas | Water Heater | E5 | Utility - Value of Sales | 0 | 0 | 0 | 0 | 0 | 0 | 0 | 0 | 0 | 0 | 0 | 0 | 0 | 0 | 0 | 0 | 0 | 0 | 0 | 0 | 0 | 0 | 0 | 0 | 0 | 0 | 0
F6_Commercial_Health_New_Water Heating_Natural Gas_Water Heater_E6 | F6 | Commercial | Health | New | Water Heating | Natural Gas | Water Heater | E6 | Utility - Value of Sales | 0 | 0 | 0 | 0 | 0 | 0 | 0 | 0 | 0 | 0 | 0 | 0 | 0 | 0 | 0 | 0 | 0 | 0 | 0 | 0 | 0 | 0 | 0 | 0 | 0 | 0 | 0
F6_Commercial_Health_New_Water Heating_Natural Gas_Water Heater_E7 | F6 | Commercial | Health | New | Water Heating | Natural Gas | Water Heater | E7 | Utility - Value of Sales | 0 | 0 | 0 | 0 | 0 | 0 | 0 | 0 | 0 | 0 | 0 | 0 | 0 | 0 | 0 | 0 | 0 | 0 | 0 | 0 | 0 | 0 | 0 | 0 | 0 | 0 | 0
F6_Commercial_Health_New_Water Heating_Natural Gas_Water Heater_E8 | F6 | Commercial | Health | New | Water Heating | Natural Gas | Water Heater | E8 | Utility - Value of Sales | 0 | 0 | 0 | 0 | 0 | 0 | 0 | 0 | 0 | 0 | 0 | 0 | 0 | 0 | 0 | 0 | 0 | 0 | 0 | 0 | 0 | 0 | 0 | 0 | 0 | 0 | 0
F6_Commercial_Health_New_Water Heating_Natural Gas_Water Heater_E9 | F6 | Commercial | Health | New | Water Heating | Natural Gas | Water Heater | E9 | Utility - Value of Sales | 0 | 0 | 0 | 0 | 0 | 0 | 0 | 0 | 0 | 0 | 0 | 0 | 0 | 0 | 0 | 0 | 0 | 0 | 0 | 0 | 0 | 0 | 0 | 0 | 0 | 0 | 0
F6_Commercial_Health_New_Water Heating_Natural Gas_Water Heater_E10 | F6 | Commercial | Health | New | Water Heating | Natural Gas | Water Heater | E10 | Utility - Value of Sales | 0 | 0 | 0 | 0 | 0 | 0 | 0 | 0 | 0 | 0 | 0 | 0 | 0 | 0 | 0 | 0 | 0 | 0 | 0 | 0 | 0 | 0 | 0 | 0 | 0 | 0 | 0
F1_Commercial_Health_New_Food Preparation_Natural Gas_Oven_E1 | F1 | Commercial | Health | New | Food Preparation | Natural Gas | Oven | E1 | RVT - Cost of Equipment | 0.26221 | 0.26221 | 0.26221 | 0.26221 | 0.26221 | 0.26221 | 0.26221 | 0.26221 | 0.26221 | 0.26221 | 0.26221 | 0.26221 | 0.26221 | 0.26221 | 0.26221 | 0.26221 | 0.26221 | 0.26221 | 0.26221 | 0.26221 | 0.26221 | 0.26221 | 0.26221 | 0.26221 | 0.26221 | 0.26221 | 0.26221
F1_Commercial_Health_New_Food Preparation_Natural Gas_Oven_E2 | F1 | Commercial | Health | New | Food Preparation | Natural Gas | Oven | E2 | RVT - Cost of Equipment | 0.27622 | 0.27622 | 0.27622 | 0.27622 | 0.27622 | 0.27622 | 0.27622 | 0.27622 | 0.27622 | 0.27622 | 0.27622 | 0.27622 | 0.27622 | 0.27622 | 0.27622 | 0.27622 | 0.27622 | 0.27622 | 0.27622 | 0.27622 | 0.27622 | 0.27622 | 0.27622 | 0.27622 | 0.27622 | 0.27622 | 0.27622
F1_Commercial_Health_New_Food Preparation_Natural Gas_Oven_E3 | F1 | Commercial | Health | New | Food Preparation | Natural Gas | Oven | E3 | RVT - Cost of Equipment | 0 | 0 | 0 | 0 | 0 | 0 | 0 | 0 | 0 | 0 | 0 | 0 | 0 | 0 | 0 | 0 | 0 | 0 | 0 | 0 | 0 | 0 | 0 | 0 | 0 | 0 | 0
F1_Commercial_Health_New_Food Preparation_Natural Gas_Oven_E4 | F1 | Commercial | Health | New | Food Preparation | Natural Gas | Oven | E4 | RVT - Cost of Equipment | 0 | 0 | 0 | 0 | 0 | 0 | 0 | 0 | 0 | 0 | 0 | 0 | 0 | 0 | 0 | 0 | 0 | 0 | 0 | 0 | 0 | 0 | 0 | 0 | 0 | 0 | 0
F1_Commercial_Health_New_Food Preparation_Natural Gas_Oven_E5 | F1 | Commercial | Health | New | Food Preparation | Natural Gas | Oven | E5 | RVT - Cost of Equipment | 0 | 0 | 0 | 0 | 0 | 0 | 0 | 0 | 0 | 0 | 0 | 0 | 0 | 0 | 0 | 0 | 0 | 0 | 0 | 0 | 0 | 0 | 0 | 0 | 0 | 0 | 0
F1_Commercial_Health_New_Food Preparation_Natural Gas_Oven_E6 | F1 | Commercial | Health | New | Food Preparation | Natural Gas | Oven | E6 | RVT - Cost of Equipment | 0 | 0 | 0 | 0 | 0 | 0 | 0 | 0 | 0 | 0 | 0 | 0 | 0 | 0 | 0 | 0 | 0 | 0 | 0 | 0 | 0 | 0 | 0 | 0 | 0 | 0 | 0
F1_Commercial_Health_New_Food Preparation_Natural Gas_Oven_E7 | F1 | Commercial | Health | New | Food Preparation | Natural Gas | Oven | E7 | RVT - Cost of Equipment | 0 | 0 | 0 | 0 | 0 | 0 | 0 | 0 | 0 | 0 | 0 | 0 | 0 | 0 | 0 | 0 | 0 | 0 | 0 | 0 | 0 | 0 | 0 | 0 | 0 | 0 | 0
F1_Commercial_Health_New_Food Preparation_Natural Gas_Oven_E8 | F1 | Commercial | Health | New | Food Preparation | Natural Gas | Oven | E8 | RVT - Cost of Equipment | 0 | 0 | 0 | 0 | 0 | 0 | 0 | 0 | 0 | 0 | 0 | 0 | 0 | 0 | 0 | 0 | 0 | 0 | 0 | 0 | 0 | 0 | 0 | 0 | 0 | 0 | 0
F1_Commercial_Health_New_Food Preparation_Natural Gas_Oven_E9 | F1 | Commercial | Health | New | Food Preparation | Natural Gas | Oven | E9 | RVT - Cost of Equipment | 0 | 0 | 0 | 0 | 0 | 0 | 0 | 0 | 0 | 0 | 0 | 0 | 0 | 0 | 0 | 0 | 0 | 0 | 0 | 0 | 0 | 0 | 0 | 0 | 0 | 0 | 0
F1_Commercial_Health_New_Food Preparation_Natural Gas_Oven_E10 | F1 | Commercial | Health | New | Food Preparation | Natural Gas | Oven | E10 | RVT - Cost of Equipment | 0 | 0 | 0 | 0 | 0 | 0 | 0 | 0 | 0 | 0 | 0 | 0 | 0 | 0 | 0 | 0 | 0 | 0 | 0 | 0 | 0 | 0 | 0 | 0 | 0 | 0 | 0
F2_Commercial_Health_New_Food Preparation_Natural Gas_Oven_E1 | F2 | Commercial | Health | New | Food Preparation | Natural Gas | Oven | E1 | RVT - Cost of Operation | 0 | 0 | 0 | 0 | 0 | 0 | 0 | 0 | 0 | 0 | 0 | 0 | 0 | 0 | 0 | 0 | 0 | 0 | 0 | 0 | 0 | 0 | 0 | 0 | 0 | 0 | 0
F2_Commercial_Health_New_Food Preparation_Natural Gas_Oven_E2 | F2 | Commercial | Health | New | Food Preparation | Natural Gas | Oven | E2 | RVT - Cost of Operation | 0 | 0 | 0 | 0 | 0 | 0 | 0 | 0 | 0 | 0 | 0 | 0 | 0 | 0 | 0 | 0 | 0 | 0 | 0 | 0 | 0 | 0 | 0 | 0 | 0 | 0 | 0
F2_Commercial_Health_New_Food Preparation_Natural Gas_Oven_E3 | F2 | Commercial | Health | New | Food Preparation | Natural Gas | Oven | E3 | RVT - Cost of Operation | 0 | 0 | 0 | 0 | 0 | 0 | 0 | 0 | 0 | 0 | 0 | 0 | 0 | 0 | 0 | 0 | 0 | 0 | 0 | 0 | 0 | 0 | 0 | 0 | 0 | 0 | 0
F2_Commercial_Health_New_Food Preparation_Natural Gas_Oven_E4 | F2 | Commercial | Health | New | Food Preparation | Natural Gas | Oven | E4 | RVT - Cost of Operation | 0 | 0 | 0 | 0 | 0 | 0 | 0 | 0 | 0 | 0 | 0 | 0 | 0 | 0 | 0 | 0 | 0 | 0 | 0 | 0 | 0 | 0 | 0 | 0 | 0 | 0 | 0
F2_Commercial_Health_New_Food Preparation_Natural Gas_Oven_E5 | F2 | Commercial | Health | New | Food Preparation | Natural Gas | Oven | E5 | RVT - Cost of Operation | 0 | 0 | 0 | 0 | 0 | 0 | 0 | 0 | 0 | 0 | 0 | 0 | 0 | 0 | 0 | 0 | 0 | 0 | 0 | 0 | 0 | 0 | 0 | 0 | 0 | 0 | 0
F2_Commercial_Health_New_Food Preparation_Natural Gas_Oven_E6 | F2 | Commercial | Health | New | Food Preparation | Natural Gas | Oven | E6 | RVT - Cost of Operation | 0 | 0 | 0 | 0 | 0 | 0 | 0 | 0 | 0 | 0 | 0 | 0 | 0 | 0 | 0 | 0 | 0 | 0 | 0 | 0 | 0 | 0 | 0 | 0 | 0 | 0 | 0
F2_Commercial_Health_New_Food Preparation_Natural Gas_Oven_E7 | F2 | Commercial | Health | New | Food Preparation | Natural Gas | Oven | E7 | RVT - Cost of Operation | 0 | 0 | 0 | 0 | 0 | 0 | 0 | 0 | 0 | 0 | 0 | 0 | 0 | 0 | 0 | 0 | 0 | 0 | 0 | 0 | 0 | 0 | 0 | 0 | 0 | 0 | 0
F2_Commercial_Health_New_Food Preparation_Natural Gas_Oven_E8 | F2 | Commercial | Health | New | Food Preparation | Natural Gas | Oven | E8 | RVT - Cost of Operation | 0 | 0 | 0 | 0 | 0 | 0 | 0 | 0 | 0 | 0 | 0 | 0 | 0 | 0 | 0 | 0 | 0 | 0 | 0 | 0 | 0 | 0 | 0 | 0 | 0 | 0 | 0
F2_Commercial_Health_New_Food Preparation_Natural Gas_Oven_E9 | F2 | Commercial | Health | New | Food Preparation | Natural Gas | Oven | E9 | RVT - Cost of Operation | 0 | 0 | 0 | 0 | 0 | 0 | 0 | 0 | 0 | 0 | 0 | 0 | 0 | 0 | 0 | 0 | 0 | 0 | 0 | 0 | 0 | 0 | 0 | 0 | 0 | 0 | 0
F2_Commercial_Health_New_Food Preparation_Natural Gas_Oven_E10 | F2 | Commercial | Health | New | Food Preparation | Natural Gas | Oven | E10 | RVT - Cost of Operation | 0 | 0 | 0 | 0 | 0 | 0 | 0 | 0 | 0 | 0 | 0 | 0 | 0 | 0 | 0 | 0 | 0 | 0 | 0 | 0 | 0 | 0 | 0 | 0 | 0 | 0 | 0
F3_Commercial_Health_New_Food Preparation_Natural Gas_Oven_E1 | F3 | Commercial | Health | New | Food Preparation | Natural Gas | Oven | E1 | System - kBTUs of Consumption | 20.8421 | 20.8421 | 20.8421 | 20.8421 | 20.8421 | 20.8421 | 20.8421 | 20.8421 | 20.8421 | 20.8421 | 20.8421 | 20.8421 | 20.8421 | 20.8421 | 20.8421 | 20.8421 | 20.8421 | 20.8421 | 20.8421 | 20.8421 | 20.8421 | 20.8421 | 20.8421 | 20.8421 | 20.8421 | 20.8421 | 20.8421
F3_Commercial_Health_New_Food Preparation_Natural Gas_Oven_E2 | F3 | Commercial | Health | New | Food Preparation | Natural Gas | Oven | E2 | System - kBTUs of Consumption | 18.1088 | 18.1088 | 18.1088 | 18.1088 | 18.1088 | 18.1088 | 18.1088 | 18.1088 | 18.1088 | 18.1088 | 18.1088 | 18.1088 | 18.1088 | 18.1088 | 18.1088 | 18.1088 | 18.1088 | 18.1088 | 18.1088 | 18.1088 | 18.1088 | 18.1088 | 18.1088 | 18.1088 | 18.1088 | 18.1088 | 18.1088
F3_Commercial_Health_New_Food Preparation_Natural Gas_Oven_E3 | F3 | Commercial | Health | New | Food Preparation | Natural Gas | Oven | E3 | System - kBTUs of Consumption | 0 | 0 | 0 | 0 | 0 | 0 | 0 | 0 | 0 | 0 | 0 | 0 | 0 | 0 | 0 | 0 | 0 | 0 | 0 | 0 | 0 | 0 | 0 | 0 | 0 | 0 | 0
F3_Commercial_Health_New_Food Preparation_Natural Gas_Oven_E4 | F3 | Commercial | Health | New | Food Preparation | Natural Gas | Oven | E4 | System - kBTUs of Consumption | 0 | 0 | 0 | 0 | 0 | 0 | 0 | 0 | 0 | 0 | 0 | 0 | 0 | 0 | 0 | 0 | 0 | 0 | 0 | 0 | 0 | 0 | 0 | 0 | 0 | 0 | 0
F3_Commercial_Health_New_Food Preparation_Natural Gas_Oven_E5 | F3 | Commercial | Health | New | Food Preparation | Natural Gas | Oven | E5 | System - kBTUs of Consumption | 0 | 0 | 0 | 0 | 0 | 0 | 0 | 0 | 0 | 0 | 0 | 0 | 0 | 0 | 0 | 0 | 0 | 0 | 0 | 0 | 0 | 0 | 0 | 0 | 0 | 0 | 0
F3_Commercial_Health_New_Food Preparation_Natural Gas_Oven_E6 | F3 | Commercial | Health | New | Food Preparation | Natural Gas | Oven | E6 | System - kBTUs of Consumption | 0 | 0 | 0 | 0 | 0 | 0 | 0 | 0 | 0 | 0 | 0 | 0 | 0 | 0 | 0 | 0 | 0 | 0 | 0 | 0 | 0 | 0 | 0 | 0 | 0 | 0 | 0
F3_Commercial_Health_New_Food Preparation_Natural Gas_Oven_E7 | F3 | Commercial | Health | New | Food Preparation | Natural Gas | Oven | E7 | System - kBTUs of Consumption | 0 | 0 | 0 | 0 | 0 | 0 | 0 | 0 | 0 | 0 | 0 | 0 | 0 | 0 | 0 | 0 | 0 | 0 | 0 | 0 | 0 | 0 | 0 | 0 | 0 | 0 | 0
F3_Commercial_Health_New_Food Preparation_Natural Gas_Oven_E8 | F3 | Commercial | Health | New | Food Preparation | Natural Gas | Oven | E8 | System - kBTUs of Consumption | 0 | 0 | 0 | 0 | 0 | 0 | 0 | 0 | 0 | 0 | 0 | 0 | 0 | 0 | 0 | 0 | 0 | 0 | 0 | 0 | 0 | 0 | 0 | 0 | 0 | 0 | 0
F3_Commercial_Health_New_Food Preparation_Natural Gas_Oven_E9 | F3 | Commercial | Health | New | Food Preparation | Natural Gas | Oven | E9 | System - kBTUs of Consumption | 0 | 0 | 0 | 0 | 0 | 0 | 0 | 0 | 0 | 0 | 0 | 0 | 0 | 0 | 0 | 0 | 0 | 0 | 0 | 0 | 0 | 0 | 0 | 0 | 0 | 0 | 0
F3_Commercial_Health_New_Food Preparation_Natural Gas_Oven_E10 | F3 | Commercial | Health | New | Food Preparation | Natural Gas | Oven | E10 | System - kBTUs of Consumption | 0 | 0 | 0 | 0 | 0 | 0 | 0 | 0 | 0 | 0 | 0 | 0 | 0 | 0 | 0 | 0 | 0 | 0 | 0 | 0 | 0 | 0 | 0 | 0 | 0 | 0 | 0
F4_Commercial_Health_New_Food Preparation_Natural Gas_Oven_E1 | F4 | Commercial | Health | New | Food Preparation | Natural Gas | Oven | E1 | Utility - Cost of Equipment | 0.26221 | 0.26221 | 0.26221 | 0.26221 | 0.26221 | 0.26221 | 0.26221 | 0.26221 | 0.26221 | 0.26221 | 0.26221 | 0.26221 | 0.26221 | 0.26221 | 0.26221 | 0.26221 | 0.26221 | 0.26221 | 0.26221 | 0.26221 | 0.26221 | 0.26221 | 0.26221 | 0.26221 | 0.26221 | 0.26221 | 0.26221
F4_Commercial_Health_New_Food Preparation_Natural Gas_Oven_E2 | F4 | Commercial | Health | New | Food Preparation | Natural Gas | Oven | E2 | Utility - Cost of Equipment | 0.27622 | 0.27622 | 0.27622 | 0.27622 | 0.27622 | 0.27622 | 0.27622 | 0.27622 | 0.27622 | 0.27622 | 0.27622 | 0.27622 | 0.27622 | 0.27622 | 0.27622 | 0.27622 | 0.27622 | 0.27622 | 0.27622 | 0.27622 | 0.27622 | 0.27622 | 0.27622 | 0.27622 | 0.27622 | 0.27622 | 0.27622
F4_Commercial_Health_New_Food Preparation_Natural Gas_Oven_E3 | F4 | Commercial | Health | New | Food Preparation | Natural Gas | Oven | E3 | Utility - Cost of Equipment | 0 | 0 | 0 | 0 | 0 | 0 | 0 | 0 | 0 | 0 | 0 | 0 | 0 | 0 | 0 | 0 | 0 | 0 | 0 | 0 | 0 | 0 | 0 | 0 | 0 | 0 | 0
F4_Commercial_Health_New_Food Preparation_Natural Gas_Oven_E4 | F4 | Commercial | Health | New | Food Preparation | Natural Gas | Oven | E4 | Utility - Cost of Equipment | 0 | 0 | 0 | 0 | 0 | 0 | 0 | 0 | 0 | 0 | 0 | 0 | 0 | 0 | 0 | 0 | 0 | 0 | 0 | 0 | 0 | 0 | 0 | 0 | 0 | 0 | 0
F4_Commercial_Health_New_Food Preparation_Natural Gas_Oven_E5 | F4 | Commercial | Health | New | Food Preparation | Natural Gas | Oven | E5 | Utility - Cost of Equipment | 0 | 0 | 0 | 0 | 0 | 0 | 0 | 0 | 0 | 0 | 0 | 0 | 0 | 0 | 0 | 0 | 0 | 0 | 0 | 0 | 0 | 0 | 0 | 0 | 0 | 0 | 0
F4_Commercial_Health_New_Food Preparation_Natural Gas_Oven_E6 | F4 | Commercial | Health | New | Food Preparation | Natural Gas | Oven | E6 | Utility - Cost of Equipment | 0 | 0 | 0 | 0 | 0 | 0 | 0 | 0 | 0 | 0 | 0 | 0 | 0 | 0 | 0 | 0 | 0 | 0 | 0 | 0 | 0 | 0 | 0 | 0 | 0 | 0 | 0
F4_Commercial_Health_New_Food Preparation_Natural Gas_Oven_E7 | F4 | Commercial | Health | New | Food Preparation | Natural Gas | Oven | E7 | Utility - Cost of Equipment | 0 | 0 | 0 | 0 | 0 | 0 | 0 | 0 | 0 | 0 | 0 | 0 | 0 | 0 | 0 | 0 | 0 | 0 | 0 | 0 | 0 | 0 | 0 | 0 | 0 | 0 | 0
F4_Commercial_Health_New_Food Preparation_Natural Gas_Oven_E8 | F4 | Commercial | Health | New | Food Preparation | Natural Gas | Oven | E8 | Utility - Cost of Equipment | 0 | 0 | 0 | 0 | 0 | 0 | 0 | 0 | 0 | 0 | 0 | 0 | 0 | 0 | 0 | 0 | 0 | 0 | 0 | 0 | 0 | 0 | 0 | 0 | 0 | 0 | 0
F4_Commercial_Health_New_Food Preparation_Natural Gas_Oven_E9 | F4 | Commercial | Health | New | Food Preparation | Natural Gas | Oven | E9 | Utility - Cost of Equipment | 0 | 0 | 0 | 0 | 0 | 0 | 0 | 0 | 0 | 0 | 0 | 0 | 0 | 0 | 0 | 0 | 0 | 0 | 0 | 0 | 0 | 0 | 0 | 0 | 0 | 0 | 0
F4_Commercial_Health_New_Food Preparation_Natural Gas_Oven_E10 | F4 | Commercial | Health | New | Food Preparation | Natural Gas | Oven | E10 | Utility - Cost of Equipment | 0 | 0 | 0 | 0 | 0 | 0 | 0 | 0 | 0 | 0 | 0 | 0 | 0 | 0 | 0 | 0 | 0 | 0 | 0 | 0 | 0 | 0 | 0 | 0 | 0 | 0 | 0
F5_Commercial_Health_New_Food Preparation_Natural Gas_Oven_E1 | F5 | Commercial | Health | New | Food Preparation | Natural Gas | Oven | E1 | Utility - Cost of Operation | 0.28623 | 0.28321 | 0.2803 | 0.27753 | 0.27825 | 0.28125 | 0.28572 | 0.291 | 0.29644 | 0.30138 | 0.30539 | 0.30792 | 0.30876 | 0.30765 | 0.30501 | 0.30113 | 0.29626 | 0.29043 | 0.28347 | 0.27519 | 0.26548 | 0.25428 | 0.24436 | 0.23799 | 0.23531 | 0.23647 | 0.23763
F5_Commercial_Health_New_Food Preparation_Natural Gas_Oven_E2 | F5 | Commercial | Health | New | Food Preparation | Natural Gas | Oven | E2 | Utility - Cost of Operation | 0.24869 | 0.24607 | 0.24354 | 0.24113 | 0.24176 | 0.24437 | 0.24825 | 0.25284 | 0.25757 | 0.26185 | 0.26534 | 0.26754 | 0.26827 | 0.2673 | 0.26501 | 0.26164 | 0.25741 | 0.25234 | 0.24629 | 0.2391 | 0.23066 | 0.22094 | 0.21231 | 0.20678 | 0.20445 | 0.20546 | 0.20646
F5_Commercial_Health_New_Food Preparation_Natural Gas_Oven_E3 | F5 | Commercial | Health | New | Food Preparation | Natural Gas | Oven | E3 | Utility - Cost of Operation | 0 | 0 | 0 | 0 | 0 | 0 | 0 | 0 | 0 | 0 | 0 | 0 | 0 | 0 | 0 | 0 | 0 | 0 | 0 | 0 | 0 | 0 | 0 | 0 | 0 | 0 | 0
F5_Commercial_Health_New_Food Preparation_Natural Gas_Oven_E4 | F5 | Commercial | Health | New | Food Preparation | Natural Gas | Oven | E4 | Utility - Cost of Operation | 0 | 0 | 0 | 0 | 0 | 0 | 0 | 0 | 0 | 0 | 0 | 0 | 0 | 0 | 0 | 0 | 0 | 0 | 0 | 0 | 0 | 0 | 0 | 0 | 0 | 0 | 0
F5_Commercial_Health_New_Food Preparation_Natural Gas_Oven_E5 | F5 | Commercial | Health | New | Food Preparation | Natural Gas | Oven | E5 | Utility - Cost of Operation | 0 | 0 | 0 | 0 | 0 | 0 | 0 | 0 | 0 | 0 | 0 | 0 | 0 | 0 | 0 | 0 | 0 | 0 | 0 | 0 | 0 | 0 | 0 | 0 | 0 | 0 | 0
F5_Commercial_Health_New_Food Preparation_Natural Gas_Oven_E6 | F5 | Commercial | Health | New | Food Preparation | Natural Gas | Oven | E6 | Utility - Cost of Operation | 0 | 0 | 0 | 0 | 0 | 0 | 0 | 0 | 0 | 0 | 0 | 0 | 0 | 0 | 0 | 0 | 0 | 0 | 0 | 0 | 0 | 0 | 0 | 0 | 0 | 0 | 0
F5_Commercial_Health_New_Food Preparation_Natural Gas_Oven_E7 | F5 | Commercial | Health | New | Food Preparation | Natural Gas | Oven | E7 | Utility - Cost of Operation | 0 | 0 | 0 | 0 | 0 | 0 | 0 | 0 | 0 | 0 | 0 | 0 | 0 | 0 | 0 | 0 | 0 | 0 | 0 | 0 | 0 | 0 | 0 | 0 | 0 | 0 | 0
F5_Commercial_Health_New_Food Preparation_Natural Gas_Oven_E8 | F5 | Commercial | Health | New | Food Preparation | Natural Gas | Oven | E8 | Utility - Cost of Operation | 0 | 0 | 0 | 0 | 0 | 0 | 0 | 0 | 0 | 0 | 0 | 0 | 0 | 0 | 0 | 0 | 0 | 0 | 0 | 0 | 0 | 0 | 0 | 0 | 0 | 0 | 0
F5_Commercial_Health_New_Food Preparation_Natural Gas_Oven_E9 | F5 | Commercial | Health | New | Food Preparation | Natural Gas | Oven | E9 | Utility - Cost of Operation | 0 | 0 | 0 | 0 | 0 | 0 | 0 | 0 | 0 | 0 | 0 | 0 | 0 | 0 | 0 | 0 | 0 | 0 | 0 | 0 | 0 | 0 | 0 | 0 | 0 | 0 | 0
F5_Commercial_Health_New_Food Preparation_Natural Gas_Oven_E10 | F5 | Commercial | Health | New | Food Preparation | Natural Gas | Oven | E10 | Utility - Cost of Operation | 0 | 0 | 0 | 0 | 0 | 0 | 0 | 0 | 0 | 0 | 0 | 0 | 0 | 0 | 0 | 0 | 0 | 0 | 0 | 0 | 0 | 0 | 0 | 0 | 0 | 0 | 0
F6_Commercial_Health_New_Food Preparation_Natural Gas_Oven_E1 | F6 | Commercial | Health | New | Food Preparation | Natural Gas | Oven | E1 | Utility - Value of Sales | 0 | 0 | 0 | 0 | 0 | 0 | 0 | 0 | 0 | 0 | 0 | 0 | 0 | 0 | 0 | 0 | 0 | 0 | 0 | 0 | 0 | 0 | 0 | 0 | 0 | 0 | 0
F6_Commercial_Health_New_Food Preparation_Natural Gas_Oven_E2 | F6 | Commercial | Health | New | Food Preparation | Natural Gas | Oven | E2 | Utility - Value of Sales | 0 | 0 | 0 | 0 | 0 | 0 | 0 | 0 | 0 | 0 | 0 | 0 | 0 | 0 | 0 | 0 | 0 | 0 | 0 | 0 | 0 | 0 | 0 | 0 | 0 | 0 | 0
F6_Commercial_Health_New_Food Preparation_Natural Gas_Oven_E3 | F6 | Commercial | Health | New | Food Preparation | Natural Gas | Oven | E3 | Utility - Value of Sales | 0 | 0 | 0 | 0 | 0 | 0 | 0 | 0 | 0 | 0 | 0 | 0 | 0 | 0 | 0 | 0 | 0 | 0 | 0 | 0 | 0 | 0 | 0 | 0 | 0 | 0 | 0
F6_Commercial_Health_New_Food Preparation_Natural Gas_Oven_E4 | F6 | Commercial | Health | New | Food Preparation | Natural Gas | Oven | E4 | Utility - Value of Sales | 0 | 0 | 0 | 0 | 0 | 0 | 0 | 0 | 0 | 0 | 0 | 0 | 0 | 0 | 0 | 0 | 0 | 0 | 0 | 0 | 0 | 0 | 0 | 0 | 0 | 0 | 0
F6_Commercial_Health_New_Food Preparation_Natural Gas_Oven_E5 | F6 | Commercial | Health | New | Food Preparation | Natural Gas | Oven | E5 | Utility - Value of Sales | 0 | 0 | 0 | 0 | 0 | 0 | 0 | 0 | 0 | 0 | 0 | 0 | 0 | 0 | 0 | 0 | 0 | 0 | 0 | 0 | 0 | 0 | 0 | 0 | 0 | 0 | 0
F6_Commercial_Health_New_Food Preparation_Natural Gas_Oven_E6 | F6 | Commercial | Health | New | Food Preparation | Natural Gas | Oven | E6 | Utility - Value of Sales | 0 | 0 | 0 | 0 | 0 | 0 | 0 | 0 | 0 | 0 | 0 | 0 | 0 | 0 | 0 | 0 | 0 | 0 | 0 | 0 | 0 | 0 | 0 | 0 | 0 | 0 | 0
F6_Commercial_Health_New_Food Preparation_Natural Gas_Oven_E7 | F6 | Commercial | Health | New | Food Preparation | Natural Gas | Oven | E7 | Utility - Value of Sales | 0 | 0 | 0 | 0 | 0 | 0 | 0 | 0 | 0 | 0 | 0 | 0 | 0 | 0 | 0 | 0 | 0 | 0 | 0 | 0 | 0 | 0 | 0 | 0 | 0 | 0 | 0
F6_Commercial_Health_New_Food Preparation_Natural Gas_Oven_E8 | F6 | Commercial | Health | New | Food Preparation | Natural Gas | Oven | E8 | Utility - Value of Sales | 0 | 0 | 0 | 0 | 0 | 0 | 0 | 0 | 0 | 0 | 0 | 0 | 0 | 0 | 0 | 0 | 0 | 0 | 0 | 0 | 0 | 0 | 0 | 0 | 0 | 0 | 0
F6_Commercial_Health_New_Food Preparation_Natural Gas_Oven_E9 | F6 | Commercial | Health | New | Food Preparation | Natural Gas | Oven | E9 | Utility - Value of Sales | 0 | 0 | 0 | 0 | 0 | 0 | 0 | 0 | 0 | 0 | 0 | 0 | 0 | 0 | 0 | 0 | 0 | 0 | 0 | 0 | 0 | 0 | 0 | 0 | 0 | 0 | 0
F6_Commercial_Health_New_Food Preparation_Natural Gas_Oven_E10 | F6 | Commercial | Health | New | Food Preparation | Natural Gas | Oven | E10 | Utility - Value of Sales | 0 | 0 | 0 | 0 | 0 | 0 | 0 | 0 | 0 | 0 | 0 | 0 | 0 | 0 | 0 | 0 | 0 | 0 | 0 | 0 | 0 | 0 | 0 | 0 | 0 | 0 | 0
F1_Commercial_Health_New_Food Preparation_Natural Gas_Conveyor Oven_E1 | F1 | Commercial | Health | New | Food Preparation | Natural Gas | Conveyor Oven | E1 | RVT - Cost of Equipment | 0.1486 | 0.1486 | 0.1486 | 0.1486 | 0.1486 | 0.1486 | 0.1486 | 0.1486 | 0.1486 | 0.1486 | 0.1486 | 0.1486 | 0.1486 | 0.1486 | 0.1486 | 0.1486 | 0.1486 | 0.1486 | 0.1486 | 0.1486 | 0.1486 | 0.1486 | 0.1486 | 0.1486 | 0.1486 | 0.1486 | 0.1486
F1_Commercial_Health_New_Food Preparation_Natural Gas_Conveyor Oven_E2 | F1 | Commercial | Health | New | Food Preparation | Natural Gas | Conveyor Oven | E2 | RVT - Cost of Equipment | 0.18116 | 0.18116 | 0.18116 | 0.18116 | 0.18116 | 0.18116 | 0.18116 | 0.18116 | 0.18116 | 0.18116 | 0.18116 | 0.18116 | 0.18116 | 0.18116 | 0.18116 | 0.18116 | 0.18116 | 0.18116 | 0.18116 | 0.18116 | 0.18116 | 0.18116 | 0.18116 | 0.18116 | 0.18116 | 0.18116 | 0.18116
F1_Commercial_Health_New_Food Preparation_Natural Gas_Conveyor Oven_E3 | F1 | Commercial | Health | New | Food Preparation | Natural Gas | Conveyor Oven | E3 | RVT - Cost of Equipment | 0 | 0 | 0 | 0 | 0 | 0 | 0 | 0 | 0 | 0 | 0 | 0 | 0 | 0 | 0 | 0 | 0 | 0 | 0 | 0 | 0 | 0 | 0 | 0 | 0 | 0 | 0
F1_Commercial_Health_New_Food Preparation_Natural Gas_Conveyor Oven_E4 | F1 | Commercial | Health | New | Food Preparation | Natural Gas | Conveyor Oven | E4 | RVT - Cost of Equipment | 0 | 0 | 0 | 0 | 0 | 0 | 0 | 0 | 0 | 0 | 0 | 0 | 0 | 0 | 0 | 0 | 0 | 0 | 0 | 0 | 0 | 0 | 0 | 0 | 0 | 0 | 0
F1_Commercial_Health_New_Food Preparation_Natural Gas_Conveyor Oven_E5 | F1 | Commercial | Health | New | Food Preparation | Natural Gas | Conveyor Oven | E5 | RVT - Cost of Equipment | 0 | 0 | 0 | 0 | 0 | 0 | 0 | 0 | 0 | 0 | 0 | 0 | 0 | 0 | 0 | 0 | 0 | 0 | 0 | 0 | 0 | 0 | 0 | 0 | 0 | 0 | 0
F1_Commercial_Health_New_Food Preparation_Natural Gas_Conveyor Oven_E6 | F1 | Commercial | Health | New | Food Preparation | Natural Gas | Conveyor Oven | E6 | RVT - Cost of Equipment | 0 | 0 | 0 | 0 | 0 | 0 | 0 | 0 | 0 | 0 | 0 | 0 | 0 | 0 | 0 | 0 | 0 | 0 | 0 | 0 | 0 | 0 | 0 | 0 | 0 | 0 | 0
F1_Commercial_Health_New_Food Preparation_Natural Gas_Conveyor Oven_E7 | F1 | Commercial | Health | New | Food Preparation | Natural Gas | Conveyor Oven | E7 | RVT - Cost of Equipment | 0 | 0 | 0 | 0 | 0 | 0 | 0 | 0 | 0 | 0 | 0 | 0 | 0 | 0 | 0 | 0 | 0 | 0 | 0 | 0 | 0 | 0 | 0 | 0 | 0 | 0 | 0
F1_Commercial_Health_New_Food Preparation_Natural Gas_Conveyor Oven_E8 | F1 | Commercial | Health | New | Food Preparation | Natural Gas | Conveyor Oven | E8 | RVT - Cost of Equipment | 0 | 0 | 0 | 0 | 0 | 0 | 0 | 0 | 0 | 0 | 0 | 0 | 0 | 0 | 0 | 0 | 0 | 0 | 0 | 0 | 0 | 0 | 0 | 0 | 0 | 0 | 0
F1_Commercial_Health_New_Food Preparation_Natural Gas_Conveyor Oven_E9 | F1 | Commercial | Health | New | Food Preparation | Natural Gas | Conveyor Oven | E9 | RVT - Cost of Equipment | 0 | 0 | 0 | 0 | 0 | 0 | 0 | 0 | 0 | 0 | 0 | 0 | 0 | 0 | 0 | 0 | 0 | 0 | 0 | 0 | 0 | 0 | 0 | 0 | 0 | 0 | 0
F1_Commercial_Health_New_Food Preparation_Natural Gas_Conveyor Oven_E10 | F1 | Commercial | Health | New | Food Preparation | Natural Gas | Conveyor Oven | E10 | RVT - Cost of Equipment | 0 | 0 | 0 | 0 | 0 | 0 | 0 | 0 | 0 | 0 | 0 | 0 | 0 | 0 | 0 | 0 | 0 | 0 | 0 | 0 | 0 | 0 | 0 | 0 | 0 | 0 | 0
F2_Commercial_Health_New_Food Preparation_Natural Gas_Conveyor Oven_E1 | F2 | Commercial | Health | New | Food Preparation | Natural Gas | Conveyor Oven | E1 | RVT - Cost of Operation | 0 | 0 | 0 | 0 | 0 | 0 | 0 | 0 | 0 | 0 | 0 | 0 | 0 | 0 | 0 | 0 | 0 | 0 | 0 | 0 | 0 | 0 | 0 | 0 | 0 | 0 | 0
F2_Commercial_Health_New_Food Preparation_Natural Gas_Conveyor Oven_E2 | F2 | Commercial | Health | New | Food Preparation | Natural Gas | Conveyor Oven | E2 | RVT - Cost of Operation | 0 | 0 | 0 | 0 | 0 | 0 | 0 | 0 | 0 | 0 | 0 | 0 | 0 | 0 | 0 | 0 | 0 | 0 | 0 | 0 | 0 | 0 | 0 | 0 | 0 | 0 | 0
F2_Commercial_Health_New_Food Preparation_Natural Gas_Conveyor Oven_E3 | F2 | Commercial | Health | New | Food Preparation | Natural Gas | Conveyor Oven | E3 | RVT - Cost of Operation | 0 | 0 | 0 | 0 | 0 | 0 | 0 | 0 | 0 | 0 | 0 | 0 | 0 | 0 | 0 | 0 | 0 | 0 | 0 | 0 | 0 | 0 | 0 | 0 | 0 | 0 | 0
F2_Commercial_Health_New_Food Preparation_Natural Gas_Conveyor Oven_E4 | F2 | Commercial | Health | New | Food Preparation | Natural Gas | Conveyor Oven | E4 | RVT - Cost of Operation | 0 | 0 | 0 | 0 | 0 | 0 | 0 | 0 | 0 | 0 | 0 | 0 | 0 | 0 | 0 | 0 | 0 | 0 | 0 | 0 | 0 | 0 | 0 | 0 | 0 | 0 | 0
F2_Commercial_Health_New_Food Preparation_Natural Gas_Conveyor Oven_E5 | F2 | Commercial | Health | New | Food Preparation | Natural Gas | Conveyor Oven | E5 | RVT - Cost of Operation | 0 | 0 | 0 | 0 | 0 | 0 | 0 | 0 | 0 | 0 | 0 | 0 | 0 | 0 | 0 | 0 | 0 | 0 | 0 | 0 | 0 | 0 | 0 | 0 | 0 | 0 | 0
F2_Commercial_Health_New_Food Preparation_Natural Gas_Conveyor Oven_E6 | F2 | Commercial | Health | New | Food Preparation | Natural Gas | Conveyor Oven | E6 | RVT - Cost of Operation | 0 | 0 | 0 | 0 | 0 | 0 | 0 | 0 | 0 | 0 | 0 | 0 | 0 | 0 | 0 | 0 | 0 | 0 | 0 | 0 | 0 | 0 | 0 | 0 | 0 | 0 | 0
F2_Commercial_Health_New_Food Preparation_Natural Gas_Conveyor Oven_E7 | F2 | Commercial | Health | New | Food Preparation | Natural Gas | Conveyor Oven | E7 | RVT - Cost of Operation | 0 | 0 | 0 | 0 | 0 | 0 | 0 | 0 | 0 | 0 | 0 | 0 | 0 | 0 | 0 | 0 | 0 | 0 | 0 | 0 | 0 | 0 | 0 | 0 | 0 | 0 | 0
F2_Commercial_Health_New_Food Preparation_Natural Gas_Conveyor Oven_E8 | F2 | Commercial | Health | New | Food Preparation | Natural Gas | Conveyor Oven | E8 | RVT - Cost of Operation | 0 | 0 | 0 | 0 | 0 | 0 | 0 | 0 | 0 | 0 | 0 | 0 | 0 | 0 | 0 | 0 | 0 | 0 | 0 | 0 | 0 | 0 | 0 | 0 | 0 | 0 | 0
F2_Commercial_Health_New_Food Preparation_Natural Gas_Conveyor Oven_E9 | F2 | Commercial | Health | New | Food Preparation | Natural Gas | Conveyor Oven | E9 | RVT - Cost of Operation | 0 | 0 | 0 | 0 | 0 | 0 | 0 | 0 | 0 | 0 | 0 | 0 | 0 | 0 | 0 | 0 | 0 | 0 | 0 | 0 | 0 | 0 | 0 | 0 | 0 | 0 | 0
F2_Commercial_Health_New_Food Preparation_Natural Gas_Conveyor Oven_E10 | F2 | Commercial | Health | New | Food Preparation | Natural Gas | Conveyor Oven | E10 | RVT - Cost of Operation | 0 | 0 | 0 | 0 | 0 | 0 | 0 | 0 | 0 | 0 | 0 | 0 | 0 | 0 | 0 | 0 | 0 | 0 | 0 | 0 | 0 | 0 | 0 | 0 | 0 | 0 | 0
F3_Commercial_Health_New_Food Preparation_Natural Gas_Conveyor Oven_E1 | F3 | Commercial | Health | New | Food Preparation | Natural Gas | Conveyor Oven | E1 | System - kBTUs of Consumption | 38.067 | 38.067 | 38.067 | 38.067 | 38.067 | 38.067 | 38.067 | 38.067 | 38.067 | 38.067 | 38.067 | 38.067 | 38.067 | 38.067 | 38.067 | 38.067 | 38.067 | 38.067 | 38.067 | 38.067 | 38.067 | 38.067 | 38.067 | 38.067 | 38.067 | 38.067 | 38.067
F3_Commercial_Health_New_Food Preparation_Natural Gas_Conveyor Oven_E2 | F3 | Commercial | Health | New | Food Preparation | Natural Gas | Conveyor Oven | E2 | System - kBTUs of Consumption | 28.9368 | 28.9368 | 28.9368 | 28.9368 | 28.9368 | 28.9368 | 28.9368 | 28.9368 | 28.9368 | 28.9368 | 28.9368 | 28.9368 | 28.9368 | 28.9368 | 28.9368 | 28.9368 | 28.9368 | 28.9368 | 28.9368 | 28.9368 | 28.9368 | 28.9368 | 28.9368 | 28.9368 | 28.9368 | 28.9368 | 28.9368
F3_Commercial_Health_New_Food Preparation_Natural Gas_Conveyor Oven_E3 | F3 | Commercial | Health | New | Food Preparation | Natural Gas | Conveyor Oven | E3 | System - kBTUs of Consumption | 0 | 0 | 0 | 0 | 0 | 0 | 0 | 0 | 0 | 0 | 0 | 0 | 0 | 0 | 0 | 0 | 0 | 0 | 0 | 0 | 0 | 0 | 0 | 0 | 0 | 0 | 0
F3_Commercial_Health_New_Food Preparation_Natural Gas_Conveyor Oven_E4 | F3 | Commercial | Health | New | Food Preparation | Natural Gas | Conveyor Oven | E4 | System - kBTUs of Consumption | 0 | 0 | 0 | 0 | 0 | 0 | 0 | 0 | 0 | 0 | 0 | 0 | 0 | 0 | 0 | 0 | 0 | 0 | 0 | 0 | 0 | 0 | 0 | 0 | 0 | 0 | 0
F3_Commercial_Health_New_Food Preparation_Natural Gas_Conveyor Oven_E5 | F3 | Commercial | Health | New | Food Preparation | Natural Gas | Conveyor Oven | E5 | System - kBTUs of Consumption | 0 | 0 | 0 | 0 | 0 | 0 | 0 | 0 | 0 | 0 | 0 | 0 | 0 | 0 | 0 | 0 | 0 | 0 | 0 | 0 | 0 | 0 | 0 | 0 | 0 | 0 | 0
F3_Commercial_Health_New_Food Preparation_Natural Gas_Conveyor Oven_E6 | F3 | Commercial | Health | New | Food Preparation | Natural Gas | Conveyor Oven | E6 | System - kBTUs of Consumption | 0 | 0 | 0 | 0 | 0 | 0 | 0 | 0 | 0 | 0 | 0 | 0 | 0 | 0 | 0 | 0 | 0 | 0 | 0 | 0 | 0 | 0 | 0 | 0 | 0 | 0 | 0
F3_Commercial_Health_New_Food Preparation_Natural Gas_Conveyor Oven_E7 | F3 | Commercial | Health | New | Food Preparation | Natural Gas | Conveyor Oven | E7 | System - kBTUs of Consumption | 0 | 0 | 0 | 0 | 0 | 0 | 0 | 0 | 0 | 0 | 0 | 0 | 0 | 0 | 0 | 0 | 0 | 0 | 0 | 0 | 0 | 0 | 0 | 0 | 0 | 0 | 0
F3_Commercial_Health_New_Food Preparation_Natural Gas_Conveyor Oven_E8 | F3 | Commercial | Health | New | Food Preparation | Natural Gas | Conveyor Oven | E8 | System - kBTUs of Consumption | 0 | 0 | 0 | 0 | 0 | 0 | 0 | 0 | 0 | 0 | 0 | 0 | 0 | 0 | 0 | 0 | 0 | 0 | 0 | 0 | 0 | 0 | 0 | 0 | 0 | 0 | 0
F3_Commercial_Health_New_Food Preparation_Natural Gas_Conveyor Oven_E9 | F3 | Commercial | Health | New | Food Preparation | Natural Gas | Conveyor Oven | E9 | System - kBTUs of Consumption | 0 | 0 | 0 | 0 | 0 | 0 | 0 | 0 | 0 | 0 | 0 | 0 | 0 | 0 | 0 | 0 | 0 | 0 | 0 | 0 | 0 | 0 | 0 | 0 | 0 | 0 | 0
F3_Commercial_Health_New_Food Preparation_Natural Gas_Conveyor Oven_E10 | F3 | Commercial | Health | New | Food Preparation | Natural Gas | Conveyor Oven | E10 | System - kBTUs of Consumption | 0 | 0 | 0 | 0 | 0 | 0 | 0 | 0 | 0 | 0 | 0 | 0 | 0 | 0 | 0 | 0 | 0 | 0 | 0 | 0 | 0 | 0 | 0 | 0 | 0 | 0 | 0
F4_Commercial_Health_New_Food Preparation_Natural Gas_Conveyor Oven_E1 | F4 | Commercial | Health | New | Food Preparation | Natural Gas | Conveyor Oven | E1 | Utility - Cost of Equipment | 0.1486 | 0.1486 | 0.1486 | 0.1486 | 0.1486 | 0.1486 | 0.1486 | 0.1486 | 0.1486 | 0.1486 | 0.1486 | 0.1486 | 0.1486 | 0.1486 | 0.1486 | 0.1486 | 0.1486 | 0.1486 | 0.1486 | 0.1486 | 0.1486 | 0.1486 | 0.1486 | 0.1486 | 0.1486 | 0.1486 | 0.1486
F4_Commercial_Health_New_Food Preparation_Natural Gas_Conveyor Oven_E2 | F4 | Commercial | Health | New | Food Preparation | Natural Gas | Conveyor Oven | E2 | Utility - Cost of Equipment | 0.18116 | 0.18116 | 0.18116 | 0.18116 | 0.18116 | 0.18116 | 0.18116 | 0.18116 | 0.18116 | 0.18116 | 0.18116 | 0.18116 | 0.18116 | 0.18116 | 0.18116 | 0.18116 | 0.18116 | 0.18116 | 0.18116 | 0.18116 | 0.18116 | 0.18116 | 0.18116 | 0.18116 | 0.18116 | 0.18116 | 0.18116
F4_Commercial_Health_New_Food Preparation_Natural Gas_Conveyor Oven_E3 | F4 | Commercial | Health | New | Food Preparation | Natural Gas | Conveyor Oven | E3 | Utility - Cost of Equipment | 0 | 0 | 0 | 0 | 0 | 0 | 0 | 0 | 0 | 0 | 0 | 0 | 0 | 0 | 0 | 0 | 0 | 0 | 0 | 0 | 0 | 0 | 0 | 0 | 0 | 0 | 0
F4_Commercial_Health_New_Food Preparation_Natural Gas_Conveyor Oven_E4 | F4 | Commercial | Health | New | Food Preparation | Natural Gas | Conveyor Oven | E4 | Utility - Cost of Equipment | 0 | 0 | 0 | 0 | 0 | 0 | 0 | 0 | 0 | 0 | 0 | 0 | 0 | 0 | 0 | 0 | 0 | 0 | 0 | 0 | 0 | 0 | 0 | 0 | 0 | 0 | 0
F4_Commercial_Health_New_Food Preparation_Natural Gas_Conveyor Oven_E5 | F4 | Commercial | Health | New | Food Preparation | Natural Gas | Conveyor Oven | E5 | Utility - Cost of Equipment | 0 | 0 | 0 | 0 | 0 | 0 | 0 | 0 | 0 | 0 | 0 | 0 | 0 | 0 | 0 | 0 | 0 | 0 | 0 | 0 | 0 | 0 | 0 | 0 | 0 | 0 | 0
F4_Commercial_Health_New_Food Preparation_Natural Gas_Conveyor Oven_E6 | F4 | Commercial | Health | New | Food Preparation | Natural Gas | Conveyor Oven | E6 | Utility - Cost of Equipment | 0 | 0 | 0 | 0 | 0 | 0 | 0 | 0 | 0 | 0 | 0 | 0 | 0 | 0 | 0 | 0 | 0 | 0 | 0 | 0 | 0 | 0 | 0 | 0 | 0 | 0 | 0
F4_Commercial_Health_New_Food Preparation_Natural Gas_Conveyor Oven_E7 | F4 | Commercial | Health | New | Food Preparation | Natural Gas | Conveyor Oven | E7 | Utility - Cost of Equipment | 0 | 0 | 0 | 0 | 0 | 0 | 0 | 0 | 0 | 0 | 0 | 0 | 0 | 0 | 0 | 0 | 0 | 0 | 0 | 0 | 0 | 0 | 0 | 0 | 0 | 0 | 0
F4_Commercial_Health_New_Food Preparation_Natural Gas_Conveyor Oven_E8 | F4 | Commercial | Health | New | Food Preparation | Natural Gas | Conveyor Oven | E8 | Utility - Cost of Equipment | 0 | 0 | 0 | 0 | 0 | 0 | 0 | 0 | 0 | 0 | 0 | 0 | 0 | 0 | 0 | 0 | 0 | 0 | 0 | 0 | 0 | 0 | 0 | 0 | 0 | 0 | 0
F4_Commercial_Health_New_Food Preparation_Natural Gas_Conveyor Oven_E9 | F4 | Commercial | Health | New | Food Preparation | Natural Gas | Conveyor Oven | E9 | Utility - Cost of Equipment | 0 | 0 | 0 | 0 | 0 | 0 | 0 | 0 | 0 | 0 | 0 | 0 | 0 | 0 | 0 | 0 | 0 | 0 | 0 | 0 | 0 | 0 | 0 | 0 | 0 | 0 | 0
F4_Commercial_Health_New_Food Preparation_Natural Gas_Conveyor Oven_E10 | F4 | Commercial | Health | New | Food Preparation | Natural Gas | Conveyor Oven | E10 | Utility - Cost of Equipment | 0 | 0 | 0 | 0 | 0 | 0 | 0 | 0 | 0 | 0 | 0 | 0 | 0 | 0 | 0 | 0 | 0 | 0 | 0 | 0 | 0 | 0 | 0 | 0 | 0 | 0 | 0
F5_Commercial_Health_New_Food Preparation_Natural Gas_Conveyor Oven_E1 | F5 | Commercial | Health | New | Food Preparation | Natural Gas | Conveyor Oven | E1 | Utility - Cost of Operation | 0.52892 | 0.52651 | 0.52433 | 0.52218 | 0.5246 | 0.52928 | 0.5344 | 0.53872 | 0.54155 | 0.54281 | 0.5429 | 0.54211 | 0.54049 | 0.53755 | 0.53344 | 0.52809 | 0.52126 | 0.51301 | 0.50308 | 0.4912 | 0.4772 | 0.461 | 0.44669 | 0.43764 | 0.43409 | 0.43622 | 0.43836
F5_Commercial_Health_New_Food Preparation_Natural Gas_Conveyor Oven_E2 | F5 | Commercial | Health | New | Food Preparation | Natural Gas | Conveyor Oven | E2 | Utility - Cost of Operation | 0.40206 | 0.40023 | 0.39857 | 0.39693 | 0.39878 | 0.40233 | 0.40623 | 0.40951 | 0.41166 | 0.41262 | 0.41269 | 0.41209 | 0.41086 | 0.40862 | 0.4055 | 0.40143 | 0.39624 | 0.38997 | 0.38242 | 0.37339 | 0.36275 | 0.35043 | 0.33955 | 0.33268 | 0.32998 | 0.33159 | 0.33322
F5_Commercial_Health_New_Food Preparation_Natural Gas_Conveyor Oven_E3 | F5 | Commercial | Health | New | Food Preparation | Natural Gas | Conveyor Oven | E3 | Utility - Cost of Operation | 0 | 0 | 0 | 0 | 0 | 0 | 0 | 0 | 0 | 0 | 0 | 0 | 0 | 0 | 0 | 0 | 0 | 0 | 0 | 0 | 0 | 0 | 0 | 0 | 0 | 0 | 0
F5_Commercial_Health_New_Food Preparation_Natural Gas_Conveyor Oven_E4 | F5 | Commercial | Health | New | Food Preparation | Natural Gas | Conveyor Oven | E4 | Utility - Cost of Operation | 0 | 0 | 0 | 0 | 0 | 0 | 0 | 0 | 0 | 0 | 0 | 0 | 0 | 0 | 0 | 0 | 0 | 0 | 0 | 0 | 0 | 0 | 0 | 0 | 0 | 0 | 0
F5_Commercial_Health_New_Food Preparation_Natural Gas_Conveyor Oven_E5 | F5 | Commercial | Health | New | Food Preparation | Natural Gas | Conveyor Oven | E5 | Utility - Cost of Operation | 0 | 0 | 0 | 0 | 0 | 0 | 0 | 0 | 0 | 0 | 0 | 0 | 0 | 0 | 0 | 0 | 0 | 0 | 0 | 0 | 0 | 0 | 0 | 0 | 0 | 0 | 0
F5_Commercial_Health_New_Food Preparation_Natural Gas_Conveyor Oven_E6 | F5 | Commercial | Health | New | Food Preparation | Natural Gas | Conveyor Oven | E6 | Utility - Cost of Operation | 0 | 0 | 0 | 0 | 0 | 0 | 0 | 0 | 0 | 0 | 0 | 0 | 0 | 0 | 0 | 0 | 0 | 0 | 0 | 0 | 0 | 0 | 0 | 0 | 0 | 0 | 0
F5_Commercial_Health_New_Food Preparation_Natural Gas_Conveyor Oven_E7 | F5 | Commercial | Health | New | Food Preparation | Natural Gas | Conveyor Oven | E7 | Utility - Cost of Operation | 0 | 0 | 0 | 0 | 0 | 0 | 0 | 0 | 0 | 0 | 0 | 0 | 0 | 0 | 0 | 0 | 0 | 0 | 0 | 0 | 0 | 0 | 0 | 0 | 0 | 0 | 0
F5_Commercial_Health_New_Food Preparation_Natural Gas_Conveyor Oven_E8 | F5 | Commercial | Health | New | Food Preparation | Natural Gas | Conveyor Oven | E8 | Utility - Cost of Operation | 0 | 0 | 0 | 0 | 0 | 0 | 0 | 0 | 0 | 0 | 0 | 0 | 0 | 0 | 0 | 0 | 0 | 0 | 0 | 0 | 0 | 0 | 0 | 0 | 0 | 0 | 0
F5_Commercial_Health_New_Food Preparation_Natural Gas_Conveyor Oven_E9 | F5 | Commercial | Health | New | Food Preparation | Natural Gas | Conveyor Oven | E9 | Utility - Cost of Operation | 0 | 0 | 0 | 0 | 0 | 0 | 0 | 0 | 0 | 0 | 0 | 0 | 0 | 0 | 0 | 0 | 0 | 0 | 0 | 0 | 0 | 0 | 0 | 0 | 0 | 0 | 0
F5_Commercial_Health_New_Food Preparation_Natural Gas_Conveyor Oven_E10 | F5 | Commercial | Health | New | Food Preparation | Natural Gas | Conveyor Oven | E10 | Utility - Cost of Operation | 0 | 0 | 0 | 0 | 0 | 0 | 0 | 0 | 0 | 0 | 0 | 0 | 0 | 0 | 0 | 0 | 0 | 0 | 0 | 0 | 0 | 0 | 0 | 0 | 0 | 0 | 0
F6_Commercial_Health_New_Food Preparation_Natural Gas_Conveyor Oven_E1 | F6 | Commercial | Health | New | Food Preparation | Natural Gas | Conveyor Oven | E1 | Utility - Value of Sales | 0 | 0 | 0 | 0 | 0 | 0 | 0 | 0 | 0 | 0 | 0 | 0 | 0 | 0 | 0 | 0 | 0 | 0 | 0 | 0 | 0 | 0 | 0 | 0 | 0 | 0 | 0
F6_Commercial_Health_New_Food Preparation_Natural Gas_Conveyor Oven_E2 | F6 | Commercial | Health | New | Food Preparation | Natural Gas | Conveyor Oven | E2 | Utility - Value of Sales | 0 | 0 | 0 | 0 | 0 | 0 | 0 | 0 | 0 | 0 | 0 | 0 | 0 | 0 | 0 | 0 | 0 | 0 | 0 | 0 | 0 | 0 | 0 | 0 | 0 | 0 | 0
F6_Commercial_Health_New_Food Preparation_Natural Gas_Conveyor Oven_E3 | F6 | Commercial | Health | New | Food Preparation | Natural Gas | Conveyor Oven | E3 | Utility - Value of Sales | 0 | 0 | 0 | 0 | 0 | 0 | 0 | 0 | 0 | 0 | 0 | 0 | 0 | 0 | 0 | 0 | 0 | 0 | 0 | 0 | 0 | 0 | 0 | 0 | 0 | 0 | 0
F6_Commercial_Health_New_Food Preparation_Natural Gas_Conveyor Oven_E4 | F6 | Commercial | Health | New | Food Preparation | Natural Gas | Conveyor Oven | E4 | Utility - Value of Sales | 0 | 0 | 0 | 0 | 0 | 0 | 0 | 0 | 0 | 0 | 0 | 0 | 0 | 0 | 0 | 0 | 0 | 0 | 0 | 0 | 0 | 0 | 0 | 0 | 0 | 0 | 0
F6_Commercial_Health_New_Food Preparation_Natural Gas_Conveyor Oven_E5 | F6 | Commercial | Health | New | Food Preparation | Natural Gas | Conveyor Oven | E5 | Utility - Value of Sales | 0 | 0 | 0 | 0 | 0 | 0 | 0 | 0 | 0 | 0 | 0 | 0 | 0 | 0 | 0 | 0 | 0 | 0 | 0 | 0 | 0 | 0 | 0 | 0 | 0 | 0 | 0
F6_Commercial_Health_New_Food Preparation_Natural Gas_Conveyor Oven_E6 | F6 | Commercial | Health | New | Food Preparation | Natural Gas | Conveyor Oven | E6 | Utility - Value of Sales | 0 | 0 | 0 | 0 | 0 | 0 | 0 | 0 | 0 | 0 | 0 | 0 | 0 | 0 | 0 | 0 | 0 | 0 | 0 | 0 | 0 | 0 | 0 | 0 | 0 | 0 | 0
F6_Commercial_Health_New_Food Preparation_Natural Gas_Conveyor Oven_E7 | F6 | Commercial | Health | New | Food Preparation | Natural Gas | Conveyor Oven | E7 | Utility - Value of Sales | 0 | 0 | 0 | 0 | 0 | 0 | 0 | 0 | 0 | 0 | 0 | 0 | 0 | 0 | 0 | 0 | 0 | 0 | 0 | 0 | 0 | 0 | 0 | 0 | 0 | 0 | 0
F6_Commercial_Health_New_Food Preparation_Natural Gas_Conveyor Oven_E8 | F6 | Commercial | Health | New | Food Preparation | Natural Gas | Conveyor Oven | E8 | Utility - Value of Sales | 0 | 0 | 0 | 0 | 0 | 0 | 0 | 0 | 0 | 0 | 0 | 0 | 0 | 0 | 0 | 0 | 0 | 0 | 0 | 0 | 0 | 0 | 0 | 0 | 0 | 0 | 0
F6_Commercial_Health_New_Food Preparation_Natural Gas_Conveyor Oven_E9 | F6 | Commercial | Health | New | Food Preparation | Natural Gas | Conveyor Oven | E9 | Utility - Value of Sales | 0 | 0 | 0 | 0 | 0 | 0 | 0 | 0 | 0 | 0 | 0 | 0 | 0 | 0 | 0 | 0 | 0 | 0 | 0 | 0 | 0 | 0 | 0 | 0 | 0 | 0 | 0
F6_Commercial_Health_New_Food Preparation_Natural Gas_Conveyor Oven_E10 | F6 | Commercial | Health | New | Food Preparation | Natural Gas | Conveyor Oven | E10 | Utility - Value of Sales | 0 | 0 | 0 | 0 | 0 | 0 | 0 | 0 | 0 | 0 | 0 | 0 | 0 | 0 | 0 | 0 | 0 | 0 | 0 | 0 | 0 | 0 | 0 | 0 | 0 | 0 | 0
F1_Commercial_Health_New_Food Preparation_Natural Gas_Double Rack Oven_E1 | F1 | Commercial | Health | New | Food Preparation | Natural Gas | Double Rack Oven | E1 | RVT - Cost of Equipment | 0.28985 | 0.28985 | 0.28985 | 0.28985 | 0.28985 | 0.28985 | 0.28985 | 0.28985 | 0.28985 | 0.28985 | 0.28985 | 0.28985 | 0.28985 | 0.28985 | 0.28985 | 0.28985 | 0.28985 | 0.28985 | 0.28985 | 0.28985 | 0.28985 | 0.28985 | 0.28985 | 0.28985 | 0.28985 | 0.28985 | 0.28985
F1_Commercial_Health_New_Food Preparation_Natural Gas_Double Rack Oven_E2 | F1 | Commercial | Health | New | Food Preparation | Natural Gas | Double Rack Oven | E2 | RVT - Cost of Equipment | 0.39988 | 0.39988 | 0.39988 | 0.39988 | 0.39988 | 0.39988 | 0.39988 | 0.39988 | 0.39988 | 0.39988 | 0.39988 | 0.39988 | 0.39988 | 0.39988 | 0.39988 | 0.39988 | 0.39988 | 0.39988 | 0.39988 | 0.39988 | 0.39988 | 0.39988 | 0.39988 | 0.39988 | 0.39988 | 0.39988 | 0.39988
F1_Commercial_Health_New_Food Preparation_Natural Gas_Double Rack Oven_E3 | F1 | Commercial | Health | New | Food Preparation | Natural Gas | Double Rack Oven | E3 | RVT - Cost of Equipment | 0 | 0 | 0 | 0 | 0 | 0 | 0 | 0 | 0 | 0 | 0 | 0 | 0 | 0 | 0 | 0 | 0 | 0 | 0 | 0 | 0 | 0 | 0 | 0 | 0 | 0 | 0
F1_Commercial_Health_New_Food Preparation_Natural Gas_Double Rack Oven_E4 | F1 | Commercial | Health | New | Food Preparation | Natural Gas | Double Rack Oven | E4 | RVT - Cost of Equipment | 0 | 0 | 0 | 0 | 0 | 0 | 0 | 0 | 0 | 0 | 0 | 0 | 0 | 0 | 0 | 0 | 0 | 0 | 0 | 0 | 0 | 0 | 0 | 0 | 0 | 0 | 0
F1_Commercial_Health_New_Food Preparation_Natural Gas_Double Rack Oven_E5 | F1 | Commercial | Health | New | Food Preparation | Natural Gas | Double Rack Oven | E5 | RVT - Cost of Equipment | 0 | 0 | 0 | 0 | 0 | 0 | 0 | 0 | 0 | 0 | 0 | 0 | 0 | 0 | 0 | 0 | 0 | 0 | 0 | 0 | 0 | 0 | 0 | 0 | 0 | 0 | 0
F1_Commercial_Health_New_Food Preparation_Natural Gas_Double Rack Oven_E6 | F1 | Commercial | Health | New | Food Preparation | Natural Gas | Double Rack Oven | E6 | RVT - Cost of Equipment | 0 | 0 | 0 | 0 | 0 | 0 | 0 | 0 | 0 | 0 | 0 | 0 | 0 | 0 | 0 | 0 | 0 | 0 | 0 | 0 | 0 | 0 | 0 | 0 | 0 | 0 | 0
F1_Commercial_Health_New_Food Preparation_Natural Gas_Double Rack Oven_E7 | F1 | Commercial | Health | New | Food Preparation | Natural Gas | Double Rack Oven | E7 | RVT - Cost of Equipment | 0 | 0 | 0 | 0 | 0 | 0 | 0 | 0 | 0 | 0 | 0 | 0 | 0 | 0 | 0 | 0 | 0 | 0 | 0 | 0 | 0 | 0 | 0 | 0 | 0 | 0 | 0
F1_Commercial_Health_New_Food Preparation_Natural Gas_Double Rack Oven_E8 | F1 | Commercial | Health | New | Food Preparation | Natural Gas | Double Rack Oven | E8 | RVT - Cost of Equipment | 0 | 0 | 0 | 0 | 0 | 0 | 0 | 0 | 0 | 0 | 0 | 0 | 0 | 0 | 0 | 0 | 0 | 0 | 0 | 0 | 0 | 0 | 0 | 0 | 0 | 0 | 0
F1_Commercial_Health_New_Food Preparation_Natural Gas_Double Rack Oven_E9 | F1 | Commercial | Health | New | Food Preparation | Natural Gas | Double Rack Oven | E9 | RVT - Cost of Equipment | 0 | 0 | 0 | 0 | 0 | 0 | 0 | 0 | 0 | 0 | 0 | 0 | 0 | 0 | 0 | 0 | 0 | 0 | 0 | 0 | 0 | 0 | 0 | 0 | 0 | 0 | 0
F1_Commercial_Health_New_Food Preparation_Natural Gas_Double Rack Oven_E10 | F1 | Commercial | Health | New | Food Preparation | Natural Gas | Double Rack Oven | E10 | RVT - Cost of Equipment | 0 | 0 | 0 | 0 | 0 | 0 | 0 | 0 | 0 | 0 | 0 | 0 | 0 | 0 | 0 | 0 | 0 | 0 | 0 | 0 | 0 | 0 | 0 | 0 | 0 | 0 | 0
F2_Commercial_Health_New_Food Preparation_Natural Gas_Double Rack Oven_E1 | F2 | Commercial | Health | New | Food Preparation | Natural Gas | Double Rack Oven | E1 | RVT - Cost of Operation | 0 | 0 | 0 | 0 | 0 | 0 | 0 | 0 | 0 | 0 | 0 | 0 | 0 | 0 | 0 | 0 | 0 | 0 | 0 | 0 | 0 | 0 | 0 | 0 | 0 | 0 | 0
F2_Commercial_Health_New_Food Preparation_Natural Gas_Double Rack Oven_E2 | F2 | Commercial | Health | New | Food Preparation | Natural Gas | Double Rack Oven | E2 | RVT - Cost of Operation | 0 | 0 | 0 | 0 | 0 | 0 | 0 | 0 | 0 | 0 | 0 | 0 | 0 | 0 | 0 | 0 | 0 | 0 | 0 | 0 | 0 | 0 | 0 | 0 | 0 | 0 | 0
F2_Commercial_Health_New_Food Preparation_Natural Gas_Double Rack Oven_E3 | F2 | Commercial | Health | New | Food Preparation | Natural Gas | Double Rack Oven | E3 | RVT - Cost of Operation | 0 | 0 | 0 | 0 | 0 | 0 | 0 | 0 | 0 | 0 | 0 | 0 | 0 | 0 | 0 | 0 | 0 | 0 | 0 | 0 | 0 | 0 | 0 | 0 | 0 | 0 | 0
F2_Commercial_Health_New_Food Preparation_Natural Gas_Double Rack Oven_E4 | F2 | Commercial | Health | New | Food Preparation | Natural Gas | Double Rack Oven | E4 | RVT - Cost of Operation | 0 | 0 | 0 | 0 | 0 | 0 | 0 | 0 | 0 | 0 | 0 | 0 | 0 | 0 | 0 | 0 | 0 | 0 | 0 | 0 | 0 | 0 | 0 | 0 | 0 | 0 | 0
F2_Commercial_Health_New_Food Preparation_Natural Gas_Double Rack Oven_E5 | F2 | Commercial | Health | New | Food Preparation | Natural Gas | Double Rack Oven | E5 | RVT - Cost of Operation | 0 | 0 | 0 | 0 | 0 | 0 | 0 | 0 | 0 | 0 | 0 | 0 | 0 | 0 | 0 | 0 | 0 | 0 | 0 | 0 | 0 | 0 | 0 | 0 | 0 | 0 | 0
F2_Commercial_Health_New_Food Preparation_Natural Gas_Double Rack Oven_E6 | F2 | Commercial | Health | New | Food Preparation | Natural Gas | Double Rack Oven | E6 | RVT - Cost of Operation | 0 | 0 | 0 | 0 | 0 | 0 | 0 | 0 | 0 | 0 | 0 | 0 | 0 | 0 | 0 | 0 | 0 | 0 | 0 | 0 | 0 | 0 | 0 | 0 | 0 | 0 | 0
F2_Commercial_Health_New_Food Preparation_Natural Gas_Double Rack Oven_E7 | F2 | Commercial | Health | New | Food Preparation | Natural Gas | Double Rack Oven | E7 | RVT - Cost of Operation | 0 | 0 | 0 | 0 | 0 | 0 | 0 | 0 | 0 | 0 | 0 | 0 | 0 | 0 | 0 | 0 | 0 | 0 | 0 | 0 | 0 | 0 | 0 | 0 | 0 | 0 | 0
F2_Commercial_Health_New_Food Preparation_Natural Gas_Double Rack Oven_E8 | F2 | Commercial | Health | New | Food Preparation | Natural Gas | Double Rack Oven | E8 | RVT - Cost of Operation | 0 | 0 | 0 | 0 | 0 | 0 | 0 | 0 | 0 | 0 | 0 | 0 | 0 | 0 | 0 | 0 | 0 | 0 | 0 | 0 | 0 | 0 | 0 | 0 | 0 | 0 | 0
F2_Commercial_Health_New_Food Preparation_Natural Gas_Double Rack Oven_E9 | F2 | Commercial | Health | New | Food Preparation | Natural Gas | Double Rack Oven | E9 | RVT - Cost of Operation | 0 | 0 | 0 | 0 | 0 | 0 | 0 | 0 | 0 | 0 | 0 | 0 | 0 | 0 | 0 | 0 | 0 | 0 | 0 | 0 | 0 | 0 | 0 | 0 | 0 | 0 | 0
F2_Commercial_Health_New_Food Preparation_Natural Gas_Double Rack Oven_E10 | F2 | Commercial | Health | New | Food Preparation | Natural Gas | Double Rack Oven | E10 | RVT - Cost of Operation | 0 | 0 | 0 | 0 | 0 | 0 | 0 | 0 | 0 | 0 | 0 | 0 | 0 | 0 | 0 | 0 | 0 | 0 | 0 | 0 | 0 | 0 | 0 | 0 | 0 | 0 | 0
F3_Commercial_Health_New_Food Preparation_Natural Gas_Double Rack Oven_E1 | F3 | Commercial | Health | New | Food Preparation | Natural Gas | Double Rack Oven | E1 | System - kBTUs of Consumption | 64.7347 | 64.7347 | 64.7347 | 64.7347 | 64.7347 | 64.7347 | 64.7347 | 64.7347 | 64.7347 | 64.7347 | 64.7347 | 64.7347 | 64.7347 | 64.7347 | 64.7347 | 64.7347 | 64.7347 | 64.7347 | 64.7347 | 64.7347 | 64.7347 | 64.7347 | 64.7347 | 64.7347 | 64.7347 | 64.7347 | 64.7347
F3_Commercial_Health_New_Food Preparation_Natural Gas_Double Rack Oven_E2 | F3 | Commercial | Health | New | Food Preparation | Natural Gas | Double Rack Oven | E2 | System - kBTUs of Consumption | 38.0792 | 38.0792 | 38.0792 | 38.0792 | 38.0792 | 38.0792 | 38.0792 | 38.0792 | 38.0792 | 38.0792 | 38.0792 | 38.0792 | 38.0792 | 38.0792 | 38.0792 | 38.0792 | 38.0792 | 38.0792 | 38.0792 | 38.0792 | 38.0792 | 38.0792 | 38.0792 | 38.0792 | 38.0792 | 38.0792 | 38.0792
F3_Commercial_Health_New_Food Preparation_Natural Gas_Double Rack Oven_E3 | F3 | Commercial | Health | New | Food Preparation | Natural Gas | Double Rack Oven | E3 | System - kBTUs of Consumption | 0 | 0 | 0 | 0 | 0 | 0 | 0 | 0 | 0 | 0 | 0 | 0 | 0 | 0 | 0 | 0 | 0 | 0 | 0 | 0 | 0 | 0 | 0 | 0 | 0 | 0 | 0
F3_Commercial_Health_New_Food Preparation_Natural Gas_Double Rack Oven_E4 | F3 | Commercial | Health | New | Food Preparation | Natural Gas | Double Rack Oven | E4 | System - kBTUs of Consumption | 0 | 0 | 0 | 0 | 0 | 0 | 0 | 0 | 0 | 0 | 0 | 0 | 0 | 0 | 0 | 0 | 0 | 0 | 0 | 0 | 0 | 0 | 0 | 0 | 0 | 0 | 0
F3_Commercial_Health_New_Food Preparation_Natural Gas_Double Rack Oven_E5 | F3 | Commercial | Health | New | Food Preparation | Natural Gas | Double Rack Oven | E5 | System - kBTUs of Consumption | 0 | 0 | 0 | 0 | 0 | 0 | 0 | 0 | 0 | 0 | 0 | 0 | 0 | 0 | 0 | 0 | 0 | 0 | 0 | 0 | 0 | 0 | 0 | 0 | 0 | 0 | 0
F3_Commercial_Health_New_Food Preparation_Natural Gas_Double Rack Oven_E6 | F3 | Commercial | Health | New | Food Preparation | Natural Gas | Double Rack Oven | E6 | System - kBTUs of Consumption | 0 | 0 | 0 | 0 | 0 | 0 | 0 | 0 | 0 | 0 | 0 | 0 | 0 | 0 | 0 | 0 | 0 | 0 | 0 | 0 | 0 | 0 | 0 | 0 | 0 | 0 | 0
F3_Commercial_Health_New_Food Preparation_Natural Gas_Double Rack Oven_E7 | F3 | Commercial | Health | New | Food Preparation | Natural Gas | Double Rack Oven | E7 | System - kBTUs of Consumption | 0 | 0 | 0 | 0 | 0 | 0 | 0 | 0 | 0 | 0 | 0 | 0 | 0 | 0 | 0 | 0 | 0 | 0 | 0 | 0 | 0 | 0 | 0 | 0 | 0 | 0 | 0
F3_Commercial_Health_New_Food Preparation_Natural Gas_Double Rack Oven_E8 | F3 | Commercial | Health | New | Food Preparation | Natural Gas | Double Rack Oven | E8 | System - kBTUs of Consumption | 0 | 0 | 0 | 0 | 0 | 0 | 0 | 0 | 0 | 0 | 0 | 0 | 0 | 0 | 0 | 0 | 0 | 0 | 0 | 0 | 0 | 0 | 0 | 0 | 0 | 0 | 0
F3_Commercial_Health_New_Food Preparation_Natural Gas_Double Rack Oven_E9 | F3 | Commercial | Health | New | Food Preparation | Natural Gas | Double Rack Oven | E9 | System - kBTUs of Consumption | 0 | 0 | 0 | 0 | 0 | 0 | 0 | 0 | 0 | 0 | 0 | 0 | 0 | 0 | 0 | 0 | 0 | 0 | 0 | 0 | 0 | 0 | 0 | 0 | 0 | 0 | 0
F3_Commercial_Health_New_Food Preparation_Natural Gas_Double Rack Oven_E10 | F3 | Commercial | Health | New | Food Preparation | Natural Gas | Double Rack Oven | E10 | System - kBTUs of Consumption | 0 | 0 | 0 | 0 | 0 | 0 | 0 | 0 | 0 | 0 | 0 | 0 | 0 | 0 | 0 | 0 | 0 | 0 | 0 | 0 | 0 | 0 | 0 | 0 | 0 | 0 | 0
F4_Commercial_Health_New_Food Preparation_Natural Gas_Double Rack Oven_E1 | F4 | Commercial | Health | New | Food Preparation | Natural Gas | Double Rack Oven | E1 | Utility - Cost of Equipment | 0.28985 | 0.28985 | 0.28985 | 0.28985 | 0.28985 | 0.28985 | 0.28985 | 0.28985 | 0.28985 | 0.28985 | 0.28985 | 0.28985 | 0.28985 | 0.28985 | 0.28985 | 0.28985 | 0.28985 | 0.28985 | 0.28985 | 0.28985 | 0.28985 | 0.28985 | 0.28985 | 0.28985 | 0.28985 | 0.28985 | 0.28985
F4_Commercial_Health_New_Food Preparation_Natural Gas_Double Rack Oven_E2 | F4 | Commercial | Health | New | Food Preparation | Natural Gas | Double Rack Oven | E2 | Utility - Cost of Equipment | 0.39988 | 0.39988 | 0.39988 | 0.39988 | 0.39988 | 0.39988 | 0.39988 | 0.39988 | 0.39988 | 0.39988 | 0.39988 | 0.39988 | 0.39988 | 0.39988 | 0.39988 | 0.39988 | 0.39988 | 0.39988 | 0.39988 | 0.39988 | 0.39988 | 0.39988 | 0.39988 | 0.39988 | 0.39988 | 0.39988 | 0.39988
F4_Commercial_Health_New_Food Preparation_Natural Gas_Double Rack Oven_E3 | F4 | Commercial | Health | New | Food Preparation | Natural Gas | Double Rack Oven | E3 | Utility - Cost of Equipment | 0 | 0 | 0 | 0 | 0 | 0 | 0 | 0 | 0 | 0 | 0 | 0 | 0 | 0 | 0 | 0 | 0 | 0 | 0 | 0 | 0 | 0 | 0 | 0 | 0 | 0 | 0
F4_Commercial_Health_New_Food Preparation_Natural Gas_Double Rack Oven_E4 | F4 | Commercial | Health | New | Food Preparation | Natural Gas | Double Rack Oven | E4 | Utility - Cost of Equipment | 0 | 0 | 0 | 0 | 0 | 0 | 0 | 0 | 0 | 0 | 0 | 0 | 0 | 0 | 0 | 0 | 0 | 0 | 0 | 0 | 0 | 0 | 0 | 0 | 0 | 0 | 0
F4_Commercial_Health_New_Food Preparation_Natural Gas_Double Rack Oven_E5 | F4 | Commercial | Health | New | Food Preparation | Natural Gas | Double Rack Oven | E5 | Utility - Cost of Equipment | 0 | 0 | 0 | 0 | 0 | 0 | 0 | 0 | 0 | 0 | 0 | 0 | 0 | 0 | 0 | 0 | 0 | 0 | 0 | 0 | 0 | 0 | 0 | 0 | 0 | 0 | 0
F4_Commercial_Health_New_Food Preparation_Natural Gas_Double Rack Oven_E6 | F4 | Commercial | Health | New | Food Preparation | Natural Gas | Double Rack Oven | E6 | Utility - Cost of Equipment | 0 | 0 | 0 | 0 | 0 | 0 | 0 | 0 | 0 | 0 | 0 | 0 | 0 | 0 | 0 | 0 | 0 | 0 | 0 | 0 | 0 | 0 | 0 | 0 | 0 | 0 | 0
F4_Commercial_Health_New_Food Preparation_Natural Gas_Double Rack Oven_E7 | F4 | Commercial | Health | New | Food Preparation | Natural Gas | Double Rack Oven | E7 | Utility - Cost of Equipment | 0 | 0 | 0 | 0 | 0 | 0 | 0 | 0 | 0 | 0 | 0 | 0 | 0 | 0 | 0 | 0 | 0 | 0 | 0 | 0 | 0 | 0 | 0 | 0 | 0 | 0 | 0
F4_Commercial_Health_New_Food Preparation_Natural Gas_Double Rack Oven_E8 | F4 | Commercial | Health | New | Food Preparation | Natural Gas | Double Rack Oven | E8 | Utility - Cost of Equipment | 0 | 0 | 0 | 0 | 0 | 0 | 0 | 0 | 0 | 0 | 0 | 0 | 0 | 0 | 0 | 0 | 0 | 0 | 0 | 0 | 0 | 0 | 0 | 0 | 0 | 0 | 0
F4_Commercial_Health_New_Food Preparation_Natural Gas_Double Rack Oven_E9 | F4 | Commercial | Health | New | Food Preparation | Natural Gas | Double Rack Oven | E9 | Utility - Cost of Equipment | 0 | 0 | 0 | 0 | 0 | 0 | 0 | 0 | 0 | 0 | 0 | 0 | 0 | 0 | 0 | 0 | 0 | 0 | 0 | 0 | 0 | 0 | 0 | 0 | 0 | 0 | 0
F4_Commercial_Health_New_Food Preparation_Natural Gas_Double Rack Oven_E10 | F4 | Commercial | Health | New | Food Preparation | Natural Gas | Double Rack Oven | E10 | Utility - Cost of Equipment | 0 | 0 | 0 | 0 | 0 | 0 | 0 | 0 | 0 | 0 | 0 | 0 | 0 | 0 | 0 | 0 | 0 | 0 | 0 | 0 | 0 | 0 | 0 | 0 | 0 | 0 | 0
F5_Commercial_Health_New_Food Preparation_Natural Gas_Double Rack Oven_E1 | F5 | Commercial | Health | New | Food Preparation | Natural Gas | Double Rack Oven | E1 | Utility - Cost of Operation | 0.88356 | 0.8741 | 0.86498 | 0.85625 | 0.85841 | 0.86767 | 0.88113 | 0.89613 | 0.91058 | 0.92291 | 0.93294 | 0.94013 | 0.9442 | 0.94374 | 0.93862 | 0.9288 | 0.91442 | 0.89629 | 0.87463 | 0.84888 | 0.81869 | 0.7839 | 0.75305 | 0.73323 | 0.72489 | 0.72845 | 0.73202
F5_Commercial_Health_New_Food Preparation_Natural Gas_Double Rack Oven_E2 | F5 | Commercial | Health | New | Food Preparation | Natural Gas | Double Rack Oven | E2 | Utility - Cost of Operation | 0.51974 | 0.51418 | 0.50881 | 0.50368 | 0.50495 | 0.51039 | 0.51831 | 0.52714 | 0.53564 | 0.54289 | 0.54879 | 0.55302 | 0.55541 | 0.55514 | 0.55213 | 0.54636 | 0.53789 | 0.52723 | 0.51449 | 0.49934 | 0.48159 | 0.46112 | 0.44297 | 0.43131 | 0.42641 | 0.4285 | 0.4306
F5_Commercial_Health_New_Food Preparation_Natural Gas_Double Rack Oven_E3 | F5 | Commercial | Health | New | Food Preparation | Natural Gas | Double Rack Oven | E3 | Utility - Cost of Operation | 0 | 0 | 0 | 0 | 0 | 0 | 0 | 0 | 0 | 0 | 0 | 0 | 0 | 0 | 0 | 0 | 0 | 0 | 0 | 0 | 0 | 0 | 0 | 0 | 0 | 0 | 0
F5_Commercial_Health_New_Food Preparation_Natural Gas_Double Rack Oven_E4 | F5 | Commercial | Health | New | Food Preparation | Natural Gas | Double Rack Oven | E4 | Utility - Cost of Operation | 0 | 0 | 0 | 0 | 0 | 0 | 0 | 0 | 0 | 0 | 0 | 0 | 0 | 0 | 0 | 0 | 0 | 0 | 0 | 0 | 0 | 0 | 0 | 0 | 0 | 0 | 0
F5_Commercial_Health_New_Food Preparation_Natural Gas_Double Rack Oven_E5 | F5 | Commercial | Health | New | Food Preparation | Natural Gas | Double Rack Oven | E5 | Utility - Cost of Operation | 0 | 0 | 0 | 0 | 0 | 0 | 0 | 0 | 0 | 0 | 0 | 0 | 0 | 0 | 0 | 0 | 0 | 0 | 0 | 0 | 0 | 0 | 0 | 0 | 0 | 0 | 0
F5_Commercial_Health_New_Food Preparation_Natural Gas_Double Rack Oven_E6 | F5 | Commercial | Health | New | Food Preparation | Natural Gas | Double Rack Oven | E6 | Utility - Cost of Operation | 0 | 0 | 0 | 0 | 0 | 0 | 0 | 0 | 0 | 0 | 0 | 0 | 0 | 0 | 0 | 0 | 0 | 0 | 0 | 0 | 0 | 0 | 0 | 0 | 0 | 0 | 0
F5_Commercial_Health_New_Food Preparation_Natural Gas_Double Rack Oven_E7 | F5 | Commercial | Health | New | Food Preparation | Natural Gas | Double Rack Oven | E7 | Utility - Cost of Operation | 0 | 0 | 0 | 0 | 0 | 0 | 0 | 0 | 0 | 0 | 0 | 0 | 0 | 0 | 0 | 0 | 0 | 0 | 0 | 0 | 0 | 0 | 0 | 0 | 0 | 0 | 0
F5_Commercial_Health_New_Food Preparation_Natural Gas_Double Rack Oven_E8 | F5 | Commercial | Health | New | Food Preparation | Natural Gas | Double Rack Oven | E8 | Utility - Cost of Operation | 0 | 0 | 0 | 0 | 0 | 0 | 0 | 0 | 0 | 0 | 0 | 0 | 0 | 0 | 0 | 0 | 0 | 0 | 0 | 0 | 0 | 0 | 0 | 0 | 0 | 0 | 0
F5_Commercial_Health_New_Food Preparation_Natural Gas_Double Rack Oven_E9 | F5 | Commercial | Health | New | Food Preparation | Natural Gas | Double Rack Oven | E9 | Utility - Cost of Operation | 0 | 0 | 0 | 0 | 0 | 0 | 0 | 0 | 0 | 0 | 0 | 0 | 0 | 0 | 0 | 0 | 0 | 0 | 0 | 0 | 0 | 0 | 0 | 0 | 0 | 0 | 0
F5_Commercial_Health_New_Food Preparation_Natural Gas_Double Rack Oven_E10 | F5 | Commercial | Health | New | Food Preparation | Natural Gas | Double Rack Oven | E10 | Utility - Cost of Operation | 0 | 0 | 0 | 0 | 0 | 0 | 0 | 0 | 0 | 0 | 0 | 0 | 0 | 0 | 0 | 0 | 0 | 0 | 0 | 0 | 0 | 0 | 0 | 0 | 0 | 0 | 0
F6_Commercial_Health_New_Food Preparation_Natural Gas_Double Rack Oven_E1 | F6 | Commercial | Health | New | Food Preparation | Natural Gas | Double Rack Oven | E1 | Utility - Value of Sales | 0 | 0 | 0 | 0 | 0 | 0 | 0 | 0 | 0 | 0 | 0 | 0 | 0 | 0 | 0 | 0 | 0 | 0 | 0 | 0 | 0 | 0 | 0 | 0 | 0 | 0 | 0
F6_Commercial_Health_New_Food Preparation_Natural Gas_Double Rack Oven_E2 | F6 | Commercial | Health | New | Food Preparation | Natural Gas | Double Rack Oven | E2 | Utility - Value of Sales | 0 | 0 | 0 | 0 | 0 | 0 | 0 | 0 | 0 | 0 | 0 | 0 | 0 | 0 | 0 | 0 | 0 | 0 | 0 | 0 | 0 | 0 | 0 | 0 | 0 | 0 | 0
F6_Commercial_Health_New_Food Preparation_Natural Gas_Double Rack Oven_E3 | F6 | Commercial | Health | New | Food Preparation | Natural Gas | Double Rack Oven | E3 | Utility - Value of Sales | 0 | 0 | 0 | 0 | 0 | 0 | 0 | 0 | 0 | 0 | 0 | 0 | 0 | 0 | 0 | 0 | 0 | 0 | 0 | 0 | 0 | 0 | 0 | 0 | 0 | 0 | 0
F6_Commercial_Health_New_Food Preparation_Natural Gas_Double Rack Oven_E4 | F6 | Commercial | Health | New | Food Preparation | Natural Gas | Double Rack Oven | E4 | Utility - Value of Sales | 0 | 0 | 0 | 0 | 0 | 0 | 0 | 0 | 0 | 0 | 0 | 0 | 0 | 0 | 0 | 0 | 0 | 0 | 0 | 0 | 0 | 0 | 0 | 0 | 0 | 0 | 0
F6_Commercial_Health_New_Food Preparation_Natural Gas_Double Rack Oven_E5 | F6 | Commercial | Health | New | Food Preparation | Natural Gas | Double Rack Oven | E5 | Utility - Value of Sales | 0 | 0 | 0 | 0 | 0 | 0 | 0 | 0 | 0 | 0 | 0 | 0 | 0 | 0 | 0 | 0 | 0 | 0 | 0 | 0 | 0 | 0 | 0 | 0 | 0 | 0 | 0
F6_Commercial_Health_New_Food Preparation_Natural Gas_Double Rack Oven_E6 | F6 | Commercial | Health | New | Food Preparation | Natural Gas | Double Rack Oven | E6 | Utility - Value of Sales | 0 | 0 | 0 | 0 | 0 | 0 | 0 | 0 | 0 | 0 | 0 | 0 | 0 | 0 | 0 | 0 | 0 | 0 | 0 | 0 | 0 | 0 | 0 | 0 | 0 | 0 | 0
F6_Commercial_Health_New_Food Preparation_Natural Gas_Double Rack Oven_E7 | F6 | Commercial | Health | New | Food Preparation | Natural Gas | Double Rack Oven | E7 | Utility - Value of Sales | 0 | 0 | 0 | 0 | 0 | 0 | 0 | 0 | 0 | 0 | 0 | 0 | 0 | 0 | 0 | 0 | 0 | 0 | 0 | 0 | 0 | 0 | 0 | 0 | 0 | 0 | 0
F6_Commercial_Health_New_Food Preparation_Natural Gas_Double Rack Oven_E8 | F6 | Commercial | Health | New | Food Preparation | Natural Gas | Double Rack Oven | E8 | Utility - Value of Sales | 0 | 0 | 0 | 0 | 0 | 0 | 0 | 0 | 0 | 0 | 0 | 0 | 0 | 0 | 0 | 0 | 0 | 0 | 0 | 0 | 0 | 0 | 0 | 0 | 0 | 0 | 0
F6_Commercial_Health_New_Food Preparation_Natural Gas_Double Rack Oven_E9 | F6 | Commercial | Health | New | Food Preparation | Natural Gas | Double Rack Oven | E9 | Utility - Value of Sales | 0 | 0 | 0 | 0 | 0 | 0 | 0 | 0 | 0 | 0 | 0 | 0 | 0 | 0 | 0 | 0 | 0 | 0 | 0 | 0 | 0 | 0 | 0 | 0 | 0 | 0 | 0
F6_Commercial_Health_New_Food Preparation_Natural Gas_Double Rack Oven_E10 | F6 | Commercial | Health | New | Food Preparation | Natural Gas | Double Rack Oven | E10 | Utility - Value of Sales | 0 | 0 | 0 | 0 | 0 | 0 | 0 | 0 | 0 | 0 | 0 | 0 | 0 | 0 | 0 | 0 | 0 | 0 | 0 | 0 | 0 | 0 | 0 | 0 | 0 | 0 | 0
F1_Commercial_Health_New_Food Preparation_Natural Gas_Fryer_E1 | F1 | Commercial | Health | New | Food Preparation | Natural Gas | Fryer | E1 | RVT - Cost of Equipment | 0.17792 | 0 | 0 | 0 | 0 | 0 | 0 | 0 | 0 | 0 | 0 | 0 | 0 | 0 | 0 | 0 | 0 | 0 | 0 | 0 | 0 | 0 | 0 | 0 | 0 | 0 | 0
F1_Commercial_Health_New_Food Preparation_Natural Gas_Fryer_E2 | F1 | Commercial | Health | New | Food Preparation | Natural Gas | Fryer | E2 | RVT - Cost of Equipment | 0.22365 | 0.22365 | 0.22365 | 0.22365 | 0.22365 | 0.22365 | 0.22365 | 0.22365 | 0.22365 | 0.22365 | 0.22365 | 0.22365 | 0.22365 | 0.22365 | 0.22365 | 0.22365 | 0.22365 | 0.22365 | 0.22365 | 0.22365 | 0.22365 | 0.22365 | 0.22365 | 0.22365 | 0.22365 | 0.22365 | 0.22365
F1_Commercial_Health_New_Food Preparation_Natural Gas_Fryer_E3 | F1 | Commercial | Health | New | Food Preparation | Natural Gas | Fryer | E3 | RVT - Cost of Equipment | 0 | 0 | 0 | 0 | 0 | 0 | 0 | 0 | 0 | 0 | 0 | 0 | 0 | 0 | 0 | 0 | 0 | 0 | 0 | 0 | 0 | 0 | 0 | 0 | 0 | 0 | 0
F1_Commercial_Health_New_Food Preparation_Natural Gas_Fryer_E4 | F1 | Commercial | Health | New | Food Preparation | Natural Gas | Fryer | E4 | RVT - Cost of Equipment | 0 | 0 | 0 | 0 | 0 | 0 | 0 | 0 | 0 | 0 | 0 | 0 | 0 | 0 | 0 | 0 | 0 | 0 | 0 | 0 | 0 | 0 | 0 | 0 | 0 | 0 | 0
F1_Commercial_Health_New_Food Preparation_Natural Gas_Fryer_E5 | F1 | Commercial | Health | New | Food Preparation | Natural Gas | Fryer | E5 | RVT - Cost of Equipment | 0 | 0 | 0 | 0 | 0 | 0 | 0 | 0 | 0 | 0 | 0 | 0 | 0 | 0 | 0 | 0 | 0 | 0 | 0 | 0 | 0 | 0 | 0 | 0 | 0 | 0 | 0
F1_Commercial_Health_New_Food Preparation_Natural Gas_Fryer_E6 | F1 | Commercial | Health | New | Food Preparation | Natural Gas | Fryer | E6 | RVT - Cost of Equipment | 0 | 0 | 0 | 0 | 0 | 0 | 0 | 0 | 0 | 0 | 0 | 0 | 0 | 0 | 0 | 0 | 0 | 0 | 0 | 0 | 0 | 0 | 0 | 0 | 0 | 0 | 0
F1_Commercial_Health_New_Food Preparation_Natural Gas_Fryer_E7 | F1 | Commercial | Health | New | Food Preparation | Natural Gas | Fryer | E7 | RVT - Cost of Equipment | 0 | 0 | 0 | 0 | 0 | 0 | 0 | 0 | 0 | 0 | 0 | 0 | 0 | 0 | 0 | 0 | 0 | 0 | 0 | 0 | 0 | 0 | 0 | 0 | 0 | 0 | 0
F1_Commercial_Health_New_Food Preparation_Natural Gas_Fryer_E8 | F1 | Commercial | Health | New | Food Preparation | Natural Gas | Fryer | E8 | RVT - Cost of Equipment | 0 | 0 | 0 | 0 | 0 | 0 | 0 | 0 | 0 | 0 | 0 | 0 | 0 | 0 | 0 | 0 | 0 | 0 | 0 | 0 | 0 | 0 | 0 | 0 | 0 | 0 | 0
F1_Commercial_Health_New_Food Preparation_Natural Gas_Fryer_E9 | F1 | Commercial | Health | New | Food Preparation | Natural Gas | Fryer | E9 | RVT - Cost of Equipment | 0 | 0 | 0 | 0 | 0 | 0 | 0 | 0 | 0 | 0 | 0 | 0 | 0 | 0 | 0 | 0 | 0 | 0 | 0 | 0 | 0 | 0 | 0 | 0 | 0 | 0 | 0
F1_Commercial_Health_New_Food Preparation_Natural Gas_Fryer_E10 | F1 | Commercial | Health | New | Food Preparation | Natural Gas | Fryer | E10 | RVT - Cost of Equipment | 0 | 0 | 0 | 0 | 0 | 0 | 0 | 0 | 0 | 0 | 0 | 0 | 0 | 0 | 0 | 0 | 0 | 0 | 0 | 0 | 0 | 0 | 0 | 0 | 0 | 0 | 0
F2_Commercial_Health_New_Food Preparation_Natural Gas_Fryer_E1 | F2 | Commercial | Health | New | Food Preparation | Natural Gas | Fryer | E1 | RVT - Cost of Operation | 0 | 0 | 0 | 0 | 0 | 0 | 0 | 0 | 0 | 0 | 0 | 0 | 0 | 0 | 0 | 0 | 0 | 0 | 0 | 0 | 0 | 0 | 0 | 0 | 0 | 0 | 0
F2_Commercial_Health_New_Food Preparation_Natural Gas_Fryer_E2 | F2 | Commercial | Health | New | Food Preparation | Natural Gas | Fryer | E2 | RVT - Cost of Operation | 0 | 0 | 0 | 0 | 0 | 0 | 0 | 0 | 0 | 0 | 0 | 0 | 0 | 0 | 0 | 0 | 0 | 0 | 0 | 0 | 0 | 0 | 0 | 0 | 0 | 0 | 0
F2_Commercial_Health_New_Food Preparation_Natural Gas_Fryer_E3 | F2 | Commercial | Health | New | Food Preparation | Natural Gas | Fryer | E3 | RVT - Cost of Operation | 0 | 0 | 0 | 0 | 0 | 0 | 0 | 0 | 0 | 0 | 0 | 0 | 0 | 0 | 0 | 0 | 0 | 0 | 0 | 0 | 0 | 0 | 0 | 0 | 0 | 0 | 0
F2_Commercial_Health_New_Food Preparation_Natural Gas_Fryer_E4 | F2 | Commercial | Health | New | Food Preparation | Natural Gas | Fryer | E4 | RVT - Cost of Operation | 0 | 0 | 0 | 0 | 0 | 0 | 0 | 0 | 0 | 0 | 0 | 0 | 0 | 0 | 0 | 0 | 0 | 0 | 0 | 0 | 0 | 0 | 0 | 0 | 0 | 0 | 0
F2_Commercial_Health_New_Food Preparation_Natural Gas_Fryer_E5 | F2 | Commercial | Health | New | Food Preparation | Natural Gas | Fryer | E5 | RVT - Cost of Operation | 0 | 0 | 0 | 0 | 0 | 0 | 0 | 0 | 0 | 0 | 0 | 0 | 0 | 0 | 0 | 0 | 0 | 0 | 0 | 0 | 0 | 0 | 0 | 0 | 0 | 0 | 0
F2_Commercial_Health_New_Food Preparation_Natural Gas_Fryer_E6 | F2 | Commercial | Health | New | Food Preparation | Natural Gas | Fryer | E6 | RVT - Cost of Operation | 0 | 0 | 0 | 0 | 0 | 0 | 0 | 0 | 0 | 0 | 0 | 0 | 0 | 0 | 0 | 0 | 0 | 0 | 0 | 0 | 0 | 0 | 0 | 0 | 0 | 0 | 0
F2_Commercial_Health_New_Food Preparation_Natural Gas_Fryer_E7 | F2 | Commercial | Health | New | Food Preparation | Natural Gas | Fryer | E7 | RVT - Cost of Operation | 0 | 0 | 0 | 0 | 0 | 0 | 0 | 0 | 0 | 0 | 0 | 0 | 0 | 0 | 0 | 0 | 0 | 0 | 0 | 0 | 0 | 0 | 0 | 0 | 0 | 0 | 0
F2_Commercial_Health_New_Food Preparation_Natural Gas_Fryer_E8 | F2 | Commercial | Health | New | Food Preparation | Natural Gas | Fryer | E8 | RVT - Cost of Operation | 0 | 0 | 0 | 0 | 0 | 0 | 0 | 0 | 0 | 0 | 0 | 0 | 0 | 0 | 0 | 0 | 0 | 0 | 0 | 0 | 0 | 0 | 0 | 0 | 0 | 0 | 0
F2_Commercial_Health_New_Food Preparation_Natural Gas_Fryer_E9 | F2 | Commercial | Health | New | Food Preparation | Natural Gas | Fryer | E9 | RVT - Cost of Operation | 0 | 0 | 0 | 0 | 0 | 0 | 0 | 0 | 0 | 0 | 0 | 0 | 0 | 0 | 0 | 0 | 0 | 0 | 0 | 0 | 0 | 0 | 0 | 0 | 0 | 0 | 0
F2_Commercial_Health_New_Food Preparation_Natural Gas_Fryer_E10 | F2 | Commercial | Health | New | Food Preparation | Natural Gas | Fryer | E10 | RVT - Cost of Operation | 0 | 0 | 0 | 0 | 0 | 0 | 0 | 0 | 0 | 0 | 0 | 0 | 0 | 0 | 0 | 0 | 0 | 0 | 0 | 0 | 0 | 0 | 0 | 0 | 0 | 0 | 0
F3_Commercial_Health_New_Food Preparation_Natural Gas_Fryer_E1 | F3 | Commercial | Health | New | Food Preparation | Natural Gas | Fryer | E1 | System - kBTUs of Consumption | 33.171 | 0 | 0 | 0 | 0 | 0 | 0 | 0 | 0 | 0 | 0 | 0 | 0 | 0 | 0 | 0 | 0 | 0 | 0 | 0 | 0 | 0 | 0 | 0 | 0 | 0 | 0
F3_Commercial_Health_New_Food Preparation_Natural Gas_Fryer_E2 | F3 | Commercial | Health | New | Food Preparation | Natural Gas | Fryer | E2 | System - kBTUs of Consumption | 20.5029 | 20.5029 | 20.5029 | 20.5029 | 20.5029 | 20.5029 | 20.5029 | 20.5029 | 20.5029 | 20.5029 | 20.5029 | 20.5029 | 20.5029 | 20.5029 | 20.5029 | 20.5029 | 20.5029 | 20.5029 | 20.5029 | 20.5029 | 20.5029 | 20.5029 | 20.5029 | 20.5029 | 20.5029 | 20.5029 | 20.5029
F3_Commercial_Health_New_Food Preparation_Natural Gas_Fryer_E3 | F3 | Commercial | Health | New | Food Preparation | Natural Gas | Fryer | E3 | System - kBTUs of Consumption | 0 | 0 | 0 | 0 | 0 | 0 | 0 | 0 | 0 | 0 | 0 | 0 | 0 | 0 | 0 | 0 | 0 | 0 | 0 | 0 | 0 | 0 | 0 | 0 | 0 | 0 | 0
F3_Commercial_Health_New_Food Preparation_Natural Gas_Fryer_E4 | F3 | Commercial | Health | New | Food Preparation | Natural Gas | Fryer | E4 | System - kBTUs of Consumption | 0 | 0 | 0 | 0 | 0 | 0 | 0 | 0 | 0 | 0 | 0 | 0 | 0 | 0 | 0 | 0 | 0 | 0 | 0 | 0 | 0 | 0 | 0 | 0 | 0 | 0 | 0
F3_Commercial_Health_New_Food Preparation_Natural Gas_Fryer_E5 | F3 | Commercial | Health | New | Food Preparation | Natural Gas | Fryer | E5 | System - kBTUs of Consumption | 0 | 0 | 0 | 0 | 0 | 0 | 0 | 0 | 0 | 0 | 0 | 0 | 0 | 0 | 0 | 0 | 0 | 0 | 0 | 0 | 0 | 0 | 0 | 0 | 0 | 0 | 0
F3_Commercial_Health_New_Food Preparation_Natural Gas_Fryer_E6 | F3 | Commercial | Health | New | Food Preparation | Natural Gas | Fryer | E6 | System - kBTUs of Consumption | 0 | 0 | 0 | 0 | 0 | 0 | 0 | 0 | 0 | 0 | 0 | 0 | 0 | 0 | 0 | 0 | 0 | 0 | 0 | 0 | 0 | 0 | 0 | 0 | 0 | 0 | 0
F3_Commercial_Health_New_Food Preparation_Natural Gas_Fryer_E7 | F3 | Commercial | Health | New | Food Preparation | Natural Gas | Fryer | E7 | System - kBTUs of Consumption | 0 | 0 | 0 | 0 | 0 | 0 | 0 | 0 | 0 | 0 | 0 | 0 | 0 | 0 | 0 | 0 | 0 | 0 | 0 | 0 | 0 | 0 | 0 | 0 | 0 | 0 | 0
F3_Commercial_Health_New_Food Preparation_Natural Gas_Fryer_E8 | F3 | Commercial | Health | New | Food Preparation | Natural Gas | Fryer | E8 | System - kBTUs of Consumption | 0 | 0 | 0 | 0 | 0 | 0 | 0 | 0 | 0 | 0 | 0 | 0 | 0 | 0 | 0 | 0 | 0 | 0 | 0 | 0 | 0 | 0 | 0 | 0 | 0 | 0 | 0
F3_Commercial_Health_New_Food Preparation_Natural Gas_Fryer_E9 | F3 | Commercial | Health | New | Food Preparation | Natural Gas | Fryer | E9 | System - kBTUs of Consumption | 0 | 0 | 0 | 0 | 0 | 0 | 0 | 0 | 0 | 0 | 0 | 0 | 0 | 0 | 0 | 0 | 0 | 0 | 0 | 0 | 0 | 0 | 0 | 0 | 0 | 0 | 0
F3_Commercial_Health_New_Food Preparation_Natural Gas_Fryer_E10 | F3 | Commercial | Health | New | Food Preparation | Natural Gas | Fryer | E10 | System - kBTUs of Consumption | 0 | 0 | 0 | 0 | 0 | 0 | 0 | 0 | 0 | 0 | 0 | 0 | 0 | 0 | 0 | 0 | 0 | 0 | 0 | 0 | 0 | 0 | 0 | 0 | 0 | 0 | 0
F4_Commercial_Health_New_Food Preparation_Natural Gas_Fryer_E1 | F4 | Commercial | Health | New | Food Preparation | Natural Gas | Fryer | E1 | Utility - Cost of Equipment | 0.17792 | 0 | 0 | 0 | 0 | 0 | 0 | 0 | 0 | 0 | 0 | 0 | 0 | 0 | 0 | 0 | 0 | 0 | 0 | 0 | 0 | 0 | 0 | 0 | 0 | 0 | 0
F4_Commercial_Health_New_Food Preparation_Natural Gas_Fryer_E2 | F4 | Commercial | Health | New | Food Preparation | Natural Gas | Fryer | E2 | Utility - Cost of Equipment | 0.22365 | 0.22365 | 0.22365 | 0.22365 | 0.22365 | 0.22365 | 0.22365 | 0.22365 | 0.22365 | 0.22365 | 0.22365 | 0.22365 | 0.22365 | 0.22365 | 0.22365 | 0.22365 | 0.22365 | 0.22365 | 0.22365 | 0.22365 | 0.22365 | 0.22365 | 0.22365 | 0.22365 | 0.22365 | 0.22365 | 0.22365
F4_Commercial_Health_New_Food Preparation_Natural Gas_Fryer_E3 | F4 | Commercial | Health | New | Food Preparation | Natural Gas | Fryer | E3 | Utility - Cost of Equipment | 0 | 0 | 0 | 0 | 0 | 0 | 0 | 0 | 0 | 0 | 0 | 0 | 0 | 0 | 0 | 0 | 0 | 0 | 0 | 0 | 0 | 0 | 0 | 0 | 0 | 0 | 0
F4_Commercial_Health_New_Food Preparation_Natural Gas_Fryer_E4 | F4 | Commercial | Health | New | Food Preparation | Natural Gas | Fryer | E4 | Utility - Cost of Equipment | 0 | 0 | 0 | 0 | 0 | 0 | 0 | 0 | 0 | 0 | 0 | 0 | 0 | 0 | 0 | 0 | 0 | 0 | 0 | 0 | 0 | 0 | 0 | 0 | 0 | 0 | 0
F4_Commercial_Health_New_Food Preparation_Natural Gas_Fryer_E5 | F4 | Commercial | Health | New | Food Preparation | Natural Gas | Fryer | E5 | Utility - Cost of Equipment | 0 | 0 | 0 | 0 | 0 | 0 | 0 | 0 | 0 | 0 | 0 | 0 | 0 | 0 | 0 | 0 | 0 | 0 | 0 | 0 | 0 | 0 | 0 | 0 | 0 | 0 | 0
F4_Commercial_Health_New_Food Preparation_Natural Gas_Fryer_E6 | F4 | Commercial | Health | New | Food Preparation | Natural Gas | Fryer | E6 | Utility - Cost of Equipment | 0 | 0 | 0 | 0 | 0 | 0 | 0 | 0 | 0 | 0 | 0 | 0 | 0 | 0 | 0 | 0 | 0 | 0 | 0 | 0 | 0 | 0 | 0 | 0 | 0 | 0 | 0
F4_Commercial_Health_New_Food Preparation_Natural Gas_Fryer_E7 | F4 | Commercial | Health | New | Food Preparation | Natural Gas | Fryer | E7 | Utility - Cost of Equipment | 0 | 0 | 0 | 0 | 0 | 0 | 0 | 0 | 0 | 0 | 0 | 0 | 0 | 0 | 0 | 0 | 0 | 0 | 0 | 0 | 0 | 0 | 0 | 0 | 0 | 0 | 0
F4_Commercial_Health_New_Food Preparation_Natural Gas_Fryer_E8 | F4 | Commercial | Health | New | Food Preparation | Natural Gas | Fryer | E8 | Utility - Cost of Equipment | 0 | 0 | 0 | 0 | 0 | 0 | 0 | 0 | 0 | 0 | 0 | 0 | 0 | 0 | 0 | 0 | 0 | 0 | 0 | 0 | 0 | 0 | 0 | 0 | 0 | 0 | 0
F4_Commercial_Health_New_Food Preparation_Natural Gas_Fryer_E9 | F4 | Commercial | Health | New | Food Preparation | Natural Gas | Fryer | E9 | Utility - Cost of Equipment | 0 | 0 | 0 | 0 | 0 | 0 | 0 | 0 | 0 | 0 | 0 | 0 | 0 | 0 | 0 | 0 | 0 | 0 | 0 | 0 | 0 | 0 | 0 | 0 | 0 | 0 | 0
F4_Commercial_Health_New_Food Preparation_Natural Gas_Fryer_E10 | F4 | Commercial | Health | New | Food Preparation | Natural Gas | Fryer | E10 | Utility - Cost of Equipment | 0 | 0 | 0 | 0 | 0 | 0 | 0 | 0 | 0 | 0 | 0 | 0 | 0 | 0 | 0 | 0 | 0 | 0 | 0 | 0 | 0 | 0 | 0 | 0 | 0 | 0 | 0
F5_Commercial_Health_New_Food Preparation_Natural Gas_Fryer_E1 | F5 | Commercial | Health | New | Food Preparation | Natural Gas | Fryer | E1 | Utility - Cost of Operation | 0.457 | 0 | 0 | 0 | 0 | 0 | 0 | 0 | 0 | 0 | 0 | 0 | 0 | 0 | 0 | 0 | 0 | 0 | 0 | 0 | 0 | 0 | 0 | 0 | 0 | 0 | 0
F5_Commercial_Health_New_Food Preparation_Natural Gas_Fryer_E2 | F5 | Commercial | Health | New | Food Preparation | Natural Gas | Fryer | E2 | Utility - Cost of Operation | 0.28247 | 0.27768 | 0.27299 | 0.26842 | 0.26802 | 0.27031 | 0.27434 | 0.27928 | 0.28463 | 0.2901 | 0.29579 | 0.30135 | 0.30627 | 0.30951 | 0.31049 | 0.30882 | 0.30439 | 0.29772 | 0.28911 | 0.27892 | 0.26701 | 0.25332 | 0.24116 | 0.23325 | 0.22978 | 0.23091 | 0.23204
F5_Commercial_Health_New_Food Preparation_Natural Gas_Fryer_E3 | F5 | Commercial | Health | New | Food Preparation | Natural Gas | Fryer | E3 | Utility - Cost of Operation | 0 | 0 | 0 | 0 | 0 | 0 | 0 | 0 | 0 | 0 | 0 | 0 | 0 | 0 | 0 | 0 | 0 | 0 | 0 | 0 | 0 | 0 | 0 | 0 | 0 | 0 | 0
F5_Commercial_Health_New_Food Preparation_Natural Gas_Fryer_E4 | F5 | Commercial | Health | New | Food Preparation | Natural Gas | Fryer | E4 | Utility - Cost of Operation | 0 | 0 | 0 | 0 | 0 | 0 | 0 | 0 | 0 | 0 | 0 | 0 | 0 | 0 | 0 | 0 | 0 | 0 | 0 | 0 | 0 | 0 | 0 | 0 | 0 | 0 | 0
F5_Commercial_Health_New_Food Preparation_Natural Gas_Fryer_E5 | F5 | Commercial | Health | New | Food Preparation | Natural Gas | Fryer | E5 | Utility - Cost of Operation | 0 | 0 | 0 | 0 | 0 | 0 | 0 | 0 | 0 | 0 | 0 | 0 | 0 | 0 | 0 | 0 | 0 | 0 | 0 | 0 | 0 | 0 | 0 | 0 | 0 | 0 | 0
F5_Commercial_Health_New_Food Preparation_Natural Gas_Fryer_E6 | F5 | Commercial | Health | New | Food Preparation | Natural Gas | Fryer | E6 | Utility - Cost of Operation | 0 | 0 | 0 | 0 | 0 | 0 | 0 | 0 | 0 | 0 | 0 | 0 | 0 | 0 | 0 | 0 | 0 | 0 | 0 | 0 | 0 | 0 | 0 | 0 | 0 | 0 | 0
F5_Commercial_Health_New_Food Preparation_Natural Gas_Fryer_E7 | F5 | Commercial | Health | New | Food Preparation | Natural Gas | Fryer | E7 | Utility - Cost of Operation | 0 | 0 | 0 | 0 | 0 | 0 | 0 | 0 | 0 | 0 | 0 | 0 | 0 | 0 | 0 | 0 | 0 | 0 | 0 | 0 | 0 | 0 | 0 | 0 | 0 | 0 | 0
F5_Commercial_Health_New_Food Preparation_Natural Gas_Fryer_E8 | F5 | Commercial | Health | New | Food Preparation | Natural Gas | Fryer | E8 | Utility - Cost of Operation | 0 | 0 | 0 | 0 | 0 | 0 | 0 | 0 | 0 | 0 | 0 | 0 | 0 | 0 | 0 | 0 | 0 | 0 | 0 | 0 | 0 | 0 | 0 | 0 | 0 | 0 | 0
F5_Commercial_Health_New_Food Preparation_Natural Gas_Fryer_E9 | F5 | Commercial | Health | New | Food Preparation | Natural Gas | Fryer | E9 | Utility - Cost of Operation | 0 | 0 | 0 | 0 | 0 | 0 | 0 | 0 | 0 | 0 | 0 | 0 | 0 | 0 | 0 | 0 | 0 | 0 | 0 | 0 | 0 | 0 | 0 | 0 | 0 | 0 | 0
F5_Commercial_Health_New_Food Preparation_Natural Gas_Fryer_E10 | F5 | Commercial | Health | New | Food Preparation | Natural Gas | Fryer | E10 | Utility - Cost of Operation | 0 | 0 | 0 | 0 | 0 | 0 | 0 | 0 | 0 | 0 | 0 | 0 | 0 | 0 | 0 | 0 | 0 | 0 | 0 | 0 | 0 | 0 | 0 | 0 | 0 | 0 | 0
F6_Commercial_Health_New_Food Preparation_Natural Gas_Fryer_E1 | F6 | Commercial | Health | New | Food Preparation | Natural Gas | Fryer | E1 | Utility - Value of Sales | 0 | 0 | 0 | 0 | 0 | 0 | 0 | 0 | 0 | 0 | 0 | 0 | 0 | 0 | 0 | 0 | 0 | 0 | 0 | 0 | 0 | 0 | 0 | 0 | 0 | 0 | 0
F6_Commercial_Health_New_Food Preparation_Natural Gas_Fryer_E2 | F6 | Commercial | Health | New | Food Preparation | Natural Gas | Fryer | E2 | Utility - Value of Sales | 0 | 0 | 0 | 0 | 0 | 0 | 0 | 0 | 0 | 0 | 0 | 0 | 0 | 0 | 0 | 0 | 0 | 0 | 0 | 0 | 0 | 0 | 0 | 0 | 0 | 0 | 0
F6_Commercial_Health_New_Food Preparation_Natural Gas_Fryer_E3 | F6 | Commercial | Health | New | Food Preparation | Natural Gas | Fryer | E3 | Utility - Value of Sales | 0 | 0 | 0 | 0 | 0 | 0 | 0 | 0 | 0 | 0 | 0 | 0 | 0 | 0 | 0 | 0 | 0 | 0 | 0 | 0 | 0 | 0 | 0 | 0 | 0 | 0 | 0
F6_Commercial_Health_New_Food Preparation_Natural Gas_Fryer_E4 | F6 | Commercial | Health | New | Food Preparation | Natural Gas | Fryer | E4 | Utility - Value of Sales | 0 | 0 | 0 | 0 | 0 | 0 | 0 | 0 | 0 | 0 | 0 | 0 | 0 | 0 | 0 | 0 | 0 | 0 | 0 | 0 | 0 | 0 | 0 | 0 | 0 | 0 | 0
F6_Commercial_Health_New_Food Preparation_Natural Gas_Fryer_E5 | F6 | Commercial | Health | New | Food Preparation | Natural Gas | Fryer | E5 | Utility - Value of Sales | 0 | 0 | 0 | 0 | 0 | 0 | 0 | 0 | 0 | 0 | 0 | 0 | 0 | 0 | 0 | 0 | 0 | 0 | 0 | 0 | 0 | 0 | 0 | 0 | 0 | 0 | 0
F6_Commercial_Health_New_Food Preparation_Natural Gas_Fryer_E6 | F6 | Commercial | Health | New | Food Preparation | Natural Gas | Fryer | E6 | Utility - Value of Sales | 0 | 0 | 0 | 0 | 0 | 0 | 0 | 0 | 0 | 0 | 0 | 0 | 0 | 0 | 0 | 0 | 0 | 0 | 0 | 0 | 0 | 0 | 0 | 0 | 0 | 0 | 0
F6_Commercial_Health_New_Food Preparation_Natural Gas_Fryer_E7 | F6 | Commercial | Health | New | Food Preparation | Natural Gas | Fryer | E7 | Utility - Value of Sales | 0 | 0 | 0 | 0 | 0 | 0 | 0 | 0 | 0 | 0 | 0 | 0 | 0 | 0 | 0 | 0 | 0 | 0 | 0 | 0 | 0 | 0 | 0 | 0 | 0 | 0 | 0
F6_Commercial_Health_New_Food Preparation_Natural Gas_Fryer_E8 | F6 | Commercial | Health | New | Food Preparation | Natural Gas | Fryer | E8 | Utility - Value of Sales | 0 | 0 | 0 | 0 | 0 | 0 | 0 | 0 | 0 | 0 | 0 | 0 | 0 | 0 | 0 | 0 | 0 | 0 | 0 | 0 | 0 | 0 | 0 | 0 | 0 | 0 | 0
F6_Commercial_Health_New_Food Preparation_Natural Gas_Fryer_E9 | F6 | Commercial | Health | New | Food Preparation | Natural Gas | Fryer | E9 | Utility - Value of Sales | 0 | 0 | 0 | 0 | 0 | 0 | 0 | 0 | 0 | 0 | 0 | 0 | 0 | 0 | 0 | 0 | 0 | 0 | 0 | 0 | 0 | 0 | 0 | 0 | 0 | 0 | 0
F6_Commercial_Health_New_Food Preparation_Natural Gas_Fryer_E10 | F6 | Commercial | Health | New | Food Preparation | Natural Gas | Fryer | E10 | Utility - Value of Sales | 0 | 0 | 0 | 0 | 0 | 0 | 0 | 0 | 0 | 0 | 0 | 0 | 0 | 0 | 0 | 0 | 0 | 0 | 0 | 0 | 0 | 0 | 0 | 0 | 0 | 0 | 0
F1_Commercial_Health_New_Food Preparation_Natural Gas_Broiler_E1 | F1 | Commercial | Health | New | Food Preparation | Natural Gas | Broiler | E1 | RVT - Cost of Equipment | 0.1742 | 0.1742 | 0.1742 | 0.1742 | 0.1742 | 0.1742 | 0.1742 | 0.1742 | 0.1742 | 0.1742 | 0.1742 | 0.1742 | 0.1742 | 0.1742 | 0.1742 | 0.1742 | 0.1742 | 0.1742 | 0.1742 | 0.1742 | 0.1742 | 0.1742 | 0.1742 | 0.1742 | 0.1742 | 0.1742 | 0.1742
F1_Commercial_Health_New_Food Preparation_Natural Gas_Broiler_E2 | F1 | Commercial | Health | New | Food Preparation | Natural Gas | Broiler | E2 | RVT - Cost of Equipment | 0.24389 | 0.24389 | 0.24389 | 0.24389 | 0.24389 | 0.24389 | 0.24389 | 0.24389 | 0.24389 | 0.24389 | 0.24389 | 0.24389 | 0.24389 | 0.24389 | 0.24389 | 0.24389 | 0.24389 | 0.24389 | 0.24389 | 0.24389 | 0.24389 | 0.24389 | 0.24389 | 0.24389 | 0.24389 | 0.24389 | 0.24389
F1_Commercial_Health_New_Food Preparation_Natural Gas_Broiler_E3 | F1 | Commercial | Health | New | Food Preparation | Natural Gas | Broiler | E3 | RVT - Cost of Equipment | 0 | 0 | 0 | 0 | 0 | 0 | 0 | 0 | 0 | 0 | 0 | 0 | 0 | 0 | 0 | 0 | 0 | 0 | 0 | 0 | 0 | 0 | 0 | 0 | 0 | 0 | 0
F1_Commercial_Health_New_Food Preparation_Natural Gas_Broiler_E4 | F1 | Commercial | Health | New | Food Preparation | Natural Gas | Broiler | E4 | RVT - Cost of Equipment | 0 | 0 | 0 | 0 | 0 | 0 | 0 | 0 | 0 | 0 | 0 | 0 | 0 | 0 | 0 | 0 | 0 | 0 | 0 | 0 | 0 | 0 | 0 | 0 | 0 | 0 | 0
F1_Commercial_Health_New_Food Preparation_Natural Gas_Broiler_E5 | F1 | Commercial | Health | New | Food Preparation | Natural Gas | Broiler | E5 | RVT - Cost of Equipment | 0 | 0 | 0 | 0 | 0 | 0 | 0 | 0 | 0 | 0 | 0 | 0 | 0 | 0 | 0 | 0 | 0 | 0 | 0 | 0 | 0 | 0 | 0 | 0 | 0 | 0 | 0
F1_Commercial_Health_New_Food Preparation_Natural Gas_Broiler_E6 | F1 | Commercial | Health | New | Food Preparation | Natural Gas | Broiler | E6 | RVT - Cost of Equipment | 0 | 0 | 0 | 0 | 0 | 0 | 0 | 0 | 0 | 0 | 0 | 0 | 0 | 0 | 0 | 0 | 0 | 0 | 0 | 0 | 0 | 0 | 0 | 0 | 0 | 0 | 0
F1_Commercial_Health_New_Food Preparation_Natural Gas_Broiler_E7 | F1 | Commercial | Health | New | Food Preparation | Natural Gas | Broiler | E7 | RVT - Cost of Equipment | 0 | 0 | 0 | 0 | 0 | 0 | 0 | 0 | 0 | 0 | 0 | 0 | 0 | 0 | 0 | 0 | 0 | 0 | 0 | 0 | 0 | 0 | 0 | 0 | 0 | 0 | 0
F1_Commercial_Health_New_Food Preparation_Natural Gas_Broiler_E8 | F1 | Commercial | Health | New | Food Preparation | Natural Gas | Broiler | E8 | RVT - Cost of Equipment | 0 | 0 | 0 | 0 | 0 | 0 | 0 | 0 | 0 | 0 | 0 | 0 | 0 | 0 | 0 | 0 | 0 | 0 | 0 | 0 | 0 | 0 | 0 | 0 | 0 | 0 | 0
F1_Commercial_Health_New_Food Preparation_Natural Gas_Broiler_E9 | F1 | Commercial | Health | New | Food Preparation | Natural Gas | Broiler | E9 | RVT - Cost of Equipment | 0 | 0 | 0 | 0 | 0 | 0 | 0 | 0 | 0 | 0 | 0 | 0 | 0 | 0 | 0 | 0 | 0 | 0 | 0 | 0 | 0 | 0 | 0 | 0 | 0 | 0 | 0
F1_Commercial_Health_New_Food Preparation_Natural Gas_Broiler_E10 | F1 | Commercial | Health | New | Food Preparation | Natural Gas | Broiler | E10 | RVT - Cost of Equipment | 0 | 0 | 0 | 0 | 0 | 0 | 0 | 0 | 0 | 0 | 0 | 0 | 0 | 0 | 0 | 0 | 0 | 0 | 0 | 0 | 0 | 0 | 0 | 0 | 0 | 0 | 0
F2_Commercial_Health_New_Food Preparation_Natural Gas_Broiler_E1 | F2 | Commercial | Health | New | Food Preparation | Natural Gas | Broiler | E1 | RVT - Cost of Operation | 0 | 0 | 0 | 0 | 0 | 0 | 0 | 0 | 0 | 0 | 0 | 0 | 0 | 0 | 0 | 0 | 0 | 0 | 0 | 0 | 0 | 0 | 0 | 0 | 0 | 0 | 0
F2_Commercial_Health_New_Food Preparation_Natural Gas_Broiler_E2 | F2 | Commercial | Health | New | Food Preparation | Natural Gas | Broiler | E2 | RVT - Cost of Operation | 0 | 0 | 0 | 0 | 0 | 0 | 0 | 0 | 0 | 0 | 0 | 0 | 0 | 0 | 0 | 0 | 0 | 0 | 0 | 0 | 0 | 0 | 0 | 0 | 0 | 0 | 0
F2_Commercial_Health_New_Food Preparation_Natural Gas_Broiler_E3 | F2 | Commercial | Health | New | Food Preparation | Natural Gas | Broiler | E3 | RVT - Cost of Operation | 0 | 0 | 0 | 0 | 0 | 0 | 0 | 0 | 0 | 0 | 0 | 0 | 0 | 0 | 0 | 0 | 0 | 0 | 0 | 0 | 0 | 0 | 0 | 0 | 0 | 0 | 0
F2_Commercial_Health_New_Food Preparation_Natural Gas_Broiler_E4 | F2 | Commercial | Health | New | Food Preparation | Natural Gas | Broiler | E4 | RVT - Cost of Operation | 0 | 0 | 0 | 0 | 0 | 0 | 0 | 0 | 0 | 0 | 0 | 0 | 0 | 0 | 0 | 0 | 0 | 0 | 0 | 0 | 0 | 0 | 0 | 0 | 0 | 0 | 0
F2_Commercial_Health_New_Food Preparation_Natural Gas_Broiler_E5 | F2 | Commercial | Health | New | Food Preparation | Natural Gas | Broiler | E5 | RVT - Cost of Operation | 0 | 0 | 0 | 0 | 0 | 0 | 0 | 0 | 0 | 0 | 0 | 0 | 0 | 0 | 0 | 0 | 0 | 0 | 0 | 0 | 0 | 0 | 0 | 0 | 0 | 0 | 0
F2_Commercial_Health_New_Food Preparation_Natural Gas_Broiler_E6 | F2 | Commercial | Health | New | Food Preparation | Natural Gas | Broiler | E6 | RVT - Cost of Operation | 0 | 0 | 0 | 0 | 0 | 0 | 0 | 0 | 0 | 0 | 0 | 0 | 0 | 0 | 0 | 0 | 0 | 0 | 0 | 0 | 0 | 0 | 0 | 0 | 0 | 0 | 0
F2_Commercial_Health_New_Food Preparation_Natural Gas_Broiler_E7 | F2 | Commercial | Health | New | Food Preparation | Natural Gas | Broiler | E7 | RVT - Cost of Operation | 0 | 0 | 0 | 0 | 0 | 0 | 0 | 0 | 0 | 0 | 0 | 0 | 0 | 0 | 0 | 0 | 0 | 0 | 0 | 0 | 0 | 0 | 0 | 0 | 0 | 0 | 0
F2_Commercial_Health_New_Food Preparation_Natural Gas_Broiler_E8 | F2 | Commercial | Health | New | Food Preparation | Natural Gas | Broiler | E8 | RVT - Cost of Operation | 0 | 0 | 0 | 0 | 0 | 0 | 0 | 0 | 0 | 0 | 0 | 0 | 0 | 0 | 0 | 0 | 0 | 0 | 0 | 0 | 0 | 0 | 0 | 0 | 0 | 0 | 0
F2_Commercial_Health_New_Food Preparation_Natural Gas_Broiler_E9 | F2 | Commercial | Health | New | Food Preparation | Natural Gas | Broiler | E9 | RVT - Cost of Operation | 0 | 0 | 0 | 0 | 0 | 0 | 0 | 0 | 0 | 0 | 0 | 0 | 0 | 0 | 0 | 0 | 0 | 0 | 0 | 0 | 0 | 0 | 0 | 0 | 0 | 0 | 0
F2_Commercial_Health_New_Food Preparation_Natural Gas_Broiler_E10 | F2 | Commercial | Health | New | Food Preparation | Natural Gas | Broiler | E10 | RVT - Cost of Operation | 0 | 0 | 0 | 0 | 0 | 0 | 0 | 0 | 0 | 0 | 0 | 0 | 0 | 0 | 0 | 0 | 0 | 0 | 0 | 0 | 0 | 0 | 0 | 0 | 0 | 0 | 0
F3_Commercial_Health_New_Food Preparation_Natural Gas_Broiler_E1 | F3 | Commercial | Health | New | Food Preparation | Natural Gas | Broiler | E1 | System - kBTUs of Consumption | 32.0635 | 32.0635 | 32.0635 | 32.0635 | 32.0635 | 32.0635 | 32.0635 | 32.0635 | 32.0635 | 32.0635 | 32.0635 | 32.0635 | 32.0635 | 32.0635 | 32.0635 | 32.0635 | 32.0635 | 32.0635 | 32.0635 | 32.0635 | 32.0635 | 32.0635 | 32.0635 | 32.0635 | 32.0635 | 32.0635 | 32.0635
F3_Commercial_Health_New_Food Preparation_Natural Gas_Broiler_E2 | F3 | Commercial | Health | New | Food Preparation | Natural Gas | Broiler | E2 | System - kBTUs of Consumption | 20.6123 | 20.6123 | 20.6123 | 20.6123 | 20.6123 | 20.6123 | 20.6123 | 20.6123 | 20.6123 | 20.6123 | 20.6123 | 20.6123 | 20.6123 | 20.6123 | 20.6123 | 20.6123 | 20.6123 | 20.6123 | 20.6123 | 20.6123 | 20.6123 | 20.6123 | 20.6123 | 20.6123 | 20.6123 | 20.6123 | 20.6123
F3_Commercial_Health_New_Food Preparation_Natural Gas_Broiler_E3 | F3 | Commercial | Health | New | Food Preparation | Natural Gas | Broiler | E3 | System - kBTUs of Consumption | 0 | 0 | 0 | 0 | 0 | 0 | 0 | 0 | 0 | 0 | 0 | 0 | 0 | 0 | 0 | 0 | 0 | 0 | 0 | 0 | 0 | 0 | 0 | 0 | 0 | 0 | 0
F3_Commercial_Health_New_Food Preparation_Natural Gas_Broiler_E4 | F3 | Commercial | Health | New | Food Preparation | Natural Gas | Broiler | E4 | System - kBTUs of Consumption | 0 | 0 | 0 | 0 | 0 | 0 | 0 | 0 | 0 | 0 | 0 | 0 | 0 | 0 | 0 | 0 | 0 | 0 | 0 | 0 | 0 | 0 | 0 | 0 | 0 | 0 | 0
F3_Commercial_Health_New_Food Preparation_Natural Gas_Broiler_E5 | F3 | Commercial | Health | New | Food Preparation | Natural Gas | Broiler | E5 | System - kBTUs of Consumption | 0 | 0 | 0 | 0 | 0 | 0 | 0 | 0 | 0 | 0 | 0 | 0 | 0 | 0 | 0 | 0 | 0 | 0 | 0 | 0 | 0 | 0 | 0 | 0 | 0 | 0 | 0
F3_Commercial_Health_New_Food Preparation_Natural Gas_Broiler_E6 | F3 | Commercial | Health | New | Food Preparation | Natural Gas | Broiler | E6 | System - kBTUs of Consumption | 0 | 0 | 0 | 0 | 0 | 0 | 0 | 0 | 0 | 0 | 0 | 0 | 0 | 0 | 0 | 0 | 0 | 0 | 0 | 0 | 0 | 0 | 0 | 0 | 0 | 0 | 0
F3_Commercial_Health_New_Food Preparation_Natural Gas_Broiler_E7 | F3 | Commercial | Health | New | Food Preparation | Natural Gas | Broiler | E7 | System - kBTUs of Consumption | 0 | 0 | 0 | 0 | 0 | 0 | 0 | 0 | 0 | 0 | 0 | 0 | 0 | 0 | 0 | 0 | 0 | 0 | 0 | 0 | 0 | 0 | 0 | 0 | 0 | 0 | 0
F3_Commercial_Health_New_Food Preparation_Natural Gas_Broiler_E8 | F3 | Commercial | Health | New | Food Preparation | Natural Gas | Broiler | E8 | System - kBTUs of Consumption | 0 | 0 | 0 | 0 | 0 | 0 | 0 | 0 | 0 | 0 | 0 | 0 | 0 | 0 | 0 | 0 | 0 | 0 | 0 | 0 | 0 | 0 | 0 | 0 | 0 | 0 | 0
F3_Commercial_Health_New_Food Preparation_Natural Gas_Broiler_E9 | F3 | Commercial | Health | New | Food Preparation | Natural Gas | Broiler | E9 | System - kBTUs of Consumption | 0 | 0 | 0 | 0 | 0 | 0 | 0 | 0 | 0 | 0 | 0 | 0 | 0 | 0 | 0 | 0 | 0 | 0 | 0 | 0 | 0 | 0 | 0 | 0 | 0 | 0 | 0
F3_Commercial_Health_New_Food Preparation_Natural Gas_Broiler_E10 | F3 | Commercial | Health | New | Food Preparation | Natural Gas | Broiler | E10 | System - kBTUs of Consumption | 0 | 0 | 0 | 0 | 0 | 0 | 0 | 0 | 0 | 0 | 0 | 0 | 0 | 0 | 0 | 0 | 0 | 0 | 0 | 0 | 0 | 0 | 0 | 0 | 0 | 0 | 0
F4_Commercial_Health_New_Food Preparation_Natural Gas_Broiler_E1 | F4 | Commercial | Health | New | Food Preparation | Natural Gas | Broiler | E1 | Utility - Cost of Equipment | 0.1742 | 0.1742 | 0.1742 | 0.1742 | 0.1742 | 0.1742 | 0.1742 | 0.1742 | 0.1742 | 0.1742 | 0.1742 | 0.1742 | 0.1742 | 0.1742 | 0.1742 | 0.1742 | 0.1742 | 0.1742 | 0.1742 | 0.1742 | 0.1742 | 0.1742 | 0.1742 | 0.1742 | 0.1742 | 0.1742 | 0.1742
F4_Commercial_Health_New_Food Preparation_Natural Gas_Broiler_E2 | F4 | Commercial | Health | New | Food Preparation | Natural Gas | Broiler | E2 | Utility - Cost of Equipment | 0.24389 | 0.24389 | 0.24389 | 0.24389 | 0.24389 | 0.24389 | 0.24389 | 0.24389 | 0.24389 | 0.24389 | 0.24389 | 0.24389 | 0.24389 | 0.24389 | 0.24389 | 0.24389 | 0.24389 | 0.24389 | 0.24389 | 0.24389 | 0.24389 | 0.24389 | 0.24389 | 0.24389 | 0.24389 | 0.24389 | 0.24389
F4_Commercial_Health_New_Food Preparation_Natural Gas_Broiler_E3 | F4 | Commercial | Health | New | Food Preparation | Natural Gas | Broiler | E3 | Utility - Cost of Equipment | 0 | 0 | 0 | 0 | 0 | 0 | 0 | 0 | 0 | 0 | 0 | 0 | 0 | 0 | 0 | 0 | 0 | 0 | 0 | 0 | 0 | 0 | 0 | 0 | 0 | 0 | 0
F4_Commercial_Health_New_Food Preparation_Natural Gas_Broiler_E4 | F4 | Commercial | Health | New | Food Preparation | Natural Gas | Broiler | E4 | Utility - Cost of Equipment | 0 | 0 | 0 | 0 | 0 | 0 | 0 | 0 | 0 | 0 | 0 | 0 | 0 | 0 | 0 | 0 | 0 | 0 | 0 | 0 | 0 | 0 | 0 | 0 | 0 | 0 | 0
F4_Commercial_Health_New_Food Preparation_Natural Gas_Broiler_E5 | F4 | Commercial | Health | New | Food Preparation | Natural Gas | Broiler | E5 | Utility - Cost of Equipment | 0 | 0 | 0 | 0 | 0 | 0 | 0 | 0 | 0 | 0 | 0 | 0 | 0 | 0 | 0 | 0 | 0 | 0 | 0 | 0 | 0 | 0 | 0 | 0 | 0 | 0 | 0
F4_Commercial_Health_New_Food Preparation_Natural Gas_Broiler_E6 | F4 | Commercial | Health | New | Food Preparation | Natural Gas | Broiler | E6 | Utility - Cost of Equipment | 0 | 0 | 0 | 0 | 0 | 0 | 0 | 0 | 0 | 0 | 0 | 0 | 0 | 0 | 0 | 0 | 0 | 0 | 0 | 0 | 0 | 0 | 0 | 0 | 0 | 0 | 0
F4_Commercial_Health_New_Food Preparation_Natural Gas_Broiler_E7 | F4 | Commercial | Health | New | Food Preparation | Natural Gas | Broiler | E7 | Utility - Cost of Equipment | 0 | 0 | 0 | 0 | 0 | 0 | 0 | 0 | 0 | 0 | 0 | 0 | 0 | 0 | 0 | 0 | 0 | 0 | 0 | 0 | 0 | 0 | 0 | 0 | 0 | 0 | 0
F4_Commercial_Health_New_Food Preparation_Natural Gas_Broiler_E8 | F4 | Commercial | Health | New | Food Preparation | Natural Gas | Broiler | E8 | Utility - Cost of Equipment | 0 | 0 | 0 | 0 | 0 | 0 | 0 | 0 | 0 | 0 | 0 | 0 | 0 | 0 | 0 | 0 | 0 | 0 | 0 | 0 | 0 | 0 | 0 | 0 | 0 | 0 | 0
F4_Commercial_Health_New_Food Preparation_Natural Gas_Broiler_E9 | F4 | Commercial | Health | New | Food Preparation | Natural Gas | Broiler | E9 | Utility - Cost of Equipment | 0 | 0 | 0 | 0 | 0 | 0 | 0 | 0 | 0 | 0 | 0 | 0 | 0 | 0 | 0 | 0 | 0 | 0 | 0 | 0 | 0 | 0 | 0 | 0 | 0 | 0 | 0
F4_Commercial_Health_New_Food Preparation_Natural Gas_Broiler_E10 | F4 | Commercial | Health | New | Food Preparation | Natural Gas | Broiler | E10 | Utility - Cost of Equipment | 0 | 0 | 0 | 0 | 0 | 0 | 0 | 0 | 0 | 0 | 0 | 0 | 0 | 0 | 0 | 0 | 0 | 0 | 0 | 0 | 0 | 0 | 0 | 0 | 0 | 0 | 0
F5_Commercial_Health_New_Food Preparation_Natural Gas_Broiler_E1 | F5 | Commercial | Health | New | Food Preparation | Natural Gas | Broiler | E1 | Utility - Cost of Operation | 0.43763 | 0.43295 | 0.42843 | 0.42411 | 0.42517 | 0.42976 | 0.43643 | 0.44386 | 0.45102 | 0.45712 | 0.46209 | 0.46565 | 0.46767 | 0.46744 | 0.46491 | 0.46004 | 0.45292 | 0.44394 | 0.43321 | 0.42046 | 0.4055 | 0.38827 | 0.37299 | 0.36317 | 0.35904 | 0.3608 | 0.36257
F5_Commercial_Health_New_Food Preparation_Natural Gas_Broiler_E2 | F5 | Commercial | Health | New | Food Preparation | Natural Gas | Broiler | E2 | Utility - Cost of Operation | 0.28133 | 0.27832 | 0.27542 | 0.27264 | 0.27333 | 0.27628 | 0.28056 | 0.28534 | 0.28994 | 0.29386 | 0.29706 | 0.29935 | 0.30065 | 0.3005 | 0.29887 | 0.29574 | 0.29116 | 0.28539 | 0.27849 | 0.27029 | 0.26068 | 0.2496 | 0.23978 | 0.23347 | 0.23081 | 0.23195 | 0.23308
F5_Commercial_Health_New_Food Preparation_Natural Gas_Broiler_E3 | F5 | Commercial | Health | New | Food Preparation | Natural Gas | Broiler | E3 | Utility - Cost of Operation | 0 | 0 | 0 | 0 | 0 | 0 | 0 | 0 | 0 | 0 | 0 | 0 | 0 | 0 | 0 | 0 | 0 | 0 | 0 | 0 | 0 | 0 | 0 | 0 | 0 | 0 | 0
F5_Commercial_Health_New_Food Preparation_Natural Gas_Broiler_E4 | F5 | Commercial | Health | New | Food Preparation | Natural Gas | Broiler | E4 | Utility - Cost of Operation | 0 | 0 | 0 | 0 | 0 | 0 | 0 | 0 | 0 | 0 | 0 | 0 | 0 | 0 | 0 | 0 | 0 | 0 | 0 | 0 | 0 | 0 | 0 | 0 | 0 | 0 | 0
F5_Commercial_Health_New_Food Preparation_Natural Gas_Broiler_E5 | F5 | Commercial | Health | New | Food Preparation | Natural Gas | Broiler | E5 | Utility - Cost of Operation | 0 | 0 | 0 | 0 | 0 | 0 | 0 | 0 | 0 | 0 | 0 | 0 | 0 | 0 | 0 | 0 | 0 | 0 | 0 | 0 | 0 | 0 | 0 | 0 | 0 | 0 | 0
F5_Commercial_Health_New_Food Preparation_Natural Gas_Broiler_E6 | F5 | Commercial | Health | New | Food Preparation | Natural Gas | Broiler | E6 | Utility - Cost of Operation | 0 | 0 | 0 | 0 | 0 | 0 | 0 | 0 | 0 | 0 | 0 | 0 | 0 | 0 | 0 | 0 | 0 | 0 | 0 | 0 | 0 | 0 | 0 | 0 | 0 | 0 | 0
F5_Commercial_Health_New_Food Preparation_Natural Gas_Broiler_E7 | F5 | Commercial | Health | New | Food Preparation | Natural Gas | Broiler | E7 | Utility - Cost of Operation | 0 | 0 | 0 | 0 | 0 | 0 | 0 | 0 | 0 | 0 | 0 | 0 | 0 | 0 | 0 | 0 | 0 | 0 | 0 | 0 | 0 | 0 | 0 | 0 | 0 | 0 | 0
F5_Commercial_Health_New_Food Preparation_Natural Gas_Broiler_E8 | F5 | Commercial | Health | New | Food Preparation | Natural Gas | Broiler | E8 | Utility - Cost of Operation | 0 | 0 | 0 | 0 | 0 | 0 | 0 | 0 | 0 | 0 | 0 | 0 | 0 | 0 | 0 | 0 | 0 | 0 | 0 | 0 | 0 | 0 | 0 | 0 | 0 | 0 | 0
F5_Commercial_Health_New_Food Preparation_Natural Gas_Broiler_E9 | F5 | Commercial | Health | New | Food Preparation | Natural Gas | Broiler | E9 | Utility - Cost of Operation | 0 | 0 | 0 | 0 | 0 | 0 | 0 | 0 | 0 | 0 | 0 | 0 | 0 | 0 | 0 | 0 | 0 | 0 | 0 | 0 | 0 | 0 | 0 | 0 | 0 | 0 | 0
F5_Commercial_Health_New_Food Preparation_Natural Gas_Broiler_E10 | F5 | Commercial | Health | New | Food Preparation | Natural Gas | Broiler | E10 | Utility - Cost of Operation | 0 | 0 | 0 | 0 | 0 | 0 | 0 | 0 | 0 | 0 | 0 | 0 | 0 | 0 | 0 | 0 | 0 | 0 | 0 | 0 | 0 | 0 | 0 | 0 | 0 | 0 | 0
F6_Commercial_Health_New_Food Preparation_Natural Gas_Broiler_E1 | F6 | Commercial | Health | New | Food Preparation | Natural Gas | Broiler | E1 | Utility - Value of Sales | 0 | 0 | 0 | 0 | 0 | 0 | 0 | 0 | 0 | 0 | 0 | 0 | 0 | 0 | 0 | 0 | 0 | 0 | 0 | 0 | 0 | 0 | 0 | 0 | 0 | 0 | 0
F6_Commercial_Health_New_Food Preparation_Natural Gas_Broiler_E2 | F6 | Commercial | Health | New | Food Preparation | Natural Gas | Broiler | E2 | Utility - Value of Sales | 0 | 0 | 0 | 0 | 0 | 0 | 0 | 0 | 0 | 0 | 0 | 0 | 0 | 0 | 0 | 0 | 0 | 0 | 0 | 0 | 0 | 0 | 0 | 0 | 0 | 0 | 0
F6_Commercial_Health_New_Food Preparation_Natural Gas_Broiler_E3 | F6 | Commercial | Health | New | Food Preparation | Natural Gas | Broiler | E3 | Utility - Value of Sales | 0 | 0 | 0 | 0 | 0 | 0 | 0 | 0 | 0 | 0 | 0 | 0 | 0 | 0 | 0 | 0 | 0 | 0 | 0 | 0 | 0 | 0 | 0 | 0 | 0 | 0 | 0
F6_Commercial_Health_New_Food Preparation_Natural Gas_Broiler_E4 | F6 | Commercial | Health | New | Food Preparation | Natural Gas | Broiler | E4 | Utility - Value of Sales | 0 | 0 | 0 | 0 | 0 | 0 | 0 | 0 | 0 | 0 | 0 | 0 | 0 | 0 | 0 | 0 | 0 | 0 | 0 | 0 | 0 | 0 | 0 | 0 | 0 | 0 | 0
F6_Commercial_Health_New_Food Preparation_Natural Gas_Broiler_E5 | F6 | Commercial | Health | New | Food Preparation | Natural Gas | Broiler | E5 | Utility - Value of Sales | 0 | 0 | 0 | 0 | 0 | 0 | 0 | 0 | 0 | 0 | 0 | 0 | 0 | 0 | 0 | 0 | 0 | 0 | 0 | 0 | 0 | 0 | 0 | 0 | 0 | 0 | 0
F6_Commercial_Health_New_Food Preparation_Natural Gas_Broiler_E6 | F6 | Commercial | Health | New | Food Preparation | Natural Gas | Broiler | E6 | Utility - Value of Sales | 0 | 0 | 0 | 0 | 0 | 0 | 0 | 0 | 0 | 0 | 0 | 0 | 0 | 0 | 0 | 0 | 0 | 0 | 0 | 0 | 0 | 0 | 0 | 0 | 0 | 0 | 0
F6_Commercial_Health_New_Food Preparation_Natural Gas_Broiler_E7 | F6 | Commercial | Health | New | Food Preparation | Natural Gas | Broiler | E7 | Utility - Value of Sales | 0 | 0 | 0 | 0 | 0 | 0 | 0 | 0 | 0 | 0 | 0 | 0 | 0 | 0 | 0 | 0 | 0 | 0 | 0 | 0 | 0 | 0 | 0 | 0 | 0 | 0 | 0
F6_Commercial_Health_New_Food Preparation_Natural Gas_Broiler_E8 | F6 | Commercial | Health | New | Food Preparation | Natural Gas | Broiler | E8 | Utility - Value of Sales | 0 | 0 | 0 | 0 | 0 | 0 | 0 | 0 | 0 | 0 | 0 | 0 | 0 | 0 | 0 | 0 | 0 | 0 | 0 | 0 | 0 | 0 | 0 | 0 | 0 | 0 | 0
F6_Commercial_Health_New_Food Preparation_Natural Gas_Broiler_E9 | F6 | Commercial | Health | New | Food Preparation | Natural Gas | Broiler | E9 | Utility - Value of Sales | 0 | 0 | 0 | 0 | 0 | 0 | 0 | 0 | 0 | 0 | 0 | 0 | 0 | 0 | 0 | 0 | 0 | 0 | 0 | 0 | 0 | 0 | 0 | 0 | 0 | 0 | 0
F6_Commercial_Health_New_Food Preparation_Natural Gas_Broiler_E10 | F6 | Commercial | Health | New | Food Preparation | Natural Gas | Broiler | E10 | Utility - Value of Sales | 0 | 0 | 0 | 0 | 0 | 0 | 0 | 0 | 0 | 0 | 0 | 0 | 0 | 0 | 0 | 0 | 0 | 0 | 0 | 0 | 0 | 0 | 0 | 0 | 0 | 0 | 0
F1_Commercial_Health_New_Food Preparation_Natural Gas_Griddle_E1 | F1 | Commercial | Health | New | Food Preparation | Natural Gas | Griddle | E1 | RVT - Cost of Equipment | 0.13496 | 0.13496 | 0.13496 | 0.13496 | 0.13496 | 0.13496 | 0.13496 | 0.13496 | 0.13496 | 0.13496 | 0.13496 | 0.13496 | 0.13496 | 0.13496 | 0.13496 | 0.13496 | 0.13496 | 0.13496 | 0.13496 | 0.13496 | 0.13496 | 0.13496 | 0.13496 | 0.13496 | 0.13496 | 0.13496 | 0.13496
F1_Commercial_Health_New_Food Preparation_Natural Gas_Griddle_E2 | F1 | Commercial | Health | New | Food Preparation | Natural Gas | Griddle | E2 | RVT - Cost of Equipment | 0.16772 | 0.16772 | 0.16772 | 0.16772 | 0.16772 | 0.16772 | 0.16772 | 0.16772 | 0.16772 | 0.16772 | 0.16772 | 0.16772 | 0.16772 | 0.16772 | 0.16772 | 0.16772 | 0.16772 | 0.16772 | 0.16772 | 0.16772 | 0.16772 | 0.16772 | 0.16772 | 0.16772 | 0.16772 | 0.16772 | 0.16772
F1_Commercial_Health_New_Food Preparation_Natural Gas_Griddle_E3 | F1 | Commercial | Health | New | Food Preparation | Natural Gas | Griddle | E3 | RVT - Cost of Equipment | 0 | 0 | 0 | 0 | 0 | 0 | 0 | 0 | 0 | 0 | 0 | 0 | 0 | 0 | 0 | 0 | 0 | 0 | 0 | 0 | 0 | 0 | 0 | 0 | 0 | 0 | 0
F1_Commercial_Health_New_Food Preparation_Natural Gas_Griddle_E4 | F1 | Commercial | Health | New | Food Preparation | Natural Gas | Griddle | E4 | RVT - Cost of Equipment | 0 | 0 | 0 | 0 | 0 | 0 | 0 | 0 | 0 | 0 | 0 | 0 | 0 | 0 | 0 | 0 | 0 | 0 | 0 | 0 | 0 | 0 | 0 | 0 | 0 | 0 | 0
F1_Commercial_Health_New_Food Preparation_Natural Gas_Griddle_E5 | F1 | Commercial | Health | New | Food Preparation | Natural Gas | Griddle | E5 | RVT - Cost of Equipment | 0 | 0 | 0 | 0 | 0 | 0 | 0 | 0 | 0 | 0 | 0 | 0 | 0 | 0 | 0 | 0 | 0 | 0 | 0 | 0 | 0 | 0 | 0 | 0 | 0 | 0 | 0
F1_Commercial_Health_New_Food Preparation_Natural Gas_Griddle_E6 | F1 | Commercial | Health | New | Food Preparation | Natural Gas | Griddle | E6 | RVT - Cost of Equipment | 0 | 0 | 0 | 0 | 0 | 0 | 0 | 0 | 0 | 0 | 0 | 0 | 0 | 0 | 0 | 0 | 0 | 0 | 0 | 0 | 0 | 0 | 0 | 0 | 0 | 0 | 0
F1_Commercial_Health_New_Food Preparation_Natural Gas_Griddle_E7 | F1 | Commercial | Health | New | Food Preparation | Natural Gas | Griddle | E7 | RVT - Cost of Equipment | 0 | 0 | 0 | 0 | 0 | 0 | 0 | 0 | 0 | 0 | 0 | 0 | 0 | 0 | 0 | 0 | 0 | 0 | 0 | 0 | 0 | 0 | 0 | 0 | 0 | 0 | 0
F1_Commercial_Health_New_Food Preparation_Natural Gas_Griddle_E8 | F1 | Commercial | Health | New | Food Preparation | Natural Gas | Griddle | E8 | RVT - Cost of Equipment | 0 | 0 | 0 | 0 | 0 | 0 | 0 | 0 | 0 | 0 | 0 | 0 | 0 | 0 | 0 | 0 | 0 | 0 | 0 | 0 | 0 | 0 | 0 | 0 | 0 | 0 | 0
F1_Commercial_Health_New_Food Preparation_Natural Gas_Griddle_E9 | F1 | Commercial | Health | New | Food Preparation | Natural Gas | Griddle | E9 | RVT - Cost of Equipment | 0 | 0 | 0 | 0 | 0 | 0 | 0 | 0 | 0 | 0 | 0 | 0 | 0 | 0 | 0 | 0 | 0 | 0 | 0 | 0 | 0 | 0 | 0 | 0 | 0 | 0 | 0
F1_Commercial_Health_New_Food Preparation_Natural Gas_Griddle_E10 | F1 | Commercial | Health | New | Food Preparation | Natural Gas | Griddle | E10 | RVT - Cost of Equipment | 0 | 0 | 0 | 0 | 0 | 0 | 0 | 0 | 0 | 0 | 0 | 0 | 0 | 0 | 0 | 0 | 0 | 0 | 0 | 0 | 0 | 0 | 0 | 0 | 0 | 0 | 0
F2_Commercial_Health_New_Food Preparation_Natural Gas_Griddle_E1 | F2 | Commercial | Health | New | Food Preparation | Natural Gas | Griddle | E1 | RVT - Cost of Operation | 0 | 0 | 0 | 0 | 0 | 0 | 0 | 0 | 0 | 0 | 0 | 0 | 0 | 0 | 0 | 0 | 0 | 0 | 0 | 0 | 0 | 0 | 0 | 0 | 0 | 0 | 0
F2_Commercial_Health_New_Food Preparation_Natural Gas_Griddle_E2 | F2 | Commercial | Health | New | Food Preparation | Natural Gas | Griddle | E2 | RVT - Cost of Operation | 0 | 0 | 0 | 0 | 0 | 0 | 0 | 0 | 0 | 0 | 0 | 0 | 0 | 0 | 0 | 0 | 0 | 0 | 0 | 0 | 0 | 0 | 0 | 0 | 0 | 0 | 0
F2_Commercial_Health_New_Food Preparation_Natural Gas_Griddle_E3 | F2 | Commercial | Health | New | Food Preparation | Natural Gas | Griddle | E3 | RVT - Cost of Operation | 0 | 0 | 0 | 0 | 0 | 0 | 0 | 0 | 0 | 0 | 0 | 0 | 0 | 0 | 0 | 0 | 0 | 0 | 0 | 0 | 0 | 0 | 0 | 0 | 0 | 0 | 0
F2_Commercial_Health_New_Food Preparation_Natural Gas_Griddle_E4 | F2 | Commercial | Health | New | Food Preparation | Natural Gas | Griddle | E4 | RVT - Cost of Operation | 0 | 0 | 0 | 0 | 0 | 0 | 0 | 0 | 0 | 0 | 0 | 0 | 0 | 0 | 0 | 0 | 0 | 0 | 0 | 0 | 0 | 0 | 0 | 0 | 0 | 0 | 0
F2_Commercial_Health_New_Food Preparation_Natural Gas_Griddle_E5 | F2 | Commercial | Health | New | Food Preparation | Natural Gas | Griddle | E5 | RVT - Cost of Operation | 0 | 0 | 0 | 0 | 0 | 0 | 0 | 0 | 0 | 0 | 0 | 0 | 0 | 0 | 0 | 0 | 0 | 0 | 0 | 0 | 0 | 0 | 0 | 0 | 0 | 0 | 0
F2_Commercial_Health_New_Food Preparation_Natural Gas_Griddle_E6 | F2 | Commercial | Health | New | Food Preparation | Natural Gas | Griddle | E6 | RVT - Cost of Operation | 0 | 0 | 0 | 0 | 0 | 0 | 0 | 0 | 0 | 0 | 0 | 0 | 0 | 0 | 0 | 0 | 0 | 0 | 0 | 0 | 0 | 0 | 0 | 0 | 0 | 0 | 0
F2_Commercial_Health_New_Food Preparation_Natural Gas_Griddle_E7 | F2 | Commercial | Health | New | Food Preparation | Natural Gas | Griddle | E7 | RVT - Cost of Operation | 0 | 0 | 0 | 0 | 0 | 0 | 0 | 0 | 0 | 0 | 0 | 0 | 0 | 0 | 0 | 0 | 0 | 0 | 0 | 0 | 0 | 0 | 0 | 0 | 0 | 0 | 0
F2_Commercial_Health_New_Food Preparation_Natural Gas_Griddle_E8 | F2 | Commercial | Health | New | Food Preparation | Natural Gas | Griddle | E8 | RVT - Cost of Operation | 0 | 0 | 0 | 0 | 0 | 0 | 0 | 0 | 0 | 0 | 0 | 0 | 0 | 0 | 0 | 0 | 0 | 0 | 0 | 0 | 0 | 0 | 0 | 0 | 0 | 0 | 0
F2_Commercial_Health_New_Food Preparation_Natural Gas_Griddle_E9 | F2 | Commercial | Health | New | Food Preparation | Natural Gas | Griddle | E9 | RVT - Cost of Operation | 0 | 0 | 0 | 0 | 0 | 0 | 0 | 0 | 0 | 0 | 0 | 0 | 0 | 0 | 0 | 0 | 0 | 0 | 0 | 0 | 0 | 0 | 0 | 0 | 0 | 0 | 0
F2_Commercial_Health_New_Food Preparation_Natural Gas_Griddle_E10 | F2 | Commercial | Health | New | Food Preparation | Natural Gas | Griddle | E10 | RVT - Cost of Operation | 0 | 0 | 0 | 0 | 0 | 0 | 0 | 0 | 0 | 0 | 0 | 0 | 0 | 0 | 0 | 0 | 0 | 0 | 0 | 0 | 0 | 0 | 0 | 0 | 0 | 0 | 0
F3_Commercial_Health_New_Food Preparation_Natural Gas_Griddle_E1 | F3 | Commercial | Health | New | Food Preparation | Natural Gas | Griddle | E1 | System - kBTUs of Consumption | 22.9095 | 22.9095 | 22.9095 | 22.9095 | 22.9095 | 22.9095 | 22.9095 | 22.9095 | 22.9095 | 22.9095 | 22.9095 | 22.9095 | 22.9095 | 22.9095 | 22.9095 | 22.9095 | 22.9095 | 22.9095 | 22.9095 | 22.9095 | 22.9095 | 22.9095 | 22.9095 | 22.9095 | 22.9095 | 22.9095 | 22.9095
F3_Commercial_Health_New_Food Preparation_Natural Gas_Griddle_E2 | F3 | Commercial | Health | New | Food Preparation | Natural Gas | Griddle | E2 | System - kBTUs of Consumption | 19.7862 | 19.7862 | 19.7862 | 19.7862 | 19.7862 | 19.7862 | 19.7862 | 19.7862 | 19.7862 | 19.7862 | 19.7862 | 19.7862 | 19.7862 | 19.7862 | 19.7862 | 19.7862 | 19.7862 | 19.7862 | 19.7862 | 19.7862 | 19.7862 | 19.7862 | 19.7862 | 19.7862 | 19.7862 | 19.7862 | 19.7862
F3_Commercial_Health_New_Food Preparation_Natural Gas_Griddle_E3 | F3 | Commercial | Health | New | Food Preparation | Natural Gas | Griddle | E3 | System - kBTUs of Consumption | 0 | 0 | 0 | 0 | 0 | 0 | 0 | 0 | 0 | 0 | 0 | 0 | 0 | 0 | 0 | 0 | 0 | 0 | 0 | 0 | 0 | 0 | 0 | 0 | 0 | 0 | 0
F3_Commercial_Health_New_Food Preparation_Natural Gas_Griddle_E4 | F3 | Commercial | Health | New | Food Preparation | Natural Gas | Griddle | E4 | System - kBTUs of Consumption | 0 | 0 | 0 | 0 | 0 | 0 | 0 | 0 | 0 | 0 | 0 | 0 | 0 | 0 | 0 | 0 | 0 | 0 | 0 | 0 | 0 | 0 | 0 | 0 | 0 | 0 | 0
F3_Commercial_Health_New_Food Preparation_Natural Gas_Griddle_E5 | F3 | Commercial | Health | New | Food Preparation | Natural Gas | Griddle | E5 | System - kBTUs of Consumption | 0 | 0 | 0 | 0 | 0 | 0 | 0 | 0 | 0 | 0 | 0 | 0 | 0 | 0 | 0 | 0 | 0 | 0 | 0 | 0 | 0 | 0 | 0 | 0 | 0 | 0 | 0
F3_Commercial_Health_New_Food Preparation_Natural Gas_Griddle_E6 | F3 | Commercial | Health | New | Food Preparation | Natural Gas | Griddle | E6 | System - kBTUs of Consumption | 0 | 0 | 0 | 0 | 0 | 0 | 0 | 0 | 0 | 0 | 0 | 0 | 0 | 0 | 0 | 0 | 0 | 0 | 0 | 0 | 0 | 0 | 0 | 0 | 0 | 0 | 0
F3_Commercial_Health_New_Food Preparation_Natural Gas_Griddle_E7 | F3 | Commercial | Health | New | Food Preparation | Natural Gas | Griddle | E7 | System - kBTUs of Consumption | 0 | 0 | 0 | 0 | 0 | 0 | 0 | 0 | 0 | 0 | 0 | 0 | 0 | 0 | 0 | 0 | 0 | 0 | 0 | 0 | 0 | 0 | 0 | 0 | 0 | 0 | 0
F3_Commercial_Health_New_Food Preparation_Natural Gas_Griddle_E8 | F3 | Commercial | Health | New | Food Preparation | Natural Gas | Griddle | E8 | System - kBTUs of Consumption | 0 | 0 | 0 | 0 | 0 | 0 | 0 | 0 | 0 | 0 | 0 | 0 | 0 | 0 | 0 | 0 | 0 | 0 | 0 | 0 | 0 | 0 | 0 | 0 | 0 | 0 | 0
F3_Commercial_Health_New_Food Preparation_Natural Gas_Griddle_E9 | F3 | Commercial | Health | New | Food Preparation | Natural Gas | Griddle | E9 | System - kBTUs of Consumption | 0 | 0 | 0 | 0 | 0 | 0 | 0 | 0 | 0 | 0 | 0 | 0 | 0 | 0 | 0 | 0 | 0 | 0 | 0 | 0 | 0 | 0 | 0 | 0 | 0 | 0 | 0
F3_Commercial_Health_New_Food Preparation_Natural Gas_Griddle_E10 | F3 | Commercial | Health | New | Food Preparation | Natural Gas | Griddle | E10 | System - kBTUs of Consumption | 0 | 0 | 0 | 0 | 0 | 0 | 0 | 0 | 0 | 0 | 0 | 0 | 0 | 0 | 0 | 0 | 0 | 0 | 0 | 0 | 0 | 0 | 0 | 0 | 0 | 0 | 0
F4_Commercial_Health_New_Food Preparation_Natural Gas_Griddle_E1 | F4 | Commercial | Health | New | Food Preparation | Natural Gas | Griddle | E1 | Utility - Cost of Equipment | 0.13496 | 0.13496 | 0.13496 | 0.13496 | 0.13496 | 0.13496 | 0.13496 | 0.13496 | 0.13496 | 0.13496 | 0.13496 | 0.13496 | 0.13496 | 0.13496 | 0.13496 | 0.13496 | 0.13496 | 0.13496 | 0.13496 | 0.13496 | 0.13496 | 0.13496 | 0.13496 | 0.13496 | 0.13496 | 0.13496 | 0.13496
F4_Commercial_Health_New_Food Preparation_Natural Gas_Griddle_E2 | F4 | Commercial | Health | New | Food Preparation | Natural Gas | Griddle | E2 | Utility - Cost of Equipment | 0.16772 | 0.16772 | 0.16772 | 0.16772 | 0.16772 | 0.16772 | 0.16772 | 0.16772 | 0.16772 | 0.16772 | 0.16772 | 0.16772 | 0.16772 | 0.16772 | 0.16772 | 0.16772 | 0.16772 | 0.16772 | 0.16772 | 0.16772 | 0.16772 | 0.16772 | 0.16772 | 0.16772 | 0.16772 | 0.16772 | 0.16772
F4_Commercial_Health_New_Food Preparation_Natural Gas_Griddle_E3 | F4 | Commercial | Health | New | Food Preparation | Natural Gas | Griddle | E3 | Utility - Cost of Equipment | 0 | 0 | 0 | 0 | 0 | 0 | 0 | 0 | 0 | 0 | 0 | 0 | 0 | 0 | 0 | 0 | 0 | 0 | 0 | 0 | 0 | 0 | 0 | 0 | 0 | 0 | 0
F4_Commercial_Health_New_Food Preparation_Natural Gas_Griddle_E4 | F4 | Commercial | Health | New | Food Preparation | Natural Gas | Griddle | E4 | Utility - Cost of Equipment | 0 | 0 | 0 | 0 | 0 | 0 | 0 | 0 | 0 | 0 | 0 | 0 | 0 | 0 | 0 | 0 | 0 | 0 | 0 | 0 | 0 | 0 | 0 | 0 | 0 | 0 | 0
F4_Commercial_Health_New_Food Preparation_Natural Gas_Griddle_E5 | F4 | Commercial | Health | New | Food Preparation | Natural Gas | Griddle | E5 | Utility - Cost of Equipment | 0 | 0 | 0 | 0 | 0 | 0 | 0 | 0 | 0 | 0 | 0 | 0 | 0 | 0 | 0 | 0 | 0 | 0 | 0 | 0 | 0 | 0 | 0 | 0 | 0 | 0 | 0
F4_Commercial_Health_New_Food Preparation_Natural Gas_Griddle_E6 | F4 | Commercial | Health | New | Food Preparation | Natural Gas | Griddle | E6 | Utility - Cost of Equipment | 0 | 0 | 0 | 0 | 0 | 0 | 0 | 0 | 0 | 0 | 0 | 0 | 0 | 0 | 0 | 0 | 0 | 0 | 0 | 0 | 0 | 0 | 0 | 0 | 0 | 0 | 0
F4_Commercial_Health_New_Food Preparation_Natural Gas_Griddle_E7 | F4 | Commercial | Health | New | Food Preparation | Natural Gas | Griddle | E7 | Utility - Cost of Equipment | 0 | 0 | 0 | 0 | 0 | 0 | 0 | 0 | 0 | 0 | 0 | 0 | 0 | 0 | 0 | 0 | 0 | 0 | 0 | 0 | 0 | 0 | 0 | 0 | 0 | 0 | 0
F4_Commercial_Health_New_Food Preparation_Natural Gas_Griddle_E8 | F4 | Commercial | Health | New | Food Preparation | Natural Gas | Griddle | E8 | Utility - Cost of Equipment | 0 | 0 | 0 | 0 | 0 | 0 | 0 | 0 | 0 | 0 | 0 | 0 | 0 | 0 | 0 | 0 | 0 | 0 | 0 | 0 | 0 | 0 | 0 | 0 | 0 | 0 | 0
F4_Commercial_Health_New_Food Preparation_Natural Gas_Griddle_E9 | F4 | Commercial | Health | New | Food Preparation | Natural Gas | Griddle | E9 | Utility - Cost of Equipment | 0 | 0 | 0 | 0 | 0 | 0 | 0 | 0 | 0 | 0 | 0 | 0 | 0 | 0 | 0 | 0 | 0 | 0 | 0 | 0 | 0 | 0 | 0 | 0 | 0 | 0 | 0
F4_Commercial_Health_New_Food Preparation_Natural Gas_Griddle_E10 | F4 | Commercial | Health | New | Food Preparation | Natural Gas | Griddle | E10 | Utility - Cost of Equipment | 0 | 0 | 0 | 0 | 0 | 0 | 0 | 0 | 0 | 0 | 0 | 0 | 0 | 0 | 0 | 0 | 0 | 0 | 0 | 0 | 0 | 0 | 0 | 0 | 0 | 0 | 0
F5_Commercial_Health_New_Food Preparation_Natural Gas_Griddle_E1 | F5 | Commercial | Health | New | Food Preparation | Natural Gas | Griddle | E1 | Utility - Cost of Operation | 0.31269 | 0.30934 | 0.30611 | 0.30303 | 0.30379 | 0.30707 | 0.31183 | 0.31714 | 0.32225 | 0.32662 | 0.33017 | 0.33271 | 0.33415 | 0.33399 | 0.33218 | 0.3287 | 0.32361 | 0.3172 | 0.30953 | 0.30042 | 0.28974 | 0.27742 | 0.2665 | 0.25949 | 0.25654 | 0.2578 | 0.25906
F5_Commercial_Health_New_Food Preparation_Natural Gas_Griddle_E2 | F5 | Commercial | Health | New | Food Preparation | Natural Gas | Griddle | E2 | Utility - Cost of Operation | 0.27006 | 0.26717 | 0.26438 | 0.26171 | 0.26237 | 0.2652 | 0.26932 | 0.2739 | 0.27832 | 0.28209 | 0.28515 | 0.28735 | 0.2886 | 0.28846 | 0.28689 | 0.28389 | 0.27949 | 0.27395 | 0.26733 | 0.25946 | 0.25023 | 0.2396 | 0.23017 | 0.22411 | 0.22156 | 0.22265 | 0.22374
F5_Commercial_Health_New_Food Preparation_Natural Gas_Griddle_E3 | F5 | Commercial | Health | New | Food Preparation | Natural Gas | Griddle | E3 | Utility - Cost of Operation | 0 | 0 | 0 | 0 | 0 | 0 | 0 | 0 | 0 | 0 | 0 | 0 | 0 | 0 | 0 | 0 | 0 | 0 | 0 | 0 | 0 | 0 | 0 | 0 | 0 | 0 | 0
F5_Commercial_Health_New_Food Preparation_Natural Gas_Griddle_E4 | F5 | Commercial | Health | New | Food Preparation | Natural Gas | Griddle | E4 | Utility - Cost of Operation | 0 | 0 | 0 | 0 | 0 | 0 | 0 | 0 | 0 | 0 | 0 | 0 | 0 | 0 | 0 | 0 | 0 | 0 | 0 | 0 | 0 | 0 | 0 | 0 | 0 | 0 | 0
F5_Commercial_Health_New_Food Preparation_Natural Gas_Griddle_E5 | F5 | Commercial | Health | New | Food Preparation | Natural Gas | Griddle | E5 | Utility - Cost of Operation | 0 | 0 | 0 | 0 | 0 | 0 | 0 | 0 | 0 | 0 | 0 | 0 | 0 | 0 | 0 | 0 | 0 | 0 | 0 | 0 | 0 | 0 | 0 | 0 | 0 | 0 | 0
F5_Commercial_Health_New_Food Preparation_Natural Gas_Griddle_E6 | F5 | Commercial | Health | New | Food Preparation | Natural Gas | Griddle | E6 | Utility - Cost of Operation | 0 | 0 | 0 | 0 | 0 | 0 | 0 | 0 | 0 | 0 | 0 | 0 | 0 | 0 | 0 | 0 | 0 | 0 | 0 | 0 | 0 | 0 | 0 | 0 | 0 | 0 | 0
F5_Commercial_Health_New_Food Preparation_Natural Gas_Griddle_E7 | F5 | Commercial | Health | New | Food Preparation | Natural Gas | Griddle | E7 | Utility - Cost of Operation | 0 | 0 | 0 | 0 | 0 | 0 | 0 | 0 | 0 | 0 | 0 | 0 | 0 | 0 | 0 | 0 | 0 | 0 | 0 | 0 | 0 | 0 | 0 | 0 | 0 | 0 | 0
F5_Commercial_Health_New_Food Preparation_Natural Gas_Griddle_E8 | F5 | Commercial | Health | New | Food Preparation | Natural Gas | Griddle | E8 | Utility - Cost of Operation | 0 | 0 | 0 | 0 | 0 | 0 | 0 | 0 | 0 | 0 | 0 | 0 | 0 | 0 | 0 | 0 | 0 | 0 | 0 | 0 | 0 | 0 | 0 | 0 | 0 | 0 | 0
F5_Commercial_Health_New_Food Preparation_Natural Gas_Griddle_E9 | F5 | Commercial | Health | New | Food Preparation | Natural Gas | Griddle | E9 | Utility - Cost of Operation | 0 | 0 | 0 | 0 | 0 | 0 | 0 | 0 | 0 | 0 | 0 | 0 | 0 | 0 | 0 | 0 | 0 | 0 | 0 | 0 | 0 | 0 | 0 | 0 | 0 | 0 | 0
F5_Commercial_Health_New_Food Preparation_Natural Gas_Griddle_E10 | F5 | Commercial | Health | New | Food Preparation | Natural Gas | Griddle | E10 | Utility - Cost of Operation | 0 | 0 | 0 | 0 | 0 | 0 | 0 | 0 | 0 | 0 | 0 | 0 | 0 | 0 | 0 | 0 | 0 | 0 | 0 | 0 | 0 | 0 | 0 | 0 | 0 | 0 | 0
F6_Commercial_Health_New_Food Preparation_Natural Gas_Griddle_E1 | F6 | Commercial | Health | New | Food Preparation | Natural Gas | Griddle | E1 | Utility - Value of Sales | 0 | 0 | 0 | 0 | 0 | 0 | 0 | 0 | 0 | 0 | 0 | 0 | 0 | 0 | 0 | 0 | 0 | 0 | 0 | 0 | 0 | 0 | 0 | 0 | 0 | 0 | 0
F6_Commercial_Health_New_Food Preparation_Natural Gas_Griddle_E2 | F6 | Commercial | Health | New | Food Preparation | Natural Gas | Griddle | E2 | Utility - Value of Sales | 0 | 0 | 0 | 0 | 0 | 0 | 0 | 0 | 0 | 0 | 0 | 0 | 0 | 0 | 0 | 0 | 0 | 0 | 0 | 0 | 0 | 0 | 0 | 0 | 0 | 0 | 0
F6_Commercial_Health_New_Food Preparation_Natural Gas_Griddle_E3 | F6 | Commercial | Health | New | Food Preparation | Natural Gas | Griddle | E3 | Utility - Value of Sales | 0 | 0 | 0 | 0 | 0 | 0 | 0 | 0 | 0 | 0 | 0 | 0 | 0 | 0 | 0 | 0 | 0 | 0 | 0 | 0 | 0 | 0 | 0 | 0 | 0 | 0 | 0
F6_Commercial_Health_New_Food Preparation_Natural Gas_Griddle_E4 | F6 | Commercial | Health | New | Food Preparation | Natural Gas | Griddle | E4 | Utility - Value of Sales | 0 | 0 | 0 | 0 | 0 | 0 | 0 | 0 | 0 | 0 | 0 | 0 | 0 | 0 | 0 | 0 | 0 | 0 | 0 | 0 | 0 | 0 | 0 | 0 | 0 | 0 | 0
F6_Commercial_Health_New_Food Preparation_Natural Gas_Griddle_E5 | F6 | Commercial | Health | New | Food Preparation | Natural Gas | Griddle | E5 | Utility - Value of Sales | 0 | 0 | 0 | 0 | 0 | 0 | 0 | 0 | 0 | 0 | 0 | 0 | 0 | 0 | 0 | 0 | 0 | 0 | 0 | 0 | 0 | 0 | 0 | 0 | 0 | 0 | 0
F6_Commercial_Health_New_Food Preparation_Natural Gas_Griddle_E6 | F6 | Commercial | Health | New | Food Preparation | Natural Gas | Griddle | E6 | Utility - Value of Sales | 0 | 0 | 0 | 0 | 0 | 0 | 0 | 0 | 0 | 0 | 0 | 0 | 0 | 0 | 0 | 0 | 0 | 0 | 0 | 0 | 0 | 0 | 0 | 0 | 0 | 0 | 0
F6_Commercial_Health_New_Food Preparation_Natural Gas_Griddle_E7 | F6 | Commercial | Health | New | Food Preparation | Natural Gas | Griddle | E7 | Utility - Value of Sales | 0 | 0 | 0 | 0 | 0 | 0 | 0 | 0 | 0 | 0 | 0 | 0 | 0 | 0 | 0 | 0 | 0 | 0 | 0 | 0 | 0 | 0 | 0 | 0 | 0 | 0 | 0
F6_Commercial_Health_New_Food Preparation_Natural Gas_Griddle_E8 | F6 | Commercial | Health | New | Food Preparation | Natural Gas | Griddle | E8 | Utility - Value of Sales | 0 | 0 | 0 | 0 | 0 | 0 | 0 | 0 | 0 | 0 | 0 | 0 | 0 | 0 | 0 | 0 | 0 | 0 | 0 | 0 | 0 | 0 | 0 | 0 | 0 | 0 | 0
F6_Commercial_Health_New_Food Preparation_Natural Gas_Griddle_E9 | F6 | Commercial | Health | New | Food Preparation | Natural Gas | Griddle | E9 | Utility - Value of Sales | 0 | 0 | 0 | 0 | 0 | 0 | 0 | 0 | 0 | 0 | 0 | 0 | 0 | 0 | 0 | 0 | 0 | 0 | 0 | 0 | 0 | 0 | 0 | 0 | 0 | 0 | 0
F6_Commercial_Health_New_Food Preparation_Natural Gas_Griddle_E10 | F6 | Commercial | Health | New | Food Preparation | Natural Gas | Griddle | E10 | Utility - Value of Sales | 0 | 0 | 0 | 0 | 0 | 0 | 0 | 0 | 0 | 0 | 0 | 0 | 0 | 0 | 0 | 0 | 0 | 0 | 0 | 0 | 0 | 0 | 0 | 0 | 0 | 0 | 0
F1_Commercial_Health_New_Food Preparation_Natural Gas_Range_E1 | F1 | Commercial | Health | New | Food Preparation | Natural Gas | Range | E1 | RVT - Cost of Equipment | 0.2066 | 0.2066 | 0.2066 | 0.2066 | 0.2066 | 0.2066 | 0.2066 | 0.2066 | 0.2066 | 0.2066 | 0.2066 | 0.2066 | 0.2066 | 0.2066 | 0.2066 | 0.2066 | 0.2066 | 0.2066 | 0.2066 | 0.2066 | 0.2066 | 0.2066 | 0.2066 | 0.2066 | 0.2066 | 0.2066 | 0.2066
F1_Commercial_Health_New_Food Preparation_Natural Gas_Range_E2 | F1 | Commercial | Health | New | Food Preparation | Natural Gas | Range | E2 | RVT - Cost of Equipment | 0.2066 | 0.2066 | 0.2066 | 0.2066 | 0.2066 | 0.2066 | 0.2066 | 0.2066 | 0.2066 | 0.2066 | 0.2066 | 0.2066 | 0.2066 | 0.2066 | 0.2066 | 0.2066 | 0.2066 | 0.2066 | 0.2066 | 0.2066 | 0.2066 | 0.2066 | 0.2066 | 0.2066 | 0.2066 | 0.2066 | 0.2066
F1_Commercial_Health_New_Food Preparation_Natural Gas_Range_E3 | F1 | Commercial | Health | New | Food Preparation | Natural Gas | Range | E3 | RVT - Cost of Equipment | 0 | 0 | 0 | 0 | 0 | 0 | 0 | 0 | 0 | 0 | 0 | 0 | 0 | 0 | 0 | 0 | 0 | 0 | 0 | 0 | 0 | 0 | 0 | 0 | 0 | 0 | 0
F1_Commercial_Health_New_Food Preparation_Natural Gas_Range_E4 | F1 | Commercial | Health | New | Food Preparation | Natural Gas | Range | E4 | RVT - Cost of Equipment | 0 | 0 | 0 | 0 | 0 | 0 | 0 | 0 | 0 | 0 | 0 | 0 | 0 | 0 | 0 | 0 | 0 | 0 | 0 | 0 | 0 | 0 | 0 | 0 | 0 | 0 | 0
F1_Commercial_Health_New_Food Preparation_Natural Gas_Range_E5 | F1 | Commercial | Health | New | Food Preparation | Natural Gas | Range | E5 | RVT - Cost of Equipment | 0 | 0 | 0 | 0 | 0 | 0 | 0 | 0 | 0 | 0 | 0 | 0 | 0 | 0 | 0 | 0 | 0 | 0 | 0 | 0 | 0 | 0 | 0 | 0 | 0 | 0 | 0
F1_Commercial_Health_New_Food Preparation_Natural Gas_Range_E6 | F1 | Commercial | Health | New | Food Preparation | Natural Gas | Range | E6 | RVT - Cost of Equipment | 0 | 0 | 0 | 0 | 0 | 0 | 0 | 0 | 0 | 0 | 0 | 0 | 0 | 0 | 0 | 0 | 0 | 0 | 0 | 0 | 0 | 0 | 0 | 0 | 0 | 0 | 0
F1_Commercial_Health_New_Food Preparation_Natural Gas_Range_E7 | F1 | Commercial | Health | New | Food Preparation | Natural Gas | Range | E7 | RVT - Cost of Equipment | 0 | 0 | 0 | 0 | 0 | 0 | 0 | 0 | 0 | 0 | 0 | 0 | 0 | 0 | 0 | 0 | 0 | 0 | 0 | 0 | 0 | 0 | 0 | 0 | 0 | 0 | 0
F1_Commercial_Health_New_Food Preparation_Natural Gas_Range_E8 | F1 | Commercial | Health | New | Food Preparation | Natural Gas | Range | E8 | RVT - Cost of Equipment | 0 | 0 | 0 | 0 | 0 | 0 | 0 | 0 | 0 | 0 | 0 | 0 | 0 | 0 | 0 | 0 | 0 | 0 | 0 | 0 | 0 | 0 | 0 | 0 | 0 | 0 | 0
F1_Commercial_Health_New_Food Preparation_Natural Gas_Range_E9 | F1 | Commercial | Health | New | Food Preparation | Natural Gas | Range | E9 | RVT - Cost of Equipment | 0 | 0 | 0 | 0 | 0 | 0 | 0 | 0 | 0 | 0 | 0 | 0 | 0 | 0 | 0 | 0 | 0 | 0 | 0 | 0 | 0 | 0 | 0 | 0 | 0 | 0 | 0
F1_Commercial_Health_New_Food Preparation_Natural Gas_Range_E10 | F1 | Commercial | Health | New | Food Preparation | Natural Gas | Range | E10 | RVT - Cost of Equipment | 0 | 0 | 0 | 0 | 0 | 0 | 0 | 0 | 0 | 0 | 0 | 0 | 0 | 0 | 0 | 0 | 0 | 0 | 0 | 0 | 0 | 0 | 0 | 0 | 0 | 0 | 0
F2_Commercial_Health_New_Food Preparation_Natural Gas_Range_E1 | F2 | Commercial | Health | New | Food Preparation | Natural Gas | Range | E1 | RVT - Cost of Operation | 0 | 0 | 0 | 0 | 0 | 0 | 0 | 0 | 0 | 0 | 0 | 0 | 0 | 0 | 0 | 0 | 0 | 0 | 0 | 0 | 0 | 0 | 0 | 0 | 0 | 0 | 0
F2_Commercial_Health_New_Food Preparation_Natural Gas_Range_E2 | F2 | Commercial | Health | New | Food Preparation | Natural Gas | Range | E2 | RVT - Cost of Operation | 0 | 0 | 0 | 0 | 0 | 0 | 0 | 0 | 0 | 0 | 0 | 0 | 0 | 0 | 0 | 0 | 0 | 0 | 0 | 0 | 0 | 0 | 0 | 0 | 0 | 0 | 0
F2_Commercial_Health_New_Food Preparation_Natural Gas_Range_E3 | F2 | Commercial | Health | New | Food Preparation | Natural Gas | Range | E3 | RVT - Cost of Operation | 0 | 0 | 0 | 0 | 0 | 0 | 0 | 0 | 0 | 0 | 0 | 0 | 0 | 0 | 0 | 0 | 0 | 0 | 0 | 0 | 0 | 0 | 0 | 0 | 0 | 0 | 0
F2_Commercial_Health_New_Food Preparation_Natural Gas_Range_E4 | F2 | Commercial | Health | New | Food Preparation | Natural Gas | Range | E4 | RVT - Cost of Operation | 0 | 0 | 0 | 0 | 0 | 0 | 0 | 0 | 0 | 0 | 0 | 0 | 0 | 0 | 0 | 0 | 0 | 0 | 0 | 0 | 0 | 0 | 0 | 0 | 0 | 0 | 0
F2_Commercial_Health_New_Food Preparation_Natural Gas_Range_E5 | F2 | Commercial | Health | New | Food Preparation | Natural Gas | Range | E5 | RVT - Cost of Operation | 0 | 0 | 0 | 0 | 0 | 0 | 0 | 0 | 0 | 0 | 0 | 0 | 0 | 0 | 0 | 0 | 0 | 0 | 0 | 0 | 0 | 0 | 0 | 0 | 0 | 0 | 0
F2_Commercial_Health_New_Food Preparation_Natural Gas_Range_E6 | F2 | Commercial | Health | New | Food Preparation | Natural Gas | Range | E6 | RVT - Cost of Operation | 0 | 0 | 0 | 0 | 0 | 0 | 0 | 0 | 0 | 0 | 0 | 0 | 0 | 0 | 0 | 0 | 0 | 0 | 0 | 0 | 0 | 0 | 0 | 0 | 0 | 0 | 0
F2_Commercial_Health_New_Food Preparation_Natural Gas_Range_E7 | F2 | Commercial | Health | New | Food Preparation | Natural Gas | Range | E7 | RVT - Cost of Operation | 0 | 0 | 0 | 0 | 0 | 0 | 0 | 0 | 0 | 0 | 0 | 0 | 0 | 0 | 0 | 0 | 0 | 0 | 0 | 0 | 0 | 0 | 0 | 0 | 0 | 0 | 0
F2_Commercial_Health_New_Food Preparation_Natural Gas_Range_E8 | F2 | Commercial | Health | New | Food Preparation | Natural Gas | Range | E8 | RVT - Cost of Operation | 0 | 0 | 0 | 0 | 0 | 0 | 0 | 0 | 0 | 0 | 0 | 0 | 0 | 0 | 0 | 0 | 0 | 0 | 0 | 0 | 0 | 0 | 0 | 0 | 0 | 0 | 0
F2_Commercial_Health_New_Food Preparation_Natural Gas_Range_E9 | F2 | Commercial | Health | New | Food Preparation | Natural Gas | Range | E9 | RVT - Cost of Operation | 0 | 0 | 0 | 0 | 0 | 0 | 0 | 0 | 0 | 0 | 0 | 0 | 0 | 0 | 0 | 0 | 0 | 0 | 0 | 0 | 0 | 0 | 0 | 0 | 0 | 0 | 0
F2_Commercial_Health_New_Food Preparation_Natural Gas_Range_E10 | F2 | Commercial | Health | New | Food Preparation | Natural Gas | Range | E10 | RVT - Cost of Operation | 0 | 0 | 0 | 0 | 0 | 0 | 0 | 0 | 0 | 0 | 0 | 0 | 0 | 0 | 0 | 0 | 0 | 0 | 0 | 0 | 0 | 0 | 0 | 0 | 0 | 0 | 0
F3_Commercial_Health_New_Food Preparation_Natural Gas_Range_E1 | F3 | Commercial | Health | New | Food Preparation | Natural Gas | Range | E1 | System - kBTUs of Consumption | 22.0774 | 22.0774 | 22.0774 | 22.0774 | 22.0774 | 22.0774 | 22.0774 | 22.0774 | 22.0774 | 22.0774 | 22.0774 | 22.0774 | 22.0774 | 22.0774 | 22.0774 | 22.0774 | 22.0774 | 22.0774 | 22.0774 | 22.0774 | 22.0774 | 22.0774 | 22.0774 | 22.0774 | 22.0774 | 22.0774 | 22.0774
F3_Commercial_Health_New_Food Preparation_Natural Gas_Range_E2 | F3 | Commercial | Health | New | Food Preparation | Natural Gas | Range | E2 | System - kBTUs of Consumption | 18.9235 | 18.9235 | 18.9235 | 18.9235 | 18.9235 | 18.9235 | 18.9235 | 18.9235 | 18.9235 | 18.9235 | 18.9235 | 18.9235 | 18.9235 | 18.9235 | 18.9235 | 18.9235 | 18.9235 | 18.9235 | 18.9235 | 18.9235 | 18.9235 | 18.9235 | 18.9235 | 18.9235 | 18.9235 | 18.9235 | 18.9235
F3_Commercial_Health_New_Food Preparation_Natural Gas_Range_E3 | F3 | Commercial | Health | New | Food Preparation | Natural Gas | Range | E3 | System - kBTUs of Consumption | 0 | 0 | 0 | 0 | 0 | 0 | 0 | 0 | 0 | 0 | 0 | 0 | 0 | 0 | 0 | 0 | 0 | 0 | 0 | 0 | 0 | 0 | 0 | 0 | 0 | 0 | 0
F3_Commercial_Health_New_Food Preparation_Natural Gas_Range_E4 | F3 | Commercial | Health | New | Food Preparation | Natural Gas | Range | E4 | System - kBTUs of Consumption | 0 | 0 | 0 | 0 | 0 | 0 | 0 | 0 | 0 | 0 | 0 | 0 | 0 | 0 | 0 | 0 | 0 | 0 | 0 | 0 | 0 | 0 | 0 | 0 | 0 | 0 | 0
F3_Commercial_Health_New_Food Preparation_Natural Gas_Range_E5 | F3 | Commercial | Health | New | Food Preparation | Natural Gas | Range | E5 | System - kBTUs of Consumption | 0 | 0 | 0 | 0 | 0 | 0 | 0 | 0 | 0 | 0 | 0 | 0 | 0 | 0 | 0 | 0 | 0 | 0 | 0 | 0 | 0 | 0 | 0 | 0 | 0 | 0 | 0
F3_Commercial_Health_New_Food Preparation_Natural Gas_Range_E6 | F3 | Commercial | Health | New | Food Preparation | Natural Gas | Range | E6 | System - kBTUs of Consumption | 0 | 0 | 0 | 0 | 0 | 0 | 0 | 0 | 0 | 0 | 0 | 0 | 0 | 0 | 0 | 0 | 0 | 0 | 0 | 0 | 0 | 0 | 0 | 0 | 0 | 0 | 0
F3_Commercial_Health_New_Food Preparation_Natural Gas_Range_E7 | F3 | Commercial | Health | New | Food Preparation | Natural Gas | Range | E7 | System - kBTUs of Consumption | 0 | 0 | 0 | 0 | 0 | 0 | 0 | 0 | 0 | 0 | 0 | 0 | 0 | 0 | 0 | 0 | 0 | 0 | 0 | 0 | 0 | 0 | 0 | 0 | 0 | 0 | 0
F3_Commercial_Health_New_Food Preparation_Natural Gas_Range_E8 | F3 | Commercial | Health | New | Food Preparation | Natural Gas | Range | E8 | System - kBTUs of Consumption | 0 | 0 | 0 | 0 | 0 | 0 | 0 | 0 | 0 | 0 | 0 | 0 | 0 | 0 | 0 | 0 | 0 | 0 | 0 | 0 | 0 | 0 | 0 | 0 | 0 | 0 | 0
F3_Commercial_Health_New_Food Preparation_Natural Gas_Range_E9 | F3 | Commercial | Health | New | Food Preparation | Natural Gas | Range | E9 | System - kBTUs of Consumption | 0 | 0 | 0 | 0 | 0 | 0 | 0 | 0 | 0 | 0 | 0 | 0 | 0 | 0 | 0 | 0 | 0 | 0 | 0 | 0 | 0 | 0 | 0 | 0 | 0 | 0 | 0
F3_Commercial_Health_New_Food Preparation_Natural Gas_Range_E10 | F3 | Commercial | Health | New | Food Preparation | Natural Gas | Range | E10 | System - kBTUs of Consumption | 0 | 0 | 0 | 0 | 0 | 0 | 0 | 0 | 0 | 0 | 0 | 0 | 0 | 0 | 0 | 0 | 0 | 0 | 0 | 0 | 0 | 0 | 0 | 0 | 0 | 0 | 0
F4_Commercial_Health_New_Food Preparation_Natural Gas_Range_E1 | F4 | Commercial | Health | New | Food Preparation | Natural Gas | Range | E1 | Utility - Cost of Equipment | 0.2066 | 0.2066 | 0.2066 | 0.2066 | 0.2066 | 0.2066 | 0.2066 | 0.2066 | 0.2066 | 0.2066 | 0.2066 | 0.2066 | 0.2066 | 0.2066 | 0.2066 | 0.2066 | 0.2066 | 0.2066 | 0.2066 | 0.2066 | 0.2066 | 0.2066 | 0.2066 | 0.2066 | 0.2066 | 0.2066 | 0.2066
F4_Commercial_Health_New_Food Preparation_Natural Gas_Range_E2 | F4 | Commercial | Health | New | Food Preparation | Natural Gas | Range | E2 | Utility - Cost of Equipment | 0.2066 | 0.2066 | 0.2066 | 0.2066 | 0.2066 | 0.2066 | 0.2066 | 0.2066 | 0.2066 | 0.2066 | 0.2066 | 0.2066 | 0.2066 | 0.2066 | 0.2066 | 0.2066 | 0.2066 | 0.2066 | 0.2066 | 0.2066 | 0.2066 | 0.2066 | 0.2066 | 0.2066 | 0.2066 | 0.2066 | 0.2066
F4_Commercial_Health_New_Food Preparation_Natural Gas_Range_E3 | F4 | Commercial | Health | New | Food Preparation | Natural Gas | Range | E3 | Utility - Cost of Equipment | 0 | 0 | 0 | 0 | 0 | 0 | 0 | 0 | 0 | 0 | 0 | 0 | 0 | 0 | 0 | 0 | 0 | 0 | 0 | 0 | 0 | 0 | 0 | 0 | 0 | 0 | 0
F4_Commercial_Health_New_Food Preparation_Natural Gas_Range_E4 | F4 | Commercial | Health | New | Food Preparation | Natural Gas | Range | E4 | Utility - Cost of Equipment | 0 | 0 | 0 | 0 | 0 | 0 | 0 | 0 | 0 | 0 | 0 | 0 | 0 | 0 | 0 | 0 | 0 | 0 | 0 | 0 | 0 | 0 | 0 | 0 | 0 | 0 | 0
F4_Commercial_Health_New_Food Preparation_Natural Gas_Range_E5 | F4 | Commercial | Health | New | Food Preparation | Natural Gas | Range | E5 | Utility - Cost of Equipment | 0 | 0 | 0 | 0 | 0 | 0 | 0 | 0 | 0 | 0 | 0 | 0 | 0 | 0 | 0 | 0 | 0 | 0 | 0 | 0 | 0 | 0 | 0 | 0 | 0 | 0 | 0
F4_Commercial_Health_New_Food Preparation_Natural Gas_Range_E6 | F4 | Commercial | Health | New | Food Preparation | Natural Gas | Range | E6 | Utility - Cost of Equipment | 0 | 0 | 0 | 0 | 0 | 0 | 0 | 0 | 0 | 0 | 0 | 0 | 0 | 0 | 0 | 0 | 0 | 0 | 0 | 0 | 0 | 0 | 0 | 0 | 0 | 0 | 0
F4_Commercial_Health_New_Food Preparation_Natural Gas_Range_E7 | F4 | Commercial | Health | New | Food Preparation | Natural Gas | Range | E7 | Utility - Cost of Equipment | 0 | 0 | 0 | 0 | 0 | 0 | 0 | 0 | 0 | 0 | 0 | 0 | 0 | 0 | 0 | 0 | 0 | 0 | 0 | 0 | 0 | 0 | 0 | 0 | 0 | 0 | 0
F4_Commercial_Health_New_Food Preparation_Natural Gas_Range_E8 | F4 | Commercial | Health | New | Food Preparation | Natural Gas | Range | E8 | Utility - Cost of Equipment | 0 | 0 | 0 | 0 | 0 | 0 | 0 | 0 | 0 | 0 | 0 | 0 | 0 | 0 | 0 | 0 | 0 | 0 | 0 | 0 | 0 | 0 | 0 | 0 | 0 | 0 | 0
F4_Commercial_Health_New_Food Preparation_Natural Gas_Range_E9 | F4 | Commercial | Health | New | Food Preparation | Natural Gas | Range | E9 | Utility - Cost of Equipment | 0 | 0 | 0 | 0 | 0 | 0 | 0 | 0 | 0 | 0 | 0 | 0 | 0 | 0 | 0 | 0 | 0 | 0 | 0 | 0 | 0 | 0 | 0 | 0 | 0 | 0 | 0
F4_Commercial_Health_New_Food Preparation_Natural Gas_Range_E10 | F4 | Commercial | Health | New | Food Preparation | Natural Gas | Range | E10 | Utility - Cost of Equipment | 0 | 0 | 0 | 0 | 0 | 0 | 0 | 0 | 0 | 0 | 0 | 0 | 0 | 0 | 0 | 0 | 0 | 0 | 0 | 0 | 0 | 0 | 0 | 0 | 0 | 0 | 0
F5_Commercial_Health_New_Food Preparation_Natural Gas_Range_E1 | F5 | Commercial | Health | New | Food Preparation | Natural Gas | Range | E1 | Utility - Cost of Operation | 0.30338 | 0.29901 | 0.29474 | 0.2906 | 0.29064 | 0.29339 | 0.29786 | 0.30327 | 0.30912 | 0.31509 | 0.321 | 0.32624 | 0.33023 | 0.33193 | 0.33114 | 0.3279 | 0.32244 | 0.31529 | 0.30678 | 0.29669 | 0.28489 | 0.27131 | 0.25925 | 0.25145 | 0.24808 | 0.24929 | 0.25052
F5_Commercial_Health_New_Food Preparation_Natural Gas_Range_E2 | F5 | Commercial | Health | New | Food Preparation | Natural Gas | Range | E2 | Utility - Cost of Operation | 0.26004 | 0.25629 | 0.25263 | 0.24908 | 0.24912 | 0.25148 | 0.25531 | 0.25995 | 0.26496 | 0.27008 | 0.27515 | 0.27963 | 0.28305 | 0.28451 | 0.28384 | 0.28105 | 0.27637 | 0.27025 | 0.26295 | 0.25431 | 0.24419 | 0.23255 | 0.22222 | 0.21553 | 0.21264 | 0.21368 | 0.21473
F5_Commercial_Health_New_Food Preparation_Natural Gas_Range_E3 | F5 | Commercial | Health | New | Food Preparation | Natural Gas | Range | E3 | Utility - Cost of Operation | 0 | 0 | 0 | 0 | 0 | 0 | 0 | 0 | 0 | 0 | 0 | 0 | 0 | 0 | 0 | 0 | 0 | 0 | 0 | 0 | 0 | 0 | 0 | 0 | 0 | 0 | 0
F5_Commercial_Health_New_Food Preparation_Natural Gas_Range_E4 | F5 | Commercial | Health | New | Food Preparation | Natural Gas | Range | E4 | Utility - Cost of Operation | 0 | 0 | 0 | 0 | 0 | 0 | 0 | 0 | 0 | 0 | 0 | 0 | 0 | 0 | 0 | 0 | 0 | 0 | 0 | 0 | 0 | 0 | 0 | 0 | 0 | 0 | 0
F5_Commercial_Health_New_Food Preparation_Natural Gas_Range_E5 | F5 | Commercial | Health | New | Food Preparation | Natural Gas | Range | E5 | Utility - Cost of Operation | 0 | 0 | 0 | 0 | 0 | 0 | 0 | 0 | 0 | 0 | 0 | 0 | 0 | 0 | 0 | 0 | 0 | 0 | 0 | 0 | 0 | 0 | 0 | 0 | 0 | 0 | 0
F5_Commercial_Health_New_Food Preparation_Natural Gas_Range_E6 | F5 | Commercial | Health | New | Food Preparation | Natural Gas | Range | E6 | Utility - Cost of Operation | 0 | 0 | 0 | 0 | 0 | 0 | 0 | 0 | 0 | 0 | 0 | 0 | 0 | 0 | 0 | 0 | 0 | 0 | 0 | 0 | 0 | 0 | 0 | 0 | 0 | 0 | 0
F5_Commercial_Health_New_Food Preparation_Natural Gas_Range_E7 | F5 | Commercial | Health | New | Food Preparation | Natural Gas | Range | E7 | Utility - Cost of Operation | 0 | 0 | 0 | 0 | 0 | 0 | 0 | 0 | 0 | 0 | 0 | 0 | 0 | 0 | 0 | 0 | 0 | 0 | 0 | 0 | 0 | 0 | 0 | 0 | 0 | 0 | 0
F5_Commercial_Health_New_Food Preparation_Natural Gas_Range_E8 | F5 | Commercial | Health | New | Food Preparation | Natural Gas | Range | E8 | Utility - Cost of Operation | 0 | 0 | 0 | 0 | 0 | 0 | 0 | 0 | 0 | 0 | 0 | 0 | 0 | 0 | 0 | 0 | 0 | 0 | 0 | 0 | 0 | 0 | 0 | 0 | 0 | 0 | 0
F5_Commercial_Health_New_Food Preparation_Natural Gas_Range_E9 | F5 | Commercial | Health | New | Food Preparation | Natural Gas | Range | E9 | Utility - Cost of Operation | 0 | 0 | 0 | 0 | 0 | 0 | 0 | 0 | 0 | 0 | 0 | 0 | 0 | 0 | 0 | 0 | 0 | 0 | 0 | 0 | 0 | 0 | 0 | 0 | 0 | 0 | 0
F5_Commercial_Health_New_Food Preparation_Natural Gas_Range_E10 | F5 | Commercial | Health | New | Food Preparation | Natural Gas | Range | E10 | Utility - Cost of Operation | 0 | 0 | 0 | 0 | 0 | 0 | 0 | 0 | 0 | 0 | 0 | 0 | 0 | 0 | 0 | 0 | 0 | 0 | 0 | 0 | 0 | 0 | 0 | 0 | 0 | 0 | 0
F6_Commercial_Health_New_Food Preparation_Natural Gas_Range_E1 | F6 | Commercial | Health | New | Food Preparation | Natural Gas | Range | E1 | Utility - Value of Sales | 0 | 0 | 0 | 0 | 0 | 0 | 0 | 0 | 0 | 0 | 0 | 0 | 0 | 0 | 0 | 0 | 0 | 0 | 0 | 0 | 0 | 0 | 0 | 0 | 0 | 0 | 0
F6_Commercial_Health_New_Food Preparation_Natural Gas_Range_E2 | F6 | Commercial | Health | New | Food Preparation | Natural Gas | Range | E2 | Utility - Value of Sales | 0 | 0 | 0 | 0 | 0 | 0 | 0 | 0 | 0 | 0 | 0 | 0 | 0 | 0 | 0 | 0 | 0 | 0 | 0 | 0 | 0 | 0 | 0 | 0 | 0 | 0 | 0
F6_Commercial_Health_New_Food Preparation_Natural Gas_Range_E3 | F6 | Commercial | Health | New | Food Preparation | Natural Gas | Range | E3 | Utility - Value of Sales | 0 | 0 | 0 | 0 | 0 | 0 | 0 | 0 | 0 | 0 | 0 | 0 | 0 | 0 | 0 | 0 | 0 | 0 | 0 | 0 | 0 | 0 | 0 | 0 | 0 | 0 | 0
F6_Commercial_Health_New_Food Preparation_Natural Gas_Range_E4 | F6 | Commercial | Health | New | Food Preparation | Natural Gas | Range | E4 | Utility - Value of Sales | 0 | 0 | 0 | 0 | 0 | 0 | 0 | 0 | 0 | 0 | 0 | 0 | 0 | 0 | 0 | 0 | 0 | 0 | 0 | 0 | 0 | 0 | 0 | 0 | 0 | 0 | 0
F6_Commercial_Health_New_Food Preparation_Natural Gas_Range_E5 | F6 | Commercial | Health | New | Food Preparation | Natural Gas | Range | E5 | Utility - Value of Sales | 0 | 0 | 0 | 0 | 0 | 0 | 0 | 0 | 0 | 0 | 0 | 0 | 0 | 0 | 0 | 0 | 0 | 0 | 0 | 0 | 0 | 0 | 0 | 0 | 0 | 0 | 0
F6_Commercial_Health_New_Food Preparation_Natural Gas_Range_E6 | F6 | Commercial | Health | New | Food Preparation | Natural Gas | Range | E6 | Utility - Value of Sales | 0 | 0 | 0 | 0 | 0 | 0 | 0 | 0 | 0 | 0 | 0 | 0 | 0 | 0 | 0 | 0 | 0 | 0 | 0 | 0 | 0 | 0 | 0 | 0 | 0 | 0 | 0
F6_Commercial_Health_New_Food Preparation_Natural Gas_Range_E7 | F6 | Commercial | Health | New | Food Preparation | Natural Gas | Range | E7 | Utility - Value of Sales | 0 | 0 | 0 | 0 | 0 | 0 | 0 | 0 | 0 | 0 | 0 | 0 | 0 | 0 | 0 | 0 | 0 | 0 | 0 | 0 | 0 | 0 | 0 | 0 | 0 | 0 | 0
F6_Commercial_Health_New_Food Preparation_Natural Gas_Range_E8 | F6 | Commercial | Health | New | Food Preparation | Natural Gas | Range | E8 | Utility - Value of Sales | 0 | 0 | 0 | 0 | 0 | 0 | 0 | 0 | 0 | 0 | 0 | 0 | 0 | 0 | 0 | 0 | 0 | 0 | 0 | 0 | 0 | 0 | 0 | 0 | 0 | 0 | 0
F6_Commercial_Health_New_Food Preparation_Natural Gas_Range_E9 | F6 | Commercial | Health | New | Food Preparation | Natural Gas | Range | E9 | Utility - Value of Sales | 0 | 0 | 0 | 0 | 0 | 0 | 0 | 0 | 0 | 0 | 0 | 0 | 0 | 0 | 0 | 0 | 0 | 0 | 0 | 0 | 0 | 0 | 0 | 0 | 0 | 0 | 0
F6_Commercial_Health_New_Food Preparation_Natural Gas_Range_E10 | F6 | Commercial | Health | New | Food Preparation | Natural Gas | Range | E10 | Utility - Value of Sales | 0 | 0 | 0 | 0 | 0 | 0 | 0 | 0 | 0 | 0 | 0 | 0 | 0 | 0 | 0 | 0 | 0 | 0 | 0 | 0 | 0 | 0 | 0 | 0 | 0 | 0 | 0
F1_Commercial_Health_New_Food Preparation_Natural Gas_Steamer_E1 | F1 | Commercial | Health | New | Food Preparation | Natural Gas | Steamer | E1 | RVT - Cost of Equipment | 0.52171 | 0 | 0 | 0 | 0 | 0 | 0 | 0 | 0 | 0 | 0 | 0 | 0 | 0 | 0 | 0 | 0 | 0 | 0 | 0 | 0 | 0 | 0 | 0 | 0 | 0 | 0
F1_Commercial_Health_New_Food Preparation_Natural Gas_Steamer_E2 | F1 | Commercial | Health | New | Food Preparation | Natural Gas | Steamer | E2 | RVT - Cost of Equipment | 0.30305 | 0.30305 | 0.30305 | 0.30305 | 0.30305 | 0.30305 | 0.30305 | 0.30305 | 0.30305 | 0.30305 | 0.30305 | 0.30305 | 0.30305 | 0.30305 | 0.30305 | 0.30305 | 0.30305 | 0.30305 | 0.30305 | 0.30305 | 0.30305 | 0.30305 | 0.30305 | 0.30305 | 0.30305 | 0.30305 | 0.30305
F1_Commercial_Health_New_Food Preparation_Natural Gas_Steamer_E3 | F1 | Commercial | Health | New | Food Preparation | Natural Gas | Steamer | E3 | RVT - Cost of Equipment | 0 | 0 | 0 | 0 | 0 | 0 | 0 | 0 | 0 | 0 | 0 | 0 | 0 | 0 | 0 | 0 | 0 | 0 | 0 | 0 | 0 | 0 | 0 | 0 | 0 | 0 | 0
F1_Commercial_Health_New_Food Preparation_Natural Gas_Steamer_E4 | F1 | Commercial | Health | New | Food Preparation | Natural Gas | Steamer | E4 | RVT - Cost of Equipment | 0 | 0 | 0 | 0 | 0 | 0 | 0 | 0 | 0 | 0 | 0 | 0 | 0 | 0 | 0 | 0 | 0 | 0 | 0 | 0 | 0 | 0 | 0 | 0 | 0 | 0 | 0
F1_Commercial_Health_New_Food Preparation_Natural Gas_Steamer_E5 | F1 | Commercial | Health | New | Food Preparation | Natural Gas | Steamer | E5 | RVT - Cost of Equipment | 0 | 0 | 0 | 0 | 0 | 0 | 0 | 0 | 0 | 0 | 0 | 0 | 0 | 0 | 0 | 0 | 0 | 0 | 0 | 0 | 0 | 0 | 0 | 0 | 0 | 0 | 0
F1_Commercial_Health_New_Food Preparation_Natural Gas_Steamer_E6 | F1 | Commercial | Health | New | Food Preparation | Natural Gas | Steamer | E6 | RVT - Cost of Equipment | 0 | 0 | 0 | 0 | 0 | 0 | 0 | 0 | 0 | 0 | 0 | 0 | 0 | 0 | 0 | 0 | 0 | 0 | 0 | 0 | 0 | 0 | 0 | 0 | 0 | 0 | 0
F1_Commercial_Health_New_Food Preparation_Natural Gas_Steamer_E7 | F1 | Commercial | Health | New | Food Preparation | Natural Gas | Steamer | E7 | RVT - Cost of Equipment | 0 | 0 | 0 | 0 | 0 | 0 | 0 | 0 | 0 | 0 | 0 | 0 | 0 | 0 | 0 | 0 | 0 | 0 | 0 | 0 | 0 | 0 | 0 | 0 | 0 | 0 | 0
F1_Commercial_Health_New_Food Preparation_Natural Gas_Steamer_E8 | F1 | Commercial | Health | New | Food Preparation | Natural Gas | Steamer | E8 | RVT - Cost of Equipment | 0 | 0 | 0 | 0 | 0 | 0 | 0 | 0 | 0 | 0 | 0 | 0 | 0 | 0 | 0 | 0 | 0 | 0 | 0 | 0 | 0 | 0 | 0 | 0 | 0 | 0 | 0
F1_Commercial_Health_New_Food Preparation_Natural Gas_Steamer_E9 | F1 | Commercial | Health | New | Food Preparation | Natural Gas | Steamer | E9 | RVT - Cost of Equipment | 0 | 0 | 0 | 0 | 0 | 0 | 0 | 0 | 0 | 0 | 0 | 0 | 0 | 0 | 0 | 0 | 0 | 0 | 0 | 0 | 0 | 0 | 0 | 0 | 0 | 0 | 0
F1_Commercial_Health_New_Food Preparation_Natural Gas_Steamer_E10 | F1 | Commercial | Health | New | Food Preparation | Natural Gas | Steamer | E10 | RVT - Cost of Equipment | 0 | 0 | 0 | 0 | 0 | 0 | 0 | 0 | 0 | 0 | 0 | 0 | 0 | 0 | 0 | 0 | 0 | 0 | 0 | 0 | 0 | 0 | 0 | 0 | 0 | 0 | 0
F2_Commercial_Health_New_Food Preparation_Natural Gas_Steamer_E1 | F2 | Commercial | Health | New | Food Preparation | Natural Gas | Steamer | E1 | RVT - Cost of Operation | 0 | 0 | 0 | 0 | 0 | 0 | 0 | 0 | 0 | 0 | 0 | 0 | 0 | 0 | 0 | 0 | 0 | 0 | 0 | 0 | 0 | 0 | 0 | 0 | 0 | 0 | 0
F2_Commercial_Health_New_Food Preparation_Natural Gas_Steamer_E2 | F2 | Commercial | Health | New | Food Preparation | Natural Gas | Steamer | E2 | RVT - Cost of Operation | 0 | 0 | 0 | 0 | 0 | 0 | 0 | 0 | 0 | 0 | 0 | 0 | 0 | 0 | 0 | 0 | 0 | 0 | 0 | 0 | 0 | 0 | 0 | 0 | 0 | 0 | 0
F2_Commercial_Health_New_Food Preparation_Natural Gas_Steamer_E3 | F2 | Commercial | Health | New | Food Preparation | Natural Gas | Steamer | E3 | RVT - Cost of Operation | 0 | 0 | 0 | 0 | 0 | 0 | 0 | 0 | 0 | 0 | 0 | 0 | 0 | 0 | 0 | 0 | 0 | 0 | 0 | 0 | 0 | 0 | 0 | 0 | 0 | 0 | 0
F2_Commercial_Health_New_Food Preparation_Natural Gas_Steamer_E4 | F2 | Commercial | Health | New | Food Preparation | Natural Gas | Steamer | E4 | RVT - Cost of Operation | 0 | 0 | 0 | 0 | 0 | 0 | 0 | 0 | 0 | 0 | 0 | 0 | 0 | 0 | 0 | 0 | 0 | 0 | 0 | 0 | 0 | 0 | 0 | 0 | 0 | 0 | 0
F2_Commercial_Health_New_Food Preparation_Natural Gas_Steamer_E5 | F2 | Commercial | Health | New | Food Preparation | Natural Gas | Steamer | E5 | RVT - Cost of Operation | 0 | 0 | 0 | 0 | 0 | 0 | 0 | 0 | 0 | 0 | 0 | 0 | 0 | 0 | 0 | 0 | 0 | 0 | 0 | 0 | 0 | 0 | 0 | 0 | 0 | 0 | 0
F2_Commercial_Health_New_Food Preparation_Natural Gas_Steamer_E6 | F2 | Commercial | Health | New | Food Preparation | Natural Gas | Steamer | E6 | RVT - Cost of Operation | 0 | 0 | 0 | 0 | 0 | 0 | 0 | 0 | 0 | 0 | 0 | 0 | 0 | 0 | 0 | 0 | 0 | 0 | 0 | 0 | 0 | 0 | 0 | 0 | 0 | 0 | 0
F2_Commercial_Health_New_Food Preparation_Natural Gas_Steamer_E7 | F2 | Commercial | Health | New | Food Preparation | Natural Gas | Steamer | E7 | RVT - Cost of Operation | 0 | 0 | 0 | 0 | 0 | 0 | 0 | 0 | 0 | 0 | 0 | 0 | 0 | 0 | 0 | 0 | 0 | 0 | 0 | 0 | 0 | 0 | 0 | 0 | 0 | 0 | 0
F2_Commercial_Health_New_Food Preparation_Natural Gas_Steamer_E8 | F2 | Commercial | Health | New | Food Preparation | Natural Gas | Steamer | E8 | RVT - Cost of Operation | 0 | 0 | 0 | 0 | 0 | 0 | 0 | 0 | 0 | 0 | 0 | 0 | 0 | 0 | 0 | 0 | 0 | 0 | 0 | 0 | 0 | 0 | 0 | 0 | 0 | 0 | 0
F2_Commercial_Health_New_Food Preparation_Natural Gas_Steamer_E9 | F2 | Commercial | Health | New | Food Preparation | Natural Gas | Steamer | E9 | RVT - Cost of Operation | 0 | 0 | 0 | 0 | 0 | 0 | 0 | 0 | 0 | 0 | 0 | 0 | 0 | 0 | 0 | 0 | 0 | 0 | 0 | 0 | 0 | 0 | 0 | 0 | 0 | 0 | 0
F2_Commercial_Health_New_Food Preparation_Natural Gas_Steamer_E10 | F2 | Commercial | Health | New | Food Preparation | Natural Gas | Steamer | E10 | RVT - Cost of Operation | 0 | 0 | 0 | 0 | 0 | 0 | 0 | 0 | 0 | 0 | 0 | 0 | 0 | 0 | 0 | 0 | 0 | 0 | 0 | 0 | 0 | 0 | 0 | 0 | 0 | 0 | 0
F3_Commercial_Health_New_Food Preparation_Natural Gas_Steamer_E1 | F3 | Commercial | Health | New | Food Preparation | Natural Gas | Steamer | E1 | System - kBTUs of Consumption | 41.1052 | 0 | 0 | 0 | 0 | 0 | 0 | 0 | 0 | 0 | 0 | 0 | 0 | 0 | 0 | 0 | 0 | 0 | 0 | 0 | 0 | 0 | 0 | 0 | 0 | 0 | 0
F3_Commercial_Health_New_Food Preparation_Natural Gas_Steamer_E2 | F3 | Commercial | Health | New | Food Preparation | Natural Gas | Steamer | E2 | System - kBTUs of Consumption | 7.2082 | 7.2082 | 7.2082 | 7.2082 | 7.2082 | 7.2082 | 7.2082 | 7.2082 | 7.2082 | 7.2082 | 7.2082 | 7.2082 | 7.2082 | 7.2082 | 7.2082 | 7.2082 | 7.2082 | 7.2082 | 7.2082 | 7.2082 | 7.2082 | 7.2082 | 7.2082 | 7.2082 | 7.2082 | 7.2082 | 7.2082
F3_Commercial_Health_New_Food Preparation_Natural Gas_Steamer_E3 | F3 | Commercial | Health | New | Food Preparation | Natural Gas | Steamer | E3 | System - kBTUs of Consumption | 0 | 0 | 0 | 0 | 0 | 0 | 0 | 0 | 0 | 0 | 0 | 0 | 0 | 0 | 0 | 0 | 0 | 0 | 0 | 0 | 0 | 0 | 0 | 0 | 0 | 0 | 0
F3_Commercial_Health_New_Food Preparation_Natural Gas_Steamer_E4 | F3 | Commercial | Health | New | Food Preparation | Natural Gas | Steamer | E4 | System - kBTUs of Consumption | 0 | 0 | 0 | 0 | 0 | 0 | 0 | 0 | 0 | 0 | 0 | 0 | 0 | 0 | 0 | 0 | 0 | 0 | 0 | 0 | 0 | 0 | 0 | 0 | 0 | 0 | 0
F3_Commercial_Health_New_Food Preparation_Natural Gas_Steamer_E5 | F3 | Commercial | Health | New | Food Preparation | Natural Gas | Steamer | E5 | System - kBTUs of Consumption | 0 | 0 | 0 | 0 | 0 | 0 | 0 | 0 | 0 | 0 | 0 | 0 | 0 | 0 | 0 | 0 | 0 | 0 | 0 | 0 | 0 | 0 | 0 | 0 | 0 | 0 | 0
F3_Commercial_Health_New_Food Preparation_Natural Gas_Steamer_E6 | F3 | Commercial | Health | New | Food Preparation | Natural Gas | Steamer | E6 | System - kBTUs of Consumption | 0 | 0 | 0 | 0 | 0 | 0 | 0 | 0 | 0 | 0 | 0 | 0 | 0 | 0 | 0 | 0 | 0 | 0 | 0 | 0 | 0 | 0 | 0 | 0 | 0 | 0 | 0
F3_Commercial_Health_New_Food Preparation_Natural Gas_Steamer_E7 | F3 | Commercial | Health | New | Food Preparation | Natural Gas | Steamer | E7 | System - kBTUs of Consumption | 0 | 0 | 0 | 0 | 0 | 0 | 0 | 0 | 0 | 0 | 0 | 0 | 0 | 0 | 0 | 0 | 0 | 0 | 0 | 0 | 0 | 0 | 0 | 0 | 0 | 0 | 0
F3_Commercial_Health_New_Food Preparation_Natural Gas_Steamer_E8 | F3 | Commercial | Health | New | Food Preparation | Natural Gas | Steamer | E8 | System - kBTUs of Consumption | 0 | 0 | 0 | 0 | 0 | 0 | 0 | 0 | 0 | 0 | 0 | 0 | 0 | 0 | 0 | 0 | 0 | 0 | 0 | 0 | 0 | 0 | 0 | 0 | 0 | 0 | 0
F3_Commercial_Health_New_Food Preparation_Natural Gas_Steamer_E9 | F3 | Commercial | Health | New | Food Preparation | Natural Gas | Steamer | E9 | System - kBTUs of Consumption | 0 | 0 | 0 | 0 | 0 | 0 | 0 | 0 | 0 | 0 | 0 | 0 | 0 | 0 | 0 | 0 | 0 | 0 | 0 | 0 | 0 | 0 | 0 | 0 | 0 | 0 | 0
F3_Commercial_Health_New_Food Preparation_Natural Gas_Steamer_E10 | F3 | Commercial | Health | New | Food Preparation | Natural Gas | Steamer | E10 | System - kBTUs of Consumption | 0 | 0 | 0 | 0 | 0 | 0 | 0 | 0 | 0 | 0 | 0 | 0 | 0 | 0 | 0 | 0 | 0 | 0 | 0 | 0 | 0 | 0 | 0 | 0 | 0 | 0 | 0
F4_Commercial_Health_New_Food Preparation_Natural Gas_Steamer_E1 | F4 | Commercial | Health | New | Food Preparation | Natural Gas | Steamer | E1 | Utility - Cost of Equipment | 0.52171 | 0 | 0 | 0 | 0 | 0 | 0 | 0 | 0 | 0 | 0 | 0 | 0 | 0 | 0 | 0 | 0 | 0 | 0 | 0 | 0 | 0 | 0 | 0 | 0 | 0 | 0
F4_Commercial_Health_New_Food Preparation_Natural Gas_Steamer_E2 | F4 | Commercial | Health | New | Food Preparation | Natural Gas | Steamer | E2 | Utility - Cost of Equipment | 0.30305 | 0.30305 | 0.30305 | 0.30305 | 0.30305 | 0.30305 | 0.30305 | 0.30305 | 0.30305 | 0.30305 | 0.30305 | 0.30305 | 0.30305 | 0.30305 | 0.30305 | 0.30305 | 0.30305 | 0.30305 | 0.30305 | 0.30305 | 0.30305 | 0.30305 | 0.30305 | 0.30305 | 0.30305 | 0.30305 | 0.30305
F4_Commercial_Health_New_Food Preparation_Natural Gas_Steamer_E3 | F4 | Commercial | Health | New | Food Preparation | Natural Gas | Steamer | E3 | Utility - Cost of Equipment | 0 | 0 | 0 | 0 | 0 | 0 | 0 | 0 | 0 | 0 | 0 | 0 | 0 | 0 | 0 | 0 | 0 | 0 | 0 | 0 | 0 | 0 | 0 | 0 | 0 | 0 | 0
F4_Commercial_Health_New_Food Preparation_Natural Gas_Steamer_E4 | F4 | Commercial | Health | New | Food Preparation | Natural Gas | Steamer | E4 | Utility - Cost of Equipment | 0 | 0 | 0 | 0 | 0 | 0 | 0 | 0 | 0 | 0 | 0 | 0 | 0 | 0 | 0 | 0 | 0 | 0 | 0 | 0 | 0 | 0 | 0 | 0 | 0 | 0 | 0
F4_Commercial_Health_New_Food Preparation_Natural Gas_Steamer_E5 | F4 | Commercial | Health | New | Food Preparation | Natural Gas | Steamer | E5 | Utility - Cost of Equipment | 0 | 0 | 0 | 0 | 0 | 0 | 0 | 0 | 0 | 0 | 0 | 0 | 0 | 0 | 0 | 0 | 0 | 0 | 0 | 0 | 0 | 0 | 0 | 0 | 0 | 0 | 0
F4_Commercial_Health_New_Food Preparation_Natural Gas_Steamer_E6 | F4 | Commercial | Health | New | Food Preparation | Natural Gas | Steamer | E6 | Utility - Cost of Equipment | 0 | 0 | 0 | 0 | 0 | 0 | 0 | 0 | 0 | 0 | 0 | 0 | 0 | 0 | 0 | 0 | 0 | 0 | 0 | 0 | 0 | 0 | 0 | 0 | 0 | 0 | 0
F4_Commercial_Health_New_Food Preparation_Natural Gas_Steamer_E7 | F4 | Commercial | Health | New | Food Preparation | Natural Gas | Steamer | E7 | Utility - Cost of Equipment | 0 | 0 | 0 | 0 | 0 | 0 | 0 | 0 | 0 | 0 | 0 | 0 | 0 | 0 | 0 | 0 | 0 | 0 | 0 | 0 | 0 | 0 | 0 | 0 | 0 | 0 | 0
F4_Commercial_Health_New_Food Preparation_Natural Gas_Steamer_E8 | F4 | Commercial | Health | New | Food Preparation | Natural Gas | Steamer | E8 | Utility - Cost of Equipment | 0 | 0 | 0 | 0 | 0 | 0 | 0 | 0 | 0 | 0 | 0 | 0 | 0 | 0 | 0 | 0 | 0 | 0 | 0 | 0 | 0 | 0 | 0 | 0 | 0 | 0 | 0
F4_Commercial_Health_New_Food Preparation_Natural Gas_Steamer_E9 | F4 | Commercial | Health | New | Food Preparation | Natural Gas | Steamer | E9 | Utility - Cost of Equipment | 0 | 0 | 0 | 0 | 0 | 0 | 0 | 0 | 0 | 0 | 0 | 0 | 0 | 0 | 0 | 0 | 0 | 0 | 0 | 0 | 0 | 0 | 0 | 0 | 0 | 0 | 0
F4_Commercial_Health_New_Food Preparation_Natural Gas_Steamer_E10 | F4 | Commercial | Health | New | Food Preparation | Natural Gas | Steamer | E10 | Utility - Cost of Equipment | 0 | 0 | 0 | 0 | 0 | 0 | 0 | 0 | 0 | 0 | 0 | 0 | 0 | 0 | 0 | 0 | 0 | 0 | 0 | 0 | 0 | 0 | 0 | 0 | 0 | 0 | 0
F5_Commercial_Health_New_Food Preparation_Natural Gas_Steamer_E1 | F5 | Commercial | Health | New | Food Preparation | Natural Gas | Steamer | E1 | Utility - Cost of Operation | 0.56896 | 0 | 0 | 0 | 0 | 0 | 0 | 0 | 0 | 0 | 0 | 0 | 0 | 0 | 0 | 0 | 0 | 0 | 0 | 0 | 0 | 0 | 0 | 0 | 0 | 0 | 0
F5_Commercial_Health_New_Food Preparation_Natural Gas_Steamer_E2 | F5 | Commercial | Health | New | Food Preparation | Natural Gas | Steamer | E2 | Utility - Cost of Operation | 0.099773 | 0.097792 | 0.095826 | 0.093902 | 0.093572 | 0.094271 | 0.095624 | 0.097337 | 0.099195 | 0.10109 | 0.10306 | 0.1051 | 0.10712 | 0.10874 | 0.10975 | 0.10983 | 0.10878 | 0.10664 | 0.10354 | 0.099594 | 0.094988 | 0.089698 | 0.084993 | 0.081922 | 0.080555 | 0.08095 | 0.081346
F5_Commercial_Health_New_Food Preparation_Natural Gas_Steamer_E3 | F5 | Commercial | Health | New | Food Preparation | Natural Gas | Steamer | E3 | Utility - Cost of Operation | 0 | 0 | 0 | 0 | 0 | 0 | 0 | 0 | 0 | 0 | 0 | 0 | 0 | 0 | 0 | 0 | 0 | 0 | 0 | 0 | 0 | 0 | 0 | 0 | 0 | 0 | 0
F5_Commercial_Health_New_Food Preparation_Natural Gas_Steamer_E4 | F5 | Commercial | Health | New | Food Preparation | Natural Gas | Steamer | E4 | Utility - Cost of Operation | 0 | 0 | 0 | 0 | 0 | 0 | 0 | 0 | 0 | 0 | 0 | 0 | 0 | 0 | 0 | 0 | 0 | 0 | 0 | 0 | 0 | 0 | 0 | 0 | 0 | 0 | 0
F5_Commercial_Health_New_Food Preparation_Natural Gas_Steamer_E5 | F5 | Commercial | Health | New | Food Preparation | Natural Gas | Steamer | E5 | Utility - Cost of Operation | 0 | 0 | 0 | 0 | 0 | 0 | 0 | 0 | 0 | 0 | 0 | 0 | 0 | 0 | 0 | 0 | 0 | 0 | 0 | 0 | 0 | 0 | 0 | 0 | 0 | 0 | 0
F5_Commercial_Health_New_Food Preparation_Natural Gas_Steamer_E6 | F5 | Commercial | Health | New | Food Preparation | Natural Gas | Steamer | E6 | Utility - Cost of Operation | 0 | 0 | 0 | 0 | 0 | 0 | 0 | 0 | 0 | 0 | 0 | 0 | 0 | 0 | 0 | 0 | 0 | 0 | 0 | 0 | 0 | 0 | 0 | 0 | 0 | 0 | 0
F5_Commercial_Health_New_Food Preparation_Natural Gas_Steamer_E7 | F5 | Commercial | Health | New | Food Preparation | Natural Gas | Steamer | E7 | Utility - Cost of Operation | 0 | 0 | 0 | 0 | 0 | 0 | 0 | 0 | 0 | 0 | 0 | 0 | 0 | 0 | 0 | 0 | 0 | 0 | 0 | 0 | 0 | 0 | 0 | 0 | 0 | 0 | 0
F5_Commercial_Health_New_Food Preparation_Natural Gas_Steamer_E8 | F5 | Commercial | Health | New | Food Preparation | Natural Gas | Steamer | E8 | Utility - Cost of Operation | 0 | 0 | 0 | 0 | 0 | 0 | 0 | 0 | 0 | 0 | 0 | 0 | 0 | 0 | 0 | 0 | 0 | 0 | 0 | 0 | 0 | 0 | 0 | 0 | 0 | 0 | 0
F5_Commercial_Health_New_Food Preparation_Natural Gas_Steamer_E9 | F5 | Commercial | Health | New | Food Preparation | Natural Gas | Steamer | E9 | Utility - Cost of Operation | 0 | 0 | 0 | 0 | 0 | 0 | 0 | 0 | 0 | 0 | 0 | 0 | 0 | 0 | 0 | 0 | 0 | 0 | 0 | 0 | 0 | 0 | 0 | 0 | 0 | 0 | 0
F5_Commercial_Health_New_Food Preparation_Natural Gas_Steamer_E10 | F5 | Commercial | Health | New | Food Preparation | Natural Gas | Steamer | E10 | Utility - Cost of Operation | 0 | 0 | 0 | 0 | 0 | 0 | 0 | 0 | 0 | 0 | 0 | 0 | 0 | 0 | 0 | 0 | 0 | 0 | 0 | 0 | 0 | 0 | 0 | 0 | 0 | 0 | 0
F6_Commercial_Health_New_Food Preparation_Natural Gas_Steamer_E1 | F6 | Commercial | Health | New | Food Preparation | Natural Gas | Steamer | E1 | Utility - Value of Sales | 0 | 0 | 0 | 0 | 0 | 0 | 0 | 0 | 0 | 0 | 0 | 0 | 0 | 0 | 0 | 0 | 0 | 0 | 0 | 0 | 0 | 0 | 0 | 0 | 0 | 0 | 0
F6_Commercial_Health_New_Food Preparation_Natural Gas_Steamer_E2 | F6 | Commercial | Health | New | Food Preparation | Natural Gas | Steamer | E2 | Utility - Value of Sales | 0 | 0 | 0 | 0 | 0 | 0 | 0 | 0 | 0 | 0 | 0 | 0 | 0 | 0 | 0 | 0 | 0 | 0 | 0 | 0 | 0 | 0 | 0 | 0 | 0 | 0 | 0
F6_Commercial_Health_New_Food Preparation_Natural Gas_Steamer_E3 | F6 | Commercial | Health | New | Food Preparation | Natural Gas | Steamer | E3 | Utility - Value of Sales | 0 | 0 | 0 | 0 | 0 | 0 | 0 | 0 | 0 | 0 | 0 | 0 | 0 | 0 | 0 | 0 | 0 | 0 | 0 | 0 | 0 | 0 | 0 | 0 | 0 | 0 | 0
F6_Commercial_Health_New_Food Preparation_Natural Gas_Steamer_E4 | F6 | Commercial | Health | New | Food Preparation | Natural Gas | Steamer | E4 | Utility - Value of Sales | 0 | 0 | 0 | 0 | 0 | 0 | 0 | 0 | 0 | 0 | 0 | 0 | 0 | 0 | 0 | 0 | 0 | 0 | 0 | 0 | 0 | 0 | 0 | 0 | 0 | 0 | 0
F6_Commercial_Health_New_Food Preparation_Natural Gas_Steamer_E5 | F6 | Commercial | Health | New | Food Preparation | Natural Gas | Steamer | E5 | Utility - Value of Sales | 0 | 0 | 0 | 0 | 0 | 0 | 0 | 0 | 0 | 0 | 0 | 0 | 0 | 0 | 0 | 0 | 0 | 0 | 0 | 0 | 0 | 0 | 0 | 0 | 0 | 0 | 0
F6_Commercial_Health_New_Food Preparation_Natural Gas_Steamer_E6 | F6 | Commercial | Health | New | Food Preparation | Natural Gas | Steamer | E6 | Utility - Value of Sales | 0 | 0 | 0 | 0 | 0 | 0 | 0 | 0 | 0 | 0 | 0 | 0 | 0 | 0 | 0 | 0 | 0 | 0 | 0 | 0 | 0 | 0 | 0 | 0 | 0 | 0 | 0
F6_Commercial_Health_New_Food Preparation_Natural Gas_Steamer_E7 | F6 | Commercial | Health | New | Food Preparation | Natural Gas | Steamer | E7 | Utility - Value of Sales | 0 | 0 | 0 | 0 | 0 | 0 | 0 | 0 | 0 | 0 | 0 | 0 | 0 | 0 | 0 | 0 | 0 | 0 | 0 | 0 | 0 | 0 | 0 | 0 | 0 | 0 | 0
F6_Commercial_Health_New_Food Preparation_Natural Gas_Steamer_E8 | F6 | Commercial | Health | New | Food Preparation | Natural Gas | Steamer | E8 | Utility - Value of Sales | 0 | 0 | 0 | 0 | 0 | 0 | 0 | 0 | 0 | 0 | 0 | 0 | 0 | 0 | 0 | 0 | 0 | 0 | 0 | 0 | 0 | 0 | 0 | 0 | 0 | 0 | 0
F6_Commercial_Health_New_Food Preparation_Natural Gas_Steamer_E9 | F6 | Commercial | Health | New | Food Preparation | Natural Gas | Steamer | E9 | Utility - Value of Sales | 0 | 0 | 0 | 0 | 0 | 0 | 0 | 0 | 0 | 0 | 0 | 0 | 0 | 0 | 0 | 0 | 0 | 0 | 0 | 0 | 0 | 0 | 0 | 0 | 0 | 0 | 0
F6_Commercial_Health_New_Food Preparation_Natural Gas_Steamer_E10 | F6 | Commercial | Health | New | Food Preparation | Natural Gas | Steamer | E10 | Utility - Value of Sales | 0 | 0 | 0 | 0 | 0 | 0 | 0 | 0 | 0 | 0 | 0 | 0 | 0 | 0 | 0 | 0 | 0 | 0 | 0 | 0 | 0 | 0 | 0 | 0 | 0 | 0 | 0
F1_Commercial_Health_New_Food Preparation_Natural Gas_Commercial Food Prep Other_E1 | F1 | Commercial | Health | New | Food Preparation | Natural Gas | Commercial Food Prep Other | E1 | RVT - Cost of Equipment | 0.011632 | 0.011632 | 0.011632 | 0.011632 | 0.011632 | 0.011632 | 0.011632 | 0.011632 | 0.011632 | 0.011632 | 0.011632 | 0.011632 | 0.011632 | 0.011632 | 0.011632 | 0.011632 | 0.011632 | 0.011632 | 0.011632 | 0.011632 | 0.011632 | 0.011632 | 0.011632 | 0.011632 | 0.011632 | 0.011632 | 0.011632
F1_Commercial_Health_New_Food Preparation_Natural Gas_Commercial Food Prep Other_E2 | F1 | Commercial | Health | New | Food Preparation | Natural Gas | Commercial Food Prep Other | E2 | RVT - Cost of Equipment | 0.01413 | 0.01413 | 0.01413 | 0.01413 | 0.01413 | 0.01413 | 0.01413 | 0.01413 | 0.01413 | 0.01413 | 0.01413 | 0.01413 | 0.01413 | 0.01413 | 0.01413 | 0.01413 | 0.01413 | 0.01413 | 0.01413 | 0.01413 | 0.01413 | 0.01413 | 0.01413 | 0.01413 | 0.01413 | 0.01413 | 0.01413
F1_Commercial_Health_New_Food Preparation_Natural Gas_Commercial Food Prep Other_E3 | F1 | Commercial | Health | New | Food Preparation | Natural Gas | Commercial Food Prep Other | E3 | RVT - Cost of Equipment | 0 | 0 | 0 | 0 | 0 | 0 | 0 | 0 | 0 | 0 | 0 | 0 | 0 | 0 | 0 | 0 | 0 | 0 | 0 | 0 | 0 | 0 | 0 | 0 | 0 | 0 | 0
F1_Commercial_Health_New_Food Preparation_Natural Gas_Commercial Food Prep Other_E4 | F1 | Commercial | Health | New | Food Preparation | Natural Gas | Commercial Food Prep Other | E4 | RVT - Cost of Equipment | 0 | 0 | 0 | 0 | 0 | 0 | 0 | 0 | 0 | 0 | 0 | 0 | 0 | 0 | 0 | 0 | 0 | 0 | 0 | 0 | 0 | 0 | 0 | 0 | 0 | 0 | 0
F1_Commercial_Health_New_Food Preparation_Natural Gas_Commercial Food Prep Other_E5 | F1 | Commercial | Health | New | Food Preparation | Natural Gas | Commercial Food Prep Other | E5 | RVT - Cost of Equipment | 0 | 0 | 0 | 0 | 0 | 0 | 0 | 0 | 0 | 0 | 0 | 0 | 0 | 0 | 0 | 0 | 0 | 0 | 0 | 0 | 0 | 0 | 0 | 0 | 0 | 0 | 0
F1_Commercial_Health_New_Food Preparation_Natural Gas_Commercial Food Prep Other_E6 | F1 | Commercial | Health | New | Food Preparation | Natural Gas | Commercial Food Prep Other | E6 | RVT - Cost of Equipment | 0 | 0 | 0 | 0 | 0 | 0 | 0 | 0 | 0 | 0 | 0 | 0 | 0 | 0 | 0 | 0 | 0 | 0 | 0 | 0 | 0 | 0 | 0 | 0 | 0 | 0 | 0
F1_Commercial_Health_New_Food Preparation_Natural Gas_Commercial Food Prep Other_E7 | F1 | Commercial | Health | New | Food Preparation | Natural Gas | Commercial Food Prep Other | E7 | RVT - Cost of Equipment | 0 | 0 | 0 | 0 | 0 | 0 | 0 | 0 | 0 | 0 | 0 | 0 | 0 | 0 | 0 | 0 | 0 | 0 | 0 | 0 | 0 | 0 | 0 | 0 | 0 | 0 | 0
F1_Commercial_Health_New_Food Preparation_Natural Gas_Commercial Food Prep Other_E8 | F1 | Commercial | Health | New | Food Preparation | Natural Gas | Commercial Food Prep Other | E8 | RVT - Cost of Equipment | 0 | 0 | 0 | 0 | 0 | 0 | 0 | 0 | 0 | 0 | 0 | 0 | 0 | 0 | 0 | 0 | 0 | 0 | 0 | 0 | 0 | 0 | 0 | 0 | 0 | 0 | 0
F1_Commercial_Health_New_Food Preparation_Natural Gas_Commercial Food Prep Other_E9 | F1 | Commercial | Health | New | Food Preparation | Natural Gas | Commercial Food Prep Other | E9 | RVT - Cost of Equipment | 0 | 0 | 0 | 0 | 0 | 0 | 0 | 0 | 0 | 0 | 0 | 0 | 0 | 0 | 0 | 0 | 0 | 0 | 0 | 0 | 0 | 0 | 0 | 0 | 0 | 0 | 0
F1_Commercial_Health_New_Food Preparation_Natural Gas_Commercial Food Prep Other_E10 | F1 | Commercial | Health | New | Food Preparation | Natural Gas | Commercial Food Prep Other | E10 | RVT - Cost of Equipment | 0 | 0 | 0 | 0 | 0 | 0 | 0 | 0 | 0 | 0 | 0 | 0 | 0 | 0 | 0 | 0 | 0 | 0 | 0 | 0 | 0 | 0 | 0 | 0 | 0 | 0 | 0
F2_Commercial_Health_New_Food Preparation_Natural Gas_Commercial Food Prep Other_E1 | F2 | Commercial | Health | New | Food Preparation | Natural Gas | Commercial Food Prep Other | E1 | RVT - Cost of Operation | 0 | 0 | 0 | 0 | 0 | 0 | 0 | 0 | 0 | 0 | 0 | 0 | 0 | 0 | 0 | 0 | 0 | 0 | 0 | 0 | 0 | 0 | 0 | 0 | 0 | 0 | 0
F2_Commercial_Health_New_Food Preparation_Natural Gas_Commercial Food Prep Other_E2 | F2 | Commercial | Health | New | Food Preparation | Natural Gas | Commercial Food Prep Other | E2 | RVT - Cost of Operation | 0 | 0 | 0 | 0 | 0 | 0 | 0 | 0 | 0 | 0 | 0 | 0 | 0 | 0 | 0 | 0 | 0 | 0 | 0 | 0 | 0 | 0 | 0 | 0 | 0 | 0 | 0
F2_Commercial_Health_New_Food Preparation_Natural Gas_Commercial Food Prep Other_E3 | F2 | Commercial | Health | New | Food Preparation | Natural Gas | Commercial Food Prep Other | E3 | RVT - Cost of Operation | 0 | 0 | 0 | 0 | 0 | 0 | 0 | 0 | 0 | 0 | 0 | 0 | 0 | 0 | 0 | 0 | 0 | 0 | 0 | 0 | 0 | 0 | 0 | 0 | 0 | 0 | 0
F2_Commercial_Health_New_Food Preparation_Natural Gas_Commercial Food Prep Other_E4 | F2 | Commercial | Health | New | Food Preparation | Natural Gas | Commercial Food Prep Other | E4 | RVT - Cost of Operation | 0 | 0 | 0 | 0 | 0 | 0 | 0 | 0 | 0 | 0 | 0 | 0 | 0 | 0 | 0 | 0 | 0 | 0 | 0 | 0 | 0 | 0 | 0 | 0 | 0 | 0 | 0
F2_Commercial_Health_New_Food Preparation_Natural Gas_Commercial Food Prep Other_E5 | F2 | Commercial | Health | New | Food Preparation | Natural Gas | Commercial Food Prep Other | E5 | RVT - Cost of Operation | 0 | 0 | 0 | 0 | 0 | 0 | 0 | 0 | 0 | 0 | 0 | 0 | 0 | 0 | 0 | 0 | 0 | 0 | 0 | 0 | 0 | 0 | 0 | 0 | 0 | 0 | 0
F2_Commercial_Health_New_Food Preparation_Natural Gas_Commercial Food Prep Other_E6 | F2 | Commercial | Health | New | Food Preparation | Natural Gas | Commercial Food Prep Other | E6 | RVT - Cost of Operation | 0 | 0 | 0 | 0 | 0 | 0 | 0 | 0 | 0 | 0 | 0 | 0 | 0 | 0 | 0 | 0 | 0 | 0 | 0 | 0 | 0 | 0 | 0 | 0 | 0 | 0 | 0
F2_Commercial_Health_New_Food Preparation_Natural Gas_Commercial Food Prep Other_E7 | F2 | Commercial | Health | New | Food Preparation | Natural Gas | Commercial Food Prep Other | E7 | RVT - Cost of Operation | 0 | 0 | 0 | 0 | 0 | 0 | 0 | 0 | 0 | 0 | 0 | 0 | 0 | 0 | 0 | 0 | 0 | 0 | 0 | 0 | 0 | 0 | 0 | 0 | 0 | 0 | 0
F2_Commercial_Health_New_Food Preparation_Natural Gas_Commercial Food Prep Other_E8 | F2 | Commercial | Health | New | Food Preparation | Natural Gas | Commercial Food Prep Other | E8 | RVT - Cost of Operation | 0 | 0 | 0 | 0 | 0 | 0 | 0 | 0 | 0 | 0 | 0 | 0 | 0 | 0 | 0 | 0 | 0 | 0 | 0 | 0 | 0 | 0 | 0 | 0 | 0 | 0 | 0
F2_Commercial_Health_New_Food Preparation_Natural Gas_Commercial Food Prep Other_E9 | F2 | Commercial | Health | New | Food Preparation | Natural Gas | Commercial Food Prep Other | E9 | RVT - Cost of Operation | 0 | 0 | 0 | 0 | 0 | 0 | 0 | 0 | 0 | 0 | 0 | 0 | 0 | 0 | 0 | 0 | 0 | 0 | 0 | 0 | 0 | 0 | 0 | 0 | 0 | 0 | 0
F2_Commercial_Health_New_Food Preparation_Natural Gas_Commercial Food Prep Other_E10 | F2 | Commercial | Health | New | Food Preparation | Natural Gas | Commercial Food Prep Other | E10 | RVT - Cost of Operation | 0 | 0 | 0 | 0 | 0 | 0 | 0 | 0 | 0 | 0 | 0 | 0 | 0 | 0 | 0 | 0 | 0 | 0 | 0 | 0 | 0 | 0 | 0 | 0 | 0 | 0 | 0
F3_Commercial_Health_New_Food Preparation_Natural Gas_Commercial Food Prep Other_E1 | F3 | Commercial | Health | New | Food Preparation | Natural Gas | Commercial Food Prep Other | E1 | System - kBTUs of Consumption | 9.847 | 9.847 | 9.847 | 9.847 | 9.847 | 9.847 | 9.847 | 9.847 | 9.847 | 9.847 | 9.847 | 9.847 | 9.847 | 9.847 | 9.847 | 9.847 | 9.847 | 9.847 | 9.847 | 9.847 | 9.847 | 9.847 | 9.847 | 9.847 | 9.847 | 9.847 | 9.847
F3_Commercial_Health_New_Food Preparation_Natural Gas_Commercial Food Prep Other_E2 | F3 | Commercial | Health | New | Food Preparation | Natural Gas | Commercial Food Prep Other | E2 | System - kBTUs of Consumption | 7.3135 | 7.3135 | 7.3135 | 7.3135 | 7.3135 | 7.3135 | 7.3135 | 7.3135 | 7.3135 | 7.3135 | 7.3135 | 7.3135 | 7.3135 | 7.3135 | 7.3135 | 7.3135 | 7.3135 | 7.3135 | 7.3135 | 7.3135 | 7.3135 | 7.3135 | 7.3135 | 7.3135 | 7.3135 | 7.3135 | 7.3135
F3_Commercial_Health_New_Food Preparation_Natural Gas_Commercial Food Prep Other_E3 | F3 | Commercial | Health | New | Food Preparation | Natural Gas | Commercial Food Prep Other | E3 | System - kBTUs of Consumption | 0 | 0 | 0 | 0 | 0 | 0 | 0 | 0 | 0 | 0 | 0 | 0 | 0 | 0 | 0 | 0 | 0 | 0 | 0 | 0 | 0 | 0 | 0 | 0 | 0 | 0 | 0
F3_Commercial_Health_New_Food Preparation_Natural Gas_Commercial Food Prep Other_E4 | F3 | Commercial | Health | New | Food Preparation | Natural Gas | Commercial Food Prep Other | E4 | System - kBTUs of Consumption | 0 | 0 | 0 | 0 | 0 | 0 | 0 | 0 | 0 | 0 | 0 | 0 | 0 | 0 | 0 | 0 | 0 | 0 | 0 | 0 | 0 | 0 | 0 | 0 | 0 | 0 | 0
F3_Commercial_Health_New_Food Preparation_Natural Gas_Commercial Food Prep Other_E5 | F3 | Commercial | Health | New | Food Preparation | Natural Gas | Commercial Food Prep Other | E5 | System - kBTUs of Consumption | 0 | 0 | 0 | 0 | 0 | 0 | 0 | 0 | 0 | 0 | 0 | 0 | 0 | 0 | 0 | 0 | 0 | 0 | 0 | 0 | 0 | 0 | 0 | 0 | 0 | 0 | 0
F3_Commercial_Health_New_Food Preparation_Natural Gas_Commercial Food Prep Other_E6 | F3 | Commercial | Health | New | Food Preparation | Natural Gas | Commercial Food Prep Other | E6 | System - kBTUs of Consumption | 0 | 0 | 0 | 0 | 0 | 0 | 0 | 0 | 0 | 0 | 0 | 0 | 0 | 0 | 0 | 0 | 0 | 0 | 0 | 0 | 0 | 0 | 0 | 0 | 0 | 0 | 0
F3_Commercial_Health_New_Food Preparation_Natural Gas_Commercial Food Prep Other_E7 | F3 | Commercial | Health | New | Food Preparation | Natural Gas | Commercial Food Prep Other | E7 | System - kBTUs of Consumption | 0 | 0 | 0 | 0 | 0 | 0 | 0 | 0 | 0 | 0 | 0 | 0 | 0 | 0 | 0 | 0 | 0 | 0 | 0 | 0 | 0 | 0 | 0 | 0 | 0 | 0 | 0
F3_Commercial_Health_New_Food Preparation_Natural Gas_Commercial Food Prep Other_E8 | F3 | Commercial | Health | New | Food Preparation | Natural Gas | Commercial Food Prep Other | E8 | System - kBTUs of Consumption | 0 | 0 | 0 | 0 | 0 | 0 | 0 | 0 | 0 | 0 | 0 | 0 | 0 | 0 | 0 | 0 | 0 | 0 | 0 | 0 | 0 | 0 | 0 | 0 | 0 | 0 | 0
F3_Commercial_Health_New_Food Preparation_Natural Gas_Commercial Food Prep Other_E9 | F3 | Commercial | Health | New | Food Preparation | Natural Gas | Commercial Food Prep Other | E9 | System - kBTUs of Consumption | 0 | 0 | 0 | 0 | 0 | 0 | 0 | 0 | 0 | 0 | 0 | 0 | 0 | 0 | 0 | 0 | 0 | 0 | 0 | 0 | 0 | 0 | 0 | 0 | 0 | 0 | 0
F3_Commercial_Health_New_Food Preparation_Natural Gas_Commercial Food Prep Other_E10 | F3 | Commercial | Health | New | Food Preparation | Natural Gas | Commercial Food Prep Other | E10 | System - kBTUs of Consumption | 0 | 0 | 0 | 0 | 0 | 0 | 0 | 0 | 0 | 0 | 0 | 0 | 0 | 0 | 0 | 0 | 0 | 0 | 0 | 0 | 0 | 0 | 0 | 0 | 0 | 0 | 0
F4_Commercial_Health_New_Food Preparation_Natural Gas_Commercial Food Prep Other_E1 | F4 | Commercial | Health | New | Food Preparation | Natural Gas | Commercial Food Prep Other | E1 | Utility - Cost of Equipment | 0.011632 | 0.011632 | 0.011632 | 0.011632 | 0.011632 | 0.011632 | 0.011632 | 0.011632 | 0.011632 | 0.011632 | 0.011632 | 0.011632 | 0.011632 | 0.011632 | 0.011632 | 0.011632 | 0.011632 | 0.011632 | 0.011632 | 0.011632 | 0.011632 | 0.011632 | 0.011632 | 0.011632 | 0.011632 | 0.011632 | 0.011632
F4_Commercial_Health_New_Food Preparation_Natural Gas_Commercial Food Prep Other_E2 | F4 | Commercial | Health | New | Food Preparation | Natural Gas | Commercial Food Prep Other | E2 | Utility - Cost of Equipment | 0.01413 | 0.01413 | 0.01413 | 0.01413 | 0.01413 | 0.01413 | 0.01413 | 0.01413 | 0.01413 | 0.01413 | 0.01413 | 0.01413 | 0.01413 | 0.01413 | 0.01413 | 0.01413 | 0.01413 | 0.01413 | 0.01413 | 0.01413 | 0.01413 | 0.01413 | 0.01413 | 0.01413 | 0.01413 | 0.01413 | 0.01413
F4_Commercial_Health_New_Food Preparation_Natural Gas_Commercial Food Prep Other_E3 | F4 | Commercial | Health | New | Food Preparation | Natural Gas | Commercial Food Prep Other | E3 | Utility - Cost of Equipment | 0 | 0 | 0 | 0 | 0 | 0 | 0 | 0 | 0 | 0 | 0 | 0 | 0 | 0 | 0 | 0 | 0 | 0 | 0 | 0 | 0 | 0 | 0 | 0 | 0 | 0 | 0
F4_Commercial_Health_New_Food Preparation_Natural Gas_Commercial Food Prep Other_E4 | F4 | Commercial | Health | New | Food Preparation | Natural Gas | Commercial Food Prep Other | E4 | Utility - Cost of Equipment | 0 | 0 | 0 | 0 | 0 | 0 | 0 | 0 | 0 | 0 | 0 | 0 | 0 | 0 | 0 | 0 | 0 | 0 | 0 | 0 | 0 | 0 | 0 | 0 | 0 | 0 | 0
F4_Commercial_Health_New_Food Preparation_Natural Gas_Commercial Food Prep Other_E5 | F4 | Commercial | Health | New | Food Preparation | Natural Gas | Commercial Food Prep Other | E5 | Utility - Cost of Equipment | 0 | 0 | 0 | 0 | 0 | 0 | 0 | 0 | 0 | 0 | 0 | 0 | 0 | 0 | 0 | 0 | 0 | 0 | 0 | 0 | 0 | 0 | 0 | 0 | 0 | 0 | 0
F4_Commercial_Health_New_Food Preparation_Natural Gas_Commercial Food Prep Other_E6 | F4 | Commercial | Health | New | Food Preparation | Natural Gas | Commercial Food Prep Other | E6 | Utility - Cost of Equipment | 0 | 0 | 0 | 0 | 0 | 0 | 0 | 0 | 0 | 0 | 0 | 0 | 0 | 0 | 0 | 0 | 0 | 0 | 0 | 0 | 0 | 0 | 0 | 0 | 0 | 0 | 0
F4_Commercial_Health_New_Food Preparation_Natural Gas_Commercial Food Prep Other_E7 | F4 | Commercial | Health | New | Food Preparation | Natural Gas | Commercial Food Prep Other | E7 | Utility - Cost of Equipment | 0 | 0 | 0 | 0 | 0 | 0 | 0 | 0 | 0 | 0 | 0 | 0 | 0 | 0 | 0 | 0 | 0 | 0 | 0 | 0 | 0 | 0 | 0 | 0 | 0 | 0 | 0
F4_Commercial_Health_New_Food Preparation_Natural Gas_Commercial Food Prep Other_E8 | F4 | Commercial | Health | New | Food Preparation | Natural Gas | Commercial Food Prep Other | E8 | Utility - Cost of Equipment | 0 | 0 | 0 | 0 | 0 | 0 | 0 | 0 | 0 | 0 | 0 | 0 | 0 | 0 | 0 | 0 | 0 | 0 | 0 | 0 | 0 | 0 | 0 | 0 | 0 | 0 | 0
F4_Commercial_Health_New_Food Preparation_Natural Gas_Commercial Food Prep Other_E9 | F4 | Commercial | Health | New | Food Preparation | Natural Gas | Commercial Food Prep Other | E9 | Utility - Cost of Equipment | 0 | 0 | 0 | 0 | 0 | 0 | 0 | 0 | 0 | 0 | 0 | 0 | 0 | 0 | 0 | 0 | 0 | 0 | 0 | 0 | 0 | 0 | 0 | 0 | 0 | 0 | 0
F4_Commercial_Health_New_Food Preparation_Natural Gas_Commercial Food Prep Other_E10 | F4 | Commercial | Health | New | Food Preparation | Natural Gas | Commercial Food Prep Other | E10 | Utility - Cost of Equipment | 0 | 0 | 0 | 0 | 0 | 0 | 0 | 0 | 0 | 0 | 0 | 0 | 0 | 0 | 0 | 0 | 0 | 0 | 0 | 0 | 0 | 0 | 0 | 0 | 0 | 0 | 0
F5_Commercial_Health_New_Food Preparation_Natural Gas_Commercial Food Prep Other_E1 | F5 | Commercial | Health | New | Food Preparation | Natural Gas | Commercial Food Prep Other | E1 | Utility - Cost of Operation | 0.13532 | 0.13336 | 0.13146 | 0.12961 | 0.12963 | 0.13086 | 0.13285 | 0.13527 | 0.13787 | 0.14054 | 0.14318 | 0.14551 | 0.14729 | 0.14805 | 0.1477 | 0.14625 | 0.14381 | 0.14063 | 0.13683 | 0.13233 | 0.12707 | 0.12101 | 0.11563 | 0.11215 | 0.11065 | 0.11119 | 0.11174
F5_Commercial_Health_New_Food Preparation_Natural Gas_Commercial Food Prep Other_E2 | F5 | Commercial | Health | New | Food Preparation | Natural Gas | Commercial Food Prep Other | E2 | Utility - Cost of Operation | 0.1005 | 0.099051 | 0.097636 | 0.096265 | 0.096278 | 0.097191 | 0.098671 | 0.10046 | 0.1024 | 0.10438 | 0.10634 | 0.10807 | 0.10939 | 0.10996 | 0.1097 | 0.10862 | 0.10681 | 0.10445 | 0.10163 | 0.098285 | 0.094376 | 0.089877 | 0.085883 | 0.083297 | 0.082181 | 0.082583 | 0.082988
F5_Commercial_Health_New_Food Preparation_Natural Gas_Commercial Food Prep Other_E3 | F5 | Commercial | Health | New | Food Preparation | Natural Gas | Commercial Food Prep Other | E3 | Utility - Cost of Operation | 0 | 0 | 0 | 0 | 0 | 0 | 0 | 0 | 0 | 0 | 0 | 0 | 0 | 0 | 0 | 0 | 0 | 0 | 0 | 0 | 0 | 0 | 0 | 0 | 0 | 0 | 0
F5_Commercial_Health_New_Food Preparation_Natural Gas_Commercial Food Prep Other_E4 | F5 | Commercial | Health | New | Food Preparation | Natural Gas | Commercial Food Prep Other | E4 | Utility - Cost of Operation | 0 | 0 | 0 | 0 | 0 | 0 | 0 | 0 | 0 | 0 | 0 | 0 | 0 | 0 | 0 | 0 | 0 | 0 | 0 | 0 | 0 | 0 | 0 | 0 | 0 | 0 | 0
F5_Commercial_Health_New_Food Preparation_Natural Gas_Commercial Food Prep Other_E5 | F5 | Commercial | Health | New | Food Preparation | Natural Gas | Commercial Food Prep Other | E5 | Utility - Cost of Operation | 0 | 0 | 0 | 0 | 0 | 0 | 0 | 0 | 0 | 0 | 0 | 0 | 0 | 0 | 0 | 0 | 0 | 0 | 0 | 0 | 0 | 0 | 0 | 0 | 0 | 0 | 0
F5_Commercial_Health_New_Food Preparation_Natural Gas_Commercial Food Prep Other_E6 | F5 | Commercial | Health | New | Food Preparation | Natural Gas | Commercial Food Prep Other | E6 | Utility - Cost of Operation | 0 | 0 | 0 | 0 | 0 | 0 | 0 | 0 | 0 | 0 | 0 | 0 | 0 | 0 | 0 | 0 | 0 | 0 | 0 | 0 | 0 | 0 | 0 | 0 | 0 | 0 | 0
F5_Commercial_Health_New_Food Preparation_Natural Gas_Commercial Food Prep Other_E7 | F5 | Commercial | Health | New | Food Preparation | Natural Gas | Commercial Food Prep Other | E7 | Utility - Cost of Operation | 0 | 0 | 0 | 0 | 0 | 0 | 0 | 0 | 0 | 0 | 0 | 0 | 0 | 0 | 0 | 0 | 0 | 0 | 0 | 0 | 0 | 0 | 0 | 0 | 0 | 0 | 0
F5_Commercial_Health_New_Food Preparation_Natural Gas_Commercial Food Prep Other_E8 | F5 | Commercial | Health | New | Food Preparation | Natural Gas | Commercial Food Prep Other | E8 | Utility - Cost of Operation | 0 | 0 | 0 | 0 | 0 | 0 | 0 | 0 | 0 | 0 | 0 | 0 | 0 | 0 | 0 | 0 | 0 | 0 | 0 | 0 | 0 | 0 | 0 | 0 | 0 | 0 | 0
F5_Commercial_Health_New_Food Preparation_Natural Gas_Commercial Food Prep Other_E9 | F5 | Commercial | Health | New | Food Preparation | Natural Gas | Commercial Food Prep Other | E9 | Utility - Cost of Operation | 0 | 0 | 0 | 0 | 0 | 0 | 0 | 0 | 0 | 0 | 0 | 0 | 0 | 0 | 0 | 0 | 0 | 0 | 0 | 0 | 0 | 0 | 0 | 0 | 0 | 0 | 0
F5_Commercial_Health_New_Food Preparation_Natural Gas_Commercial Food Prep Other_E10 | F5 | Commercial | Health | New | Food Preparation | Natural Gas | Commercial Food Prep Other | E10 | Utility - Cost of Operation | 0 | 0 | 0 | 0 | 0 | 0 | 0 | 0 | 0 | 0 | 0 | 0 | 0 | 0 | 0 | 0 | 0 | 0 | 0 | 0 | 0 | 0 | 0 | 0 | 0 | 0 | 0
F6_Commercial_Health_New_Food Preparation_Natural Gas_Commercial Food Prep Other_E1 | F6 | Commercial | Health | New | Food Preparation | Natural Gas | Commercial Food Prep Other | E1 | Utility - Value of Sales | 0 | 0 | 0 | 0 | 0 | 0 | 0 | 0 | 0 | 0 | 0 | 0 | 0 | 0 | 0 | 0 | 0 | 0 | 0 | 0 | 0 | 0 | 0 | 0 | 0 | 0 | 0
F6_Commercial_Health_New_Food Preparation_Natural Gas_Commercial Food Prep Other_E2 | F6 | Commercial | Health | New | Food Preparation | Natural Gas | Commercial Food Prep Other | E2 | Utility - Value of Sales | 0 | 0 | 0 | 0 | 0 | 0 | 0 | 0 | 0 | 0 | 0 | 0 | 0 | 0 | 0 | 0 | 0 | 0 | 0 | 0 | 0 | 0 | 0 | 0 | 0 | 0 | 0
F6_Commercial_Health_New_Food Preparation_Natural Gas_Commercial Food Prep Other_E3 | F6 | Commercial | Health | New | Food Preparation | Natural Gas | Commercial Food Prep Other | E3 | Utility - Value of Sales | 0 | 0 | 0 | 0 | 0 | 0 | 0 | 0 | 0 | 0 | 0 | 0 | 0 | 0 | 0 | 0 | 0 | 0 | 0 | 0 | 0 | 0 | 0 | 0 | 0 | 0 | 0
F6_Commercial_Health_New_Food Preparation_Natural Gas_Commercial Food Prep Other_E4 | F6 | Commercial | Health | New | Food Preparation | Natural Gas | Commercial Food Prep Other | E4 | Utility - Value of Sales | 0 | 0 | 0 | 0 | 0 | 0 | 0 | 0 | 0 | 0 | 0 | 0 | 0 | 0 | 0 | 0 | 0 | 0 | 0 | 0 | 0 | 0 | 0 | 0 | 0 | 0 | 0
F6_Commercial_Health_New_Food Preparation_Natural Gas_Commercial Food Prep Other_E5 | F6 | Commercial | Health | New | Food Preparation | Natural Gas | Commercial Food Prep Other | E5 | Utility - Value of Sales | 0 | 0 | 0 | 0 | 0 | 0 | 0 | 0 | 0 | 0 | 0 | 0 | 0 | 0 | 0 | 0 | 0 | 0 | 0 | 0 | 0 | 0 | 0 | 0 | 0 | 0 | 0
F6_Commercial_Health_New_Food Preparation_Natural Gas_Commercial Food Prep Other_E6 | F6 | Commercial | Health | New | Food Preparation | Natural Gas | Commercial Food Prep Other | E6 | Utility - Value of Sales | 0 | 0 | 0 | 0 | 0 | 0 | 0 | 0 | 0 | 0 | 0 | 0 | 0 | 0 | 0 | 0 | 0 | 0 | 0 | 0 | 0 | 0 | 0 | 0 | 0 | 0 | 0
F6_Commercial_Health_New_Food Preparation_Natural Gas_Commercial Food Prep Other_E7 | F6 | Commercial | Health | New | Food Preparation | Natural Gas | Commercial Food Prep Other | E7 | Utility - Value of Sales | 0 | 0 | 0 | 0 | 0 | 0 | 0 | 0 | 0 | 0 | 0 | 0 | 0 | 0 | 0 | 0 | 0 | 0 | 0 | 0 | 0 | 0 | 0 | 0 | 0 | 0 | 0
F6_Commercial_Health_New_Food Preparation_Natural Gas_Commercial Food Prep Other_E8 | F6 | Commercial | Health | New | Food Preparation | Natural Gas | Commercial Food Prep Other | E8 | Utility - Value of Sales | 0 | 0 | 0 | 0 | 0 | 0 | 0 | 0 | 0 | 0 | 0 | 0 | 0 | 0 | 0 | 0 | 0 | 0 | 0 | 0 | 0 | 0 | 0 | 0 | 0 | 0 | 0
F6_Commercial_Health_New_Food Preparation_Natural Gas_Commercial Food Prep Other_E9 | F6 | Commercial | Health | New | Food Preparation | Natural Gas | Commercial Food Prep Other | E9 | Utility - Value of Sales | 0 | 0 | 0 | 0 | 0 | 0 | 0 | 0 | 0 | 0 | 0 | 0 | 0 | 0 | 0 | 0 | 0 | 0 | 0 | 0 | 0 | 0 | 0 | 0 | 0 | 0 | 0
F6_Commercial_Health_New_Food Preparation_Natural Gas_Commercial Food Prep Other_E10 | F6 | Commercial | Health | New | Food Preparation | Natural Gas | Commercial Food Prep Other | E10 | Utility - Value of Sales | 0 | 0 | 0 | 0 | 0 | 0 | 0 | 0 | 0 | 0 | 0 | 0 | 0 | 0 | 0 | 0 | 0 | 0 | 0 | 0 | 0 | 0 | 0 | 0 | 0 | 0 | 0
F1_Commercial_Health_New_Miscellaneous_Natural Gas_Pool Heater_E1 | F1 | Commercial | Health | New | Miscellaneous | Natural Gas | Pool Heater | E1 | RVT - Cost of Equipment | 0.002803 | 0.002803 | 0.002803 | 0.002803 | 0.002803 | 0.002803 | 0.002803 | 0.002803 | 0.002803 | 0.002803 | 0.002803 | 0.002803 | 0.002803 | 0.002803 | 0.002803 | 0.002803 | 0.002803 | 0.002803 | 0.002803 | 0.002803 | 0.002803 | 0.002803 | 0.002803 | 0.002803 | 0.002803 | 0.002803 | 0.002803
F1_Commercial_Health_New_Miscellaneous_Natural Gas_Pool Heater_E2 | F1 | Commercial | Health | New | Miscellaneous | Natural Gas | Pool Heater | E2 | RVT - Cost of Equipment | 0.0045896 | 0.0045896 | 0.0045896 | 0.0045896 | 0.0045896 | 0.0045896 | 0.0045896 | 0.0045896 | 0.0045896 | 0.0045896 | 0.0045896 | 0.0045896 | 0.0045896 | 0.0045896 | 0.0045896 | 0.0045896 | 0.0045896 | 0.0045896 | 0.0045896 | 0.0045896 | 0.0045896 | 0.0045896 | 0.0045896 | 0.0045896 | 0.0045896 | 0.0045896 | 0.0045896
F1_Commercial_Health_New_Miscellaneous_Natural Gas_Pool Heater_E3 | F1 | Commercial | Health | New | Miscellaneous | Natural Gas | Pool Heater | E3 | RVT - Cost of Equipment | 0 | 0 | 0 | 0 | 0 | 0 | 0 | 0 | 0 | 0 | 0 | 0 | 0 | 0 | 0 | 0 | 0 | 0 | 0 | 0 | 0 | 0 | 0 | 0 | 0 | 0 | 0
F1_Commercial_Health_New_Miscellaneous_Natural Gas_Pool Heater_E4 | F1 | Commercial | Health | New | Miscellaneous | Natural Gas | Pool Heater | E4 | RVT - Cost of Equipment | 0 | 0 | 0 | 0 | 0 | 0 | 0 | 0 | 0 | 0 | 0 | 0 | 0 | 0 | 0 | 0 | 0 | 0 | 0 | 0 | 0 | 0 | 0 | 0 | 0 | 0 | 0
F1_Commercial_Health_New_Miscellaneous_Natural Gas_Pool Heater_E5 | F1 | Commercial | Health | New | Miscellaneous | Natural Gas | Pool Heater | E5 | RVT - Cost of Equipment | 0 | 0 | 0 | 0 | 0 | 0 | 0 | 0 | 0 | 0 | 0 | 0 | 0 | 0 | 0 | 0 | 0 | 0 | 0 | 0 | 0 | 0 | 0 | 0 | 0 | 0 | 0
F1_Commercial_Health_New_Miscellaneous_Natural Gas_Pool Heater_E6 | F1 | Commercial | Health | New | Miscellaneous | Natural Gas | Pool Heater | E6 | RVT - Cost of Equipment | 0 | 0 | 0 | 0 | 0 | 0 | 0 | 0 | 0 | 0 | 0 | 0 | 0 | 0 | 0 | 0 | 0 | 0 | 0 | 0 | 0 | 0 | 0 | 0 | 0 | 0 | 0
F1_Commercial_Health_New_Miscellaneous_Natural Gas_Pool Heater_E7 | F1 | Commercial | Health | New | Miscellaneous | Natural Gas | Pool Heater | E7 | RVT - Cost of Equipment | 0 | 0 | 0 | 0 | 0 | 0 | 0 | 0 | 0 | 0 | 0 | 0 | 0 | 0 | 0 | 0 | 0 | 0 | 0 | 0 | 0 | 0 | 0 | 0 | 0 | 0 | 0
F1_Commercial_Health_New_Miscellaneous_Natural Gas_Pool Heater_E8 | F1 | Commercial | Health | New | Miscellaneous | Natural Gas | Pool Heater | E8 | RVT - Cost of Equipment | 0 | 0 | 0 | 0 | 0 | 0 | 0 | 0 | 0 | 0 | 0 | 0 | 0 | 0 | 0 | 0 | 0 | 0 | 0 | 0 | 0 | 0 | 0 | 0 | 0 | 0 | 0
F1_Commercial_Health_New_Miscellaneous_Natural Gas_Pool Heater_E9 | F1 | Commercial | Health | New | Miscellaneous | Natural Gas | Pool Heater | E9 | RVT - Cost of Equipment | 0 | 0 | 0 | 0 | 0 | 0 | 0 | 0 | 0 | 0 | 0 | 0 | 0 | 0 | 0 | 0 | 0 | 0 | 0 | 0 | 0 | 0 | 0 | 0 | 0 | 0 | 0
F1_Commercial_Health_New_Miscellaneous_Natural Gas_Pool Heater_E10 | F1 | Commercial | Health | New | Miscellaneous | Natural Gas | Pool Heater | E10 | RVT - Cost of Equipment | 0 | 0 | 0 | 0 | 0 | 0 | 0 | 0 | 0 | 0 | 0 | 0 | 0 | 0 | 0 | 0 | 0 | 0 | 0 | 0 | 0 | 0 | 0 | 0 | 0 | 0 | 0
F2_Commercial_Health_New_Miscellaneous_Natural Gas_Pool Heater_E1 | F2 | Commercial | Health | New | Miscellaneous | Natural Gas | Pool Heater | E1 | RVT - Cost of Operation | 0 | 0 | 0 | 0 | 0 | 0 | 0 | 0 | 0 | 0 | 0 | 0 | 0 | 0 | 0 | 0 | 0 | 0 | 0 | 0 | 0 | 0 | 0 | 0 | 0 | 0 | 0
F2_Commercial_Health_New_Miscellaneous_Natural Gas_Pool Heater_E2 | F2 | Commercial | Health | New | Miscellaneous | Natural Gas | Pool Heater | E2 | RVT - Cost of Operation | 0 | 0 | 0 | 0 | 0 | 0 | 0 | 0 | 0 | 0 | 0 | 0 | 0 | 0 | 0 | 0 | 0 | 0 | 0 | 0 | 0 | 0 | 0 | 0 | 0 | 0 | 0
F2_Commercial_Health_New_Miscellaneous_Natural Gas_Pool Heater_E3 | F2 | Commercial | Health | New | Miscellaneous | Natural Gas | Pool Heater | E3 | RVT - Cost of Operation | 0 | 0 | 0 | 0 | 0 | 0 | 0 | 0 | 0 | 0 | 0 | 0 | 0 | 0 | 0 | 0 | 0 | 0 | 0 | 0 | 0 | 0 | 0 | 0 | 0 | 0 | 0
F2_Commercial_Health_New_Miscellaneous_Natural Gas_Pool Heater_E4 | F2 | Commercial | Health | New | Miscellaneous | Natural Gas | Pool Heater | E4 | RVT - Cost of Operation | 0 | 0 | 0 | 0 | 0 | 0 | 0 | 0 | 0 | 0 | 0 | 0 | 0 | 0 | 0 | 0 | 0 | 0 | 0 | 0 | 0 | 0 | 0 | 0 | 0 | 0 | 0
F2_Commercial_Health_New_Miscellaneous_Natural Gas_Pool Heater_E5 | F2 | Commercial | Health | New | Miscellaneous | Natural Gas | Pool Heater | E5 | RVT - Cost of Operation | 0 | 0 | 0 | 0 | 0 | 0 | 0 | 0 | 0 | 0 | 0 | 0 | 0 | 0 | 0 | 0 | 0 | 0 | 0 | 0 | 0 | 0 | 0 | 0 | 0 | 0 | 0
F2_Commercial_Health_New_Miscellaneous_Natural Gas_Pool Heater_E6 | F2 | Commercial | Health | New | Miscellaneous | Natural Gas | Pool Heater | E6 | RVT - Cost of Operation | 0 | 0 | 0 | 0 | 0 | 0 | 0 | 0 | 0 | 0 | 0 | 0 | 0 | 0 | 0 | 0 | 0 | 0 | 0 | 0 | 0 | 0 | 0 | 0 | 0 | 0 | 0
F2_Commercial_Health_New_Miscellaneous_Natural Gas_Pool Heater_E7 | F2 | Commercial | Health | New | Miscellaneous | Natural Gas | Pool Heater | E7 | RVT - Cost of Operation | 0 | 0 | 0 | 0 | 0 | 0 | 0 | 0 | 0 | 0 | 0 | 0 | 0 | 0 | 0 | 0 | 0 | 0 | 0 | 0 | 0 | 0 | 0 | 0 | 0 | 0 | 0
F2_Commercial_Health_New_Miscellaneous_Natural Gas_Pool Heater_E8 | F2 | Commercial | Health | New | Miscellaneous | Natural Gas | Pool Heater | E8 | RVT - Cost of Operation | 0 | 0 | 0 | 0 | 0 | 0 | 0 | 0 | 0 | 0 | 0 | 0 | 0 | 0 | 0 | 0 | 0 | 0 | 0 | 0 | 0 | 0 | 0 | 0 | 0 | 0 | 0
F2_Commercial_Health_New_Miscellaneous_Natural Gas_Pool Heater_E9 | F2 | Commercial | Health | New | Miscellaneous | Natural Gas | Pool Heater | E9 | RVT - Cost of Operation | 0 | 0 | 0 | 0 | 0 | 0 | 0 | 0 | 0 | 0 | 0 | 0 | 0 | 0 | 0 | 0 | 0 | 0 | 0 | 0 | 0 | 0 | 0 | 0 | 0 | 0 | 0
F2_Commercial_Health_New_Miscellaneous_Natural Gas_Pool Heater_E10 | F2 | Commercial | Health | New | Miscellaneous | Natural Gas | Pool Heater | E10 | RVT - Cost of Operation | 0 | 0 | 0 | 0 | 0 | 0 | 0 | 0 | 0 | 0 | 0 | 0 | 0 | 0 | 0 | 0 | 0 | 0 | 0 | 0 | 0 | 0 | 0 | 0 | 0 | 0 | 0
F3_Commercial_Health_New_Miscellaneous_Natural Gas_Pool Heater_E1 | F3 | Commercial | Health | New | Miscellaneous | Natural Gas | Pool Heater | E1 | System - kBTUs of Consumption | bar: 2021 to 2047
F3_Commercial_Health_New_Miscellaneous_Natural Gas_Pool Heater_E2 | F3 | Commercial | Health | New | Miscellaneous | Natural Gas | Pool Heater | E2 | System - kBTUs of Consumption | 0.85 | 0.85 | 0.85 | 0.85 | 0.85 | 0.85 | 0.85 | 0.85 | 0.85 | 0.85 | 0.85 | 0.85 | 0.85 | 0.85 | 0.85 | 0.85 | 0.85 | 0.85 | 0.85 | 0.85 | 0.85 | 0.85 | 0.85 | 0.85 | 0.85 | 0.85 | 0.85
F3_Commercial_Health_New_Miscellaneous_Natural Gas_Pool Heater_E3 | F3 | Commercial | Health | New | Miscellaneous | Natural Gas | Pool Heater | E3 | System - kBTUs of Consumption | 0 | 0 | 0 | 0 | 0 | 0 | 0 | 0 | 0 | 0 | 0 | 0 | 0 | 0 | 0 | 0 | 0 | 0 | 0 | 0 | 0 | 0 | 0 | 0 | 0 | 0 | 0
F3_Commercial_Health_New_Miscellaneous_Natural Gas_Pool Heater_E4 | F3 | Commercial | Health | New | Miscellaneous | Natural Gas | Pool Heater | E4 | System - kBTUs of Consumption | 0 | 0 | 0 | 0 | 0 | 0 | 0 | 0 | 0 | 0 | 0 | 0 | 0 | 0 | 0 | 0 | 0 | 0 | 0 | 0 | 0 | 0 | 0 | 0 | 0 | 0 | 0
F3_Commercial_Health_New_Miscellaneous_Natural Gas_Pool Heater_E5 | F3 | Commercial | Health | New | Miscellaneous | Natural Gas | Pool Heater | E5 | System - kBTUs of Consumption | 0 | 0 | 0 | 0 | 0 | 0 | 0 | 0 | 0 | 0 | 0 | 0 | 0 | 0 | 0 | 0 | 0 | 0 | 0 | 0 | 0 | 0 | 0 | 0 | 0 | 0 | 0
F3_Commercial_Health_New_Miscellaneous_Natural Gas_Pool Heater_E6 | F3 | Commercial | Health | New | Miscellaneous | Natural Gas | Pool Heater | E6 | System - kBTUs of Consumption | 0 | 0 | 0 | 0 | 0 | 0 | 0 | 0 | 0 | 0 | 0 | 0 | 0 | 0 | 0 | 0 | 0 | 0 | 0 | 0 | 0 | 0 | 0 | 0 | 0 | 0 | 0
F3_Commercial_Health_New_Miscellaneous_Natural Gas_Pool Heater_E7 | F3 | Commercial | Health | New | Miscellaneous | Natural Gas | Pool Heater | E7 | System - kBTUs of Consumption | 0 | 0 | 0 | 0 | 0 | 0 | 0 | 0 | 0 | 0 | 0 | 0 | 0 | 0 | 0 | 0 | 0 | 0 | 0 | 0 | 0 | 0 | 0 | 0 | 0 | 0 | 0
F3_Commercial_Health_New_Miscellaneous_Natural Gas_Pool Heater_E8 | F3 | Commercial | Health | New | Miscellaneous | Natural Gas | Pool Heater | E8 | System - kBTUs of Consumption | 0 | 0 | 0 | 0 | 0 | 0 | 0 | 0 | 0 | 0 | 0 | 0 | 0 | 0 | 0 | 0 | 0 | 0 | 0 | 0 | 0 | 0 | 0 | 0 | 0 | 0 | 0
F3_Commercial_Health_New_Miscellaneous_Natural Gas_Pool Heater_E9 | F3 | Commercial | Health | New | Miscellaneous | Natural Gas | Pool Heater | E9 | System - kBTUs of Consumption | 0 | 0 | 0 | 0 | 0 | 0 | 0 | 0 | 0 | 0 | 0 | 0 | 0 | 0 | 0 | 0 | 0 | 0 | 0 | 0 | 0 | 0 | 0 | 0 | 0 | 0 | 0
F3_Commercial_Health_New_Miscellaneous_Natural Gas_Pool Heater_E10 | F3 | Commercial | Health | New | Miscellaneous | Natural Gas | Pool Heater | E10 | System - kBTUs of Consumption | 0 | 0 | 0 | 0 | 0 | 0 | 0 | 0 | 0 | 0 | 0 | 0 | 0 | 0 | 0 | 0 | 0 | 0 | 0 | 0 | 0 | 0 | 0 | 0 | 0 | 0 | 0
F4_Commercial_Health_New_Miscellaneous_Natural Gas_Pool Heater_E1 | F4 | Commercial | Health | New | Miscellaneous | Natural Gas | Pool Heater | E1 | Utility - Cost of Equipment | 0.002803 | 0.002803 | 0.002803 | 0.002803 | 0.002803 | 0.002803 | 0.002803 | 0.002803 | 0.002803 | 0.002803 | 0.002803 | 0.002803 | 0.002803 | 0.002803 | 0.002803 | 0.002803 | 0.002803 | 0.002803 | 0.002803 | 0.002803 | 0.002803 | 0.002803 | 0.002803 | 0.002803 | 0.002803 | 0.002803 | 0.002803
F4_Commercial_Health_New_Miscellaneous_Natural Gas_Pool Heater_E2 | F4 | Commercial | Health | New | Miscellaneous | Natural Gas | Pool Heater | E2 | Utility - Cost of Equipment | 0.0045896 | 0.0045896 | 0.0045896 | 0.0045896 | 0.0045896 | 0.0045896 | 0.0045896 | 0.0045896 | 0.0045896 | 0.0045896 | 0.0045896 | 0.0045896 | 0.0045896 | 0.0045896 | 0.0045896 | 0.0045896 | 0.0045896 | 0.0045896 | 0.0045896 | 0.0045896 | 0.0045896 | 0.0045896 | 0.0045896 | 0.0045896 | 0.0045896 | 0.0045896 | 0.0045896
F4_Commercial_Health_New_Miscellaneous_Natural Gas_Pool Heater_E3 | F4 | Commercial | Health | New | Miscellaneous | Natural Gas | Pool Heater | E3 | Utility - Cost of Equipment | 0 | 0 | 0 | 0 | 0 | 0 | 0 | 0 | 0 | 0 | 0 | 0 | 0 | 0 | 0 | 0 | 0 | 0 | 0 | 0 | 0 | 0 | 0 | 0 | 0 | 0 | 0
F4_Commercial_Health_New_Miscellaneous_Natural Gas_Pool Heater_E4 | F4 | Commercial | Health | New | Miscellaneous | Natural Gas | Pool Heater | E4 | Utility - Cost of Equipment | 0 | 0 | 0 | 0 | 0 | 0 | 0 | 0 | 0 | 0 | 0 | 0 | 0 | 0 | 0 | 0 | 0 | 0 | 0 | 0 | 0 | 0 | 0 | 0 | 0 | 0 | 0
F4_Commercial_Health_New_Miscellaneous_Natural Gas_Pool Heater_E5 | F4 | Commercial | Health | New | Miscellaneous | Natural Gas | Pool Heater | E5 | Utility - Cost of Equipment | 0 | 0 | 0 | 0 | 0 | 0 | 0 | 0 | 0 | 0 | 0 | 0 | 0 | 0 | 0 | 0 | 0 | 0 | 0 | 0 | 0 | 0 | 0 | 0 | 0 | 0 | 0
F4_Commercial_Health_New_Miscellaneous_Natural Gas_Pool Heater_E6 | F4 | Commercial | Health | New | Miscellaneous | Natural Gas | Pool Heater | E6 | Utility - Cost of Equipment | 0 | 0 | 0 | 0 | 0 | 0 | 0 | 0 | 0 | 0 | 0 | 0 | 0 | 0 | 0 | 0 | 0 | 0 | 0 | 0 | 0 | 0 | 0 | 0 | 0 | 0 | 0
F4_Commercial_Health_New_Miscellaneous_Natural Gas_Pool Heater_E7 | F4 | Commercial | Health | New | Miscellaneous | Natural Gas | Pool Heater | E7 | Utility - Cost of Equipment | 0 | 0 | 0 | 0 | 0 | 0 | 0 | 0 | 0 | 0 | 0 | 0 | 0 | 0 | 0 | 0 | 0 | 0 | 0 | 0 | 0 | 0 | 0 | 0 | 0 | 0 | 0
F4_Commercial_Health_New_Miscellaneous_Natural Gas_Pool Heater_E8 | F4 | Commercial | Health | New | Miscellaneous | Natural Gas | Pool Heater | E8 | Utility - Cost of Equipment | 0 | 0 | 0 | 0 | 0 | 0 | 0 | 0 | 0 | 0 | 0 | 0 | 0 | 0 | 0 | 0 | 0 | 0 | 0 | 0 | 0 | 0 | 0 | 0 | 0 | 0 | 0
F4_Commercial_Health_New_Miscellaneous_Natural Gas_Pool Heater_E9 | F4 | Commercial | Health | New | Miscellaneous | Natural Gas | Pool Heater | E9 | Utility - Cost of Equipment | 0 | 0 | 0 | 0 | 0 | 0 | 0 | 0 | 0 | 0 | 0 | 0 | 0 | 0 | 0 | 0 | 0 | 0 | 0 | 0 | 0 | 0 | 0 | 0 | 0 | 0 | 0
F4_Commercial_Health_New_Miscellaneous_Natural Gas_Pool Heater_E10 | F4 | Commercial | Health | New | Miscellaneous | Natural Gas | Pool Heater | E10 | Utility - Cost of Equipment | 0 | 0 | 0 | 0 | 0 | 0 | 0 | 0 | 0 | 0 | 0 | 0 | 0 | 0 | 0 | 0 | 0 | 0 | 0 | 0 | 0 | 0 | 0 | 0 | 0 | 0 | 0
F5_Commercial_Health_New_Miscellaneous_Natural Gas_Pool Heater_E1 | F5 | Commercial | Health | New | Miscellaneous | Natural Gas | Pool Heater | E1 | Utility - Cost of Operation | 0.014079 | 0.013712 | 0.013323 | 0.012929 | 0.012807 | 0.012863 | 0.01303 | 0.013256 | 0.013507 | 0.013763 | 0.014029 | 0.014303 | 0.014594 | 0.014882 | 0.015153 | 0.01536 | 0.015438 | 0.015331 | 0.014999 | 0.014435 | 0.013667 | 0.012733 | 0.011901 | 0.011353 | 0.011101 | 0.011155 | 0.01121
F5_Commercial_Health_New_Miscellaneous_Natural Gas_Pool Heater_E2 | F5 | Commercial | Health | New | Miscellaneous | Natural Gas | Pool Heater | E2 | Utility - Cost of Operation | 0.011967 | 0.011655 | 0.011325 | 0.01099 | 0.010886 | 0.010933 | 0.011075 | 0.011267 | 0.011481 | 0.011698 | 0.011924 | 0.012158 | 0.012405 | 0.012649 | 0.01288 | 0.013056 | 0.013122 | 0.013032 | 0.012749 | 0.01227 | 0.011617 | 0.010823 | 0.010116 | 0.0096497 | 0.0094355 | 0.0094817 | 0.0095282
F5_Commercial_Health_New_Miscellaneous_Natural Gas_Pool Heater_E3 | F5 | Commercial | Health | New | Miscellaneous | Natural Gas | Pool Heater | E3 | Utility - Cost of Operation | 0 | 0 | 0 | 0 | 0 | 0 | 0 | 0 | 0 | 0 | 0 | 0 | 0 | 0 | 0 | 0 | 0 | 0 | 0 | 0 | 0 | 0 | 0 | 0 | 0 | 0 | 0
F5_Commercial_Health_New_Miscellaneous_Natural Gas_Pool Heater_E4 | F5 | Commercial | Health | New | Miscellaneous | Natural Gas | Pool Heater | E4 | Utility - Cost of Operation | 0 | 0 | 0 | 0 | 0 | 0 | 0 | 0 | 0 | 0 | 0 | 0 | 0 | 0 | 0 | 0 | 0 | 0 | 0 | 0 | 0 | 0 | 0 | 0 | 0 | 0 | 0
F5_Commercial_Health_New_Miscellaneous_Natural Gas_Pool Heater_E5 | F5 | Commercial | Health | New | Miscellaneous | Natural Gas | Pool Heater | E5 | Utility - Cost of Operation | 0 | 0 | 0 | 0 | 0 | 0 | 0 | 0 | 0 | 0 | 0 | 0 | 0 | 0 | 0 | 0 | 0 | 0 | 0 | 0 | 0 | 0 | 0 | 0 | 0 | 0 | 0
F5_Commercial_Health_New_Miscellaneous_Natural Gas_Pool Heater_E6 | F5 | Commercial | Health | New | Miscellaneous | Natural Gas | Pool Heater | E6 | Utility - Cost of Operation | 0 | 0 | 0 | 0 | 0 | 0 | 0 | 0 | 0 | 0 | 0 | 0 | 0 | 0 | 0 | 0 | 0 | 0 | 0 | 0 | 0 | 0 | 0 | 0 | 0 | 0 | 0
F5_Commercial_Health_New_Miscellaneous_Natural Gas_Pool Heater_E7 | F5 | Commercial | Health | New | Miscellaneous | Natural Gas | Pool Heater | E7 | Utility - Cost of Operation | 0 | 0 | 0 | 0 | 0 | 0 | 0 | 0 | 0 | 0 | 0 | 0 | 0 | 0 | 0 | 0 | 0 | 0 | 0 | 0 | 0 | 0 | 0 | 0 | 0 | 0 | 0
F5_Commercial_Health_New_Miscellaneous_Natural Gas_Pool Heater_E8 | F5 | Commercial | Health | New | Miscellaneous | Natural Gas | Pool Heater | E8 | Utility - Cost of Operation | 0 | 0 | 0 | 0 | 0 | 0 | 0 | 0 | 0 | 0 | 0 | 0 | 0 | 0 | 0 | 0 | 0 | 0 | 0 | 0 | 0 | 0 | 0 | 0 | 0 | 0 | 0
F5_Commercial_Health_New_Miscellaneous_Natural Gas_Pool Heater_E9 | F5 | Commercial | Health | New | Miscellaneous | Natural Gas | Pool Heater | E9 | Utility - Cost of Operation | 0 | 0 | 0 | 0 | 0 | 0 | 0 | 0 | 0 | 0 | 0 | 0 | 0 | 0 | 0 | 0 | 0 | 0 | 0 | 0 | 0 | 0 | 0 | 0 | 0 | 0 | 0
F5_Commercial_Health_New_Miscellaneous_Natural Gas_Pool Heater_E10 | F5 | Commercial | Health | New | Miscellaneous | Natural Gas | Pool Heater | E10 | Utility - Cost of Operation | 0 | 0 | 0 | 0 | 0 | 0 | 0 | 0 | 0 | 0 | 0 | 0 | 0 | 0 | 0 | 0 | 0 | 0 | 0 | 0 | 0 | 0 | 0 | 0 | 0 | 0 | 0
F6_Commercial_Health_New_Miscellaneous_Natural Gas_Pool Heater_E1 | F6 | Commercial | Health | New | Miscellaneous | Natural Gas | Pool Heater | E1 | Utility - Value of Sales | 0 | 0 | 0 | 0 | 0 | 0 | 0 | 0 | 0 | 0 | 0 | 0 | 0 | 0 | 0 | 0 | 0 | 0 | 0 | 0 | 0 | 0 | 0 | 0 | 0 | 0 | 0
F6_Commercial_Health_New_Miscellaneous_Natural Gas_Pool Heater_E2 | F6 | Commercial | Health | New | Miscellaneous | Natural Gas | Pool Heater | E2 | Utility - Value of Sales | 0 | 0 | 0 | 0 | 0 | 0 | 0 | 0 | 0 | 0 | 0 | 0 | 0 | 0 | 0 | 0 | 0 | 0 | 0 | 0 | 0 | 0 | 0 | 0 | 0 | 0 | 0
F6_Commercial_Health_New_Miscellaneous_Natural Gas_Pool Heater_E3 | F6 | Commercial | Health | New | Miscellaneous | Natural Gas | Pool Heater | E3 | Utility - Value of Sales | 0 | 0 | 0 | 0 | 0 | 0 | 0 | 0 | 0 | 0 | 0 | 0 | 0 | 0 | 0 | 0 | 0 | 0 | 0 | 0 | 0 | 0 | 0 | 0 | 0 | 0 | 0
F6_Commercial_Health_New_Miscellaneous_Natural Gas_Pool Heater_E4 | F6 | Commercial | Health | New | Miscellaneous | Natural Gas | Pool Heater | E4 | Utility - Value of Sales | 0 | 0 | 0 | 0 | 0 | 0 | 0 | 0 | 0 | 0 | 0 | 0 | 0 | 0 | 0 | 0 | 0 | 0 | 0 | 0 | 0 | 0 | 0 | 0 | 0 | 0 | 0
F6_Commercial_Health_New_Miscellaneous_Natural Gas_Pool Heater_E5 | F6 | Commercial | Health | New | Miscellaneous | Natural Gas | Pool Heater | E5 | Utility - Value of Sales | 0 | 0 | 0 | 0 | 0 | 0 | 0 | 0 | 0 | 0 | 0 | 0 | 0 | 0 | 0 | 0 | 0 | 0 | 0 | 0 | 0 | 0 | 0 | 0 | 0 | 0 | 0
F6_Commercial_Health_New_Miscellaneous_Natural Gas_Pool Heater_E6 | F6 | Commercial | Health | New | Miscellaneous | Natural Gas | Pool Heater | E6 | Utility - Value of Sales | 0 | 0 | 0 | 0 | 0 | 0 | 0 | 0 | 0 | 0 | 0 | 0 | 0 | 0 | 0 | 0 | 0 | 0 | 0 | 0 | 0 | 0 | 0 | 0 | 0 | 0 | 0
F6_Commercial_Health_New_Miscellaneous_Natural Gas_Pool Heater_E7 | F6 | Commercial | Health | New | Miscellaneous | Natural Gas | Pool Heater | E7 | Utility - Value of Sales | 0 | 0 | 0 | 0 | 0 | 0 | 0 | 0 | 0 | 0 | 0 | 0 | 0 | 0 | 0 | 0 | 0 | 0 | 0 | 0 | 0 | 0 | 0 | 0 | 0 | 0 | 0
F6_Commercial_Health_New_Miscellaneous_Natural Gas_Pool Heater_E8 | F6 | Commercial | Health | New | Miscellaneous | Natural Gas | Pool Heater | E8 | Utility - Value of Sales | 0 | 0 | 0 | 0 | 0 | 0 | 0 | 0 | 0 | 0 | 0 | 0 | 0 | 0 | 0 | 0 | 0 | 0 | 0 | 0 | 0 | 0 | 0 | 0 | 0 | 0 | 0
F6_Commercial_Health_New_Miscellaneous_Natural Gas_Pool Heater_E9 | F6 | Commercial | Health | New | Miscellaneous | Natural Gas | Pool Heater | E9 | Utility - Value of Sales | 0 | 0 | 0 | 0 | 0 | 0 | 0 | 0 | 0 | 0 | 0 | 0 | 0 | 0 | 0 | 0 | 0 | 0 | 0 | 0 | 0 | 0 | 0 | 0 | 0 | 0 | 0
F6_Commercial_Health_New_Miscellaneous_Natural Gas_Pool Heater_E10 | F6 | Commercial | Health | New | Miscellaneous | Natural Gas | Pool Heater | E10 | Utility - Value of Sales | 0 | 0 | 0 | 0 | 0 | 0 | 0 | 0 | 0 | 0 | 0 | 0 | 0 | 0 | 0 | 0 | 0 | 0 | 0 | 0 | 0 | 0 | 0 | 0 | 0 | 0 | 0
F1_Commercial_Health_New_Miscellaneous_Natural Gas_Miscellaneous_E1 | F1 | Commercial | Health | New | Miscellaneous | Natural Gas | Miscellaneous | E1 | RVT - Cost of Equipment | 0.0013894 | 0.0013894 | 0.0013894 | 0.0013894 | 0.0013894 | 0.0013894 | 0.0013894 | 0.0013894 | 0.0013894 | 0.0013894 | 0.0013894 | 0.0013894 | 0.0013894 | 0.0013894 | 0.0013894 | 0.0013894 | 0.0013894 | 0.0013894 | 0.0013894 | 0.0013894 | 0.0013894 | 0.0013894 | 0.0013894 | 0.0013894 | 0.0013894 | 0.0013894 | 0.0013894
F1_Commercial_Health_New_Miscellaneous_Natural Gas_Miscellaneous_E2 | F1 | Commercial | Health | New | Miscellaneous | Natural Gas | Miscellaneous | E2 | RVT - Cost of Equipment | 0 | 0 | 0 | 0 | 0 | 0 | 0 | 0 | 0 | 0 | 0 | 0 | 0 | 0 | 0 | 0 | 0 | 0 | 0 | 0 | 0 | 0 | 0 | 0 | 0 | 0 | 0
F1_Commercial_Health_New_Miscellaneous_Natural Gas_Miscellaneous_E3 | F1 | Commercial | Health | New | Miscellaneous | Natural Gas | Miscellaneous | E3 | RVT - Cost of Equipment | 0 | 0 | 0 | 0 | 0 | 0 | 0 | 0 | 0 | 0 | 0 | 0 | 0 | 0 | 0 | 0 | 0 | 0 | 0 | 0 | 0 | 0 | 0 | 0 | 0 | 0 | 0
F1_Commercial_Health_New_Miscellaneous_Natural Gas_Miscellaneous_E4 | F1 | Commercial | Health | New | Miscellaneous | Natural Gas | Miscellaneous | E4 | RVT - Cost of Equipment | 0 | 0 | 0 | 0 | 0 | 0 | 0 | 0 | 0 | 0 | 0 | 0 | 0 | 0 | 0 | 0 | 0 | 0 | 0 | 0 | 0 | 0 | 0 | 0 | 0 | 0 | 0
F1_Commercial_Health_New_Miscellaneous_Natural Gas_Miscellaneous_E5 | F1 | Commercial | Health | New | Miscellaneous | Natural Gas | Miscellaneous | E5 | RVT - Cost of Equipment | 0 | 0 | 0 | 0 | 0 | 0 | 0 | 0 | 0 | 0 | 0 | 0 | 0 | 0 | 0 | 0 | 0 | 0 | 0 | 0 | 0 | 0 | 0 | 0 | 0 | 0 | 0
F1_Commercial_Health_New_Miscellaneous_Natural Gas_Miscellaneous_E6 | F1 | Commercial | Health | New | Miscellaneous | Natural Gas | Miscellaneous | E6 | RVT - Cost of Equipment | 0 | 0 | 0 | 0 | 0 | 0 | 0 | 0 | 0 | 0 | 0 | 0 | 0 | 0 | 0 | 0 | 0 | 0 | 0 | 0 | 0 | 0 | 0 | 0 | 0 | 0 | 0
F1_Commercial_Health_New_Miscellaneous_Natural Gas_Miscellaneous_E7 | F1 | Commercial | Health | New | Miscellaneous | Natural Gas | Miscellaneous | E7 | RVT - Cost of Equipment | 0 | 0 | 0 | 0 | 0 | 0 | 0 | 0 | 0 | 0 | 0 | 0 | 0 | 0 | 0 | 0 | 0 | 0 | 0 | 0 | 0 | 0 | 0 | 0 | 0 | 0 | 0
F1_Commercial_Health_New_Miscellaneous_Natural Gas_Miscellaneous_E8 | F1 | Commercial | Health | New | Miscellaneous | Natural Gas | Miscellaneous | E8 | RVT - Cost of Equipment | 0 | 0 | 0 | 0 | 0 | 0 | 0 | 0 | 0 | 0 | 0 | 0 | 0 | 0 | 0 | 0 | 0 | 0 | 0 | 0 | 0 | 0 | 0 | 0 | 0 | 0 | 0
F1_Commercial_Health_New_Miscellaneous_Natural Gas_Miscellaneous_E9 | F1 | Commercial | Health | New | Miscellaneous | Natural Gas | Miscellaneous | E9 | RVT - Cost of Equipment | 0 | 0 | 0 | 0 | 0 | 0 | 0 | 0 | 0 | 0 | 0 | 0 | 0 | 0 | 0 | 0 | 0 | 0 | 0 | 0 | 0 | 0 | 0 | 0 | 0 | 0 | 0
F1_Commercial_Health_New_Miscellaneous_Natural Gas_Miscellaneous_E10 | F1 | Commercial | Health | New | Miscellaneous | Natural Gas | Miscellaneous | E10 | RVT - Cost of Equipment | 0 | 0 | 0 | 0 | 0 | 0 | 0 | 0 | 0 | 0 | 0 | 0 | 0 | 0 | 0 | 0 | 0 | 0 | 0 | 0 | 0 | 0 | 0 | 0 | 0 | 0 | 0
F2_Commercial_Health_New_Miscellaneous_Natural Gas_Miscellaneous_E1 | F2 | Commercial | Health | New | Miscellaneous | Natural Gas | Miscellaneous | E1 | RVT - Cost of Operation | 0 | 0 | 0 | 0 | 0 | 0 | 0 | 0 | 0 | 0 | 0 | 0 | 0 | 0 | 0 | 0 | 0 | 0 | 0 | 0 | 0 | 0 | 0 | 0 | 0 | 0 | 0
F2_Commercial_Health_New_Miscellaneous_Natural Gas_Miscellaneous_E2 | F2 | Commercial | Health | New | Miscellaneous | Natural Gas | Miscellaneous | E2 | RVT - Cost of Operation | 0 | 0 | 0 | 0 | 0 | 0 | 0 | 0 | 0 | 0 | 0 | 0 | 0 | 0 | 0 | 0 | 0 | 0 | 0 | 0 | 0 | 0 | 0 | 0 | 0 | 0 | 0
F2_Commercial_Health_New_Miscellaneous_Natural Gas_Miscellaneous_E3 | F2 | Commercial | Health | New | Miscellaneous | Natural Gas | Miscellaneous | E3 | RVT - Cost of Operation | 0 | 0 | 0 | 0 | 0 | 0 | 0 | 0 | 0 | 0 | 0 | 0 | 0 | 0 | 0 | 0 | 0 | 0 | 0 | 0 | 0 | 0 | 0 | 0 | 0 | 0 | 0
F2_Commercial_Health_New_Miscellaneous_Natural Gas_Miscellaneous_E4 | F2 | Commercial | Health | New | Miscellaneous | Natural Gas | Miscellaneous | E4 | RVT - Cost of Operation | 0 | 0 | 0 | 0 | 0 | 0 | 0 | 0 | 0 | 0 | 0 | 0 | 0 | 0 | 0 | 0 | 0 | 0 | 0 | 0 | 0 | 0 | 0 | 0 | 0 | 0 | 0
F2_Commercial_Health_New_Miscellaneous_Natural Gas_Miscellaneous_E5 | F2 | Commercial | Health | New | Miscellaneous | Natural Gas | Miscellaneous | E5 | RVT - Cost of Operation | 0 | 0 | 0 | 0 | 0 | 0 | 0 | 0 | 0 | 0 | 0 | 0 | 0 | 0 | 0 | 0 | 0 | 0 | 0 | 0 | 0 | 0 | 0 | 0 | 0 | 0 | 0
F2_Commercial_Health_New_Miscellaneous_Natural Gas_Miscellaneous_E6 | F2 | Commercial | Health | New | Miscellaneous | Natural Gas | Miscellaneous | E6 | RVT - Cost of Operation | 0 | 0 | 0 | 0 | 0 | 0 | 0 | 0 | 0 | 0 | 0 | 0 | 0 | 0 | 0 | 0 | 0 | 0 | 0 | 0 | 0 | 0 | 0 | 0 | 0 | 0 | 0
F2_Commercial_Health_New_Miscellaneous_Natural Gas_Miscellaneous_E7 | F2 | Commercial | Health | New | Miscellaneous | Natural Gas | Miscellaneous | E7 | RVT - Cost of Operation | 0 | 0 | 0 | 0 | 0 | 0 | 0 | 0 | 0 | 0 | 0 | 0 | 0 | 0 | 0 | 0 | 0 | 0 | 0 | 0 | 0 | 0 | 0 | 0 | 0 | 0 | 0
F2_Commercial_Health_New_Miscellaneous_Natural Gas_Miscellaneous_E8 | F2 | Commercial | Health | New | Miscellaneous | Natural Gas | Miscellaneous | E8 | RVT - Cost of Operation | 0 | 0 | 0 | 0 | 0 | 0 | 0 | 0 | 0 | 0 | 0 | 0 | 0 | 0 | 0 | 0 | 0 | 0 | 0 | 0 | 0 | 0 | 0 | 0 | 0 | 0 | 0
F2_Commercial_Health_New_Miscellaneous_Natural Gas_Miscellaneous_E9 | F2 | Commercial | Health | New | Miscellaneous | Natural Gas | Miscellaneous | E9 | RVT - Cost of Operation | 0 | 0 | 0 | 0 | 0 | 0 | 0 | 0 | 0 | 0 | 0 | 0 | 0 | 0 | 0 | 0 | 0 | 0 | 0 | 0 | 0 | 0 | 0 | 0 | 0 | 0 | 0
F2_Commercial_Health_New_Miscellaneous_Natural Gas_Miscellaneous_E10 | F2 | Commercial | Health | New | Miscellaneous | Natural Gas | Miscellaneous | E10 | RVT - Cost of Operation | 0 | 0 | 0 | 0 | 0 | 0 | 0 | 0 | 0 | 0 | 0 | 0 | 0 | 0 | 0 | 0 | 0 | 0 | 0 | 0 | 0 | 0 | 0 | 0 | 0 | 0 | 0
F3_Commercial_Health_New_Miscellaneous_Natural Gas_Miscellaneous_E1 | F3 | Commercial | Health | New | Miscellaneous | Natural Gas | Miscellaneous | E1 | System - kBTUs of Consumption | 0.53158 | 0.53158 | 0.53158 | 0.53158 | 0.53158 | 0.53158 | 0.53158 | 0.53158 | 0.53158 | 0.53158 | 0.53158 | 0.53158 | 0.53158 | 0.53158 | 0.53158 | 0.53158 | 0.53158 | 0.53158 | 0.53158 | 0.53158 | 0.53158 | 0.53158 | 0.53158 | 0.53158 | 0.53158 | 0.53158 | 0.53158
F3_Commercial_Health_New_Miscellaneous_Natural Gas_Miscellaneous_E2 | F3 | Commercial | Health | New | Miscellaneous | Natural Gas | Miscellaneous | E2 | System - kBTUs of Consumption | 0 | 0 | 0 | 0 | 0 | 0 | 0 | 0 | 0 | 0 | 0 | 0 | 0 | 0 | 0 | 0 | 0 | 0 | 0 | 0 | 0 | 0 | 0 | 0 | 0 | 0 | 0
F3_Commercial_Health_New_Miscellaneous_Natural Gas_Miscellaneous_E3 | F3 | Commercial | Health | New | Miscellaneous | Natural Gas | Miscellaneous | E3 | System - kBTUs of Consumption | 0 | 0 | 0 | 0 | 0 | 0 | 0 | 0 | 0 | 0 | 0 | 0 | 0 | 0 | 0 | 0 | 0 | 0 | 0 | 0 | 0 | 0 | 0 | 0 | 0 | 0 | 0
F3_Commercial_Health_New_Miscellaneous_Natural Gas_Miscellaneous_E4 | F3 | Commercial | Health | New | Miscellaneous | Natural Gas | Miscellaneous | E4 | System - kBTUs of Consumption | 0 | 0 | 0 | 0 | 0 | 0 | 0 | 0 | 0 | 0 | 0 | 0 | 0 | 0 | 0 | 0 | 0 | 0 | 0 | 0 | 0 | 0 | 0 | 0 | 0 | 0 | 0
F3_Commercial_Health_New_Miscellaneous_Natural Gas_Miscellaneous_E5 | F3 | Commercial | Health | New | Miscellaneous | Natural Gas | Miscellaneous | E5 | System - kBTUs of Consumption | 0 | 0 | 0 | 0 | 0 | 0 | 0 | 0 | 0 | 0 | 0 | 0 | 0 | 0 | 0 | 0 | 0 | 0 | 0 | 0 | 0 | 0 | 0 | 0 | 0 | 0 | 0
F3_Commercial_Health_New_Miscellaneous_Natural Gas_Miscellaneous_E6 | F3 | Commercial | Health | New | Miscellaneous | Natural Gas | Miscellaneous | E6 | System - kBTUs of Consumption | 0 | 0 | 0 | 0 | 0 | 0 | 0 | 0 | 0 | 0 | 0 | 0 | 0 | 0 | 0 | 0 | 0 | 0 | 0 | 0 | 0 | 0 | 0 | 0 | 0 | 0 | 0
F3_Commercial_Health_New_Miscellaneous_Natural Gas_Miscellaneous_E7 | F3 | Commercial | Health | New | Miscellaneous | Natural Gas | Miscellaneous | E7 | System - kBTUs of Consumption | 0 | 0 | 0 | 0 | 0 | 0 | 0 | 0 | 0 | 0 | 0 | 0 | 0 | 0 | 0 | 0 | 0 | 0 | 0 | 0 | 0 | 0 | 0 | 0 | 0 | 0 | 0
F3_Commercial_Health_New_Miscellaneous_Natural Gas_Miscellaneous_E8 | F3 | Commercial | Health | New | Miscellaneous | Natural Gas | Miscellaneous | E8 | System - kBTUs of Consumption | 0 | 0 | 0 | 0 | 0 | 0 | 0 | 0 | 0 | 0 | 0 | 0 | 0 | 0 | 0 | 0 | 0 | 0 | 0 | 0 | 0 | 0 | 0 | 0 | 0 | 0 | 0
F3_Commercial_Health_New_Miscellaneous_Natural Gas_Miscellaneous_E9 | F3 | Commercial | Health | New | Miscellaneous | Natural Gas | Miscellaneous | E9 | System - kBTUs of Consumption | 0 | 0 | 0 | 0 | 0 | 0 | 0 | 0 | 0 | 0 | 0 | 0 | 0 | 0 | 0 | 0 | 0 | 0 | 0 | 0 | 0 | 0 | 0 | 0 | 0 | 0 | 0
F3_Commercial_Health_New_Miscellaneous_Natural Gas_Miscellaneous_E10 | F3 | Commercial | Health | New | Miscellaneous | Natural Gas | Miscellaneous | E10 | System - kBTUs of Consumption | 0 | 0 | 0 | 0 | 0 | 0 | 0 | 0 | 0 | 0 | 0 | 0 | 0 | 0 | 0 | 0 | 0 | 0 | 0 | 0 | 0 | 0 | 0 | 0 | 0 | 0 | 0
F4_Commercial_Health_New_Miscellaneous_Natural Gas_Miscellaneous_E1 | F4 | Commercial | Health | New | Miscellaneous | Natural Gas | Miscellaneous | E1 | Utility - Cost of Equipment | 0.0013894 | 0.0013894 | 0.0013894 | 0.0013894 | 0.0013894 | 0.0013894 | 0.0013894 | 0.0013894 | 0.0013894 | 0.0013894 | 0.0013894 | 0.0013894 | 0.0013894 | 0.0013894 | 0.0013894 | 0.0013894 | 0.0013894 | 0.0013894 | 0.0013894 | 0.0013894 | 0.0013894 | 0.0013894 | 0.0013894 | 0.0013894 | 0.0013894 | 0.0013894 | 0.0013894
F4_Commercial_Health_New_Miscellaneous_Natural Gas_Miscellaneous_E2 | F4 | Commercial | Health | New | Miscellaneous | Natural Gas | Miscellaneous | E2 | Utility - Cost of Equipment | 0 | 0 | 0 | 0 | 0 | 0 | 0 | 0 | 0 | 0 | 0 | 0 | 0 | 0 | 0 | 0 | 0 | 0 | 0 | 0 | 0 | 0 | 0 | 0 | 0 | 0 | 0
F4_Commercial_Health_New_Miscellaneous_Natural Gas_Miscellaneous_E3 | F4 | Commercial | Health | New | Miscellaneous | Natural Gas | Miscellaneous | E3 | Utility - Cost of Equipment | 0 | 0 | 0 | 0 | 0 | 0 | 0 | 0 | 0 | 0 | 0 | 0 | 0 | 0 | 0 | 0 | 0 | 0 | 0 | 0 | 0 | 0 | 0 | 0 | 0 | 0 | 0
F4_Commercial_Health_New_Miscellaneous_Natural Gas_Miscellaneous_E4 | F4 | Commercial | Health | New | Miscellaneous | Natural Gas | Miscellaneous | E4 | Utility - Cost of Equipment | 0 | 0 | 0 | 0 | 0 | 0 | 0 | 0 | 0 | 0 | 0 | 0 | 0 | 0 | 0 | 0 | 0 | 0 | 0 | 0 | 0 | 0 | 0 | 0 | 0 | 0 | 0
F4_Commercial_Health_New_Miscellaneous_Natural Gas_Miscellaneous_E5 | F4 | Commercial | Health | New | Miscellaneous | Natural Gas | Miscellaneous | E5 | Utility - Cost of Equipment | 0 | 0 | 0 | 0 | 0 | 0 | 0 | 0 | 0 | 0 | 0 | 0 | 0 | 0 | 0 | 0 | 0 | 0 | 0 | 0 | 0 | 0 | 0 | 0 | 0 | 0 | 0
F4_Commercial_Health_New_Miscellaneous_Natural Gas_Miscellaneous_E6 | F4 | Commercial | Health | New | Miscellaneous | Natural Gas | Miscellaneous | E6 | Utility - Cost of Equipment | 0 | 0 | 0 | 0 | 0 | 0 | 0 | 0 | 0 | 0 | 0 | 0 | 0 | 0 | 0 | 0 | 0 | 0 | 0 | 0 | 0 | 0 | 0 | 0 | 0 | 0 | 0
F4_Commercial_Health_New_Miscellaneous_Natural Gas_Miscellaneous_E7 | F4 | Commercial | Health | New | Miscellaneous | Natural Gas | Miscellaneous | E7 | Utility - Cost of Equipment | 0 | 0 | 0 | 0 | 0 | 0 | 0 | 0 | 0 | 0 | 0 | 0 | 0 | 0 | 0 | 0 | 0 | 0 | 0 | 0 | 0 | 0 | 0 | 0 | 0 | 0 | 0
F4_Commercial_Health_New_Miscellaneous_Natural Gas_Miscellaneous_E8 | F4 | Commercial | Health | New | Miscellaneous | Natural Gas | Miscellaneous | E8 | Utility - Cost of Equipment | 0 | 0 | 0 | 0 | 0 | 0 | 0 | 0 | 0 | 0 | 0 | 0 | 0 | 0 | 0 | 0 | 0 | 0 | 0 | 0 | 0 | 0 | 0 | 0 | 0 | 0 | 0
F4_Commercial_Health_New_Miscellaneous_Natural Gas_Miscellaneous_E9 | F4 | Commercial | Health | New | Miscellaneous | Natural Gas | Miscellaneous | E9 | Utility - Cost of Equipment | 0 | 0 | 0 | 0 | 0 | 0 | 0 | 0 | 0 | 0 | 0 | 0 | 0 | 0 | 0 | 0 | 0 | 0 | 0 | 0 | 0 | 0 | 0 | 0 | 0 | 0 | 0
F4_Commercial_Health_New_Miscellaneous_Natural Gas_Miscellaneous_E10 | F4 | Commercial | Health | New | Miscellaneous | Natural Gas | Miscellaneous | E10 | Utility - Cost of Equipment | 0 | 0 | 0 | 0 | 0 | 0 | 0 | 0 | 0 | 0 | 0 | 0 | 0 | 0 | 0 | 0 | 0 | 0 | 0 | 0 | 0 | 0 | 0 | 0 | 0 | 0 | 0
F5_Commercial_Health_New_Miscellaneous_Natural Gas_Miscellaneous_E1 | F5 | Commercial | Health | New | Miscellaneous | Natural Gas | Miscellaneous | E1 | Utility - Cost of Operation | 0.0074501 | 0.0072687 | 0.0070447 | 0.006798 | 0.0067074 | 0.0067205 | 0.0068008 | 0.0069171 | 0.0070476 | 0.0071798 | 0.0073177 | 0.0074611 | 0.0076138 | 0.0077631 | 0.007906 | 0.0080209 | 0.0080794 | 0.0080594 | 0.0079413 | 0.0077038 | 0.0073277 | 0.0068139 | 0.0063179 | 0.0059739 | 0.005813 | 0.0058415 | 0.0058701
F5_Commercial_Health_New_Miscellaneous_Natural Gas_Miscellaneous_E2 | F5 | Commercial | Health | New | Miscellaneous | Natural Gas | Miscellaneous | E2 | Utility - Cost of Operation | 0 | 0 | 0 | 0 | 0 | 0 | 0 | 0 | 0 | 0 | 0 | 0 | 0 | 0 | 0 | 0 | 0 | 0 | 0 | 0 | 0 | 0 | 0 | 0 | 0 | 0 | 0
F5_Commercial_Health_New_Miscellaneous_Natural Gas_Miscellaneous_E3 | F5 | Commercial | Health | New | Miscellaneous | Natural Gas | Miscellaneous | E3 | Utility - Cost of Operation | 0 | 0 | 0 | 0 | 0 | 0 | 0 | 0 | 0 | 0 | 0 | 0 | 0 | 0 | 0 | 0 | 0 | 0 | 0 | 0 | 0 | 0 | 0 | 0 | 0 | 0 | 0
F5_Commercial_Health_New_Miscellaneous_Natural Gas_Miscellaneous_E4 | F5 | Commercial | Health | New | Miscellaneous | Natural Gas | Miscellaneous | E4 | Utility - Cost of Operation | 0 | 0 | 0 | 0 | 0 | 0 | 0 | 0 | 0 | 0 | 0 | 0 | 0 | 0 | 0 | 0 | 0 | 0 | 0 | 0 | 0 | 0 | 0 | 0 | 0 | 0 | 0
F5_Commercial_Health_New_Miscellaneous_Natural Gas_Miscellaneous_E5 | F5 | Commercial | Health | New | Miscellaneous | Natural Gas | Miscellaneous | E5 | Utility - Cost of Operation | 0 | 0 | 0 | 0 | 0 | 0 | 0 | 0 | 0 | 0 | 0 | 0 | 0 | 0 | 0 | 0 | 0 | 0 | 0 | 0 | 0 | 0 | 0 | 0 | 0 | 0 | 0
F5_Commercial_Health_New_Miscellaneous_Natural Gas_Miscellaneous_E6 | F5 | Commercial | Health | New | Miscellaneous | Natural Gas | Miscellaneous | E6 | Utility - Cost of Operation | 0 | 0 | 0 | 0 | 0 | 0 | 0 | 0 | 0 | 0 | 0 | 0 | 0 | 0 | 0 | 0 | 0 | 0 | 0 | 0 | 0 | 0 | 0 | 0 | 0 | 0 | 0
F5_Commercial_Health_New_Miscellaneous_Natural Gas_Miscellaneous_E7 | F5 | Commercial | Health | New | Miscellaneous | Natural Gas | Miscellaneous | E7 | Utility - Cost of Operation | 0 | 0 | 0 | 0 | 0 | 0 | 0 | 0 | 0 | 0 | 0 | 0 | 0 | 0 | 0 | 0 | 0 | 0 | 0 | 0 | 0 | 0 | 0 | 0 | 0 | 0 | 0
F5_Commercial_Health_New_Miscellaneous_Natural Gas_Miscellaneous_E8 | F5 | Commercial | Health | New | Miscellaneous | Natural Gas | Miscellaneous | E8 | Utility - Cost of Operation | 0 | 0 | 0 | 0 | 0 | 0 | 0 | 0 | 0 | 0 | 0 | 0 | 0 | 0 | 0 | 0 | 0 | 0 | 0 | 0 | 0 | 0 | 0 | 0 | 0 | 0 | 0
F5_Commercial_Health_New_Miscellaneous_Natural Gas_Miscellaneous_E9 | F5 | Commercial | Health | New | Miscellaneous | Natural Gas | Miscellaneous | E9 | Utility - Cost of Operation | 0 | 0 | 0 | 0 | 0 | 0 | 0 | 0 | 0 | 0 | 0 | 0 | 0 | 0 | 0 | 0 | 0 | 0 | 0 | 0 | 0 | 0 | 0 | 0 | 0 | 0 | 0
F5_Commercial_Health_New_Miscellaneous_Natural Gas_Miscellaneous_E10 | F5 | Commercial | Health | New | Miscellaneous | Natural Gas | Miscellaneous | E10 | Utility - Cost of Operation | 0 | 0 | 0 | 0 | 0 | 0 | 0 | 0 | 0 | 0 | 0 | 0 | 0 | 0 | 0 | 0 | 0 | 0 | 0 | 0 | 0 | 0 | 0 | 0 | 0 | 0 | 0
F6_Commercial_Health_New_Miscellaneous_Natural Gas_Miscellaneous_E1 | F6 | Commercial | Health | New | Miscellaneous | Natural Gas | Miscellaneous | E1 | Utility - Value of Sales | 0 | 0 | 0 | 0 | 0 | 0 | 0 | 0 | 0 | 0 | 0 | 0 | 0 | 0 | 0 | 0 | 0 | 0 | 0 | 0 | 0 | 0 | 0 | 0 | 0 | 0 | 0
F6_Commercial_Health_New_Miscellaneous_Natural Gas_Miscellaneous_E2 | F6 | Commercial | Health | New | Miscellaneous | Natural Gas | Miscellaneous | E2 | Utility - Value of Sales | 0 | 0 | 0 | 0 | 0 | 0 | 0 | 0 | 0 | 0 | 0 | 0 | 0 | 0 | 0 | 0 | 0 | 0 | 0 | 0 | 0 | 0 | 0 | 0 | 0 | 0 | 0
F6_Commercial_Health_New_Miscellaneous_Natural Gas_Miscellaneous_E3 | F6 | Commercial | Health | New | Miscellaneous | Natural Gas | Miscellaneous | E3 | Utility - Value of Sales | 0 | 0 | 0 | 0 | 0 | 0 | 0 | 0 | 0 | 0 | 0 | 0 | 0 | 0 | 0 | 0 | 0 | 0 | 0 | 0 | 0 | 0 | 0 | 0 | 0 | 0 | 0
F6_Commercial_Health_New_Miscellaneous_Natural Gas_Miscellaneous_E4 | F6 | Commercial | Health | New | Miscellaneous | Natural Gas | Miscellaneous | E4 | Utility - Value of Sales | 0 | 0 | 0 | 0 | 0 | 0 | 0 | 0 | 0 | 0 | 0 | 0 | 0 | 0 | 0 | 0 | 0 | 0 | 0 | 0 | 0 | 0 | 0 | 0 | 0 | 0 | 0
F6_Commercial_Health_New_Miscellaneous_Natural Gas_Miscellaneous_E5 | F6 | Commercial | Health | New | Miscellaneous | Natural Gas | Miscellaneous | E5 | Utility - Value of Sales | 0 | 0 | 0 | 0 | 0 | 0 | 0 | 0 | 0 | 0 | 0 | 0 | 0 | 0 | 0 | 0 | 0 | 0 | 0 | 0 | 0 | 0 | 0 | 0 | 0 | 0 | 0
F6_Commercial_Health_New_Miscellaneous_Natural Gas_Miscellaneous_E6 | F6 | Commercial | Health | New | Miscellaneous | Natural Gas | Miscellaneous | E6 | Utility - Value of Sales | 0 | 0 | 0 | 0 | 0 | 0 | 0 | 0 | 0 | 0 | 0 | 0 | 0 | 0 | 0 | 0 | 0 | 0 | 0 | 0 | 0 | 0 | 0 | 0 | 0 | 0 | 0
F6_Commercial_Health_New_Miscellaneous_Natural Gas_Miscellaneous_E7 | F6 | Commercial | Health | New | Miscellaneous | Natural Gas | Miscellaneous | E7 | Utility - Value of Sales | 0 | 0 | 0 | 0 | 0 | 0 | 0 | 0 | 0 | 0 | 0 | 0 | 0 | 0 | 0 | 0 | 0 | 0 | 0 | 0 | 0 | 0 | 0 | 0 | 0 | 0 | 0
F6_Commercial_Health_New_Miscellaneous_Natural Gas_Miscellaneous_E8 | F6 | Commercial | Health | New | Miscellaneous | Natural Gas | Miscellaneous | E8 | Utility - Value of Sales | 0 | 0 | 0 | 0 | 0 | 0 | 0 | 0 | 0 | 0 | 0 | 0 | 0 | 0 | 0 | 0 | 0 | 0 | 0 | 0 | 0 | 0 | 0 | 0 | 0 | 0 | 0
F6_Commercial_Health_New_Miscellaneous_Natural Gas_Miscellaneous_E9 | F6 | Commercial | Health | New | Miscellaneous | Natural Gas | Miscellaneous | E9 | Utility - Value of Sales | 0 | 0 | 0 | 0 | 0 | 0 | 0 | 0 | 0 | 0 | 0 | 0 | 0 | 0 | 0 | 0 | 0 | 0 | 0 | 0 | 0 | 0 | 0 | 0 | 0 | 0 | 0
F6_Commercial_Health_New_Miscellaneous_Natural Gas_Miscellaneous_E10 | F6 | Commercial | Health | New | Miscellaneous | Natural Gas | Miscellaneous | E10 | Utility - Value of Sales | 0 | 0 | 0 | 0 | 0 | 0 | 0 | 0 | 0 | 0 | 0 | 0 | 0 | 0 | 0 | 0 | 0 | 0 | 0 | 0 | 0 | 0 | 0 | 0 | 0 | 0 | 0
F1_Commercial_Lodging_Existing_Space Heating_Natural Gas_Furnace_E1 | F1 | Commercial | Lodging | Existing | Space Heating | Natural Gas | Furnace | E1 | RVT - Cost of Equipment | 0.043881 | 0.043881 | 0.043881 | 0 | 0 | 0 | 0 | 0 | 0 | 0 | 0 | 0 | 0 | 0 | 0 | 0 | 0 | 0 | 0 | 0 | 0 | 0 | 0 | 0 | 0 | 0 | 0
F1_Commercial_Lodging_Existing_Space Heating_Natural Gas_Furnace_E2 | F1 | Commercial | Lodging | Existing | Space Heating | Natural Gas | Furnace | E2 | RVT - Cost of Equipment | 0.053921 | 0.053921 | 0.053921 | 0.053921 | 0.053921 | 0.053921 | 0.053921 | 0.053921 | 0.053921 | 0.053921 | 0.053921 | 0.053921 | 0.053921 | 0.053921 | 0.053921 | 0.053921 | 0.053921 | 0.053921 | 0.053921 | 0.053921 | 0.053921 | 0.053921 | 0.053921 | 0.053921 | 0.053921 | 0.053921 | 0.053921
F1_Commercial_Lodging_Existing_Space Heating_Natural Gas_Furnace_E3 | F1 | Commercial | Lodging | Existing | Space Heating | Natural Gas | Furnace | E3 | RVT - Cost of Equipment | 0.06396 | 0.06396 | 0.06396 | 0.06396 | 0.06396 | 0.06396 | 0.06396 | 0.06396 | 0.06396 | 0.06396 | 0.06396 | 0.06396 | 0.06396 | 0.06396 | 0.06396 | 0.06396 | 0.06396 | 0.06396 | 0.06396 | 0.06396 | 0.06396 | 0.06396 | 0.06396 | 0.06396 | 0.06396 | 0.06396 | 0.06396
F1_Commercial_Lodging_Existing_Space Heating_Natural Gas_Furnace_E4 | F1 | Commercial | Lodging | Existing | Space Heating | Natural Gas | Furnace | E4 | RVT - Cost of Equipment | 0 | 0 | 0 | 0 | 0 | 0 | 0 | 0 | 0 | 0 | 0 | 0 | 0 | 0 | 0 | 0 | 0 | 0 | 0 | 0 | 0 | 0 | 0 | 0 | 0 | 0 | 0
F1_Commercial_Lodging_Existing_Space Heating_Natural Gas_Furnace_E5 | F1 | Commercial | Lodging | Existing | Space Heating | Natural Gas | Furnace | E5 | RVT - Cost of Equipment | 0 | 0 | 0 | 0 | 0 | 0 | 0 | 0 | 0 | 0 | 0 | 0 | 0 | 0 | 0 | 0 | 0 | 0 | 0 | 0 | 0 | 0 | 0 | 0 | 0 | 0 | 0
F1_Commercial_Lodging_Existing_Space Heating_Natural Gas_Furnace_E6 | F1 | Commercial | Lodging | Existing | Space Heating | Natural Gas | Furnace | E6 | RVT - Cost of Equipment | 0 | 0 | 0 | 0 | 0 | 0 | 0 | 0 | 0 | 0 | 0 | 0 | 0 | 0 | 0 | 0 | 0 | 0 | 0 | 0 | 0 | 0 | 0 | 0 | 0 | 0 | 0
F1_Commercial_Lodging_Existing_Space Heating_Natural Gas_Furnace_E7 | F1 | Commercial | Lodging | Existing | Space Heating | Natural Gas | Furnace | E7 | RVT - Cost of Equipment | 0 | 0 | 0 | 0 | 0 | 0 | 0 | 0 | 0 | 0 | 0 | 0 | 0 | 0 | 0 | 0 | 0 | 0 | 0 | 0 | 0 | 0 | 0 | 0 | 0 | 0 | 0
F1_Commercial_Lodging_Existing_Space Heating_Natural Gas_Furnace_E8 | F1 | Commercial | Lodging | Existing | Space Heating | Natural Gas | Furnace | E8 | RVT - Cost of Equipment | 0 | 0 | 0 | 0 | 0 | 0 | 0 | 0 | 0 | 0 | 0 | 0 | 0 | 0 | 0 | 0 | 0 | 0 | 0 | 0 | 0 | 0 | 0 | 0 | 0 | 0 | 0
F1_Commercial_Lodging_Existing_Space Heating_Natural Gas_Furnace_E9 | F1 | Commercial | Lodging | Existing | Space Heating | Natural Gas | Furnace | E9 | RVT - Cost of Equipment | 0 | 0 | 0 | 0 | 0 | 0 | 0 | 0 | 0 | 0 | 0 | 0 | 0 | 0 | 0 | 0 | 0 | 0 | 0 | 0 | 0 | 0 | 0 | 0 | 0 | 0 | 0
F1_Commercial_Lodging_Existing_Space Heating_Natural Gas_Furnace_E10 | F1 | Commercial | Lodging | Existing | Space Heating | Natural Gas | Furnace | E10 | RVT - Cost of Equipment | 0 | 0 | 0 | 0 | 0 | 0 | 0 | 0 | 0 | 0 | 0 | 0 | 0 | 0 | 0 | 0 | 0 | 0 | 0 | 0 | 0 | 0 | 0 | 0 | 0 | 0 | 0
F2_Commercial_Lodging_Existing_Space Heating_Natural Gas_Furnace_E1 | F2 | Commercial | Lodging | Existing | Space Heating | Natural Gas | Furnace | E1 | RVT - Cost of Operation | 0 | 0 | 0 | 0 | 0 | 0 | 0 | 0 | 0 | 0 | 0 | 0 | 0 | 0 | 0 | 0 | 0 | 0 | 0 | 0 | 0 | 0 | 0 | 0 | 0 | 0 | 0
F2_Commercial_Lodging_Existing_Space Heating_Natural Gas_Furnace_E2 | F2 | Commercial | Lodging | Existing | Space Heating | Natural Gas | Furnace | E2 | RVT - Cost of Operation | 0 | 0 | 0 | 0 | 0 | 0 | 0 | 0 | 0 | 0 | 0 | 0 | 0 | 0 | 0 | 0 | 0 | 0 | 0 | 0 | 0 | 0 | 0 | 0 | 0 | 0 | 0
F2_Commercial_Lodging_Existing_Space Heating_Natural Gas_Furnace_E3 | F2 | Commercial | Lodging | Existing | Space Heating | Natural Gas | Furnace | E3 | RVT - Cost of Operation | 0 | 0 | 0 | 0 | 0 | 0 | 0 | 0 | 0 | 0 | 0 | 0 | 0 | 0 | 0 | 0 | 0 | 0 | 0 | 0 | 0 | 0 | 0 | 0 | 0 | 0 | 0
F2_Commercial_Lodging_Existing_Space Heating_Natural Gas_Furnace_E4 | F2 | Commercial | Lodging | Existing | Space Heating | Natural Gas | Furnace | E4 | RVT - Cost of Operation | 0 | 0 | 0 | 0 | 0 | 0 | 0 | 0 | 0 | 0 | 0 | 0 | 0 | 0 | 0 | 0 | 0 | 0 | 0 | 0 | 0 | 0 | 0 | 0 | 0 | 0 | 0
F2_Commercial_Lodging_Existing_Space Heating_Natural Gas_Furnace_E5 | F2 | Commercial | Lodging | Existing | Space Heating | Natural Gas | Furnace | E5 | RVT - Cost of Operation | 0 | 0 | 0 | 0 | 0 | 0 | 0 | 0 | 0 | 0 | 0 | 0 | 0 | 0 | 0 | 0 | 0 | 0 | 0 | 0 | 0 | 0 | 0 | 0 | 0 | 0 | 0
F2_Commercial_Lodging_Existing_Space Heating_Natural Gas_Furnace_E6 | F2 | Commercial | Lodging | Existing | Space Heating | Natural Gas | Furnace | E6 | RVT - Cost of Operation | 0 | 0 | 0 | 0 | 0 | 0 | 0 | 0 | 0 | 0 | 0 | 0 | 0 | 0 | 0 | 0 | 0 | 0 | 0 | 0 | 0 | 0 | 0 | 0 | 0 | 0 | 0
F2_Commercial_Lodging_Existing_Space Heating_Natural Gas_Furnace_E7 | F2 | Commercial | Lodging | Existing | Space Heating | Natural Gas | Furnace | E7 | RVT - Cost of Operation | 0 | 0 | 0 | 0 | 0 | 0 | 0 | 0 | 0 | 0 | 0 | 0 | 0 | 0 | 0 | 0 | 0 | 0 | 0 | 0 | 0 | 0 | 0 | 0 | 0 | 0 | 0
F2_Commercial_Lodging_Existing_Space Heating_Natural Gas_Furnace_E8 | F2 | Commercial | Lodging | Existing | Space Heating | Natural Gas | Furnace | E8 | RVT - Cost of Operation | 0 | 0 | 0 | 0 | 0 | 0 | 0 | 0 | 0 | 0 | 0 | 0 | 0 | 0 | 0 | 0 | 0 | 0 | 0 | 0 | 0 | 0 | 0 | 0 | 0 | 0 | 0
F2_Commercial_Lodging_Existing_Space Heating_Natural Gas_Furnace_E9 | F2 | Commercial | Lodging | Existing | Space Heating | Natural Gas | Furnace | E9 | RVT - Cost of Operation | 0 | 0 | 0 | 0 | 0 | 0 | 0 | 0 | 0 | 0 | 0 | 0 | 0 | 0 | 0 | 0 | 0 | 0 | 0 | 0 | 0 | 0 | 0 | 0 | 0 | 0 | 0
F2_Commercial_Lodging_Existing_Space Heating_Natural Gas_Furnace_E10 | F2 | Commercial | Lodging | Existing | Space Heating | Natural Gas | Furnace | E10 | RVT - Cost of Operation | 0 | 0 | 0 | 0 | 0 | 0 | 0 | 0 | 0 | 0 | 0 | 0 | 0 | 0 | 0 | 0 | 0 | 0 | 0 | 0 | 0 | 0 | 0 | 0 | 0 | 0 | 0
F3_Commercial_Lodging_Existing_Space Heating_Natural Gas_Furnace_E1 | F3 | Commercial | Lodging | Existing | Space Heating | Natural Gas | Furnace | E1 | System - kBTUs of Consumption | 53.2933 | 53.4486 | 53.4396 | 0 | 0 | 0 | 0 | 0 | 0 | 0 | 0 | 0 | 0 | 0 | 0 | 0 | 0 | 0 | 0 | 0 | 0 | 0 | 0 | 0 | 0 | 0 | 0
F3_Commercial_Lodging_Existing_Space Heating_Natural Gas_Furnace_E2 | F3 | Commercial | Lodging | Existing | Space Heating | Natural Gas | Furnace | E2 | System - kBTUs of Consumption | 47.3718 | 47.5099 | 47.5018 | 47.5018 | 47.5018 | 47.5018 | 47.5018 | 47.5018 | 47.5018 | 47.5018 | 47.5018 | 47.5018 | 47.5018 | 47.5018 | 47.5018 | 47.5018 | 47.5018 | 47.5018 | 47.5018 | 47.5018 | 47.5018 | 47.5018 | 47.5018 | 47.5018 | 47.5018 | 47.5018 | 47.5018
F3_Commercial_Lodging_Existing_Space Heating_Natural Gas_Furnace_E3 | F3 | Commercial | Lodging | Existing | Space Heating | Natural Gas | Furnace | E3 | System - kBTUs of Consumption | 44.4111 | 44.5405 | 44.533 | 44.533 | 44.533 | 44.533 | 44.533 | 44.533 | 44.533 | 44.533 | 44.533 | 44.533 | 44.533 | 44.533 | 44.533 | 44.533 | 44.533 | 44.533 | 44.533 | 44.533 | 44.533 | 44.533 | 44.533 | 44.533 | 44.533 | 44.533 | 44.533
F3_Commercial_Lodging_Existing_Space Heating_Natural Gas_Furnace_E4 | F3 | Commercial | Lodging | Existing | Space Heating | Natural Gas | Furnace | E4 | System - kBTUs of Consumption | 0 | 0 | 0 | 0 | 0 | 0 | 0 | 0 | 0 | 0 | 0 | 0 | 0 | 0 | 0 | 0 | 0 | 0 | 0 | 0 | 0 | 0 | 0 | 0 | 0 | 0 | 0
F3_Commercial_Lodging_Existing_Space Heating_Natural Gas_Furnace_E5 | F3 | Commercial | Lodging | Existing | Space Heating | Natural Gas | Furnace | E5 | System - kBTUs of Consumption | 0 | 0 | 0 | 0 | 0 | 0 | 0 | 0 | 0 | 0 | 0 | 0 | 0 | 0 | 0 | 0 | 0 | 0 | 0 | 0 | 0 | 0 | 0 | 0 | 0 | 0 | 0
F3_Commercial_Lodging_Existing_Space Heating_Natural Gas_Furnace_E6 | F3 | Commercial | Lodging | Existing | Space Heating | Natural Gas | Furnace | E6 | System - kBTUs of Consumption | 0 | 0 | 0 | 0 | 0 | 0 | 0 | 0 | 0 | 0 | 0 | 0 | 0 | 0 | 0 | 0 | 0 | 0 | 0 | 0 | 0 | 0 | 0 | 0 | 0 | 0 | 0
F3_Commercial_Lodging_Existing_Space Heating_Natural Gas_Furnace_E7 | F3 | Commercial | Lodging | Existing | Space Heating | Natural Gas | Furnace | E7 | System - kBTUs of Consumption | 0 | 0 | 0 | 0 | 0 | 0 | 0 | 0 | 0 | 0 | 0 | 0 | 0 | 0 | 0 | 0 | 0 | 0 | 0 | 0 | 0 | 0 | 0 | 0 | 0 | 0 | 0
F3_Commercial_Lodging_Existing_Space Heating_Natural Gas_Furnace_E8 | F3 | Commercial | Lodging | Existing | Space Heating | Natural Gas | Furnace | E8 | System - kBTUs of Consumption | 0 | 0 | 0 | 0 | 0 | 0 | 0 | 0 | 0 | 0 | 0 | 0 | 0 | 0 | 0 | 0 | 0 | 0 | 0 | 0 | 0 | 0 | 0 | 0 | 0 | 0 | 0
F3_Commercial_Lodging_Existing_Space Heating_Natural Gas_Furnace_E9 | F3 | Commercial | Lodging | Existing | Space Heating | Natural Gas | Furnace | E9 | System - kBTUs of Consumption | 0 | 0 | 0 | 0 | 0 | 0 | 0 | 0 | 0 | 0 | 0 | 0 | 0 | 0 | 0 | 0 | 0 | 0 | 0 | 0 | 0 | 0 | 0 | 0 | 0 | 0 | 0
F3_Commercial_Lodging_Existing_Space Heating_Natural Gas_Furnace_E10 | F3 | Commercial | Lodging | Existing | Space Heating | Natural Gas | Furnace | E10 | System - kBTUs of Consumption | 0 | 0 | 0 | 0 | 0 | 0 | 0 | 0 | 0 | 0 | 0 | 0 | 0 | 0 | 0 | 0 | 0 | 0 | 0 | 0 | 0 | 0 | 0 | 0 | 0 | 0 | 0
F4_Commercial_Lodging_Existing_Space Heating_Natural Gas_Furnace_E1 | F4 | Commercial | Lodging | Existing | Space Heating | Natural Gas | Furnace | E1 | Utility - Cost of Equipment | 0.043881 | 0.043881 | 0.043881 | 0 | 0 | 0 | 0 | 0 | 0 | 0 | 0 | 0 | 0 | 0 | 0 | 0 | 0 | 0 | 0 | 0 | 0 | 0 | 0 | 0 | 0 | 0 | 0
F4_Commercial_Lodging_Existing_Space Heating_Natural Gas_Furnace_E2 | F4 | Commercial | Lodging | Existing | Space Heating | Natural Gas | Furnace | E2 | Utility - Cost of Equipment | 0.053921 | 0.053921 | 0.053921 | 0.053921 | 0.053921 | 0.053921 | 0.053921 | 0.053921 | 0.053921 | 0.053921 | 0.053921 | 0.053921 | 0.053921 | 0.053921 | 0.053921 | 0.053921 | 0.053921 | 0.053921 | 0.053921 | 0.053921 | 0.053921 | 0.053921 | 0.053921 | 0.053921 | 0.053921 | 0.053921 | 0.053921
F4_Commercial_Lodging_Existing_Space Heating_Natural Gas_Furnace_E3 | F4 | Commercial | Lodging | Existing | Space Heating | Natural Gas | Furnace | E3 | Utility - Cost of Equipment | 0.06396 | 0.06396 | 0.06396 | 0.06396 | 0.06396 | 0.06396 | 0.06396 | 0.06396 | 0.06396 | 0.06396 | 0.06396 | 0.06396 | 0.06396 | 0.06396 | 0.06396 | 0.06396 | 0.06396 | 0.06396 | 0.06396 | 0.06396 | 0.06396 | 0.06396 | 0.06396 | 0.06396 | 0.06396 | 0.06396 | 0.06396
F4_Commercial_Lodging_Existing_Space Heating_Natural Gas_Furnace_E4 | F4 | Commercial | Lodging | Existing | Space Heating | Natural Gas | Furnace | E4 | Utility - Cost of Equipment | 0 | 0 | 0 | 0 | 0 | 0 | 0 | 0 | 0 | 0 | 0 | 0 | 0 | 0 | 0 | 0 | 0 | 0 | 0 | 0 | 0 | 0 | 0 | 0 | 0 | 0 | 0
F4_Commercial_Lodging_Existing_Space Heating_Natural Gas_Furnace_E5 | F4 | Commercial | Lodging | Existing | Space Heating | Natural Gas | Furnace | E5 | Utility - Cost of Equipment | 0 | 0 | 0 | 0 | 0 | 0 | 0 | 0 | 0 | 0 | 0 | 0 | 0 | 0 | 0 | 0 | 0 | 0 | 0 | 0 | 0 | 0 | 0 | 0 | 0 | 0 | 0
F4_Commercial_Lodging_Existing_Space Heating_Natural Gas_Furnace_E6 | F4 | Commercial | Lodging | Existing | Space Heating | Natural Gas | Furnace | E6 | Utility - Cost of Equipment | 0 | 0 | 0 | 0 | 0 | 0 | 0 | 0 | 0 | 0 | 0 | 0 | 0 | 0 | 0 | 0 | 0 | 0 | 0 | 0 | 0 | 0 | 0 | 0 | 0 | 0 | 0
F4_Commercial_Lodging_Existing_Space Heating_Natural Gas_Furnace_E7 | F4 | Commercial | Lodging | Existing | Space Heating | Natural Gas | Furnace | E7 | Utility - Cost of Equipment | 0 | 0 | 0 | 0 | 0 | 0 | 0 | 0 | 0 | 0 | 0 | 0 | 0 | 0 | 0 | 0 | 0 | 0 | 0 | 0 | 0 | 0 | 0 | 0 | 0 | 0 | 0
F4_Commercial_Lodging_Existing_Space Heating_Natural Gas_Furnace_E8 | F4 | Commercial | Lodging | Existing | Space Heating | Natural Gas | Furnace | E8 | Utility - Cost of Equipment | 0 | 0 | 0 | 0 | 0 | 0 | 0 | 0 | 0 | 0 | 0 | 0 | 0 | 0 | 0 | 0 | 0 | 0 | 0 | 0 | 0 | 0 | 0 | 0 | 0 | 0 | 0
F4_Commercial_Lodging_Existing_Space Heating_Natural Gas_Furnace_E9 | F4 | Commercial | Lodging | Existing | Space Heating | Natural Gas | Furnace | E9 | Utility - Cost of Equipment | 0 | 0 | 0 | 0 | 0 | 0 | 0 | 0 | 0 | 0 | 0 | 0 | 0 | 0 | 0 | 0 | 0 | 0 | 0 | 0 | 0 | 0 | 0 | 0 | 0 | 0 | 0
F4_Commercial_Lodging_Existing_Space Heating_Natural Gas_Furnace_E10 | F4 | Commercial | Lodging | Existing | Space Heating | Natural Gas | Furnace | E10 | Utility - Cost of Equipment | 0 | 0 | 0 | 0 | 0 | 0 | 0 | 0 | 0 | 0 | 0 | 0 | 0 | 0 | 0 | 0 | 0 | 0 | 0 | 0 | 0 | 0 | 0 | 0 | 0 | 0 | 0
F5_Commercial_Lodging_Existing_Space Heating_Natural Gas_Furnace_E1 | F5 | Commercial | Lodging | Existing | Space Heating | Natural Gas | Furnace | E1 | Utility - Cost of Operation | 0.77448 | 0.76992 | 0.75919 | 0 | 0 | 0 | 0 | 0 | 0 | 0 | 0 | 0 | 0 | 0 | 0 | 0 | 0 | 0 | 0 | 0 | 0 | 0 | 0 | 0 | 0 | 0 | 0
F5_Commercial_Lodging_Existing_Space Heating_Natural Gas_Furnace_E2 | F5 | Commercial | Lodging | Existing | Space Heating | Natural Gas | Furnace | E2 | Utility - Cost of Operation | 0.68842 | 0.68438 | 0.67483 | 0.66452 | 0.66167 | 0.66125 | 0.66256 | 0.66433 | 0.66571 | 0.66638 | 0.66632 | 0.66544 | 0.66352 | 0.66002 | 0.65499 | 0.64869 | 0.64057 | 0.63098 | 0.61955 | 0.60592 | 0.58969 | 0.57125 | 0.55602 | 0.54645 | 0.54285 | 0.54551 | 0.54818
F5_Commercial_Lodging_Existing_Space Heating_Natural Gas_Furnace_E3 | F5 | Commercial | Lodging | Existing | Space Heating | Natural Gas | Furnace | E3 | Utility - Cost of Operation | 0.6454 | 0.6416 | 0.63265 | 0.62299 | 0.62031 | 0.61992 | 0.62115 | 0.62281 | 0.6241 | 0.62473 | 0.62467 | 0.62385 | 0.62205 | 0.61877 | 0.61406 | 0.60815 | 0.60053 | 0.59154 | 0.58083 | 0.56805 | 0.55283 | 0.53554 | 0.52126 | 0.5123 | 0.50892 | 0.51141 | 0.51392
F5_Commercial_Lodging_Existing_Space Heating_Natural Gas_Furnace_E4 | F5 | Commercial | Lodging | Existing | Space Heating | Natural Gas | Furnace | E4 | Utility - Cost of Operation | 0 | 0 | 0 | 0 | 0 | 0 | 0 | 0 | 0 | 0 | 0 | 0 | 0 | 0 | 0 | 0 | 0 | 0 | 0 | 0 | 0 | 0 | 0 | 0 | 0 | 0 | 0
F5_Commercial_Lodging_Existing_Space Heating_Natural Gas_Furnace_E5 | F5 | Commercial | Lodging | Existing | Space Heating | Natural Gas | Furnace | E5 | Utility - Cost of Operation | 0 | 0 | 0 | 0 | 0 | 0 | 0 | 0 | 0 | 0 | 0 | 0 | 0 | 0 | 0 | 0 | 0 | 0 | 0 | 0 | 0 | 0 | 0 | 0 | 0 | 0 | 0
F5_Commercial_Lodging_Existing_Space Heating_Natural Gas_Furnace_E6 | F5 | Commercial | Lodging | Existing | Space Heating | Natural Gas | Furnace | E6 | Utility - Cost of Operation | 0 | 0 | 0 | 0 | 0 | 0 | 0 | 0 | 0 | 0 | 0 | 0 | 0 | 0 | 0 | 0 | 0 | 0 | 0 | 0 | 0 | 0 | 0 | 0 | 0 | 0 | 0
F5_Commercial_Lodging_Existing_Space Heating_Natural Gas_Furnace_E7 | F5 | Commercial | Lodging | Existing | Space Heating | Natural Gas | Furnace | E7 | Utility - Cost of Operation | 0 | 0 | 0 | 0 | 0 | 0 | 0 | 0 | 0 | 0 | 0 | 0 | 0 | 0 | 0 | 0 | 0 | 0 | 0 | 0 | 0 | 0 | 0 | 0 | 0 | 0 | 0
F5_Commercial_Lodging_Existing_Space Heating_Natural Gas_Furnace_E8 | F5 | Commercial | Lodging | Existing | Space Heating | Natural Gas | Furnace | E8 | Utility - Cost of Operation | 0 | 0 | 0 | 0 | 0 | 0 | 0 | 0 | 0 | 0 | 0 | 0 | 0 | 0 | 0 | 0 | 0 | 0 | 0 | 0 | 0 | 0 | 0 | 0 | 0 | 0 | 0
F5_Commercial_Lodging_Existing_Space Heating_Natural Gas_Furnace_E9 | F5 | Commercial | Lodging | Existing | Space Heating | Natural Gas | Furnace | E9 | Utility - Cost of Operation | 0 | 0 | 0 | 0 | 0 | 0 | 0 | 0 | 0 | 0 | 0 | 0 | 0 | 0 | 0 | 0 | 0 | 0 | 0 | 0 | 0 | 0 | 0 | 0 | 0 | 0 | 0
F5_Commercial_Lodging_Existing_Space Heating_Natural Gas_Furnace_E10 | F5 | Commercial | Lodging | Existing | Space Heating | Natural Gas | Furnace | E10 | Utility - Cost of Operation | 0 | 0 | 0 | 0 | 0 | 0 | 0 | 0 | 0 | 0 | 0 | 0 | 0 | 0 | 0 | 0 | 0 | 0 | 0 | 0 | 0 | 0 | 0 | 0 | 0 | 0 | 0
F6_Commercial_Lodging_Existing_Space Heating_Natural Gas_Furnace_E1 | F6 | Commercial | Lodging | Existing | Space Heating | Natural Gas | Furnace | E1 | Utility - Value of Sales | 0 | 0 | 0 | 0 | 0 | 0 | 0 | 0 | 0 | 0 | 0 | 0 | 0 | 0 | 0 | 0 | 0 | 0 | 0 | 0 | 0 | 0 | 0 | 0 | 0 | 0 | 0
F6_Commercial_Lodging_Existing_Space Heating_Natural Gas_Furnace_E2 | F6 | Commercial | Lodging | Existing | Space Heating | Natural Gas | Furnace | E2 | Utility - Value of Sales | 0 | 0 | 0 | 0 | 0 | 0 | 0 | 0 | 0 | 0 | 0 | 0 | 0 | 0 | 0 | 0 | 0 | 0 | 0 | 0 | 0 | 0 | 0 | 0 | 0 | 0 | 0
F6_Commercial_Lodging_Existing_Space Heating_Natural Gas_Furnace_E3 | F6 | Commercial | Lodging | Existing | Space Heating | Natural Gas | Furnace | E3 | Utility - Value of Sales | 0 | 0 | 0 | 0 | 0 | 0 | 0 | 0 | 0 | 0 | 0 | 0 | 0 | 0 | 0 | 0 | 0 | 0 | 0 | 0 | 0 | 0 | 0 | 0 | 0 | 0 | 0
F6_Commercial_Lodging_Existing_Space Heating_Natural Gas_Furnace_E4 | F6 | Commercial | Lodging | Existing | Space Heating | Natural Gas | Furnace | E4 | Utility - Value of Sales | 0 | 0 | 0 | 0 | 0 | 0 | 0 | 0 | 0 | 0 | 0 | 0 | 0 | 0 | 0 | 0 | 0 | 0 | 0 | 0 | 0 | 0 | 0 | 0 | 0 | 0 | 0
F6_Commercial_Lodging_Existing_Space Heating_Natural Gas_Furnace_E5 | F6 | Commercial | Lodging | Existing | Space Heating | Natural Gas | Furnace | E5 | Utility - Value of Sales | 0 | 0 | 0 | 0 | 0 | 0 | 0 | 0 | 0 | 0 | 0 | 0 | 0 | 0 | 0 | 0 | 0 | 0 | 0 | 0 | 0 | 0 | 0 | 0 | 0 | 0 | 0
F6_Commercial_Lodging_Existing_Space Heating_Natural Gas_Furnace_E6 | F6 | Commercial | Lodging | Existing | Space Heating | Natural Gas | Furnace | E6 | Utility - Value of Sales | 0 | 0 | 0 | 0 | 0 | 0 | 0 | 0 | 0 | 0 | 0 | 0 | 0 | 0 | 0 | 0 | 0 | 0 | 0 | 0 | 0 | 0 | 0 | 0 | 0 | 0 | 0
F6_Commercial_Lodging_Existing_Space Heating_Natural Gas_Furnace_E7 | F6 | Commercial | Lodging | Existing | Space Heating | Natural Gas | Furnace | E7 | Utility - Value of Sales | 0 | 0 | 0 | 0 | 0 | 0 | 0 | 0 | 0 | 0 | 0 | 0 | 0 | 0 | 0 | 0 | 0 | 0 | 0 | 0 | 0 | 0 | 0 | 0 | 0 | 0 | 0
F6_Commercial_Lodging_Existing_Space Heating_Natural Gas_Furnace_E8 | F6 | Commercial | Lodging | Existing | Space Heating | Natural Gas | Furnace | E8 | Utility - Value of Sales | 0 | 0 | 0 | 0 | 0 | 0 | 0 | 0 | 0 | 0 | 0 | 0 | 0 | 0 | 0 | 0 | 0 | 0 | 0 | 0 | 0 | 0 | 0 | 0 | 0 | 0 | 0
F6_Commercial_Lodging_Existing_Space Heating_Natural Gas_Furnace_E9 | F6 | Commercial | Lodging | Existing | Space Heating | Natural Gas | Furnace | E9 | Utility - Value of Sales | 0 | 0 | 0 | 0 | 0 | 0 | 0 | 0 | 0 | 0 | 0 | 0 | 0 | 0 | 0 | 0 | 0 | 0 | 0 | 0 | 0 | 0 | 0 | 0 | 0 | 0 | 0
F6_Commercial_Lodging_Existing_Space Heating_Natural Gas_Furnace_E10 | F6 | Commercial | Lodging | Existing | Space Heating | Natural Gas | Furnace | E10 | Utility - Value of Sales | 0 | 0 | 0 | 0 | 0 | 0 | 0 | 0 | 0 | 0 | 0 | 0 | 0 | 0 | 0 | 0 | 0 | 0 | 0 | 0 | 0 | 0 | 0 | 0 | 0 | 0 | 0
F1_Commercial_Lodging_Existing_Space Heating_Natural Gas_Boiler_E1 | F1 | Commercial | Lodging | Existing | Space Heating | Natural Gas | Boiler | E1 | RVT - Cost of Equipment | 0.2411 | 0.2411 | 0.2411 | 0.2411 | 0.2411 | 0.2411 | 0.2411 | 0.2411 | 0.2411 | 0.2411 | 0.2411 | 0.2411 | 0.2411 | 0.2411 | 0.2411 | 0.2411 | 0.2411 | 0.2411 | 0.2411 | 0.2411 | 0.2411 | 0.2411 | 0.2411 | 0.2411 | 0.2411 | 0.2411 | 0.2411
F1_Commercial_Lodging_Existing_Space Heating_Natural Gas_Boiler_E2 | F1 | Commercial | Lodging | Existing | Space Heating | Natural Gas | Boiler | E2 | RVT - Cost of Equipment | 0.2743 | 0.2743 | 0.2743 | 0.2743 | 0.2743 | 0.2743 | 0.2743 | 0.2743 | 0.2743 | 0.2743 | 0.2743 | 0.2743 | 0.2743 | 0.2743 | 0.2743 | 0.2743 | 0.2743 | 0.2743 | 0.2743 | 0.2743 | 0.2743 | 0.2743 | 0.2743 | 0.2743 | 0.2743 | 0.2743 | 0.2743
F1_Commercial_Lodging_Existing_Space Heating_Natural Gas_Boiler_E3 | F1 | Commercial | Lodging | Existing | Space Heating | Natural Gas | Boiler | E3 | RVT - Cost of Equipment | 0.34098 | 0.34098 | 0.34098 | 0.34098 | 0.34098 | 0.34098 | 0.34098 | 0.34098 | 0.34098 | 0.34098 | 0.34098 | 0.34098 | 0.34098 | 0.34098 | 0.34098 | 0.34098 | 0.34098 | 0.34098 | 0.34098 | 0.34098 | 0.34098 | 0.34098 | 0.34098 | 0.34098 | 0.34098 | 0.34098 | 0.34098
F1_Commercial_Lodging_Existing_Space Heating_Natural Gas_Boiler_E4 | F1 | Commercial | Lodging | Existing | Space Heating | Natural Gas | Boiler | E4 | RVT - Cost of Equipment | 1.2717 | 1.2717 | 1.2717 | 1.2717 | 1.2717 | 1.2717 | 1.2717 | 1.2717 | 1.2717 | 1.2717 | 1.2717 | 1.2717 | 1.2717 | 1.2717 | 1.2717 | 1.2717 | 1.2717 | 1.2717 | 1.2717 | 1.2717 | 1.2717 | 1.2717 | 1.2717 | 1.2717 | 1.2717 | 1.2717 | 1.2717
F1_Commercial_Lodging_Existing_Space Heating_Natural Gas_Boiler_E5 | F1 | Commercial | Lodging | Existing | Space Heating | Natural Gas | Boiler | E5 | RVT - Cost of Equipment | 0 | 0 | 0 | 0 | 0 | 0 | 0 | 0 | 0 | 0 | 0 | 0 | 0 | 0 | 0 | 0 | 0 | 0 | 0 | 0 | 0 | 0 | 0 | 0 | 0 | 0 | 0
F1_Commercial_Lodging_Existing_Space Heating_Natural Gas_Boiler_E6 | F1 | Commercial | Lodging | Existing | Space Heating | Natural Gas | Boiler | E6 | RVT - Cost of Equipment | 0 | 0 | 0 | 0 | 0 | 0 | 0 | 0 | 0 | 0 | 0 | 0 | 0 | 0 | 0 | 0 | 0 | 0 | 0 | 0 | 0 | 0 | 0 | 0 | 0 | 0 | 0
F1_Commercial_Lodging_Existing_Space Heating_Natural Gas_Boiler_E7 | F1 | Commercial | Lodging | Existing | Space Heating | Natural Gas | Boiler | E7 | RVT - Cost of Equipment | 0 | 0 | 0 | 0 | 0 | 0 | 0 | 0 | 0 | 0 | 0 | 0 | 0 | 0 | 0 | 0 | 0 | 0 | 0 | 0 | 0 | 0 | 0 | 0 | 0 | 0 | 0
F1_Commercial_Lodging_Existing_Space Heating_Natural Gas_Boiler_E8 | F1 | Commercial | Lodging | Existing | Space Heating | Natural Gas | Boiler | E8 | RVT - Cost of Equipment | 0 | 0 | 0 | 0 | 0 | 0 | 0 | 0 | 0 | 0 | 0 | 0 | 0 | 0 | 0 | 0 | 0 | 0 | 0 | 0 | 0 | 0 | 0 | 0 | 0 | 0 | 0
F1_Commercial_Lodging_Existing_Space Heating_Natural Gas_Boiler_E9 | F1 | Commercial | Lodging | Existing | Space Heating | Natural Gas | Boiler | E9 | RVT - Cost of Equipment | 0 | 0 | 0 | 0 | 0 | 0 | 0 | 0 | 0 | 0 | 0 | 0 | 0 | 0 | 0 | 0 | 0 | 0 | 0 | 0 | 0 | 0 | 0 | 0 | 0 | 0 | 0
F1_Commercial_Lodging_Existing_Space Heating_Natural Gas_Boiler_E10 | F1 | Commercial | Lodging | Existing | Space Heating | Natural Gas | Boiler | E10 | RVT - Cost of Equipment | 0 | 0 | 0 | 0 | 0 | 0 | 0 | 0 | 0 | 0 | 0 | 0 | 0 | 0 | 0 | 0 | 0 | 0 | 0 | 0 | 0 | 0 | 0 | 0 | 0 | 0 | 0
F2_Commercial_Lodging_Existing_Space Heating_Natural Gas_Boiler_E1 | F2 | Commercial | Lodging | Existing | Space Heating | Natural Gas | Boiler | E1 | RVT - Cost of Operation | 0 | 0 | 0 | 0 | 0 | 0 | 0 | 0 | 0 | 0 | 0 | 0 | 0 | 0 | 0 | 0 | 0 | 0 | 0 | 0 | 0 | 0 | 0 | 0 | 0 | 0 | 0
F2_Commercial_Lodging_Existing_Space Heating_Natural Gas_Boiler_E2 | F2 | Commercial | Lodging | Existing | Space Heating | Natural Gas | Boiler | E2 | RVT - Cost of Operation | 0 | 0 | 0 | 0 | 0 | 0 | 0 | 0 | 0 | 0 | 0 | 0 | 0 | 0 | 0 | 0 | 0 | 0 | 0 | 0 | 0 | 0 | 0 | 0 | 0 | 0 | 0
F2_Commercial_Lodging_Existing_Space Heating_Natural Gas_Boiler_E3 | F2 | Commercial | Lodging | Existing | Space Heating | Natural Gas | Boiler | E3 | RVT - Cost of Operation | 0 | 0 | 0 | 0 | 0 | 0 | 0 | 0 | 0 | 0 | 0 | 0 | 0 | 0 | 0 | 0 | 0 | 0 | 0 | 0 | 0 | 0 | 0 | 0 | 0 | 0 | 0
F2_Commercial_Lodging_Existing_Space Heating_Natural Gas_Boiler_E4 | F2 | Commercial | Lodging | Existing | Space Heating | Natural Gas | Boiler | E4 | RVT - Cost of Operation | 0 | 0 | 0 | 0 | 0 | 0 | 0 | 0 | 0 | 0 | 0 | 0 | 0 | 0 | 0 | 0 | 0 | 0 | 0 | 0 | 0 | 0 | 0 | 0 | 0 | 0 | 0
F2_Commercial_Lodging_Existing_Space Heating_Natural Gas_Boiler_E5 | F2 | Commercial | Lodging | Existing | Space Heating | Natural Gas | Boiler | E5 | RVT - Cost of Operation | 0 | 0 | 0 | 0 | 0 | 0 | 0 | 0 | 0 | 0 | 0 | 0 | 0 | 0 | 0 | 0 | 0 | 0 | 0 | 0 | 0 | 0 | 0 | 0 | 0 | 0 | 0
F2_Commercial_Lodging_Existing_Space Heating_Natural Gas_Boiler_E6 | F2 | Commercial | Lodging | Existing | Space Heating | Natural Gas | Boiler | E6 | RVT - Cost of Operation | 0 | 0 | 0 | 0 | 0 | 0 | 0 | 0 | 0 | 0 | 0 | 0 | 0 | 0 | 0 | 0 | 0 | 0 | 0 | 0 | 0 | 0 | 0 | 0 | 0 | 0 | 0
F2_Commercial_Lodging_Existing_Space Heating_Natural Gas_Boiler_E7 | F2 | Commercial | Lodging | Existing | Space Heating | Natural Gas | Boiler | E7 | RVT - Cost of Operation | 0 | 0 | 0 | 0 | 0 | 0 | 0 | 0 | 0 | 0 | 0 | 0 | 0 | 0 | 0 | 0 | 0 | 0 | 0 | 0 | 0 | 0 | 0 | 0 | 0 | 0 | 0
F2_Commercial_Lodging_Existing_Space Heating_Natural Gas_Boiler_E8 | F2 | Commercial | Lodging | Existing | Space Heating | Natural Gas | Boiler | E8 | RVT - Cost of Operation | 0 | 0 | 0 | 0 | 0 | 0 | 0 | 0 | 0 | 0 | 0 | 0 | 0 | 0 | 0 | 0 | 0 | 0 | 0 | 0 | 0 | 0 | 0 | 0 | 0 | 0 | 0
F2_Commercial_Lodging_Existing_Space Heating_Natural Gas_Boiler_E9 | F2 | Commercial | Lodging | Existing | Space Heating | Natural Gas | Boiler | E9 | RVT - Cost of Operation | 0 | 0 | 0 | 0 | 0 | 0 | 0 | 0 | 0 | 0 | 0 | 0 | 0 | 0 | 0 | 0 | 0 | 0 | 0 | 0 | 0 | 0 | 0 | 0 | 0 | 0 | 0
F2_Commercial_Lodging_Existing_Space Heating_Natural Gas_Boiler_E10 | F2 | Commercial | Lodging | Existing | Space Heating | Natural Gas | Boiler | E10 | RVT - Cost of Operation | 0 | 0 | 0 | 0 | 0 | 0 | 0 | 0 | 0 | 0 | 0 | 0 | 0 | 0 | 0 | 0 | 0 | 0 | 0 | 0 | 0 | 0 | 0 | 0 | 0 | 0 | 0
F3_Commercial_Lodging_Existing_Space Heating_Natural Gas_Boiler_E1 | F3 | Commercial | Lodging | Existing | Space Heating | Natural Gas | Boiler | E1 | System - kBTUs of Consumption | 71.1517 | 71.3424 | 71.3313 | 71.3313 | 71.3313 | 71.3313 | 71.3313 | 71.3313 | 71.3313 | 71.3313 | 71.3313 | 71.3313 | 71.3313 | 71.3313 | 71.3313 | 71.3313 | 71.3313 | 71.3313 | 71.3313 | 71.3313 | 71.3313 | 71.3313 | 71.3313 | 71.3313 | 71.3313 | 71.3313 | 71.3313
F3_Commercial_Lodging_Existing_Space Heating_Natural Gas_Boiler_E2 | F3 | Commercial | Lodging | Existing | Space Heating | Natural Gas | Boiler | E2 | System - kBTUs of Consumption | 66.9663 | 67.1458 | 67.1353 | 67.1353 | 67.1353 | 67.1353 | 67.1353 | 67.1353 | 67.1353 | 67.1353 | 67.1353 | 67.1353 | 67.1353 | 67.1353 | 67.1353 | 67.1353 | 67.1353 | 67.1353 | 67.1353 | 67.1353 | 67.1353 | 67.1353 | 67.1353 | 67.1353 | 67.1353 | 67.1353 | 67.1353
F3_Commercial_Lodging_Existing_Space Heating_Natural Gas_Boiler_E3 | F3 | Commercial | Lodging | Existing | Space Heating | Natural Gas | Boiler | E3 | System - kBTUs of Consumption | 58.6818 | 58.8391 | 58.8299 | 58.8299 | 58.8299 | 58.8299 | 58.8299 | 58.8299 | 58.8299 | 58.8299 | 58.8299 | 58.8299 | 58.8299 | 58.8299 | 58.8299 | 58.8299 | 58.8299 | 58.8299 | 58.8299 | 58.8299 | 58.8299 | 58.8299 | 58.8299 | 58.8299 | 58.8299 | 58.8299 | 58.8299
F3_Commercial_Lodging_Existing_Space Heating_Natural Gas_Boiler_E4 | F3 | Commercial | Lodging | Existing | Space Heating | Natural Gas | Boiler | E4 | System - kBTUs of Consumption | 40.5897 | 40.7713 | 40.7607 | 40.7607 | 40.7607 | 40.7607 | 40.7607 | 40.7607 | 40.7607 | 40.7607 | 40.7607 | 40.7607 | 40.7607 | 40.7607 | 40.7607 | 40.7607 | 40.7607 | 40.7607 | 40.7607 | 40.7607 | 40.7607 | 40.7607 | 40.7607 | 40.7607 | 40.7607 | 40.7607 | 40.7607
F3_Commercial_Lodging_Existing_Space Heating_Natural Gas_Boiler_E5 | F3 | Commercial | Lodging | Existing | Space Heating | Natural Gas | Boiler | E5 | System - kBTUs of Consumption | 0 | 0 | 0 | 0 | 0 | 0 | 0 | 0 | 0 | 0 | 0 | 0 | 0 | 0 | 0 | 0 | 0 | 0 | 0 | 0 | 0 | 0 | 0 | 0 | 0 | 0 | 0
F3_Commercial_Lodging_Existing_Space Heating_Natural Gas_Boiler_E6 | F3 | Commercial | Lodging | Existing | Space Heating | Natural Gas | Boiler | E6 | System - kBTUs of Consumption | 0 | 0 | 0 | 0 | 0 | 0 | 0 | 0 | 0 | 0 | 0 | 0 | 0 | 0 | 0 | 0 | 0 | 0 | 0 | 0 | 0 | 0 | 0 | 0 | 0 | 0 | 0
F3_Commercial_Lodging_Existing_Space Heating_Natural Gas_Boiler_E7 | F3 | Commercial | Lodging | Existing | Space Heating | Natural Gas | Boiler | E7 | System - kBTUs of Consumption | 0 | 0 | 0 | 0 | 0 | 0 | 0 | 0 | 0 | 0 | 0 | 0 | 0 | 0 | 0 | 0 | 0 | 0 | 0 | 0 | 0 | 0 | 0 | 0 | 0 | 0 | 0
F3_Commercial_Lodging_Existing_Space Heating_Natural Gas_Boiler_E8 | F3 | Commercial | Lodging | Existing | Space Heating | Natural Gas | Boiler | E8 | System - kBTUs of Consumption | 0 | 0 | 0 | 0 | 0 | 0 | 0 | 0 | 0 | 0 | 0 | 0 | 0 | 0 | 0 | 0 | 0 | 0 | 0 | 0 | 0 | 0 | 0 | 0 | 0 | 0 | 0
F3_Commercial_Lodging_Existing_Space Heating_Natural Gas_Boiler_E9 | F3 | Commercial | Lodging | Existing | Space Heating | Natural Gas | Boiler | E9 | System - kBTUs of Consumption | 0 | 0 | 0 | 0 | 0 | 0 | 0 | 0 | 0 | 0 | 0 | 0 | 0 | 0 | 0 | 0 | 0 | 0 | 0 | 0 | 0 | 0 | 0 | 0 | 0 | 0 | 0
F3_Commercial_Lodging_Existing_Space Heating_Natural Gas_Boiler_E10 | F3 | Commercial | Lodging | Existing | Space Heating | Natural Gas | Boiler | E10 | System - kBTUs of Consumption | 0 | 0 | 0 | 0 | 0 | 0 | 0 | 0 | 0 | 0 | 0 | 0 | 0 | 0 | 0 | 0 | 0 | 0 | 0 | 0 | 0 | 0 | 0 | 0 | 0 | 0 | 0
F4_Commercial_Lodging_Existing_Space Heating_Natural Gas_Boiler_E1 | F4 | Commercial | Lodging | Existing | Space Heating | Natural Gas | Boiler | E1 | Utility - Cost of Equipment | 0.2411 | 0.2411 | 0.2411 | 0.2411 | 0.2411 | 0.2411 | 0.2411 | 0.2411 | 0.2411 | 0.2411 | 0.2411 | 0.2411 | 0.2411 | 0.2411 | 0.2411 | 0.2411 | 0.2411 | 0.2411 | 0.2411 | 0.2411 | 0.2411 | 0.2411 | 0.2411 | 0.2411 | 0.2411 | 0.2411 | 0.2411
F4_Commercial_Lodging_Existing_Space Heating_Natural Gas_Boiler_E2 | F4 | Commercial | Lodging | Existing | Space Heating | Natural Gas | Boiler | E2 | Utility - Cost of Equipment | 0.2743 | 0.2743 | 0.2743 | 0.2743 | 0.2743 | 0.2743 | 0.2743 | 0.2743 | 0.2743 | 0.2743 | 0.2743 | 0.2743 | 0.2743 | 0.2743 | 0.2743 | 0.2743 | 0.2743 | 0.2743 | 0.2743 | 0.2743 | 0.2743 | 0.2743 | 0.2743 | 0.2743 | 0.2743 | 0.2743 | 0.2743
F4_Commercial_Lodging_Existing_Space Heating_Natural Gas_Boiler_E3 | F4 | Commercial | Lodging | Existing | Space Heating | Natural Gas | Boiler | E3 | Utility - Cost of Equipment | 0.34098 | 0.34098 | 0.34098 | 0.34098 | 0.34098 | 0.34098 | 0.34098 | 0.34098 | 0.34098 | 0.34098 | 0.34098 | 0.34098 | 0.34098 | 0.34098 | 0.34098 | 0.34098 | 0.34098 | 0.34098 | 0.34098 | 0.34098 | 0.34098 | 0.34098 | 0.34098 | 0.34098 | 0.34098 | 0.34098 | 0.34098
F4_Commercial_Lodging_Existing_Space Heating_Natural Gas_Boiler_E4 | F4 | Commercial | Lodging | Existing | Space Heating | Natural Gas | Boiler | E4 | Utility - Cost of Equipment | 1.2717 | 1.2717 | 1.2717 | 1.2717 | 1.2717 | 1.2717 | 1.2717 | 1.2717 | 1.2717 | 1.2717 | 1.2717 | 1.2717 | 1.2717 | 1.2717 | 1.2717 | 1.2717 | 1.2717 | 1.2717 | 1.2717 | 1.2717 | 1.2717 | 1.2717 | 1.2717 | 1.2717 | 1.2717 | 1.2717 | 1.2717
F4_Commercial_Lodging_Existing_Space Heating_Natural Gas_Boiler_E5 | F4 | Commercial | Lodging | Existing | Space Heating | Natural Gas | Boiler | E5 | Utility - Cost of Equipment | 0 | 0 | 0 | 0 | 0 | 0 | 0 | 0 | 0 | 0 | 0 | 0 | 0 | 0 | 0 | 0 | 0 | 0 | 0 | 0 | 0 | 0 | 0 | 0 | 0 | 0 | 0
F4_Commercial_Lodging_Existing_Space Heating_Natural Gas_Boiler_E6 | F4 | Commercial | Lodging | Existing | Space Heating | Natural Gas | Boiler | E6 | Utility - Cost of Equipment | 0 | 0 | 0 | 0 | 0 | 0 | 0 | 0 | 0 | 0 | 0 | 0 | 0 | 0 | 0 | 0 | 0 | 0 | 0 | 0 | 0 | 0 | 0 | 0 | 0 | 0 | 0
F4_Commercial_Lodging_Existing_Space Heating_Natural Gas_Boiler_E7 | F4 | Commercial | Lodging | Existing | Space Heating | Natural Gas | Boiler | E7 | Utility - Cost of Equipment | 0 | 0 | 0 | 0 | 0 | 0 | 0 | 0 | 0 | 0 | 0 | 0 | 0 | 0 | 0 | 0 | 0 | 0 | 0 | 0 | 0 | 0 | 0 | 0 | 0 | 0 | 0
F4_Commercial_Lodging_Existing_Space Heating_Natural Gas_Boiler_E8 | F4 | Commercial | Lodging | Existing | Space Heating | Natural Gas | Boiler | E8 | Utility - Cost of Equipment | 0 | 0 | 0 | 0 | 0 | 0 | 0 | 0 | 0 | 0 | 0 | 0 | 0 | 0 | 0 | 0 | 0 | 0 | 0 | 0 | 0 | 0 | 0 | 0 | 0 | 0 | 0
F4_Commercial_Lodging_Existing_Space Heating_Natural Gas_Boiler_E9 | F4 | Commercial | Lodging | Existing | Space Heating | Natural Gas | Boiler | E9 | Utility - Cost of Equipment | 0 | 0 | 0 | 0 | 0 | 0 | 0 | 0 | 0 | 0 | 0 | 0 | 0 | 0 | 0 | 0 | 0 | 0 | 0 | 0 | 0 | 0 | 0 | 0 | 0 | 0 | 0
F4_Commercial_Lodging_Existing_Space Heating_Natural Gas_Boiler_E10 | F4 | Commercial | Lodging | Existing | Space Heating | Natural Gas | Boiler | E10 | Utility - Cost of Equipment | 0 | 0 | 0 | 0 | 0 | 0 | 0 | 0 | 0 | 0 | 0 | 0 | 0 | 0 | 0 | 0 | 0 | 0 | 0 | 0 | 0 | 0 | 0 | 0 | 0 | 0 | 0
F5_Commercial_Lodging_Existing_Space Heating_Natural Gas_Boiler_E1 | F5 | Commercial | Lodging | Existing | Space Heating | Natural Gas | Boiler | E1 | Utility - Cost of Operation | 1.0366 | 1.0295 | 1.0141 | 0.9974 | 0.9917 | 0.98999 | 0.99138 | 0.99387 | 0.99601 | 0.99713 | 0.99719 | 0.99606 | 0.99341 | 0.98849 | 0.98133 | 0.97233 | 0.96069 | 0.94691 | 0.93048 | 0.91083 | 0.88742 | 0.8608 | 0.83884 | 0.82511 | 0.82003 | 0.82405 | 0.82809
F5_Commercial_Lodging_Existing_Space Heating_Natural Gas_Boiler_E2 | F5 | Commercial | Lodging | Existing | Space Heating | Natural Gas | Boiler | E2 | Utility - Cost of Operation | 0.97559 | 0.96892 | 0.95442 | 0.93873 | 0.93336 | 0.93175 | 0.93306 | 0.93541 | 0.93742 | 0.93848 | 0.93853 | 0.93747 | 0.93498 | 0.93035 | 0.92361 | 0.91514 | 0.90418 | 0.89121 | 0.87574 | 0.85725 | 0.83522 | 0.81017 | 0.7895 | 0.77658 | 0.7718 | 0.77558 | 0.77938
F5_Commercial_Lodging_Existing_Space Heating_Natural Gas_Boiler_E3 | F5 | Commercial | Lodging | Existing | Space Heating | Natural Gas | Boiler | E3 | Utility - Cost of Operation | 0.8549 | 0.84906 | 0.83635 | 0.8226 | 0.81789 | 0.81648 | 0.81763 | 0.81969 | 0.82145 | 0.82238 | 0.82243 | 0.82149 | 0.81931 | 0.81525 | 0.80935 | 0.80193 | 0.79232 | 0.78096 | 0.7674 | 0.7512 | 0.73189 | 0.70994 | 0.69183 | 0.68051 | 0.67632 | 0.67963 | 0.68296
F5_Commercial_Lodging_Existing_Space Heating_Natural Gas_Boiler_E4 | F5 | Commercial | Lodging | Existing | Space Heating | Natural Gas | Boiler | E4 | Utility - Cost of Operation | 0.58485 | 0.58168 | 0.57344 | 0.56508 | 0.56525 | 0.56846 | 0.57381 | 0.57975 | 0.58511 | 0.58929 | 0.5921 | 0.59327 | 0.5924 | 0.58903 | 0.58343 | 0.57617 | 0.56696 | 0.55619 | 0.54347 | 0.52839 | 0.51055 | 0.49036 | 0.47357 | 0.46282 | 0.4584 | 0.46065 | 0.46291
F5_Commercial_Lodging_Existing_Space Heating_Natural Gas_Boiler_E5 | F5 | Commercial | Lodging | Existing | Space Heating | Natural Gas | Boiler | E5 | Utility - Cost of Operation | 0 | 0 | 0 | 0 | 0 | 0 | 0 | 0 | 0 | 0 | 0 | 0 | 0 | 0 | 0 | 0 | 0 | 0 | 0 | 0 | 0 | 0 | 0 | 0 | 0 | 0 | 0
F5_Commercial_Lodging_Existing_Space Heating_Natural Gas_Boiler_E6 | F5 | Commercial | Lodging | Existing | Space Heating | Natural Gas | Boiler | E6 | Utility - Cost of Operation | 0 | 0 | 0 | 0 | 0 | 0 | 0 | 0 | 0 | 0 | 0 | 0 | 0 | 0 | 0 | 0 | 0 | 0 | 0 | 0 | 0 | 0 | 0 | 0 | 0 | 0 | 0
F5_Commercial_Lodging_Existing_Space Heating_Natural Gas_Boiler_E7 | F5 | Commercial | Lodging | Existing | Space Heating | Natural Gas | Boiler | E7 | Utility - Cost of Operation | 0 | 0 | 0 | 0 | 0 | 0 | 0 | 0 | 0 | 0 | 0 | 0 | 0 | 0 | 0 | 0 | 0 | 0 | 0 | 0 | 0 | 0 | 0 | 0 | 0 | 0 | 0
F5_Commercial_Lodging_Existing_Space Heating_Natural Gas_Boiler_E8 | F5 | Commercial | Lodging | Existing | Space Heating | Natural Gas | Boiler | E8 | Utility - Cost of Operation | 0 | 0 | 0 | 0 | 0 | 0 | 0 | 0 | 0 | 0 | 0 | 0 | 0 | 0 | 0 | 0 | 0 | 0 | 0 | 0 | 0 | 0 | 0 | 0 | 0 | 0 | 0
F5_Commercial_Lodging_Existing_Space Heating_Natural Gas_Boiler_E9 | F5 | Commercial | Lodging | Existing | Space Heating | Natural Gas | Boiler | E9 | Utility - Cost of Operation | 0 | 0 | 0 | 0 | 0 | 0 | 0 | 0 | 0 | 0 | 0 | 0 | 0 | 0 | 0 | 0 | 0 | 0 | 0 | 0 | 0 | 0 | 0 | 0 | 0 | 0 | 0
F5_Commercial_Lodging_Existing_Space Heating_Natural Gas_Boiler_E10 | F5 | Commercial | Lodging | Existing | Space Heating | Natural Gas | Boiler | E10 | Utility - Cost of Operation | 0 | 0 | 0 | 0 | 0 | 0 | 0 | 0 | 0 | 0 | 0 | 0 | 0 | 0 | 0 | 0 | 0 | 0 | 0 | 0 | 0 | 0 | 0 | 0 | 0 | 0 | 0
F6_Commercial_Lodging_Existing_Space Heating_Natural Gas_Boiler_E1 | F6 | Commercial | Lodging | Existing | Space Heating | Natural Gas | Boiler | E1 | Utility - Value of Sales | 0 | 0 | 0 | 0 | 0 | 0 | 0 | 0 | 0 | 0 | 0 | 0 | 0 | 0 | 0 | 0 | 0 | 0 | 0 | 0 | 0 | 0 | 0 | 0 | 0 | 0 | 0
F6_Commercial_Lodging_Existing_Space Heating_Natural Gas_Boiler_E2 | F6 | Commercial | Lodging | Existing | Space Heating | Natural Gas | Boiler | E2 | Utility - Value of Sales | 0 | 0 | 0 | 0 | 0 | 0 | 0 | 0 | 0 | 0 | 0 | 0 | 0 | 0 | 0 | 0 | 0 | 0 | 0 | 0 | 0 | 0 | 0 | 0 | 0 | 0 | 0
F6_Commercial_Lodging_Existing_Space Heating_Natural Gas_Boiler_E3 | F6 | Commercial | Lodging | Existing | Space Heating | Natural Gas | Boiler | E3 | Utility - Value of Sales | 0 | 0 | 0 | 0 | 0 | 0 | 0 | 0 | 0 | 0 | 0 | 0 | 0 | 0 | 0 | 0 | 0 | 0 | 0 | 0 | 0 | 0 | 0 | 0 | 0 | 0 | 0
F6_Commercial_Lodging_Existing_Space Heating_Natural Gas_Boiler_E4 | F6 | Commercial | Lodging | Existing | Space Heating | Natural Gas | Boiler | E4 | Utility - Value of Sales | 0 | 0 | 0 | 0 | 0 | 0 | 0 | 0 | 0 | 0 | 0 | 0 | 0 | 0 | 0 | 0 | 0 | 0 | 0 | 0 | 0 | 0 | 0 | 0 | 0 | 0 | 0
F6_Commercial_Lodging_Existing_Space Heating_Natural Gas_Boiler_E5 | F6 | Commercial | Lodging | Existing | Space Heating | Natural Gas | Boiler | E5 | Utility - Value of Sales | 0 | 0 | 0 | 0 | 0 | 0 | 0 | 0 | 0 | 0 | 0 | 0 | 0 | 0 | 0 | 0 | 0 | 0 | 0 | 0 | 0 | 0 | 0 | 0 | 0 | 0 | 0
F6_Commercial_Lodging_Existing_Space Heating_Natural Gas_Boiler_E6 | F6 | Commercial | Lodging | Existing | Space Heating | Natural Gas | Boiler | E6 | Utility - Value of Sales | 0 | 0 | 0 | 0 | 0 | 0 | 0 | 0 | 0 | 0 | 0 | 0 | 0 | 0 | 0 | 0 | 0 | 0 | 0 | 0 | 0 | 0 | 0 | 0 | 0 | 0 | 0
F6_Commercial_Lodging_Existing_Space Heating_Natural Gas_Boiler_E7 | F6 | Commercial | Lodging | Existing | Space Heating | Natural Gas | Boiler | E7 | Utility - Value of Sales | 0 | 0 | 0 | 0 | 0 | 0 | 0 | 0 | 0 | 0 | 0 | 0 | 0 | 0 | 0 | 0 | 0 | 0 | 0 | 0 | 0 | 0 | 0 | 0 | 0 | 0 | 0
F6_Commercial_Lodging_Existing_Space Heating_Natural Gas_Boiler_E8 | F6 | Commercial | Lodging | Existing | Space Heating | Natural Gas | Boiler | E8 | Utility - Value of Sales | 0 | 0 | 0 | 0 | 0 | 0 | 0 | 0 | 0 | 0 | 0 | 0 | 0 | 0 | 0 | 0 | 0 | 0 | 0 | 0 | 0 | 0 | 0 | 0 | 0 | 0 | 0
F6_Commercial_Lodging_Existing_Space Heating_Natural Gas_Boiler_E9 | F6 | Commercial | Lodging | Existing | Space Heating | Natural Gas | Boiler | E9 | Utility - Value of Sales | 0 | 0 | 0 | 0 | 0 | 0 | 0 | 0 | 0 | 0 | 0 | 0 | 0 | 0 | 0 | 0 | 0 | 0 | 0 | 0 | 0 | 0 | 0 | 0 | 0 | 0 | 0
F6_Commercial_Lodging_Existing_Space Heating_Natural Gas_Boiler_E10 | F6 | Commercial | Lodging | Existing | Space Heating | Natural Gas | Boiler | E10 | Utility - Value of Sales | 0 | 0 | 0 | 0 | 0 | 0 | 0 | 0 | 0 | 0 | 0 | 0 | 0 | 0 | 0 | 0 | 0 | 0 | 0 | 0 | 0 | 0 | 0 | 0 | 0 | 0 | 0
F1_Commercial_Lodging_Existing_Space Heating_Natural Gas_Unit Heater_E1 | F1 | Commercial | Lodging | Existing | Space Heating | Natural Gas | Unit Heater | E1 | RVT - Cost of Equipment | 0.012661 | 0.012661 | 0.012661 | 0.012661 | 0.012661 | 0.012661 | 0.012661 | 0.012661 | 0.012661 | 0.012661 | 0.012661 | 0.012661 | 0.012661 | 0.012661 | 0.012661 | 0.012661 | 0.012661 | 0.012661 | 0.012661 | 0.012661 | 0.012661 | 0.012661 | 0.012661 | 0.012661 | 0.012661 | 0.012661 | 0.012661
F1_Commercial_Lodging_Existing_Space Heating_Natural Gas_Unit Heater_E2 | F1 | Commercial | Lodging | Existing | Space Heating | Natural Gas | Unit Heater | E2 | RVT - Cost of Equipment | 0.015097 | 0.015097 | 0.015097 | 0.015097 | 0.015097 | 0.015097 | 0.015097 | 0.015097 | 0.015097 | 0.015097 | 0.015097 | 0.015097 | 0.015097 | 0.015097 | 0.015097 | 0.015097 | 0.015097 | 0.015097 | 0.015097 | 0.015097 | 0.015097 | 0.015097 | 0.015097 | 0.015097 | 0.015097 | 0.015097 | 0.015097
F1_Commercial_Lodging_Existing_Space Heating_Natural Gas_Unit Heater_E3 | F1 | Commercial | Lodging | Existing | Space Heating | Natural Gas | Unit Heater | E3 | RVT - Cost of Equipment | 0.01655 | 0.01655 | 0.01655 | 0.01655 | 0.01655 | 0.01655 | 0.01655 | 0.01655 | 0.01655 | 0.01655 | 0.01655 | 0.01655 | 0.01655 | 0.01655 | 0.01655 | 0.01655 | 0.01655 | 0.01655 | 0.01655 | 0.01655 | 0.01655 | 0.01655 | 0.01655 | 0.01655 | 0.01655 | 0.01655 | 0.01655
F1_Commercial_Lodging_Existing_Space Heating_Natural Gas_Unit Heater_E4 | F1 | Commercial | Lodging | Existing | Space Heating | Natural Gas | Unit Heater | E4 | RVT - Cost of Equipment | 0 | 0 | 0 | 0 | 0 | 0 | 0 | 0 | 0 | 0 | 0 | 0 | 0 | 0 | 0 | 0 | 0 | 0 | 0 | 0 | 0 | 0 | 0 | 0 | 0 | 0 | 0
F1_Commercial_Lodging_Existing_Space Heating_Natural Gas_Unit Heater_E5 | F1 | Commercial | Lodging | Existing | Space Heating | Natural Gas | Unit Heater | E5 | RVT - Cost of Equipment | 0 | 0 | 0 | 0 | 0 | 0 | 0 | 0 | 0 | 0 | 0 | 0 | 0 | 0 | 0 | 0 | 0 | 0 | 0 | 0 | 0 | 0 | 0 | 0 | 0 | 0 | 0
F1_Commercial_Lodging_Existing_Space Heating_Natural Gas_Unit Heater_E6 | F1 | Commercial | Lodging | Existing | Space Heating | Natural Gas | Unit Heater | E6 | RVT - Cost of Equipment | 0 | 0 | 0 | 0 | 0 | 0 | 0 | 0 | 0 | 0 | 0 | 0 | 0 | 0 | 0 | 0 | 0 | 0 | 0 | 0 | 0 | 0 | 0 | 0 | 0 | 0 | 0
F1_Commercial_Lodging_Existing_Space Heating_Natural Gas_Unit Heater_E7 | F1 | Commercial | Lodging | Existing | Space Heating | Natural Gas | Unit Heater | E7 | RVT - Cost of Equipment | 0 | 0 | 0 | 0 | 0 | 0 | 0 | 0 | 0 | 0 | 0 | 0 | 0 | 0 | 0 | 0 | 0 | 0 | 0 | 0 | 0 | 0 | 0 | 0 | 0 | 0 | 0
F1_Commercial_Lodging_Existing_Space Heating_Natural Gas_Unit Heater_E8 | F1 | Commercial | Lodging | Existing | Space Heating | Natural Gas | Unit Heater | E8 | RVT - Cost of Equipment | 0 | 0 | 0 | 0 | 0 | 0 | 0 | 0 | 0 | 0 | 0 | 0 | 0 | 0 | 0 | 0 | 0 | 0 | 0 | 0 | 0 | 0 | 0 | 0 | 0 | 0 | 0
F1_Commercial_Lodging_Existing_Space Heating_Natural Gas_Unit Heater_E9 | F1 | Commercial | Lodging | Existing | Space Heating | Natural Gas | Unit Heater | E9 | RVT - Cost of Equipment | 0 | 0 | 0 | 0 | 0 | 0 | 0 | 0 | 0 | 0 | 0 | 0 | 0 | 0 | 0 | 0 | 0 | 0 | 0 | 0 | 0 | 0 | 0 | 0 | 0 | 0 | 0
F1_Commercial_Lodging_Existing_Space Heating_Natural Gas_Unit Heater_E10 | F1 | Commercial | Lodging | Existing | Space Heating | Natural Gas | Unit Heater | E10 | RVT - Cost of Equipment | 0 | 0 | 0 | 0 | 0 | 0 | 0 | 0 | 0 | 0 | 0 | 0 | 0 | 0 | 0 | 0 | 0 | 0 | 0 | 0 | 0 | 0 | 0 | 0 | 0 | 0 | 0
F2_Commercial_Lodging_Existing_Space Heating_Natural Gas_Unit Heater_E1 | F2 | Commercial | Lodging | Existing | Space Heating | Natural Gas | Unit Heater | E1 | RVT - Cost of Operation | 0 | 0 | 0 | 0 | 0 | 0 | 0 | 0 | 0 | 0 | 0 | 0 | 0 | 0 | 0 | 0 | 0 | 0 | 0 | 0 | 0 | 0 | 0 | 0 | 0 | 0 | 0
F2_Commercial_Lodging_Existing_Space Heating_Natural Gas_Unit Heater_E2 | F2 | Commercial | Lodging | Existing | Space Heating | Natural Gas | Unit Heater | E2 | RVT - Cost of Operation | 0 | 0 | 0 | 0 | 0 | 0 | 0 | 0 | 0 | 0 | 0 | 0 | 0 | 0 | 0 | 0 | 0 | 0 | 0 | 0 | 0 | 0 | 0 | 0 | 0 | 0 | 0
F2_Commercial_Lodging_Existing_Space Heating_Natural Gas_Unit Heater_E3 | F2 | Commercial | Lodging | Existing | Space Heating | Natural Gas | Unit Heater | E3 | RVT - Cost of Operation | 0 | 0 | 0 | 0 | 0 | 0 | 0 | 0 | 0 | 0 | 0 | 0 | 0 | 0 | 0 | 0 | 0 | 0 | 0 | 0 | 0 | 0 | 0 | 0 | 0 | 0 | 0
F2_Commercial_Lodging_Existing_Space Heating_Natural Gas_Unit Heater_E4 | F2 | Commercial | Lodging | Existing | Space Heating | Natural Gas | Unit Heater | E4 | RVT - Cost of Operation | 0 | 0 | 0 | 0 | 0 | 0 | 0 | 0 | 0 | 0 | 0 | 0 | 0 | 0 | 0 | 0 | 0 | 0 | 0 | 0 | 0 | 0 | 0 | 0 | 0 | 0 | 0
F2_Commercial_Lodging_Existing_Space Heating_Natural Gas_Unit Heater_E5 | F2 | Commercial | Lodging | Existing | Space Heating | Natural Gas | Unit Heater | E5 | RVT - Cost of Operation | 0 | 0 | 0 | 0 | 0 | 0 | 0 | 0 | 0 | 0 | 0 | 0 | 0 | 0 | 0 | 0 | 0 | 0 | 0 | 0 | 0 | 0 | 0 | 0 | 0 | 0 | 0
F2_Commercial_Lodging_Existing_Space Heating_Natural Gas_Unit Heater_E6 | F2 | Commercial | Lodging | Existing | Space Heating | Natural Gas | Unit Heater | E6 | RVT - Cost of Operation | 0 | 0 | 0 | 0 | 0 | 0 | 0 | 0 | 0 | 0 | 0 | 0 | 0 | 0 | 0 | 0 | 0 | 0 | 0 | 0 | 0 | 0 | 0 | 0 | 0 | 0 | 0
F2_Commercial_Lodging_Existing_Space Heating_Natural Gas_Unit Heater_E7 | F2 | Commercial | Lodging | Existing | Space Heating | Natural Gas | Unit Heater | E7 | RVT - Cost of Operation | 0 | 0 | 0 | 0 | 0 | 0 | 0 | 0 | 0 | 0 | 0 | 0 | 0 | 0 | 0 | 0 | 0 | 0 | 0 | 0 | 0 | 0 | 0 | 0 | 0 | 0 | 0
F2_Commercial_Lodging_Existing_Space Heating_Natural Gas_Unit Heater_E8 | F2 | Commercial | Lodging | Existing | Space Heating | Natural Gas | Unit Heater | E8 | RVT - Cost of Operation | 0 | 0 | 0 | 0 | 0 | 0 | 0 | 0 | 0 | 0 | 0 | 0 | 0 | 0 | 0 | 0 | 0 | 0 | 0 | 0 | 0 | 0 | 0 | 0 | 0 | 0 | 0
F2_Commercial_Lodging_Existing_Space Heating_Natural Gas_Unit Heater_E9 | F2 | Commercial | Lodging | Existing | Space Heating | Natural Gas | Unit Heater | E9 | RVT - Cost of Operation | 0 | 0 | 0 | 0 | 0 | 0 | 0 | 0 | 0 | 0 | 0 | 0 | 0 | 0 | 0 | 0 | 0 | 0 | 0 | 0 | 0 | 0 | 0 | 0 | 0 | 0 | 0
F2_Commercial_Lodging_Existing_Space Heating_Natural Gas_Unit Heater_E10 | F2 | Commercial | Lodging | Existing | Space Heating | Natural Gas | Unit Heater | E10 | RVT - Cost of Operation | 0 | 0 | 0 | 0 | 0 | 0 | 0 | 0 | 0 | 0 | 0 | 0 | 0 | 0 | 0 | 0 | 0 | 0 | 0 | 0 | 0 | 0 | 0 | 0 | 0 | 0 | 0
F3_Commercial_Lodging_Existing_Space Heating_Natural Gas_Unit Heater_E1 | F3 | Commercial | Lodging | Existing | Space Heating | Natural Gas | Unit Heater | E1 | System - kBTUs of Consumption | 27.3186 | 27.4102 | 27.4049 | 27.4049 | 27.4049 | 27.4049 | 27.4049 | 27.4049 | 27.4049 | 27.4049 | 27.4049 | 27.4049 | 27.4049 | 27.4049 | 27.4049 | 27.4049 | 27.4049 | 27.4049 | 27.4049 | 27.4049 | 27.4049 | 27.4049 | 27.4049 | 27.4049 | 27.4049 | 27.4049 | 27.4049
F3_Commercial_Lodging_Existing_Space Heating_Natural Gas_Unit Heater_E2 | F3 | Commercial | Lodging | Existing | Space Heating | Natural Gas | Unit Heater | E2 | System - kBTUs of Consumption | 24.2978 | 24.3793 | 24.3746 | 24.3746 | 24.3746 | 24.3746 | 24.3746 | 24.3746 | 24.3746 | 24.3746 | 24.3746 | 24.3746 | 24.3746 | 24.3746 | 24.3746 | 24.3746 | 24.3746 | 24.3746 | 24.3746 | 24.3746 | 24.3746 | 24.3746 | 24.3746 | 24.3746 | 24.3746 | 24.3746 | 24.3746
F3_Commercial_Lodging_Existing_Space Heating_Natural Gas_Unit Heater_E3 | F3 | Commercial | Lodging | Existing | Space Heating | Natural Gas | Unit Heater | E3 | System - kBTUs of Consumption | 24.1411 | 24.2491 | 24.2428 | 24.2428 | 24.2428 | 24.2428 | 24.2428 | 24.2428 | 24.2428 | 24.2428 | 24.2428 | 24.2428 | 24.2428 | 24.2428 | 24.2428 | 24.2428 | 24.2428 | 24.2428 | 24.2428 | 24.2428 | 24.2428 | 24.2428 | 24.2428 | 24.2428 | 24.2428 | 24.2428 | 24.2428
F3_Commercial_Lodging_Existing_Space Heating_Natural Gas_Unit Heater_E4 | F3 | Commercial | Lodging | Existing | Space Heating | Natural Gas | Unit Heater | E4 | System - kBTUs of Consumption | 0 | 0 | 0 | 0 | 0 | 0 | 0 | 0 | 0 | 0 | 0 | 0 | 0 | 0 | 0 | 0 | 0 | 0 | 0 | 0 | 0 | 0 | 0 | 0 | 0 | 0 | 0
F3_Commercial_Lodging_Existing_Space Heating_Natural Gas_Unit Heater_E5 | F3 | Commercial | Lodging | Existing | Space Heating | Natural Gas | Unit Heater | E5 | System - kBTUs of Consumption | 0 | 0 | 0 | 0 | 0 | 0 | 0 | 0 | 0 | 0 | 0 | 0 | 0 | 0 | 0 | 0 | 0 | 0 | 0 | 0 | 0 | 0 | 0 | 0 | 0 | 0 | 0
F3_Commercial_Lodging_Existing_Space Heating_Natural Gas_Unit Heater_E6 | F3 | Commercial | Lodging | Existing | Space Heating | Natural Gas | Unit Heater | E6 | System - kBTUs of Consumption | 0 | 0 | 0 | 0 | 0 | 0 | 0 | 0 | 0 | 0 | 0 | 0 | 0 | 0 | 0 | 0 | 0 | 0 | 0 | 0 | 0 | 0 | 0 | 0 | 0 | 0 | 0
F3_Commercial_Lodging_Existing_Space Heating_Natural Gas_Unit Heater_E7 | F3 | Commercial | Lodging | Existing | Space Heating | Natural Gas | Unit Heater | E7 | System - kBTUs of Consumption | 0 | 0 | 0 | 0 | 0 | 0 | 0 | 0 | 0 | 0 | 0 | 0 | 0 | 0 | 0 | 0 | 0 | 0 | 0 | 0 | 0 | 0 | 0 | 0 | 0 | 0 | 0
F3_Commercial_Lodging_Existing_Space Heating_Natural Gas_Unit Heater_E8 | F3 | Commercial | Lodging | Existing | Space Heating | Natural Gas | Unit Heater | E8 | System - kBTUs of Consumption | 0 | 0 | 0 | 0 | 0 | 0 | 0 | 0 | 0 | 0 | 0 | 0 | 0 | 0 | 0 | 0 | 0 | 0 | 0 | 0 | 0 | 0 | 0 | 0 | 0 | 0 | 0
F3_Commercial_Lodging_Existing_Space Heating_Natural Gas_Unit Heater_E9 | F3 | Commercial | Lodging | Existing | Space Heating | Natural Gas | Unit Heater | E9 | System - kBTUs of Consumption | 0 | 0 | 0 | 0 | 0 | 0 | 0 | 0 | 0 | 0 | 0 | 0 | 0 | 0 | 0 | 0 | 0 | 0 | 0 | 0 | 0 | 0 | 0 | 0 | 0 | 0 | 0
F3_Commercial_Lodging_Existing_Space Heating_Natural Gas_Unit Heater_E10 | F3 | Commercial | Lodging | Existing | Space Heating | Natural Gas | Unit Heater | E10 | System - kBTUs of Consumption | 0 | 0 | 0 | 0 | 0 | 0 | 0 | 0 | 0 | 0 | 0 | 0 | 0 | 0 | 0 | 0 | 0 | 0 | 0 | 0 | 0 | 0 | 0 | 0 | 0 | 0 | 0
F4_Commercial_Lodging_Existing_Space Heating_Natural Gas_Unit Heater_E1 | F4 | Commercial | Lodging | Existing | Space Heating | Natural Gas | Unit Heater | E1 | Utility - Cost of Equipment | 0.012661 | 0.012661 | 0.012661 | 0.012661 | 0.012661 | 0.012661 | 0.012661 | 0.012661 | 0.012661 | 0.012661 | 0.012661 | 0.012661 | 0.012661 | 0.012661 | 0.012661 | 0.012661 | 0.012661 | 0.012661 | 0.012661 | 0.012661 | 0.012661 | 0.012661 | 0.012661 | 0.012661 | 0.012661 | 0.012661 | 0.012661
F4_Commercial_Lodging_Existing_Space Heating_Natural Gas_Unit Heater_E2 | F4 | Commercial | Lodging | Existing | Space Heating | Natural Gas | Unit Heater | E2 | Utility - Cost of Equipment | 0.015097 | 0.015097 | 0.015097 | 0.015097 | 0.015097 | 0.015097 | 0.015097 | 0.015097 | 0.015097 | 0.015097 | 0.015097 | 0.015097 | 0.015097 | 0.015097 | 0.015097 | 0.015097 | 0.015097 | 0.015097 | 0.015097 | 0.015097 | 0.015097 | 0.015097 | 0.015097 | 0.015097 | 0.015097 | 0.015097 | 0.015097
F4_Commercial_Lodging_Existing_Space Heating_Natural Gas_Unit Heater_E3 | F4 | Commercial | Lodging | Existing | Space Heating | Natural Gas | Unit Heater | E3 | Utility - Cost of Equipment | 0.01655 | 0.01655 | 0.01655 | 0.01655 | 0.01655 | 0.01655 | 0.01655 | 0.01655 | 0.01655 | 0.01655 | 0.01655 | 0.01655 | 0.01655 | 0.01655 | 0.01655 | 0.01655 | 0.01655 | 0.01655 | 0.01655 | 0.01655 | 0.01655 | 0.01655 | 0.01655 | 0.01655 | 0.01655 | 0.01655 | 0.01655
F4_Commercial_Lodging_Existing_Space Heating_Natural Gas_Unit Heater_E4 | F4 | Commercial | Lodging | Existing | Space Heating | Natural Gas | Unit Heater | E4 | Utility - Cost of Equipment | 0 | 0 | 0 | 0 | 0 | 0 | 0 | 0 | 0 | 0 | 0 | 0 | 0 | 0 | 0 | 0 | 0 | 0 | 0 | 0 | 0 | 0 | 0 | 0 | 0 | 0 | 0
F4_Commercial_Lodging_Existing_Space Heating_Natural Gas_Unit Heater_E5 | F4 | Commercial | Lodging | Existing | Space Heating | Natural Gas | Unit Heater | E5 | Utility - Cost of Equipment | 0 | 0 | 0 | 0 | 0 | 0 | 0 | 0 | 0 | 0 | 0 | 0 | 0 | 0 | 0 | 0 | 0 | 0 | 0 | 0 | 0 | 0 | 0 | 0 | 0 | 0 | 0
F4_Commercial_Lodging_Existing_Space Heating_Natural Gas_Unit Heater_E6 | F4 | Commercial | Lodging | Existing | Space Heating | Natural Gas | Unit Heater | E6 | Utility - Cost of Equipment | 0 | 0 | 0 | 0 | 0 | 0 | 0 | 0 | 0 | 0 | 0 | 0 | 0 | 0 | 0 | 0 | 0 | 0 | 0 | 0 | 0 | 0 | 0 | 0 | 0 | 0 | 0
F4_Commercial_Lodging_Existing_Space Heating_Natural Gas_Unit Heater_E7 | F4 | Commercial | Lodging | Existing | Space Heating | Natural Gas | Unit Heater | E7 | Utility - Cost of Equipment | 0 | 0 | 0 | 0 | 0 | 0 | 0 | 0 | 0 | 0 | 0 | 0 | 0 | 0 | 0 | 0 | 0 | 0 | 0 | 0 | 0 | 0 | 0 | 0 | 0 | 0 | 0
F4_Commercial_Lodging_Existing_Space Heating_Natural Gas_Unit Heater_E8 | F4 | Commercial | Lodging | Existing | Space Heating | Natural Gas | Unit Heater | E8 | Utility - Cost of Equipment | 0 | 0 | 0 | 0 | 0 | 0 | 0 | 0 | 0 | 0 | 0 | 0 | 0 | 0 | 0 | 0 | 0 | 0 | 0 | 0 | 0 | 0 | 0 | 0 | 0 | 0 | 0
F4_Commercial_Lodging_Existing_Space Heating_Natural Gas_Unit Heater_E9 | F4 | Commercial | Lodging | Existing | Space Heating | Natural Gas | Unit Heater | E9 | Utility - Cost of Equipment | 0 | 0 | 0 | 0 | 0 | 0 | 0 | 0 | 0 | 0 | 0 | 0 | 0 | 0 | 0 | 0 | 0 | 0 | 0 | 0 | 0 | 0 | 0 | 0 | 0 | 0 | 0
F4_Commercial_Lodging_Existing_Space Heating_Natural Gas_Unit Heater_E10 | F4 | Commercial | Lodging | Existing | Space Heating | Natural Gas | Unit Heater | E10 | Utility - Cost of Equipment | 0 | 0 | 0 | 0 | 0 | 0 | 0 | 0 | 0 | 0 | 0 | 0 | 0 | 0 | 0 | 0 | 0 | 0 | 0 | 0 | 0 | 0 | 0 | 0 | 0 | 0 | 0
F5_Commercial_Lodging_Existing_Space Heating_Natural Gas_Unit Heater_E1 | F5 | Commercial | Lodging | Existing | Space Heating | Natural Gas | Unit Heater | E1 | Utility - Cost of Operation | 0.398 | 0.39612 | 0.39091 | 0.38527 | 0.38426 | 0.3848 | 0.38633 | 0.38794 | 0.38905 | 0.3895 | 0.38936 | 0.38873 | 0.38745 | 0.3852 | 0.38201 | 0.37804 | 0.37295 | 0.36696 | 0.35984 | 0.35136 | 0.34129 | 0.32986 | 0.3204 | 0.31442 | 0.31211 | 0.31364 | 0.31517
F5_Commercial_Lodging_Existing_Space Heating_Natural Gas_Unit Heater_E2 | F5 | Commercial | Lodging | Existing | Space Heating | Natural Gas | Unit Heater | E2 | Utility - Cost of Operation | 0.35399 | 0.35232 | 0.34768 | 0.34266 | 0.34177 | 0.34225 | 0.34361 | 0.34504 | 0.34603 | 0.34643 | 0.34631 | 0.34574 | 0.3446 | 0.34261 | 0.33977 | 0.33624 | 0.33171 | 0.32638 | 0.32005 | 0.31251 | 0.30355 | 0.29339 | 0.28497 | 0.27966 | 0.27759 | 0.27895 | 0.28032
F5_Commercial_Lodging_Existing_Space Heating_Natural Gas_Unit Heater_E3 | F5 | Commercial | Lodging | Existing | Space Heating | Natural Gas | Unit Heater | E3 | Utility - Cost of Operation | 0.34784 | 0.34596 | 0.34106 | 0.33609 | 0.33619 | 0.33809 | 0.34128 | 0.34481 | 0.348 | 0.35049 | 0.35216 | 0.35286 | 0.35233 | 0.35033 | 0.347 | 0.34268 | 0.33721 | 0.3308 | 0.32323 | 0.31427 | 0.30366 | 0.29165 | 0.28166 | 0.27527 | 0.27264 | 0.27397 | 0.27532
F5_Commercial_Lodging_Existing_Space Heating_Natural Gas_Unit Heater_E4 | F5 | Commercial | Lodging | Existing | Space Heating | Natural Gas | Unit Heater | E4 | Utility - Cost of Operation | 0 | 0 | 0 | 0 | 0 | 0 | 0 | 0 | 0 | 0 | 0 | 0 | 0 | 0 | 0 | 0 | 0 | 0 | 0 | 0 | 0 | 0 | 0 | 0 | 0 | 0 | 0
F5_Commercial_Lodging_Existing_Space Heating_Natural Gas_Unit Heater_E5 | F5 | Commercial | Lodging | Existing | Space Heating | Natural Gas | Unit Heater | E5 | Utility - Cost of Operation | 0 | 0 | 0 | 0 | 0 | 0 | 0 | 0 | 0 | 0 | 0 | 0 | 0 | 0 | 0 | 0 | 0 | 0 | 0 | 0 | 0 | 0 | 0 | 0 | 0 | 0 | 0
F5_Commercial_Lodging_Existing_Space Heating_Natural Gas_Unit Heater_E6 | F5 | Commercial | Lodging | Existing | Space Heating | Natural Gas | Unit Heater | E6 | Utility - Cost of Operation | 0 | 0 | 0 | 0 | 0 | 0 | 0 | 0 | 0 | 0 | 0 | 0 | 0 | 0 | 0 | 0 | 0 | 0 | 0 | 0 | 0 | 0 | 0 | 0 | 0 | 0 | 0
F5_Commercial_Lodging_Existing_Space Heating_Natural Gas_Unit Heater_E7 | F5 | Commercial | Lodging | Existing | Space Heating | Natural Gas | Unit Heater | E7 | Utility - Cost of Operation | 0 | 0 | 0 | 0 | 0 | 0 | 0 | 0 | 0 | 0 | 0 | 0 | 0 | 0 | 0 | 0 | 0 | 0 | 0 | 0 | 0 | 0 | 0 | 0 | 0 | 0 | 0
F5_Commercial_Lodging_Existing_Space Heating_Natural Gas_Unit Heater_E8 | F5 | Commercial | Lodging | Existing | Space Heating | Natural Gas | Unit Heater | E8 | Utility - Cost of Operation | 0 | 0 | 0 | 0 | 0 | 0 | 0 | 0 | 0 | 0 | 0 | 0 | 0 | 0 | 0 | 0 | 0 | 0 | 0 | 0 | 0 | 0 | 0 | 0 | 0 | 0 | 0
F5_Commercial_Lodging_Existing_Space Heating_Natural Gas_Unit Heater_E9 | F5 | Commercial | Lodging | Existing | Space Heating | Natural Gas | Unit Heater | E9 | Utility - Cost of Operation | 0 | 0 | 0 | 0 | 0 | 0 | 0 | 0 | 0 | 0 | 0 | 0 | 0 | 0 | 0 | 0 | 0 | 0 | 0 | 0 | 0 | 0 | 0 | 0 | 0 | 0 | 0
F5_Commercial_Lodging_Existing_Space Heating_Natural Gas_Unit Heater_E10 | F5 | Commercial | Lodging | Existing | Space Heating | Natural Gas | Unit Heater | E10 | Utility - Cost of Operation | 0 | 0 | 0 | 0 | 0 | 0 | 0 | 0 | 0 | 0 | 0 | 0 | 0 | 0 | 0 | 0 | 0 | 0 | 0 | 0 | 0 | 0 | 0 | 0 | 0 | 0 | 0
F6_Commercial_Lodging_Existing_Space Heating_Natural Gas_Unit Heater_E1 | F6 | Commercial | Lodging | Existing | Space Heating | Natural Gas | Unit Heater | E1 | Utility - Value of Sales | 0 | 0 | 0 | 0 | 0 | 0 | 0 | 0 | 0 | 0 | 0 | 0 | 0 | 0 | 0 | 0 | 0 | 0 | 0 | 0 | 0 | 0 | 0 | 0 | 0 | 0 | 0
F6_Commercial_Lodging_Existing_Space Heating_Natural Gas_Unit Heater_E2 | F6 | Commercial | Lodging | Existing | Space Heating | Natural Gas | Unit Heater | E2 | Utility - Value of Sales | 0 | 0 | 0 | 0 | 0 | 0 | 0 | 0 | 0 | 0 | 0 | 0 | 0 | 0 | 0 | 0 | 0 | 0 | 0 | 0 | 0 | 0 | 0 | 0 | 0 | 0 | 0
F6_Commercial_Lodging_Existing_Space Heating_Natural Gas_Unit Heater_E3 | F6 | Commercial | Lodging | Existing | Space Heating | Natural Gas | Unit Heater | E3 | Utility - Value of Sales | 0 | 0 | 0 | 0 | 0 | 0 | 0 | 0 | 0 | 0 | 0 | 0 | 0 | 0 | 0 | 0 | 0 | 0 | 0 | 0 | 0 | 0 | 0 | 0 | 0 | 0 | 0
F6_Commercial_Lodging_Existing_Space Heating_Natural Gas_Unit Heater_E4 | F6 | Commercial | Lodging | Existing | Space Heating | Natural Gas | Unit Heater | E4 | Utility - Value of Sales | 0 | 0 | 0 | 0 | 0 | 0 | 0 | 0 | 0 | 0 | 0 | 0 | 0 | 0 | 0 | 0 | 0 | 0 | 0 | 0 | 0 | 0 | 0 | 0 | 0 | 0 | 0
F6_Commercial_Lodging_Existing_Space Heating_Natural Gas_Unit Heater_E5 | F6 | Commercial | Lodging | Existing | Space Heating | Natural Gas | Unit Heater | E5 | Utility - Value of Sales | 0 | 0 | 0 | 0 | 0 | 0 | 0 | 0 | 0 | 0 | 0 | 0 | 0 | 0 | 0 | 0 | 0 | 0 | 0 | 0 | 0 | 0 | 0 | 0 | 0 | 0 | 0
F6_Commercial_Lodging_Existing_Space Heating_Natural Gas_Unit Heater_E6 | F6 | Commercial | Lodging | Existing | Space Heating | Natural Gas | Unit Heater | E6 | Utility - Value of Sales | 0 | 0 | 0 | 0 | 0 | 0 | 0 | 0 | 0 | 0 | 0 | 0 | 0 | 0 | 0 | 0 | 0 | 0 | 0 | 0 | 0 | 0 | 0 | 0 | 0 | 0 | 0
F6_Commercial_Lodging_Existing_Space Heating_Natural Gas_Unit Heater_E7 | F6 | Commercial | Lodging | Existing | Space Heating | Natural Gas | Unit Heater | E7 | Utility - Value of Sales | 0 | 0 | 0 | 0 | 0 | 0 | 0 | 0 | 0 | 0 | 0 | 0 | 0 | 0 | 0 | 0 | 0 | 0 | 0 | 0 | 0 | 0 | 0 | 0 | 0 | 0 | 0
F6_Commercial_Lodging_Existing_Space Heating_Natural Gas_Unit Heater_E8 | F6 | Commercial | Lodging | Existing | Space Heating | Natural Gas | Unit Heater | E8 | Utility - Value of Sales | 0 | 0 | 0 | 0 | 0 | 0 | 0 | 0 | 0 | 0 | 0 | 0 | 0 | 0 | 0 | 0 | 0 | 0 | 0 | 0 | 0 | 0 | 0 | 0 | 0 | 0 | 0
F6_Commercial_Lodging_Existing_Space Heating_Natural Gas_Unit Heater_E9 | F6 | Commercial | Lodging | Existing | Space Heating | Natural Gas | Unit Heater | E9 | Utility - Value of Sales | 0 | 0 | 0 | 0 | 0 | 0 | 0 | 0 | 0 | 0 | 0 | 0 | 0 | 0 | 0 | 0 | 0 | 0 | 0 | 0 | 0 | 0 | 0 | 0 | 0 | 0 | 0
F6_Commercial_Lodging_Existing_Space Heating_Natural Gas_Unit Heater_E10 | F6 | Commercial | Lodging | Existing | Space Heating | Natural Gas | Unit Heater | E10 | Utility - Value of Sales | 0 | 0 | 0 | 0 | 0 | 0 | 0 | 0 | 0 | 0 | 0 | 0 | 0 | 0 | 0 | 0 | 0 | 0 | 0 | 0 | 0 | 0 | 0 | 0 | 0 | 0 | 0
F1_Commercial_Lodging_Existing_Water Heating_Natural Gas_Water Heater_E1 | F1 | Commercial | Lodging | Existing | Water Heating | Natural Gas | Water Heater | E1 | RVT - Cost of Equipment | 0.044158 | 0.044158 | 0.044158 | 0.044158 | 0.044158 | 0.044158 | 0.044158 | 0.044158 | 0.044158 | 0.044158 | 0.044158 | 0.044158 | 0.044158 | 0.044158 | 0.044158 | 0.044158 | 0.044158 | 0.044158 | 0.044158 | 0.044158 | 0.044158 | 0.044158 | 0.044158 | 0.044158 | 0.044158 | 0.044158 | 0.044158
F1_Commercial_Lodging_Existing_Water Heating_Natural Gas_Water Heater_E2 | F1 | Commercial | Lodging | Existing | Water Heating | Natural Gas | Water Heater | E2 | RVT - Cost of Equipment | 0.049469 | 0.049469 | 0.049469 | 0.049469 | 0.049469 | 0.049469 | 0.049469 | 0.049469 | 0.049469 | 0.049469 | 0.049469 | 0.049469 | 0.049469 | 0.049469 | 0.049469 | 0.049469 | 0.049469 | 0.049469 | 0.049469 | 0.049469 | 0.049469 | 0.049469 | 0.049469 | 0.049469 | 0.049469 | 0.049469 | 0.049469
F1_Commercial_Lodging_Existing_Water Heating_Natural Gas_Water Heater_E3 | F1 | Commercial | Lodging | Existing | Water Heating | Natural Gas | Water Heater | E3 | RVT - Cost of Equipment | 0.039024 | 0.039024 | 0.039024 | 0.039024 | 0.039024 | 0.039024 | 0.039024 | 0.039024 | 0.039024 | 0.039024 | 0.039024 | 0.039024 | 0.039024 | 0.039024 | 0.039024 | 0.039024 | 0.039024 | 0.039024 | 0.039024 | 0.039024 | 0.039024 | 0.039024 | 0.039024 | 0.039024 | 0.039024 | 0.039024 | 0.039024
F1_Commercial_Lodging_Existing_Water Heating_Natural Gas_Water Heater_E4 | F1 | Commercial | Lodging | Existing | Water Heating | Natural Gas | Water Heater | E4 | RVT - Cost of Equipment | 0 | 0 | 0.15773 | 0.15773 | 0.15773 | 0.15773 | 0.15773 | 0.15773 | 0.15773 | 0.15773 | 0.15773 | 0.15773 | 0.15773 | 0.15773 | 0.15773 | 0.15773 | 0.15773 | 0.15773 | 0.15773 | 0.15773 | 0.15773 | 0.15773 | 0.15773 | 0.15773 | 0.15773 | 0.15773 | 0.15773
F1_Commercial_Lodging_Existing_Water Heating_Natural Gas_Water Heater_E5 | F1 | Commercial | Lodging | Existing | Water Heating | Natural Gas | Water Heater | E5 | RVT - Cost of Equipment | 0 | 0 | 0 | 0 | 0 | 0 | 0 | 0 | 0 | 0 | 0 | 0 | 0 | 0 | 0 | 0 | 0 | 0 | 0 | 0 | 0 | 0 | 0 | 0 | 0 | 0 | 0
F1_Commercial_Lodging_Existing_Water Heating_Natural Gas_Water Heater_E6 | F1 | Commercial | Lodging | Existing | Water Heating | Natural Gas | Water Heater | E6 | RVT - Cost of Equipment | 0 | 0 | 0 | 0 | 0 | 0 | 0 | 0 | 0 | 0 | 0 | 0 | 0 | 0 | 0 | 0 | 0 | 0 | 0 | 0 | 0 | 0 | 0 | 0 | 0 | 0 | 0
F1_Commercial_Lodging_Existing_Water Heating_Natural Gas_Water Heater_E7 | F1 | Commercial | Lodging | Existing | Water Heating | Natural Gas | Water Heater | E7 | RVT - Cost of Equipment | 0 | 0 | 0 | 0 | 0 | 0 | 0 | 0 | 0 | 0 | 0 | 0 | 0 | 0 | 0 | 0 | 0 | 0 | 0 | 0 | 0 | 0 | 0 | 0 | 0 | 0 | 0
F1_Commercial_Lodging_Existing_Water Heating_Natural Gas_Water Heater_E8 | F1 | Commercial | Lodging | Existing | Water Heating | Natural Gas | Water Heater | E8 | RVT - Cost of Equipment | 0 | 0 | 0 | 0 | 0 | 0 | 0 | 0 | 0 | 0 | 0 | 0 | 0 | 0 | 0 | 0 | 0 | 0 | 0 | 0 | 0 | 0 | 0 | 0 | 0 | 0 | 0
F1_Commercial_Lodging_Existing_Water Heating_Natural Gas_Water Heater_E9 | F1 | Commercial | Lodging | Existing | Water Heating | Natural Gas | Water Heater | E9 | RVT - Cost of Equipment | 0 | 0 | 0 | 0 | 0 | 0 | 0 | 0 | 0 | 0 | 0 | 0 | 0 | 0 | 0 | 0 | 0 | 0 | 0 | 0 | 0 | 0 | 0 | 0 | 0 | 0 | 0
F1_Commercial_Lodging_Existing_Water Heating_Natural Gas_Water Heater_E10 | F1 | Commercial | Lodging | Existing | Water Heating | Natural Gas | Water Heater | E10 | RVT - Cost of Equipment | 0 | 0 | 0 | 0 | 0 | 0 | 0 | 0 | 0 | 0 | 0 | 0 | 0 | 0 | 0 | 0 | 0 | 0 | 0 | 0 | 0 | 0 | 0 | 0 | 0 | 0 | 0
F2_Commercial_Lodging_Existing_Water Heating_Natural Gas_Water Heater_E1 | F2 | Commercial | Lodging | Existing | Water Heating | Natural Gas | Water Heater | E1 | RVT - Cost of Operation | 0 | 0 | 0 | 0 | 0 | 0 | 0 | 0 | 0 | 0 | 0 | 0 | 0 | 0 | 0 | 0 | 0 | 0 | 0 | 0 | 0 | 0 | 0 | 0 | 0 | 0 | 0
F2_Commercial_Lodging_Existing_Water Heating_Natural Gas_Water Heater_E2 | F2 | Commercial | Lodging | Existing | Water Heating | Natural Gas | Water Heater | E2 | RVT - Cost of Operation | 0 | 0 | 0 | 0 | 0 | 0 | 0 | 0 | 0 | 0 | 0 | 0 | 0 | 0 | 0 | 0 | 0 | 0 | 0 | 0 | 0 | 0 | 0 | 0 | 0 | 0 | 0
F2_Commercial_Lodging_Existing_Water Heating_Natural Gas_Water Heater_E3 | F2 | Commercial | Lodging | Existing | Water Heating | Natural Gas | Water Heater | E3 | RVT - Cost of Operation | 0 | 0 | 0 | 0 | 0 | 0 | 0 | 0 | 0 | 0 | 0 | 0 | 0 | 0 | 0 | 0 | 0 | 0 | 0 | 0 | 0 | 0 | 0 | 0 | 0 | 0 | 0
F2_Commercial_Lodging_Existing_Water Heating_Natural Gas_Water Heater_E4 | F2 | Commercial | Lodging | Existing | Water Heating | Natural Gas | Water Heater | E4 | RVT - Cost of Operation | 0 | 0 | 0 | 0 | 0 | 0 | 0 | 0 | 0 | 0 | 0 | 0 | 0 | 0 | 0 | 0 | 0 | 0 | 0 | 0 | 0 | 0 | 0 | 0 | 0 | 0 | 0
F2_Commercial_Lodging_Existing_Water Heating_Natural Gas_Water Heater_E5 | F2 | Commercial | Lodging | Existing | Water Heating | Natural Gas | Water Heater | E5 | RVT - Cost of Operation | 0 | 0 | 0 | 0 | 0 | 0 | 0 | 0 | 0 | 0 | 0 | 0 | 0 | 0 | 0 | 0 | 0 | 0 | 0 | 0 | 0 | 0 | 0 | 0 | 0 | 0 | 0
F2_Commercial_Lodging_Existing_Water Heating_Natural Gas_Water Heater_E6 | F2 | Commercial | Lodging | Existing | Water Heating | Natural Gas | Water Heater | E6 | RVT - Cost of Operation | 0 | 0 | 0 | 0 | 0 | 0 | 0 | 0 | 0 | 0 | 0 | 0 | 0 | 0 | 0 | 0 | 0 | 0 | 0 | 0 | 0 | 0 | 0 | 0 | 0 | 0 | 0
F2_Commercial_Lodging_Existing_Water Heating_Natural Gas_Water Heater_E7 | F2 | Commercial | Lodging | Existing | Water Heating | Natural Gas | Water Heater | E7 | RVT - Cost of Operation | 0 | 0 | 0 | 0 | 0 | 0 | 0 | 0 | 0 | 0 | 0 | 0 | 0 | 0 | 0 | 0 | 0 | 0 | 0 | 0 | 0 | 0 | 0 | 0 | 0 | 0 | 0
F2_Commercial_Lodging_Existing_Water Heating_Natural Gas_Water Heater_E8 | F2 | Commercial | Lodging | Existing | Water Heating | Natural Gas | Water Heater | E8 | RVT - Cost of Operation | 0 | 0 | 0 | 0 | 0 | 0 | 0 | 0 | 0 | 0 | 0 | 0 | 0 | 0 | 0 | 0 | 0 | 0 | 0 | 0 | 0 | 0 | 0 | 0 | 0 | 0 | 0
F2_Commercial_Lodging_Existing_Water Heating_Natural Gas_Water Heater_E9 | F2 | Commercial | Lodging | Existing | Water Heating | Natural Gas | Water Heater | E9 | RVT - Cost of Operation | 0 | 0 | 0 | 0 | 0 | 0 | 0 | 0 | 0 | 0 | 0 | 0 | 0 | 0 | 0 | 0 | 0 | 0 | 0 | 0 | 0 | 0 | 0 | 0 | 0 | 0 | 0
F2_Commercial_Lodging_Existing_Water Heating_Natural Gas_Water Heater_E10 | F2 | Commercial | Lodging | Existing | Water Heating | Natural Gas | Water Heater | E10 | RVT - Cost of Operation | 0 | 0 | 0 | 0 | 0 | 0 | 0 | 0 | 0 | 0 | 0 | 0 | 0 | 0 | 0 | 0 | 0 | 0 | 0 | 0 | 0 | 0 | 0 | 0 | 0 | 0 | 0
F3_Commercial_Lodging_Existing_Water Heating_Natural Gas_Water Heater_E1 | F3 | Commercial | Lodging | Existing | Water Heating | Natural Gas | Water Heater | E1 | System - kBTUs of Consumption | 35.5064 | 35.5064 | 35.5064 | 35.5064 | 35.5064 | 35.5064 | 35.5064 | 35.5064 | 35.5064 | 35.5064 | 35.5064 | 35.5064 | 35.5064 | 35.5064 | 35.5064 | 35.5064 | 35.5064 | 35.5064 | 35.5064 | 35.5064 | 35.5064 | 35.5064 | 35.5064 | 35.5064 | 35.5064 | 35.5064 | 35.5064
F3_Commercial_Lodging_Existing_Water Heating_Natural Gas_Water Heater_E2 | F3 | Commercial | Lodging | Existing | Water Heating | Natural Gas | Water Heater | E2 | System - kBTUs of Consumption | 32.5475 | 32.5475 | 32.5475 | 32.5475 | 32.5475 | 32.5475 | 32.5475 | 32.5475 | 32.5475 | 32.5475 | 32.5475 | 32.5475 | 32.5475 | 32.5475 | 32.5475 | 32.5475 | 32.5475 | 32.5475 | 32.5475 | 32.5475 | 32.5475 | 32.5475 | 32.5475 | 32.5475 | 32.5475 | 32.5475 | 32.5475
F3_Commercial_Lodging_Existing_Water Heating_Natural Gas_Water Heater_E3 | F3 | Commercial | Lodging | Existing | Water Heating | Natural Gas | Water Heater | E3 | System - kBTUs of Consumption | 31.8833 | 31.8833 | 31.8833 | 31.8833 | 31.8833 | 31.8833 | 31.8833 | 31.8833 | 31.8833 | 31.8833 | 31.8833 | 31.8833 | 31.8833 | 31.8833 | 31.8833 | 31.8833 | 31.8833 | 31.8833 | 31.8833 | 31.8833 | 31.8833 | 31.8833 | 31.8833 | 31.8833 | 31.8833 | 31.8833 | 31.8833
F3_Commercial_Lodging_Existing_Water Heating_Natural Gas_Water Heater_E4 | F3 | Commercial | Lodging | Existing | Water Heating | Natural Gas | Water Heater | E4 | System - kBTUs of Consumption | 0 | 0 | 29.477 | 29.477 | 29.477 | 29.477 | 29.477 | 29.477 | 29.477 | 29.477 | 29.477 | 29.477 | 29.477 | 29.477 | 29.477 | 29.477 | 29.477 | 29.477 | 29.477 | 29.477 | 29.477 | 29.477 | 29.477 | 29.477 | 29.477 | 29.477 | 29.477
F3_Commercial_Lodging_Existing_Water Heating_Natural Gas_Water Heater_E5 | F3 | Commercial | Lodging | Existing | Water Heating | Natural Gas | Water Heater | E5 | System - kBTUs of Consumption | 0 | 0 | 0 | 0 | 0 | 0 | 0 | 0 | 0 | 0 | 0 | 0 | 0 | 0 | 0 | 0 | 0 | 0 | 0 | 0 | 0 | 0 | 0 | 0 | 0 | 0 | 0
F3_Commercial_Lodging_Existing_Water Heating_Natural Gas_Water Heater_E6 | F3 | Commercial | Lodging | Existing | Water Heating | Natural Gas | Water Heater | E6 | System - kBTUs of Consumption | 0 | 0 | 0 | 0 | 0 | 0 | 0 | 0 | 0 | 0 | 0 | 0 | 0 | 0 | 0 | 0 | 0 | 0 | 0 | 0 | 0 | 0 | 0 | 0 | 0 | 0 | 0
F3_Commercial_Lodging_Existing_Water Heating_Natural Gas_Water Heater_E7 | F3 | Commercial | Lodging | Existing | Water Heating | Natural Gas | Water Heater | E7 | System - kBTUs of Consumption | 0 | 0 | 0 | 0 | 0 | 0 | 0 | 0 | 0 | 0 | 0 | 0 | 0 | 0 | 0 | 0 | 0 | 0 | 0 | 0 | 0 | 0 | 0 | 0 | 0 | 0 | 0
F3_Commercial_Lodging_Existing_Water Heating_Natural Gas_Water Heater_E8 | F3 | Commercial | Lodging | Existing | Water Heating | Natural Gas | Water Heater | E8 | System - kBTUs of Consumption | 0 | 0 | 0 | 0 | 0 | 0 | 0 | 0 | 0 | 0 | 0 | 0 | 0 | 0 | 0 | 0 | 0 | 0 | 0 | 0 | 0 | 0 | 0 | 0 | 0 | 0 | 0
F3_Commercial_Lodging_Existing_Water Heating_Natural Gas_Water Heater_E9 | F3 | Commercial | Lodging | Existing | Water Heating | Natural Gas | Water Heater | E9 | System - kBTUs of Consumption | 0 | 0 | 0 | 0 | 0 | 0 | 0 | 0 | 0 | 0 | 0 | 0 | 0 | 0 | 0 | 0 | 0 | 0 | 0 | 0 | 0 | 0 | 0 | 0 | 0 | 0 | 0
F3_Commercial_Lodging_Existing_Water Heating_Natural Gas_Water Heater_E10 | F3 | Commercial | Lodging | Existing | Water Heating | Natural Gas | Water Heater | E10 | System - kBTUs of Consumption | 0 | 0 | 0 | 0 | 0 | 0 | 0 | 0 | 0 | 0 | 0 | 0 | 0 | 0 | 0 | 0 | 0 | 0 | 0 | 0 | 0 | 0 | 0 | 0 | 0 | 0 | 0
F4_Commercial_Lodging_Existing_Water Heating_Natural Gas_Water Heater_E1 | F4 | Commercial | Lodging | Existing | Water Heating | Natural Gas | Water Heater | E1 | Utility - Cost of Equipment | 0.044158 | 0.044158 | 0.044158 | 0.044158 | 0.044158 | 0.044158 | 0.044158 | 0.044158 | 0.044158 | 0.044158 | 0.044158 | 0.044158 | 0.044158 | 0.044158 | 0.044158 | 0.044158 | 0.044158 | 0.044158 | 0.044158 | 0.044158 | 0.044158 | 0.044158 | 0.044158 | 0.044158 | 0.044158 | 0.044158 | 0.044158
F4_Commercial_Lodging_Existing_Water Heating_Natural Gas_Water Heater_E2 | F4 | Commercial | Lodging | Existing | Water Heating | Natural Gas | Water Heater | E2 | Utility - Cost of Equipment | 0.049469 | 0.049469 | 0.049469 | 0.049469 | 0.049469 | 0.049469 | 0.049469 | 0.049469 | 0.049469 | 0.049469 | 0.049469 | 0.049469 | 0.049469 | 0.049469 | 0.049469 | 0.049469 | 0.049469 | 0.049469 | 0.049469 | 0.049469 | 0.049469 | 0.049469 | 0.049469 | 0.049469 | 0.049469 | 0.049469 | 0.049469
F4_Commercial_Lodging_Existing_Water Heating_Natural Gas_Water Heater_E3 | F4 | Commercial | Lodging | Existing | Water Heating | Natural Gas | Water Heater | E3 | Utility - Cost of Equipment | 0.039024 | 0.039024 | 0.039024 | 0.039024 | 0.039024 | 0.039024 | 0.039024 | 0.039024 | 0.039024 | 0.039024 | 0.039024 | 0.039024 | 0.039024 | 0.039024 | 0.039024 | 0.039024 | 0.039024 | 0.039024 | 0.039024 | 0.039024 | 0.039024 | 0.039024 | 0.039024 | 0.039024 | 0.039024 | 0.039024 | 0.039024
F4_Commercial_Lodging_Existing_Water Heating_Natural Gas_Water Heater_E4 | F4 | Commercial | Lodging | Existing | Water Heating | Natural Gas | Water Heater | E4 | Utility - Cost of Equipment | 0 | 0 | 0.15773 | 0.15773 | 0.15773 | 0.15773 | 0.15773 | 0.15773 | 0.15773 | 0.15773 | 0.15773 | 0.15773 | 0.15773 | 0.15773 | 0.15773 | 0.15773 | 0.15773 | 0.15773 | 0.15773 | 0.15773 | 0.15773 | 0.15773 | 0.15773 | 0.15773 | 0.15773 | 0.15773 | 0.15773
F4_Commercial_Lodging_Existing_Water Heating_Natural Gas_Water Heater_E5 | F4 | Commercial | Lodging | Existing | Water Heating | Natural Gas | Water Heater | E5 | Utility - Cost of Equipment | 0 | 0 | 0 | 0 | 0 | 0 | 0 | 0 | 0 | 0 | 0 | 0 | 0 | 0 | 0 | 0 | 0 | 0 | 0 | 0 | 0 | 0 | 0 | 0 | 0 | 0 | 0
F4_Commercial_Lodging_Existing_Water Heating_Natural Gas_Water Heater_E6 | F4 | Commercial | Lodging | Existing | Water Heating | Natural Gas | Water Heater | E6 | Utility - Cost of Equipment | 0 | 0 | 0 | 0 | 0 | 0 | 0 | 0 | 0 | 0 | 0 | 0 | 0 | 0 | 0 | 0 | 0 | 0 | 0 | 0 | 0 | 0 | 0 | 0 | 0 | 0 | 0
F4_Commercial_Lodging_Existing_Water Heating_Natural Gas_Water Heater_E7 | F4 | Commercial | Lodging | Existing | Water Heating | Natural Gas | Water Heater | E7 | Utility - Cost of Equipment | 0 | 0 | 0 | 0 | 0 | 0 | 0 | 0 | 0 | 0 | 0 | 0 | 0 | 0 | 0 | 0 | 0 | 0 | 0 | 0 | 0 | 0 | 0 | 0 | 0 | 0 | 0
F4_Commercial_Lodging_Existing_Water Heating_Natural Gas_Water Heater_E8 | F4 | Commercial | Lodging | Existing | Water Heating | Natural Gas | Water Heater | E8 | Utility - Cost of Equipment | 0 | 0 | 0 | 0 | 0 | 0 | 0 | 0 | 0 | 0 | 0 | 0 | 0 | 0 | 0 | 0 | 0 | 0 | 0 | 0 | 0 | 0 | 0 | 0 | 0 | 0 | 0
F4_Commercial_Lodging_Existing_Water Heating_Natural Gas_Water Heater_E9 | F4 | Commercial | Lodging | Existing | Water Heating | Natural Gas | Water Heater | E9 | Utility - Cost of Equipment | 0 | 0 | 0 | 0 | 0 | 0 | 0 | 0 | 0 | 0 | 0 | 0 | 0 | 0 | 0 | 0 | 0 | 0 | 0 | 0 | 0 | 0 | 0 | 0 | 0 | 0 | 0
F4_Commercial_Lodging_Existing_Water Heating_Natural Gas_Water Heater_E10 | F4 | Commercial | Lodging | Existing | Water Heating | Natural Gas | Water Heater | E10 | Utility - Cost of Equipment | 0 | 0 | 0 | 0 | 0 | 0 | 0 | 0 | 0 | 0 | 0 | 0 | 0 | 0 | 0 | 0 | 0 | 0 | 0 | 0 | 0 | 0 | 0 | 0 | 0 | 0 | 0
F5_Commercial_Lodging_Existing_Water Heating_Natural Gas_Water Heater_E1 | F5 | Commercial | Lodging | Existing | Water Heating | Natural Gas | Water Heater | E1 | Utility - Cost of Operation | 0.48792 | 0.48088 | 0.47401 | 0.46736 | 0.46742 | 0.47185 | 0.47904 | 0.48774 | 0.49714 | 0.50675 | 0.51626 | 0.52468 | 0.5311 | 0.53383 | 0.53257 | 0.52735 | 0.51856 | 0.50707 | 0.49338 | 0.47716 | 0.45818 | 0.43634 | 0.41695 | 0.4044 | 0.39898 | 0.40093 | 0.4029
F5_Commercial_Lodging_Existing_Water Heating_Natural Gas_Water Heater_E2 | F5 | Commercial | Lodging | Existing | Water Heating | Natural Gas | Water Heater | E2 | Utility - Cost of Operation | 0.44726 | 0.44081 | 0.43451 | 0.42841 | 0.42847 | 0.43253 | 0.43912 | 0.4471 | 0.45571 | 0.46452 | 0.47324 | 0.48095 | 0.48684 | 0.48934 | 0.48819 | 0.4834 | 0.47535 | 0.46481 | 0.45227 | 0.4374 | 0.42 | 0.39998 | 0.3822 | 0.3707 | 0.36573 | 0.36752 | 0.36932
F5_Commercial_Lodging_Existing_Water Heating_Natural Gas_Water Heater_E3 | F5 | Commercial | Lodging | Existing | Water Heating | Natural Gas | Water Heater | E3 | Utility - Cost of Operation | 0.43813 | 0.43181 | 0.42564 | 0.41967 | 0.41972 | 0.4237 | 0.43016 | 0.43797 | 0.44641 | 0.45504 | 0.46358 | 0.47114 | 0.4769 | 0.47936 | 0.47822 | 0.47354 | 0.46565 | 0.45533 | 0.44304 | 0.42847 | 0.41143 | 0.39182 | 0.3744 | 0.36313 | 0.35827 | 0.36002 | 0.36179
F5_Commercial_Lodging_Existing_Water Heating_Natural Gas_Water Heater_E4 | F5 | Commercial | Lodging | Existing | Water Heating | Natural Gas | Water Heater | E4 | Utility - Cost of Operation | 0 | 0 | 0.39716 | 0.39385 | 0.39525 | 0.39973 | 0.406 | 0.41283 | 0.41923 | 0.42443 | 0.42828 | 0.43047 | 0.43083 | 0.42898 | 0.42536 | 0.42023 | 0.41376 | 0.406 | 0.39672 | 0.38567 | 0.3727 | 0.35774 | 0.34449 | 0.336 | 0.33249 | 0.33412 | 0.33576
F5_Commercial_Lodging_Existing_Water Heating_Natural Gas_Water Heater_E5 | F5 | Commercial | Lodging | Existing | Water Heating | Natural Gas | Water Heater | E5 | Utility - Cost of Operation | 0 | 0 | 0 | 0 | 0 | 0 | 0 | 0 | 0 | 0 | 0 | 0 | 0 | 0 | 0 | 0 | 0 | 0 | 0 | 0 | 0 | 0 | 0 | 0 | 0 | 0 | 0
F5_Commercial_Lodging_Existing_Water Heating_Natural Gas_Water Heater_E6 | F5 | Commercial | Lodging | Existing | Water Heating | Natural Gas | Water Heater | E6 | Utility - Cost of Operation | 0 | 0 | 0 | 0 | 0 | 0 | 0 | 0 | 0 | 0 | 0 | 0 | 0 | 0 | 0 | 0 | 0 | 0 | 0 | 0 | 0 | 0 | 0 | 0 | 0 | 0 | 0
F5_Commercial_Lodging_Existing_Water Heating_Natural Gas_Water Heater_E7 | F5 | Commercial | Lodging | Existing | Water Heating | Natural Gas | Water Heater | E7 | Utility - Cost of Operation | 0 | 0 | 0 | 0 | 0 | 0 | 0 | 0 | 0 | 0 | 0 | 0 | 0 | 0 | 0 | 0 | 0 | 0 | 0 | 0 | 0 | 0 | 0 | 0 | 0 | 0 | 0
F5_Commercial_Lodging_Existing_Water Heating_Natural Gas_Water Heater_E8 | F5 | Commercial | Lodging | Existing | Water Heating | Natural Gas | Water Heater | E8 | Utility - Cost of Operation | 0 | 0 | 0 | 0 | 0 | 0 | 0 | 0 | 0 | 0 | 0 | 0 | 0 | 0 | 0 | 0 | 0 | 0 | 0 | 0 | 0 | 0 | 0 | 0 | 0 | 0 | 0
F5_Commercial_Lodging_Existing_Water Heating_Natural Gas_Water Heater_E9 | F5 | Commercial | Lodging | Existing | Water Heating | Natural Gas | Water Heater | E9 | Utility - Cost of Operation | 0 | 0 | 0 | 0 | 0 | 0 | 0 | 0 | 0 | 0 | 0 | 0 | 0 | 0 | 0 | 0 | 0 | 0 | 0 | 0 | 0 | 0 | 0 | 0 | 0 | 0 | 0
F5_Commercial_Lodging_Existing_Water Heating_Natural Gas_Water Heater_E10 | F5 | Commercial | Lodging | Existing | Water Heating | Natural Gas | Water Heater | E10 | Utility - Cost of Operation | 0 | 0 | 0 | 0 | 0 | 0 | 0 | 0 | 0 | 0 | 0 | 0 | 0 | 0 | 0 | 0 | 0 | 0 | 0 | 0 | 0 | 0 | 0 | 0 | 0 | 0 | 0
F6_Commercial_Lodging_Existing_Water Heating_Natural Gas_Water Heater_E1 | F6 | Commercial | Lodging | Existing | Water Heating | Natural Gas | Water Heater | E1 | Utility - Value of Sales | 0 | 0 | 0 | 0 | 0 | 0 | 0 | 0 | 0 | 0 | 0 | 0 | 0 | 0 | 0 | 0 | 0 | 0 | 0 | 0 | 0 | 0 | 0 | 0 | 0 | 0 | 0
F6_Commercial_Lodging_Existing_Water Heating_Natural Gas_Water Heater_E2 | F6 | Commercial | Lodging | Existing | Water Heating | Natural Gas | Water Heater | E2 | Utility - Value of Sales | 0 | 0 | 0 | 0 | 0 | 0 | 0 | 0 | 0 | 0 | 0 | 0 | 0 | 0 | 0 | 0 | 0 | 0 | 0 | 0 | 0 | 0 | 0 | 0 | 0 | 0 | 0
F6_Commercial_Lodging_Existing_Water Heating_Natural Gas_Water Heater_E3 | F6 | Commercial | Lodging | Existing | Water Heating | Natural Gas | Water Heater | E3 | Utility - Value of Sales | 0 | 0 | 0 | 0 | 0 | 0 | 0 | 0 | 0 | 0 | 0 | 0 | 0 | 0 | 0 | 0 | 0 | 0 | 0 | 0 | 0 | 0 | 0 | 0 | 0 | 0 | 0
F6_Commercial_Lodging_Existing_Water Heating_Natural Gas_Water Heater_E4 | F6 | Commercial | Lodging | Existing | Water Heating | Natural Gas | Water Heater | E4 | Utility - Value of Sales | 0 | 0 | 0 | 0 | 0 | 0 | 0 | 0 | 0 | 0 | 0 | 0 | 0 | 0 | 0 | 0 | 0 | 0 | 0 | 0 | 0 | 0 | 0 | 0 | 0 | 0 | 0
F6_Commercial_Lodging_Existing_Water Heating_Natural Gas_Water Heater_E5 | F6 | Commercial | Lodging | Existing | Water Heating | Natural Gas | Water Heater | E5 | Utility - Value of Sales | 0 | 0 | 0 | 0 | 0 | 0 | 0 | 0 | 0 | 0 | 0 | 0 | 0 | 0 | 0 | 0 | 0 | 0 | 0 | 0 | 0 | 0 | 0 | 0 | 0 | 0 | 0
F6_Commercial_Lodging_Existing_Water Heating_Natural Gas_Water Heater_E6 | F6 | Commercial | Lodging | Existing | Water Heating | Natural Gas | Water Heater | E6 | Utility - Value of Sales | 0 | 0 | 0 | 0 | 0 | 0 | 0 | 0 | 0 | 0 | 0 | 0 | 0 | 0 | 0 | 0 | 0 | 0 | 0 | 0 | 0 | 0 | 0 | 0 | 0 | 0 | 0
F6_Commercial_Lodging_Existing_Water Heating_Natural Gas_Water Heater_E7 | F6 | Commercial | Lodging | Existing | Water Heating | Natural Gas | Water Heater | E7 | Utility - Value of Sales | 0 | 0 | 0 | 0 | 0 | 0 | 0 | 0 | 0 | 0 | 0 | 0 | 0 | 0 | 0 | 0 | 0 | 0 | 0 | 0 | 0 | 0 | 0 | 0 | 0 | 0 | 0
F6_Commercial_Lodging_Existing_Water Heating_Natural Gas_Water Heater_E8 | F6 | Commercial | Lodging | Existing | Water Heating | Natural Gas | Water Heater | E8 | Utility - Value of Sales | 0 | 0 | 0 | 0 | 0 | 0 | 0 | 0 | 0 | 0 | 0 | 0 | 0 | 0 | 0 | 0 | 0 | 0 | 0 | 0 | 0 | 0 | 0 | 0 | 0 | 0 | 0
F6_Commercial_Lodging_Existing_Water Heating_Natural Gas_Water Heater_E9 | F6 | Commercial | Lodging | Existing | Water Heating | Natural Gas | Water Heater | E9 | Utility - Value of Sales | 0 | 0 | 0 | 0 | 0 | 0 | 0 | 0 | 0 | 0 | 0 | 0 | 0 | 0 | 0 | 0 | 0 | 0 | 0 | 0 | 0 | 0 | 0 | 0 | 0 | 0 | 0
F6_Commercial_Lodging_Existing_Water Heating_Natural Gas_Water Heater_E10 | F6 | Commercial | Lodging | Existing | Water Heating | Natural Gas | Water Heater | E10 | Utility - Value of Sales | 0 | 0 | 0 | 0 | 0 | 0 | 0 | 0 | 0 | 0 | 0 | 0 | 0 | 0 | 0 | 0 | 0 | 0 | 0 | 0 | 0 | 0 | 0 | 0 | 0 | 0 | 0
F1_Commercial_Lodging_Existing_Food Preparation_Natural Gas_Oven_E1 | F1 | Commercial | Lodging | Existing | Food Preparation | Natural Gas | Oven | E1 | RVT - Cost of Equipment | 0.078735 | 0.078735 | 0.078735 | 0.078735 | 0.078735 | 0.078735 | 0.078735 | 0.078735 | 0.078735 | 0.078735 | 0.078735 | 0.078735 | 0.078735 | 0.078735 | 0.078735 | 0.078735 | 0.078735 | 0.078735 | 0.078735 | 0.078735 | 0.078735 | 0.078735 | 0.078735 | 0.078735 | 0.078735 | 0.078735 | 0.078735
F1_Commercial_Lodging_Existing_Food Preparation_Natural Gas_Oven_E2 | F1 | Commercial | Lodging | Existing | Food Preparation | Natural Gas | Oven | E2 | RVT - Cost of Equipment | 0.082941 | 0.082941 | 0.082941 | 0.082941 | 0.082941 | 0.082941 | 0.082941 | 0.082941 | 0.082941 | 0.082941 | 0.082941 | 0.082941 | 0.082941 | 0.082941 | 0.082941 | 0.082941 | 0.082941 | 0.082941 | 0.082941 | 0.082941 | 0.082941 | 0.082941 | 0.082941 | 0.082941 | 0.082941 | 0.082941 | 0.082941
F1_Commercial_Lodging_Existing_Food Preparation_Natural Gas_Oven_E3 | F1 | Commercial | Lodging | Existing | Food Preparation | Natural Gas | Oven | E3 | RVT - Cost of Equipment | 0 | 0 | 0 | 0 | 0 | 0 | 0 | 0 | 0 | 0 | 0 | 0 | 0 | 0 | 0 | 0 | 0 | 0 | 0 | 0 | 0 | 0 | 0 | 0 | 0 | 0 | 0
F1_Commercial_Lodging_Existing_Food Preparation_Natural Gas_Oven_E4 | F1 | Commercial | Lodging | Existing | Food Preparation | Natural Gas | Oven | E4 | RVT - Cost of Equipment | 0 | 0 | 0 | 0 | 0 | 0 | 0 | 0 | 0 | 0 | 0 | 0 | 0 | 0 | 0 | 0 | 0 | 0 | 0 | 0 | 0 | 0 | 0 | 0 | 0 | 0 | 0
F1_Commercial_Lodging_Existing_Food Preparation_Natural Gas_Oven_E5 | F1 | Commercial | Lodging | Existing | Food Preparation | Natural Gas | Oven | E5 | RVT - Cost of Equipment | 0 | 0 | 0 | 0 | 0 | 0 | 0 | 0 | 0 | 0 | 0 | 0 | 0 | 0 | 0 | 0 | 0 | 0 | 0 | 0 | 0 | 0 | 0 | 0 | 0 | 0 | 0
F1_Commercial_Lodging_Existing_Food Preparation_Natural Gas_Oven_E6 | F1 | Commercial | Lodging | Existing | Food Preparation | Natural Gas | Oven | E6 | RVT - Cost of Equipment | 0 | 0 | 0 | 0 | 0 | 0 | 0 | 0 | 0 | 0 | 0 | 0 | 0 | 0 | 0 | 0 | 0 | 0 | 0 | 0 | 0 | 0 | 0 | 0 | 0 | 0 | 0
F1_Commercial_Lodging_Existing_Food Preparation_Natural Gas_Oven_E7 | F1 | Commercial | Lodging | Existing | Food Preparation | Natural Gas | Oven | E7 | RVT - Cost of Equipment | 0 | 0 | 0 | 0 | 0 | 0 | 0 | 0 | 0 | 0 | 0 | 0 | 0 | 0 | 0 | 0 | 0 | 0 | 0 | 0 | 0 | 0 | 0 | 0 | 0 | 0 | 0
F1_Commercial_Lodging_Existing_Food Preparation_Natural Gas_Oven_E8 | F1 | Commercial | Lodging | Existing | Food Preparation | Natural Gas | Oven | E8 | RVT - Cost of Equipment | 0 | 0 | 0 | 0 | 0 | 0 | 0 | 0 | 0 | 0 | 0 | 0 | 0 | 0 | 0 | 0 | 0 | 0 | 0 | 0 | 0 | 0 | 0 | 0 | 0 | 0 | 0
F1_Commercial_Lodging_Existing_Food Preparation_Natural Gas_Oven_E9 | F1 | Commercial | Lodging | Existing | Food Preparation | Natural Gas | Oven | E9 | RVT - Cost of Equipment | 0 | 0 | 0 | 0 | 0 | 0 | 0 | 0 | 0 | 0 | 0 | 0 | 0 | 0 | 0 | 0 | 0 | 0 | 0 | 0 | 0 | 0 | 0 | 0 | 0 | 0 | 0
F1_Commercial_Lodging_Existing_Food Preparation_Natural Gas_Oven_E10 | F1 | Commercial | Lodging | Existing | Food Preparation | Natural Gas | Oven | E10 | RVT - Cost of Equipment | 0 | 0 | 0 | 0 | 0 | 0 | 0 | 0 | 0 | 0 | 0 | 0 | 0 | 0 | 0 | 0 | 0 | 0 | 0 | 0 | 0 | 0 | 0 | 0 | 0 | 0 | 0
F2_Commercial_Lodging_Existing_Food Preparation_Natural Gas_Oven_E1 | F2 | Commercial | Lodging | Existing | Food Preparation | Natural Gas | Oven | E1 | RVT - Cost of Operation | 0 | 0 | 0 | 0 | 0 | 0 | 0 | 0 | 0 | 0 | 0 | 0 | 0 | 0 | 0 | 0 | 0 | 0 | 0 | 0 | 0 | 0 | 0 | 0 | 0 | 0 | 0
F2_Commercial_Lodging_Existing_Food Preparation_Natural Gas_Oven_E2 | F2 | Commercial | Lodging | Existing | Food Preparation | Natural Gas | Oven | E2 | RVT - Cost of Operation | 0 | 0 | 0 | 0 | 0 | 0 | 0 | 0 | 0 | 0 | 0 | 0 | 0 | 0 | 0 | 0 | 0 | 0 | 0 | 0 | 0 | 0 | 0 | 0 | 0 | 0 | 0
F2_Commercial_Lodging_Existing_Food Preparation_Natural Gas_Oven_E3 | F2 | Commercial | Lodging | Existing | Food Preparation | Natural Gas | Oven | E3 | RVT - Cost of Operation | 0 | 0 | 0 | 0 | 0 | 0 | 0 | 0 | 0 | 0 | 0 | 0 | 0 | 0 | 0 | 0 | 0 | 0 | 0 | 0 | 0 | 0 | 0 | 0 | 0 | 0 | 0
F2_Commercial_Lodging_Existing_Food Preparation_Natural Gas_Oven_E4 | F2 | Commercial | Lodging | Existing | Food Preparation | Natural Gas | Oven | E4 | RVT - Cost of Operation | 0 | 0 | 0 | 0 | 0 | 0 | 0 | 0 | 0 | 0 | 0 | 0 | 0 | 0 | 0 | 0 | 0 | 0 | 0 | 0 | 0 | 0 | 0 | 0 | 0 | 0 | 0
F2_Commercial_Lodging_Existing_Food Preparation_Natural Gas_Oven_E5 | F2 | Commercial | Lodging | Existing | Food Preparation | Natural Gas | Oven | E5 | RVT - Cost of Operation | 0 | 0 | 0 | 0 | 0 | 0 | 0 | 0 | 0 | 0 | 0 | 0 | 0 | 0 | 0 | 0 | 0 | 0 | 0 | 0 | 0 | 0 | 0 | 0 | 0 | 0 | 0
F2_Commercial_Lodging_Existing_Food Preparation_Natural Gas_Oven_E6 | F2 | Commercial | Lodging | Existing | Food Preparation | Natural Gas | Oven | E6 | RVT - Cost of Operation | 0 | 0 | 0 | 0 | 0 | 0 | 0 | 0 | 0 | 0 | 0 | 0 | 0 | 0 | 0 | 0 | 0 | 0 | 0 | 0 | 0 | 0 | 0 | 0 | 0 | 0 | 0
F2_Commercial_Lodging_Existing_Food Preparation_Natural Gas_Oven_E7 | F2 | Commercial | Lodging | Existing | Food Preparation | Natural Gas | Oven | E7 | RVT - Cost of Operation | 0 | 0 | 0 | 0 | 0 | 0 | 0 | 0 | 0 | 0 | 0 | 0 | 0 | 0 | 0 | 0 | 0 | 0 | 0 | 0 | 0 | 0 | 0 | 0 | 0 | 0 | 0
F2_Commercial_Lodging_Existing_Food Preparation_Natural Gas_Oven_E8 | F2 | Commercial | Lodging | Existing | Food Preparation | Natural Gas | Oven | E8 | RVT - Cost of Operation | 0 | 0 | 0 | 0 | 0 | 0 | 0 | 0 | 0 | 0 | 0 | 0 | 0 | 0 | 0 | 0 | 0 | 0 | 0 | 0 | 0 | 0 | 0 | 0 | 0 | 0 | 0
F2_Commercial_Lodging_Existing_Food Preparation_Natural Gas_Oven_E9 | F2 | Commercial | Lodging | Existing | Food Preparation | Natural Gas | Oven | E9 | RVT - Cost of Operation | 0 | 0 | 0 | 0 | 0 | 0 | 0 | 0 | 0 | 0 | 0 | 0 | 0 | 0 | 0 | 0 | 0 | 0 | 0 | 0 | 0 | 0 | 0 | 0 | 0 | 0 | 0
F2_Commercial_Lodging_Existing_Food Preparation_Natural Gas_Oven_E10 | F2 | Commercial | Lodging | Existing | Food Preparation | Natural Gas | Oven | E10 | RVT - Cost of Operation | 0 | 0 | 0 | 0 | 0 | 0 | 0 | 0 | 0 | 0 | 0 | 0 | 0 | 0 | 0 | 0 | 0 | 0 | 0 | 0 | 0 | 0 | 0 | 0 | 0 | 0 | 0
F3_Commercial_Lodging_Existing_Food Preparation_Natural Gas_Oven_E1 | F3 | Commercial | Lodging | Existing | Food Preparation | Natural Gas | Oven | E1 | System - kBTUs of Consumption | 6.2583 | 6.2583 | 6.2583 | 6.2583 | 6.2583 | 6.2583 | 6.2583 | 6.2583 | 6.2583 | 6.2583 | 6.2583 | 6.2583 | 6.2583 | 6.2583 | 6.2583 | 6.2583 | 6.2583 | 6.2583 | 6.2583 | 6.2583 | 6.2583 | 6.2583 | 6.2583 | 6.2583 | 6.2583 | 6.2583 | 6.2583
F3_Commercial_Lodging_Existing_Food Preparation_Natural Gas_Oven_E2 | F3 | Commercial | Lodging | Existing | Food Preparation | Natural Gas | Oven | E2 | System - kBTUs of Consumption | 5.4375 | 5.4375 | 5.4375 | 5.4375 | 5.4375 | 5.4375 | 5.4375 | 5.4375 | 5.4375 | 5.4375 | 5.4375 | 5.4375 | 5.4375 | 5.4375 | 5.4375 | 5.4375 | 5.4375 | 5.4375 | 5.4375 | 5.4375 | 5.4375 | 5.4375 | 5.4375 | 5.4375 | 5.4375 | 5.4375 | 5.4375
F3_Commercial_Lodging_Existing_Food Preparation_Natural Gas_Oven_E3 | F3 | Commercial | Lodging | Existing | Food Preparation | Natural Gas | Oven | E3 | System - kBTUs of Consumption | 0 | 0 | 0 | 0 | 0 | 0 | 0 | 0 | 0 | 0 | 0 | 0 | 0 | 0 | 0 | 0 | 0 | 0 | 0 | 0 | 0 | 0 | 0 | 0 | 0 | 0 | 0
F3_Commercial_Lodging_Existing_Food Preparation_Natural Gas_Oven_E4 | F3 | Commercial | Lodging | Existing | Food Preparation | Natural Gas | Oven | E4 | System - kBTUs of Consumption | 0 | 0 | 0 | 0 | 0 | 0 | 0 | 0 | 0 | 0 | 0 | 0 | 0 | 0 | 0 | 0 | 0 | 0 | 0 | 0 | 0 | 0 | 0 | 0 | 0 | 0 | 0
F3_Commercial_Lodging_Existing_Food Preparation_Natural Gas_Oven_E5 | F3 | Commercial | Lodging | Existing | Food Preparation | Natural Gas | Oven | E5 | System - kBTUs of Consumption | 0 | 0 | 0 | 0 | 0 | 0 | 0 | 0 | 0 | 0 | 0 | 0 | 0 | 0 | 0 | 0 | 0 | 0 | 0 | 0 | 0 | 0 | 0 | 0 | 0 | 0 | 0
F3_Commercial_Lodging_Existing_Food Preparation_Natural Gas_Oven_E6 | F3 | Commercial | Lodging | Existing | Food Preparation | Natural Gas | Oven | E6 | System - kBTUs of Consumption | 0 | 0 | 0 | 0 | 0 | 0 | 0 | 0 | 0 | 0 | 0 | 0 | 0 | 0 | 0 | 0 | 0 | 0 | 0 | 0 | 0 | 0 | 0 | 0 | 0 | 0 | 0
F3_Commercial_Lodging_Existing_Food Preparation_Natural Gas_Oven_E7 | F3 | Commercial | Lodging | Existing | Food Preparation | Natural Gas | Oven | E7 | System - kBTUs of Consumption | 0 | 0 | 0 | 0 | 0 | 0 | 0 | 0 | 0 | 0 | 0 | 0 | 0 | 0 | 0 | 0 | 0 | 0 | 0 | 0 | 0 | 0 | 0 | 0 | 0 | 0 | 0
F3_Commercial_Lodging_Existing_Food Preparation_Natural Gas_Oven_E8 | F3 | Commercial | Lodging | Existing | Food Preparation | Natural Gas | Oven | E8 | System - kBTUs of Consumption | 0 | 0 | 0 | 0 | 0 | 0 | 0 | 0 | 0 | 0 | 0 | 0 | 0 | 0 | 0 | 0 | 0 | 0 | 0 | 0 | 0 | 0 | 0 | 0 | 0 | 0 | 0
F3_Commercial_Lodging_Existing_Food Preparation_Natural Gas_Oven_E9 | F3 | Commercial | Lodging | Existing | Food Preparation | Natural Gas | Oven | E9 | System - kBTUs of Consumption | 0 | 0 | 0 | 0 | 0 | 0 | 0 | 0 | 0 | 0 | 0 | 0 | 0 | 0 | 0 | 0 | 0 | 0 | 0 | 0 | 0 | 0 | 0 | 0 | 0 | 0 | 0
F3_Commercial_Lodging_Existing_Food Preparation_Natural Gas_Oven_E10 | F3 | Commercial | Lodging | Existing | Food Preparation | Natural Gas | Oven | E10 | System - kBTUs of Consumption | 0 | 0 | 0 | 0 | 0 | 0 | 0 | 0 | 0 | 0 | 0 | 0 | 0 | 0 | 0 | 0 | 0 | 0 | 0 | 0 | 0 | 0 | 0 | 0 | 0 | 0 | 0
F4_Commercial_Lodging_Existing_Food Preparation_Natural Gas_Oven_E1 | F4 | Commercial | Lodging | Existing | Food Preparation | Natural Gas | Oven | E1 | Utility - Cost of Equipment | 0.078735 | 0.078735 | 0.078735 | 0.078735 | 0.078735 | 0.078735 | 0.078735 | 0.078735 | 0.078735 | 0.078735 | 0.078735 | 0.078735 | 0.078735 | 0.078735 | 0.078735 | 0.078735 | 0.078735 | 0.078735 | 0.078735 | 0.078735 | 0.078735 | 0.078735 | 0.078735 | 0.078735 | 0.078735 | 0.078735 | 0.078735
F4_Commercial_Lodging_Existing_Food Preparation_Natural Gas_Oven_E2 | F4 | Commercial | Lodging | Existing | Food Preparation | Natural Gas | Oven | E2 | Utility - Cost of Equipment | 0.082941 | 0.082941 | 0.082941 | 0.082941 | 0.082941 | 0.082941 | 0.082941 | 0.082941 | 0.082941 | 0.082941 | 0.082941 | 0.082941 | 0.082941 | 0.082941 | 0.082941 | 0.082941 | 0.082941 | 0.082941 | 0.082941 | 0.082941 | 0.082941 | 0.082941 | 0.082941 | 0.082941 | 0.082941 | 0.082941 | 0.082941
F4_Commercial_Lodging_Existing_Food Preparation_Natural Gas_Oven_E3 | F4 | Commercial | Lodging | Existing | Food Preparation | Natural Gas | Oven | E3 | Utility - Cost of Equipment | 0 | 0 | 0 | 0 | 0 | 0 | 0 | 0 | 0 | 0 | 0 | 0 | 0 | 0 | 0 | 0 | 0 | 0 | 0 | 0 | 0 | 0 | 0 | 0 | 0 | 0 | 0
F4_Commercial_Lodging_Existing_Food Preparation_Natural Gas_Oven_E4 | F4 | Commercial | Lodging | Existing | Food Preparation | Natural Gas | Oven | E4 | Utility - Cost of Equipment | 0 | 0 | 0 | 0 | 0 | 0 | 0 | 0 | 0 | 0 | 0 | 0 | 0 | 0 | 0 | 0 | 0 | 0 | 0 | 0 | 0 | 0 | 0 | 0 | 0 | 0 | 0
F4_Commercial_Lodging_Existing_Food Preparation_Natural Gas_Oven_E5 | F4 | Commercial | Lodging | Existing | Food Preparation | Natural Gas | Oven | E5 | Utility - Cost of Equipment | 0 | 0 | 0 | 0 | 0 | 0 | 0 | 0 | 0 | 0 | 0 | 0 | 0 | 0 | 0 | 0 | 0 | 0 | 0 | 0 | 0 | 0 | 0 | 0 | 0 | 0 | 0
F4_Commercial_Lodging_Existing_Food Preparation_Natural Gas_Oven_E6 | F4 | Commercial | Lodging | Existing | Food Preparation | Natural Gas | Oven | E6 | Utility - Cost of Equipment | 0 | 0 | 0 | 0 | 0 | 0 | 0 | 0 | 0 | 0 | 0 | 0 | 0 | 0 | 0 | 0 | 0 | 0 | 0 | 0 | 0 | 0 | 0 | 0 | 0 | 0 | 0
F4_Commercial_Lodging_Existing_Food Preparation_Natural Gas_Oven_E7 | F4 | Commercial | Lodging | Existing | Food Preparation | Natural Gas | Oven | E7 | Utility - Cost of Equipment | 0 | 0 | 0 | 0 | 0 | 0 | 0 | 0 | 0 | 0 | 0 | 0 | 0 | 0 | 0 | 0 | 0 | 0 | 0 | 0 | 0 | 0 | 0 | 0 | 0 | 0 | 0
F4_Commercial_Lodging_Existing_Food Preparation_Natural Gas_Oven_E8 | F4 | Commercial | Lodging | Existing | Food Preparation | Natural Gas | Oven | E8 | Utility - Cost of Equipment | 0 | 0 | 0 | 0 | 0 | 0 | 0 | 0 | 0 | 0 | 0 | 0 | 0 | 0 | 0 | 0 | 0 | 0 | 0 | 0 | 0 | 0 | 0 | 0 | 0 | 0 | 0
F4_Commercial_Lodging_Existing_Food Preparation_Natural Gas_Oven_E9 | F4 | Commercial | Lodging | Existing | Food Preparation | Natural Gas | Oven | E9 | Utility - Cost of Equipment | 0 | 0 | 0 | 0 | 0 | 0 | 0 | 0 | 0 | 0 | 0 | 0 | 0 | 0 | 0 | 0 | 0 | 0 | 0 | 0 | 0 | 0 | 0 | 0 | 0 | 0 | 0
F4_Commercial_Lodging_Existing_Food Preparation_Natural Gas_Oven_E10 | F4 | Commercial | Lodging | Existing | Food Preparation | Natural Gas | Oven | E10 | Utility - Cost of Equipment | 0 | 0 | 0 | 0 | 0 | 0 | 0 | 0 | 0 | 0 | 0 | 0 | 0 | 0 | 0 | 0 | 0 | 0 | 0 | 0 | 0 | 0 | 0 | 0 | 0 | 0 | 0
F5_Commercial_Lodging_Existing_Food Preparation_Natural Gas_Oven_E1 | F5 | Commercial | Lodging | Existing | Food Preparation | Natural Gas | Oven | E1 | Utility - Cost of Operation | 0.085946 | 0.085038 | 0.084166 | 0.083334 | 0.083552 | 0.084452 | 0.085792 | 0.087378 | 0.089013 | 0.090494 | 0.0917 | 0.092458 | 0.092711 | 0.092378 | 0.091584 | 0.090421 | 0.088958 | 0.087208 | 0.085117 | 0.08263 | 0.079715 | 0.076354 | 0.073374 | 0.071461 | 0.070658 | 0.071004 | 0.071352
F5_Commercial_Lodging_Existing_Food Preparation_Natural Gas_Oven_E2 | F5 | Commercial | Lodging | Existing | Food Preparation | Natural Gas | Oven | E2 | Utility - Cost of Operation | 0.074674 | 0.073886 | 0.073128 | 0.072406 | 0.072594 | 0.073376 | 0.074541 | 0.075919 | 0.077339 | 0.078626 | 0.079674 | 0.080333 | 0.080552 | 0.080263 | 0.079573 | 0.078563 | 0.077292 | 0.075771 | 0.073954 | 0.071794 | 0.069261 | 0.06634 | 0.063752 | 0.062089 | 0.061391 | 0.061692 | 0.061995
F5_Commercial_Lodging_Existing_Food Preparation_Natural Gas_Oven_E3 | F5 | Commercial | Lodging | Existing | Food Preparation | Natural Gas | Oven | E3 | Utility - Cost of Operation | 0 | 0 | 0 | 0 | 0 | 0 | 0 | 0 | 0 | 0 | 0 | 0 | 0 | 0 | 0 | 0 | 0 | 0 | 0 | 0 | 0 | 0 | 0 | 0 | 0 | 0 | 0
F5_Commercial_Lodging_Existing_Food Preparation_Natural Gas_Oven_E4 | F5 | Commercial | Lodging | Existing | Food Preparation | Natural Gas | Oven | E4 | Utility - Cost of Operation | 0 | 0 | 0 | 0 | 0 | 0 | 0 | 0 | 0 | 0 | 0 | 0 | 0 | 0 | 0 | 0 | 0 | 0 | 0 | 0 | 0 | 0 | 0 | 0 | 0 | 0 | 0
F5_Commercial_Lodging_Existing_Food Preparation_Natural Gas_Oven_E5 | F5 | Commercial | Lodging | Existing | Food Preparation | Natural Gas | Oven | E5 | Utility - Cost of Operation | 0 | 0 | 0 | 0 | 0 | 0 | 0 | 0 | 0 | 0 | 0 | 0 | 0 | 0 | 0 | 0 | 0 | 0 | 0 | 0 | 0 | 0 | 0 | 0 | 0 | 0 | 0
F5_Commercial_Lodging_Existing_Food Preparation_Natural Gas_Oven_E6 | F5 | Commercial | Lodging | Existing | Food Preparation | Natural Gas | Oven | E6 | Utility - Cost of Operation | 0 | 0 | 0 | 0 | 0 | 0 | 0 | 0 | 0 | 0 | 0 | 0 | 0 | 0 | 0 | 0 | 0 | 0 | 0 | 0 | 0 | 0 | 0 | 0 | 0 | 0 | 0
F5_Commercial_Lodging_Existing_Food Preparation_Natural Gas_Oven_E7 | F5 | Commercial | Lodging | Existing | Food Preparation | Natural Gas | Oven | E7 | Utility - Cost of Operation | 0 | 0 | 0 | 0 | 0 | 0 | 0 | 0 | 0 | 0 | 0 | 0 | 0 | 0 | 0 | 0 | 0 | 0 | 0 | 0 | 0 | 0 | 0 | 0 | 0 | 0 | 0
F5_Commercial_Lodging_Existing_Food Preparation_Natural Gas_Oven_E8 | F5 | Commercial | Lodging | Existing | Food Preparation | Natural Gas | Oven | E8 | Utility - Cost of Operation | 0 | 0 | 0 | 0 | 0 | 0 | 0 | 0 | 0 | 0 | 0 | 0 | 0 | 0 | 0 | 0 | 0 | 0 | 0 | 0 | 0 | 0 | 0 | 0 | 0 | 0 | 0
F5_Commercial_Lodging_Existing_Food Preparation_Natural Gas_Oven_E9 | F5 | Commercial | Lodging | Existing | Food Preparation | Natural Gas | Oven | E9 | Utility - Cost of Operation | 0 | 0 | 0 | 0 | 0 | 0 | 0 | 0 | 0 | 0 | 0 | 0 | 0 | 0 | 0 | 0 | 0 | 0 | 0 | 0 | 0 | 0 | 0 | 0 | 0 | 0 | 0
F5_Commercial_Lodging_Existing_Food Preparation_Natural Gas_Oven_E10 | F5 | Commercial | Lodging | Existing | Food Preparation | Natural Gas | Oven | E10 | Utility - Cost of Operation | 0 | 0 | 0 | 0 | 0 | 0 | 0 | 0 | 0 | 0 | 0 | 0 | 0 | 0 | 0 | 0 | 0 | 0 | 0 | 0 | 0 | 0 | 0 | 0 | 0 | 0 | 0
F6_Commercial_Lodging_Existing_Food Preparation_Natural Gas_Oven_E1 | F6 | Commercial | Lodging | Existing | Food Preparation | Natural Gas | Oven | E1 | Utility - Value of Sales | 0 | 0 | 0 | 0 | 0 | 0 | 0 | 0 | 0 | 0 | 0 | 0 | 0 | 0 | 0 | 0 | 0 | 0 | 0 | 0 | 0 | 0 | 0 | 0 | 0 | 0 | 0
F6_Commercial_Lodging_Existing_Food Preparation_Natural Gas_Oven_E2 | F6 | Commercial | Lodging | Existing | Food Preparation | Natural Gas | Oven | E2 | Utility - Value of Sales | 0 | 0 | 0 | 0 | 0 | 0 | 0 | 0 | 0 | 0 | 0 | 0 | 0 | 0 | 0 | 0 | 0 | 0 | 0 | 0 | 0 | 0 | 0 | 0 | 0 | 0 | 0
F6_Commercial_Lodging_Existing_Food Preparation_Natural Gas_Oven_E3 | F6 | Commercial | Lodging | Existing | Food Preparation | Natural Gas | Oven | E3 | Utility - Value of Sales | 0 | 0 | 0 | 0 | 0 | 0 | 0 | 0 | 0 | 0 | 0 | 0 | 0 | 0 | 0 | 0 | 0 | 0 | 0 | 0 | 0 | 0 | 0 | 0 | 0 | 0 | 0
F6_Commercial_Lodging_Existing_Food Preparation_Natural Gas_Oven_E4 | F6 | Commercial | Lodging | Existing | Food Preparation | Natural Gas | Oven | E4 | Utility - Value of Sales | 0 | 0 | 0 | 0 | 0 | 0 | 0 | 0 | 0 | 0 | 0 | 0 | 0 | 0 | 0 | 0 | 0 | 0 | 0 | 0 | 0 | 0 | 0 | 0 | 0 | 0 | 0
F6_Commercial_Lodging_Existing_Food Preparation_Natural Gas_Oven_E5 | F6 | Commercial | Lodging | Existing | Food Preparation | Natural Gas | Oven | E5 | Utility - Value of Sales | 0 | 0 | 0 | 0 | 0 | 0 | 0 | 0 | 0 | 0 | 0 | 0 | 0 | 0 | 0 | 0 | 0 | 0 | 0 | 0 | 0 | 0 | 0 | 0 | 0 | 0 | 0
F6_Commercial_Lodging_Existing_Food Preparation_Natural Gas_Oven_E6 | F6 | Commercial | Lodging | Existing | Food Preparation | Natural Gas | Oven | E6 | Utility - Value of Sales | 0 | 0 | 0 | 0 | 0 | 0 | 0 | 0 | 0 | 0 | 0 | 0 | 0 | 0 | 0 | 0 | 0 | 0 | 0 | 0 | 0 | 0 | 0 | 0 | 0 | 0 | 0
F6_Commercial_Lodging_Existing_Food Preparation_Natural Gas_Oven_E7 | F6 | Commercial | Lodging | Existing | Food Preparation | Natural Gas | Oven | E7 | Utility - Value of Sales | 0 | 0 | 0 | 0 | 0 | 0 | 0 | 0 | 0 | 0 | 0 | 0 | 0 | 0 | 0 | 0 | 0 | 0 | 0 | 0 | 0 | 0 | 0 | 0 | 0 | 0 | 0
F6_Commercial_Lodging_Existing_Food Preparation_Natural Gas_Oven_E8 | F6 | Commercial | Lodging | Existing | Food Preparation | Natural Gas | Oven | E8 | Utility - Value of Sales | 0 | 0 | 0 | 0 | 0 | 0 | 0 | 0 | 0 | 0 | 0 | 0 | 0 | 0 | 0 | 0 | 0 | 0 | 0 | 0 | 0 | 0 | 0 | 0 | 0 | 0 | 0
F6_Commercial_Lodging_Existing_Food Preparation_Natural Gas_Oven_E9 | F6 | Commercial | Lodging | Existing | Food Preparation | Natural Gas | Oven | E9 | Utility - Value of Sales | 0 | 0 | 0 | 0 | 0 | 0 | 0 | 0 | 0 | 0 | 0 | 0 | 0 | 0 | 0 | 0 | 0 | 0 | 0 | 0 | 0 | 0 | 0 | 0 | 0 | 0 | 0
F6_Commercial_Lodging_Existing_Food Preparation_Natural Gas_Oven_E10 | F6 | Commercial | Lodging | Existing | Food Preparation | Natural Gas | Oven | E10 | Utility - Value of Sales | 0 | 0 | 0 | 0 | 0 | 0 | 0 | 0 | 0 | 0 | 0 | 0 | 0 | 0 | 0 | 0 | 0 | 0 | 0 | 0 | 0 | 0 | 0 | 0 | 0 | 0 | 0
F1_Commercial_Lodging_Existing_Food Preparation_Natural Gas_Conveyor Oven_E1 | F1 | Commercial | Lodging | Existing | Food Preparation | Natural Gas | Conveyor Oven | E1 | RVT - Cost of Equipment | 0.044619 | 0.044619 | 0.044619 | 0.044619 | 0.044619 | 0.044619 | 0.044619 | 0.044619 | 0.044619 | 0.044619 | 0.044619 | 0.044619 | 0.044619 | 0.044619 | 0.044619 | 0.044619 | 0.044619 | 0.044619 | 0.044619 | 0.044619 | 0.044619 | 0.044619 | 0.044619 | 0.044619 | 0.044619 | 0.044619 | 0.044619
F1_Commercial_Lodging_Existing_Food Preparation_Natural Gas_Conveyor Oven_E2 | F1 | Commercial | Lodging | Existing | Food Preparation | Natural Gas | Conveyor Oven | E2 | RVT - Cost of Equipment | 0.054396 | 0.054396 | 0.054396 | 0.054396 | 0.054396 | 0.054396 | 0.054396 | 0.054396 | 0.054396 | 0.054396 | 0.054396 | 0.054396 | 0.054396 | 0.054396 | 0.054396 | 0.054396 | 0.054396 | 0.054396 | 0.054396 | 0.054396 | 0.054396 | 0.054396 | 0.054396 | 0.054396 | 0.054396 | 0.054396 | 0.054396
F1_Commercial_Lodging_Existing_Food Preparation_Natural Gas_Conveyor Oven_E3 | F1 | Commercial | Lodging | Existing | Food Preparation | Natural Gas | Conveyor Oven | E3 | RVT - Cost of Equipment | 0 | 0 | 0 | 0 | 0 | 0 | 0 | 0 | 0 | 0 | 0 | 0 | 0 | 0 | 0 | 0 | 0 | 0 | 0 | 0 | 0 | 0 | 0 | 0 | 0 | 0 | 0
F1_Commercial_Lodging_Existing_Food Preparation_Natural Gas_Conveyor Oven_E4 | F1 | Commercial | Lodging | Existing | Food Preparation | Natural Gas | Conveyor Oven | E4 | RVT - Cost of Equipment | 0 | 0 | 0 | 0 | 0 | 0 | 0 | 0 | 0 | 0 | 0 | 0 | 0 | 0 | 0 | 0 | 0 | 0 | 0 | 0 | 0 | 0 | 0 | 0 | 0 | 0 | 0
F1_Commercial_Lodging_Existing_Food Preparation_Natural Gas_Conveyor Oven_E5 | F1 | Commercial | Lodging | Existing | Food Preparation | Natural Gas | Conveyor Oven | E5 | RVT - Cost of Equipment | 0 | 0 | 0 | 0 | 0 | 0 | 0 | 0 | 0 | 0 | 0 | 0 | 0 | 0 | 0 | 0 | 0 | 0 | 0 | 0 | 0 | 0 | 0 | 0 | 0 | 0 | 0
F1_Commercial_Lodging_Existing_Food Preparation_Natural Gas_Conveyor Oven_E6 | F1 | Commercial | Lodging | Existing | Food Preparation | Natural Gas | Conveyor Oven | E6 | RVT - Cost of Equipment | 0 | 0 | 0 | 0 | 0 | 0 | 0 | 0 | 0 | 0 | 0 | 0 | 0 | 0 | 0 | 0 | 0 | 0 | 0 | 0 | 0 | 0 | 0 | 0 | 0 | 0 | 0
F1_Commercial_Lodging_Existing_Food Preparation_Natural Gas_Conveyor Oven_E7 | F1 | Commercial | Lodging | Existing | Food Preparation | Natural Gas | Conveyor Oven | E7 | RVT - Cost of Equipment | 0 | 0 | 0 | 0 | 0 | 0 | 0 | 0 | 0 | 0 | 0 | 0 | 0 | 0 | 0 | 0 | 0 | 0 | 0 | 0 | 0 | 0 | 0 | 0 | 0 | 0 | 0
F1_Commercial_Lodging_Existing_Food Preparation_Natural Gas_Conveyor Oven_E8 | F1 | Commercial | Lodging | Existing | Food Preparation | Natural Gas | Conveyor Oven | E8 | RVT - Cost of Equipment | 0 | 0 | 0 | 0 | 0 | 0 | 0 | 0 | 0 | 0 | 0 | 0 | 0 | 0 | 0 | 0 | 0 | 0 | 0 | 0 | 0 | 0 | 0 | 0 | 0 | 0 | 0
F1_Commercial_Lodging_Existing_Food Preparation_Natural Gas_Conveyor Oven_E9 | F1 | Commercial | Lodging | Existing | Food Preparation | Natural Gas | Conveyor Oven | E9 | RVT - Cost of Equipment | 0 | 0 | 0 | 0 | 0 | 0 | 0 | 0 | 0 | 0 | 0 | 0 | 0 | 0 | 0 | 0 | 0 | 0 | 0 | 0 | 0 | 0 | 0 | 0 | 0 | 0 | 0
F1_Commercial_Lodging_Existing_Food Preparation_Natural Gas_Conveyor Oven_E10 | F1 | Commercial | Lodging | Existing | Food Preparation | Natural Gas | Conveyor Oven | E10 | RVT - Cost of Equipment | 0 | 0 | 0 | 0 | 0 | 0 | 0 | 0 | 0 | 0 | 0 | 0 | 0 | 0 | 0 | 0 | 0 | 0 | 0 | 0 | 0 | 0 | 0 | 0 | 0 | 0 | 0
F2_Commercial_Lodging_Existing_Food Preparation_Natural Gas_Conveyor Oven_E1 | F2 | Commercial | Lodging | Existing | Food Preparation | Natural Gas | Conveyor Oven | E1 | RVT - Cost of Operation | 0 | 0 | 0 | 0 | 0 | 0 | 0 | 0 | 0 | 0 | 0 | 0 | 0 | 0 | 0 | 0 | 0 | 0 | 0 | 0 | 0 | 0 | 0 | 0 | 0 | 0 | 0
F2_Commercial_Lodging_Existing_Food Preparation_Natural Gas_Conveyor Oven_E2 | F2 | Commercial | Lodging | Existing | Food Preparation | Natural Gas | Conveyor Oven | E2 | RVT - Cost of Operation | 0 | 0 | 0 | 0 | 0 | 0 | 0 | 0 | 0 | 0 | 0 | 0 | 0 | 0 | 0 | 0 | 0 | 0 | 0 | 0 | 0 | 0 | 0 | 0 | 0 | 0 | 0
F2_Commercial_Lodging_Existing_Food Preparation_Natural Gas_Conveyor Oven_E3 | F2 | Commercial | Lodging | Existing | Food Preparation | Natural Gas | Conveyor Oven | E3 | RVT - Cost of Operation | 0 | 0 | 0 | 0 | 0 | 0 | 0 | 0 | 0 | 0 | 0 | 0 | 0 | 0 | 0 | 0 | 0 | 0 | 0 | 0 | 0 | 0 | 0 | 0 | 0 | 0 | 0
F2_Commercial_Lodging_Existing_Food Preparation_Natural Gas_Conveyor Oven_E4 | F2 | Commercial | Lodging | Existing | Food Preparation | Natural Gas | Conveyor Oven | E4 | RVT - Cost of Operation | 0 | 0 | 0 | 0 | 0 | 0 | 0 | 0 | 0 | 0 | 0 | 0 | 0 | 0 | 0 | 0 | 0 | 0 | 0 | 0 | 0 | 0 | 0 | 0 | 0 | 0 | 0
F2_Commercial_Lodging_Existing_Food Preparation_Natural Gas_Conveyor Oven_E5 | F2 | Commercial | Lodging | Existing | Food Preparation | Natural Gas | Conveyor Oven | E5 | RVT - Cost of Operation | 0 | 0 | 0 | 0 | 0 | 0 | 0 | 0 | 0 | 0 | 0 | 0 | 0 | 0 | 0 | 0 | 0 | 0 | 0 | 0 | 0 | 0 | 0 | 0 | 0 | 0 | 0
F2_Commercial_Lodging_Existing_Food Preparation_Natural Gas_Conveyor Oven_E6 | F2 | Commercial | Lodging | Existing | Food Preparation | Natural Gas | Conveyor Oven | E6 | RVT - Cost of Operation | 0 | 0 | 0 | 0 | 0 | 0 | 0 | 0 | 0 | 0 | 0 | 0 | 0 | 0 | 0 | 0 | 0 | 0 | 0 | 0 | 0 | 0 | 0 | 0 | 0 | 0 | 0
F2_Commercial_Lodging_Existing_Food Preparation_Natural Gas_Conveyor Oven_E7 | F2 | Commercial | Lodging | Existing | Food Preparation | Natural Gas | Conveyor Oven | E7 | RVT - Cost of Operation | 0 | 0 | 0 | 0 | 0 | 0 | 0 | 0 | 0 | 0 | 0 | 0 | 0 | 0 | 0 | 0 | 0 | 0 | 0 | 0 | 0 | 0 | 0 | 0 | 0 | 0 | 0
F2_Commercial_Lodging_Existing_Food Preparation_Natural Gas_Conveyor Oven_E8 | F2 | Commercial | Lodging | Existing | Food Preparation | Natural Gas | Conveyor Oven | E8 | RVT - Cost of Operation | 0 | 0 | 0 | 0 | 0 | 0 | 0 | 0 | 0 | 0 | 0 | 0 | 0 | 0 | 0 | 0 | 0 | 0 | 0 | 0 | 0 | 0 | 0 | 0 | 0 | 0 | 0
F2_Commercial_Lodging_Existing_Food Preparation_Natural Gas_Conveyor Oven_E9 | F2 | Commercial | Lodging | Existing | Food Preparation | Natural Gas | Conveyor Oven | E9 | RVT - Cost of Operation | 0 | 0 | 0 | 0 | 0 | 0 | 0 | 0 | 0 | 0 | 0 | 0 | 0 | 0 | 0 | 0 | 0 | 0 | 0 | 0 | 0 | 0 | 0 | 0 | 0 | 0 | 0
F2_Commercial_Lodging_Existing_Food Preparation_Natural Gas_Conveyor Oven_E10 | F2 | Commercial | Lodging | Existing | Food Preparation | Natural Gas | Conveyor Oven | E10 | RVT - Cost of Operation | 0 | 0 | 0 | 0 | 0 | 0 | 0 | 0 | 0 | 0 | 0 | 0 | 0 | 0 | 0 | 0 | 0 | 0 | 0 | 0 | 0 | 0 | 0 | 0 | 0 | 0 | 0
F3_Commercial_Lodging_Existing_Food Preparation_Natural Gas_Conveyor Oven_E1 | F3 | Commercial | Lodging | Existing | Food Preparation | Natural Gas | Conveyor Oven | E1 | System - kBTUs of Consumption | 11.4304 | 11.4304 | 11.4304 | 11.4304 | 11.4304 | 11.4304 | 11.4304 | 11.4304 | 11.4304 | 11.4304 | 11.4304 | 11.4304 | 11.4304 | 11.4304 | 11.4304 | 11.4304 | 11.4304 | 11.4304 | 11.4304 | 11.4304 | 11.4304 | 11.4304 | 11.4304 | 11.4304 | 11.4304 | 11.4304 | 11.4304
F3_Commercial_Lodging_Existing_Food Preparation_Natural Gas_Conveyor Oven_E2 | F3 | Commercial | Lodging | Existing | Food Preparation | Natural Gas | Conveyor Oven | E2 | System - kBTUs of Consumption | 8.6889 | 8.6889 | 8.6889 | 8.6889 | 8.6889 | 8.6889 | 8.6889 | 8.6889 | 8.6889 | 8.6889 | 8.6889 | 8.6889 | 8.6889 | 8.6889 | 8.6889 | 8.6889 | 8.6889 | 8.6889 | 8.6889 | 8.6889 | 8.6889 | 8.6889 | 8.6889 | 8.6889 | 8.6889 | 8.6889 | 8.6889
F3_Commercial_Lodging_Existing_Food Preparation_Natural Gas_Conveyor Oven_E3 | F3 | Commercial | Lodging | Existing | Food Preparation | Natural Gas | Conveyor Oven | E3 | System - kBTUs of Consumption | 0 | 0 | 0 | 0 | 0 | 0 | 0 | 0 | 0 | 0 | 0 | 0 | 0 | 0 | 0 | 0 | 0 | 0 | 0 | 0 | 0 | 0 | 0 | 0 | 0 | 0 | 0
F3_Commercial_Lodging_Existing_Food Preparation_Natural Gas_Conveyor Oven_E4 | F3 | Commercial | Lodging | Existing | Food Preparation | Natural Gas | Conveyor Oven | E4 | System - kBTUs of Consumption | 0 | 0 | 0 | 0 | 0 | 0 | 0 | 0 | 0 | 0 | 0 | 0 | 0 | 0 | 0 | 0 | 0 | 0 | 0 | 0 | 0 | 0 | 0 | 0 | 0 | 0 | 0
F3_Commercial_Lodging_Existing_Food Preparation_Natural Gas_Conveyor Oven_E5 | F3 | Commercial | Lodging | Existing | Food Preparation | Natural Gas | Conveyor Oven | E5 | System - kBTUs of Consumption | 0 | 0 | 0 | 0 | 0 | 0 | 0 | 0 | 0 | 0 | 0 | 0 | 0 | 0 | 0 | 0 | 0 | 0 | 0 | 0 | 0 | 0 | 0 | 0 | 0 | 0 | 0
F3_Commercial_Lodging_Existing_Food Preparation_Natural Gas_Conveyor Oven_E6 | F3 | Commercial | Lodging | Existing | Food Preparation | Natural Gas | Conveyor Oven | E6 | System - kBTUs of Consumption | 0 | 0 | 0 | 0 | 0 | 0 | 0 | 0 | 0 | 0 | 0 | 0 | 0 | 0 | 0 | 0 | 0 | 0 | 0 | 0 | 0 | 0 | 0 | 0 | 0 | 0 | 0
F3_Commercial_Lodging_Existing_Food Preparation_Natural Gas_Conveyor Oven_E7 | F3 | Commercial | Lodging | Existing | Food Preparation | Natural Gas | Conveyor Oven | E7 | System - kBTUs of Consumption | 0 | 0 | 0 | 0 | 0 | 0 | 0 | 0 | 0 | 0 | 0 | 0 | 0 | 0 | 0 | 0 | 0 | 0 | 0 | 0 | 0 | 0 | 0 | 0 | 0 | 0 | 0
F3_Commercial_Lodging_Existing_Food Preparation_Natural Gas_Conveyor Oven_E8 | F3 | Commercial | Lodging | Existing | Food Preparation | Natural Gas | Conveyor Oven | E8 | System - kBTUs of Consumption | 0 | 0 | 0 | 0 | 0 | 0 | 0 | 0 | 0 | 0 | 0 | 0 | 0 | 0 | 0 | 0 | 0 | 0 | 0 | 0 | 0 | 0 | 0 | 0 | 0 | 0 | 0
F3_Commercial_Lodging_Existing_Food Preparation_Natural Gas_Conveyor Oven_E9 | F3 | Commercial | Lodging | Existing | Food Preparation | Natural Gas | Conveyor Oven | E9 | System - kBTUs of Consumption | 0 | 0 | 0 | 0 | 0 | 0 | 0 | 0 | 0 | 0 | 0 | 0 | 0 | 0 | 0 | 0 | 0 | 0 | 0 | 0 | 0 | 0 | 0 | 0 | 0 | 0 | 0
F3_Commercial_Lodging_Existing_Food Preparation_Natural Gas_Conveyor Oven_E10 | F3 | Commercial | Lodging | Existing | Food Preparation | Natural Gas | Conveyor Oven | E10 | System - kBTUs of Consumption | 0 | 0 | 0 | 0 | 0 | 0 | 0 | 0 | 0 | 0 | 0 | 0 | 0 | 0 | 0 | 0 | 0 | 0 | 0 | 0 | 0 | 0 | 0 | 0 | 0 | 0 | 0
F4_Commercial_Lodging_Existing_Food Preparation_Natural Gas_Conveyor Oven_E1 | F4 | Commercial | Lodging | Existing | Food Preparation | Natural Gas | Conveyor Oven | E1 | Utility - Cost of Equipment | 0.044619 | 0.044619 | 0.044619 | 0.044619 | 0.044619 | 0.044619 | 0.044619 | 0.044619 | 0.044619 | 0.044619 | 0.044619 | 0.044619 | 0.044619 | 0.044619 | 0.044619 | 0.044619 | 0.044619 | 0.044619 | 0.044619 | 0.044619 | 0.044619 | 0.044619 | 0.044619 | 0.044619 | 0.044619 | 0.044619 | 0.044619
F4_Commercial_Lodging_Existing_Food Preparation_Natural Gas_Conveyor Oven_E2 | F4 | Commercial | Lodging | Existing | Food Preparation | Natural Gas | Conveyor Oven | E2 | Utility - Cost of Equipment | 0.054396 | 0.054396 | 0.054396 | 0.054396 | 0.054396 | 0.054396 | 0.054396 | 0.054396 | 0.054396 | 0.054396 | 0.054396 | 0.054396 | 0.054396 | 0.054396 | 0.054396 | 0.054396 | 0.054396 | 0.054396 | 0.054396 | 0.054396 | 0.054396 | 0.054396 | 0.054396 | 0.054396 | 0.054396 | 0.054396 | 0.054396
F4_Commercial_Lodging_Existing_Food Preparation_Natural Gas_Conveyor Oven_E3 | F4 | Commercial | Lodging | Existing | Food Preparation | Natural Gas | Conveyor Oven | E3 | Utility - Cost of Equipment | 0 | 0 | 0 | 0 | 0 | 0 | 0 | 0 | 0 | 0 | 0 | 0 | 0 | 0 | 0 | 0 | 0 | 0 | 0 | 0 | 0 | 0 | 0 | 0 | 0 | 0 | 0
F4_Commercial_Lodging_Existing_Food Preparation_Natural Gas_Conveyor Oven_E4 | F4 | Commercial | Lodging | Existing | Food Preparation | Natural Gas | Conveyor Oven | E4 | Utility - Cost of Equipment | 0 | 0 | 0 | 0 | 0 | 0 | 0 | 0 | 0 | 0 | 0 | 0 | 0 | 0 | 0 | 0 | 0 | 0 | 0 | 0 | 0 | 0 | 0 | 0 | 0 | 0 | 0
F4_Commercial_Lodging_Existing_Food Preparation_Natural Gas_Conveyor Oven_E5 | F4 | Commercial | Lodging | Existing | Food Preparation | Natural Gas | Conveyor Oven | E5 | Utility - Cost of Equipment | 0 | 0 | 0 | 0 | 0 | 0 | 0 | 0 | 0 | 0 | 0 | 0 | 0 | 0 | 0 | 0 | 0 | 0 | 0 | 0 | 0 | 0 | 0 | 0 | 0 | 0 | 0
F4_Commercial_Lodging_Existing_Food Preparation_Natural Gas_Conveyor Oven_E6 | F4 | Commercial | Lodging | Existing | Food Preparation | Natural Gas | Conveyor Oven | E6 | Utility - Cost of Equipment | 0 | 0 | 0 | 0 | 0 | 0 | 0 | 0 | 0 | 0 | 0 | 0 | 0 | 0 | 0 | 0 | 0 | 0 | 0 | 0 | 0 | 0 | 0 | 0 | 0 | 0 | 0
F4_Commercial_Lodging_Existing_Food Preparation_Natural Gas_Conveyor Oven_E7 | F4 | Commercial | Lodging | Existing | Food Preparation | Natural Gas | Conveyor Oven | E7 | Utility - Cost of Equipment | 0 | 0 | 0 | 0 | 0 | 0 | 0 | 0 | 0 | 0 | 0 | 0 | 0 | 0 | 0 | 0 | 0 | 0 | 0 | 0 | 0 | 0 | 0 | 0 | 0 | 0 | 0
F4_Commercial_Lodging_Existing_Food Preparation_Natural Gas_Conveyor Oven_E8 | F4 | Commercial | Lodging | Existing | Food Preparation | Natural Gas | Conveyor Oven | E8 | Utility - Cost of Equipment | 0 | 0 | 0 | 0 | 0 | 0 | 0 | 0 | 0 | 0 | 0 | 0 | 0 | 0 | 0 | 0 | 0 | 0 | 0 | 0 | 0 | 0 | 0 | 0 | 0 | 0 | 0
F4_Commercial_Lodging_Existing_Food Preparation_Natural Gas_Conveyor Oven_E9 | F4 | Commercial | Lodging | Existing | Food Preparation | Natural Gas | Conveyor Oven | E9 | Utility - Cost of Equipment | 0 | 0 | 0 | 0 | 0 | 0 | 0 | 0 | 0 | 0 | 0 | 0 | 0 | 0 | 0 | 0 | 0 | 0 | 0 | 0 | 0 | 0 | 0 | 0 | 0 | 0 | 0
F4_Commercial_Lodging_Existing_Food Preparation_Natural Gas_Conveyor Oven_E10 | F4 | Commercial | Lodging | Existing | Food Preparation | Natural Gas | Conveyor Oven | E10 | Utility - Cost of Equipment | 0 | 0 | 0 | 0 | 0 | 0 | 0 | 0 | 0 | 0 | 0 | 0 | 0 | 0 | 0 | 0 | 0 | 0 | 0 | 0 | 0 | 0 | 0 | 0 | 0 | 0 | 0
F5_Commercial_Lodging_Existing_Food Preparation_Natural Gas_Conveyor Oven_E1 | F5 | Commercial | Lodging | Existing | Food Preparation | Natural Gas | Conveyor Oven | E1 | Utility - Cost of Operation | 0.15882 | 0.15809 | 0.15744 | 0.15679 | 0.15752 | 0.15893 | 0.16047 | 0.16176 | 0.16261 | 0.16299 | 0.16302 | 0.16278 | 0.16229 | 0.16141 | 0.16018 | 0.15857 | 0.15652 | 0.15404 | 0.15106 | 0.14749 | 0.14329 | 0.13842 | 0.13413 | 0.13141 | 0.13034 | 0.13098 | 0.13163
F5_Commercial_Lodging_Existing_Food Preparation_Natural Gas_Conveyor Oven_E2 | F5 | Commercial | Lodging | Existing | Food Preparation | Natural Gas | Conveyor Oven | E2 | Utility - Cost of Operation | 0.12073 | 0.12018 | 0.11968 | 0.11919 | 0.11974 | 0.12081 | 0.12198 | 0.12296 | 0.12361 | 0.1239 | 0.12392 | 0.12374 | 0.12337 | 0.1227 | 0.12176 | 0.12054 | 0.11898 | 0.1171 | 0.11483 | 0.11212 | 0.10892 | 0.10522 | 0.10196 | 0.099893 | 0.099082 | 0.099568 | 0.10006
F5_Commercial_Lodging_Existing_Food Preparation_Natural Gas_Conveyor Oven_E3 | F5 | Commercial | Lodging | Existing | Food Preparation | Natural Gas | Conveyor Oven | E3 | Utility - Cost of Operation | 0 | 0 | 0 | 0 | 0 | 0 | 0 | 0 | 0 | 0 | 0 | 0 | 0 | 0 | 0 | 0 | 0 | 0 | 0 | 0 | 0 | 0 | 0 | 0 | 0 | 0 | 0
F5_Commercial_Lodging_Existing_Food Preparation_Natural Gas_Conveyor Oven_E4 | F5 | Commercial | Lodging | Existing | Food Preparation | Natural Gas | Conveyor Oven | E4 | Utility - Cost of Operation | 0 | 0 | 0 | 0 | 0 | 0 | 0 | 0 | 0 | 0 | 0 | 0 | 0 | 0 | 0 | 0 | 0 | 0 | 0 | 0 | 0 | 0 | 0 | 0 | 0 | 0 | 0
F5_Commercial_Lodging_Existing_Food Preparation_Natural Gas_Conveyor Oven_E5 | F5 | Commercial | Lodging | Existing | Food Preparation | Natural Gas | Conveyor Oven | E5 | Utility - Cost of Operation | 0 | 0 | 0 | 0 | 0 | 0 | 0 | 0 | 0 | 0 | 0 | 0 | 0 | 0 | 0 | 0 | 0 | 0 | 0 | 0 | 0 | 0 | 0 | 0 | 0 | 0 | 0
F5_Commercial_Lodging_Existing_Food Preparation_Natural Gas_Conveyor Oven_E6 | F5 | Commercial | Lodging | Existing | Food Preparation | Natural Gas | Conveyor Oven | E6 | Utility - Cost of Operation | 0 | 0 | 0 | 0 | 0 | 0 | 0 | 0 | 0 | 0 | 0 | 0 | 0 | 0 | 0 | 0 | 0 | 0 | 0 | 0 | 0 | 0 | 0 | 0 | 0 | 0 | 0
F5_Commercial_Lodging_Existing_Food Preparation_Natural Gas_Conveyor Oven_E7 | F5 | Commercial | Lodging | Existing | Food Preparation | Natural Gas | Conveyor Oven | E7 | Utility - Cost of Operation | 0 | 0 | 0 | 0 | 0 | 0 | 0 | 0 | 0 | 0 | 0 | 0 | 0 | 0 | 0 | 0 | 0 | 0 | 0 | 0 | 0 | 0 | 0 | 0 | 0 | 0 | 0
F5_Commercial_Lodging_Existing_Food Preparation_Natural Gas_Conveyor Oven_E8 | F5 | Commercial | Lodging | Existing | Food Preparation | Natural Gas | Conveyor Oven | E8 | Utility - Cost of Operation | 0 | 0 | 0 | 0 | 0 | 0 | 0 | 0 | 0 | 0 | 0 | 0 | 0 | 0 | 0 | 0 | 0 | 0 | 0 | 0 | 0 | 0 | 0 | 0 | 0 | 0 | 0
F5_Commercial_Lodging_Existing_Food Preparation_Natural Gas_Conveyor Oven_E9 | F5 | Commercial | Lodging | Existing | Food Preparation | Natural Gas | Conveyor Oven | E9 | Utility - Cost of Operation | 0 | 0 | 0 | 0 | 0 | 0 | 0 | 0 | 0 | 0 | 0 | 0 | 0 | 0 | 0 | 0 | 0 | 0 | 0 | 0 | 0 | 0 | 0 | 0 | 0 | 0 | 0
F5_Commercial_Lodging_Existing_Food Preparation_Natural Gas_Conveyor Oven_E10 | F5 | Commercial | Lodging | Existing | Food Preparation | Natural Gas | Conveyor Oven | E10 | Utility - Cost of Operation | 0 | 0 | 0 | 0 | 0 | 0 | 0 | 0 | 0 | 0 | 0 | 0 | 0 | 0 | 0 | 0 | 0 | 0 | 0 | 0 | 0 | 0 | 0 | 0 | 0 | 0 | 0
F6_Commercial_Lodging_Existing_Food Preparation_Natural Gas_Conveyor Oven_E1 | F6 | Commercial | Lodging | Existing | Food Preparation | Natural Gas | Conveyor Oven | E1 | Utility - Value of Sales | 0 | 0 | 0 | 0 | 0 | 0 | 0 | 0 | 0 | 0 | 0 | 0 | 0 | 0 | 0 | 0 | 0 | 0 | 0 | 0 | 0 | 0 | 0 | 0 | 0 | 0 | 0
F6_Commercial_Lodging_Existing_Food Preparation_Natural Gas_Conveyor Oven_E2 | F6 | Commercial | Lodging | Existing | Food Preparation | Natural Gas | Conveyor Oven | E2 | Utility - Value of Sales | 0 | 0 | 0 | 0 | 0 | 0 | 0 | 0 | 0 | 0 | 0 | 0 | 0 | 0 | 0 | 0 | 0 | 0 | 0 | 0 | 0 | 0 | 0 | 0 | 0 | 0 | 0
F6_Commercial_Lodging_Existing_Food Preparation_Natural Gas_Conveyor Oven_E3 | F6 | Commercial | Lodging | Existing | Food Preparation | Natural Gas | Conveyor Oven | E3 | Utility - Value of Sales | 0 | 0 | 0 | 0 | 0 | 0 | 0 | 0 | 0 | 0 | 0 | 0 | 0 | 0 | 0 | 0 | 0 | 0 | 0 | 0 | 0 | 0 | 0 | 0 | 0 | 0 | 0
F6_Commercial_Lodging_Existing_Food Preparation_Natural Gas_Conveyor Oven_E4 | F6 | Commercial | Lodging | Existing | Food Preparation | Natural Gas | Conveyor Oven | E4 | Utility - Value of Sales | 0 | 0 | 0 | 0 | 0 | 0 | 0 | 0 | 0 | 0 | 0 | 0 | 0 | 0 | 0 | 0 | 0 | 0 | 0 | 0 | 0 | 0 | 0 | 0 | 0 | 0 | 0
F6_Commercial_Lodging_Existing_Food Preparation_Natural Gas_Conveyor Oven_E5 | F6 | Commercial | Lodging | Existing | Food Preparation | Natural Gas | Conveyor Oven | E5 | Utility - Value of Sales | 0 | 0 | 0 | 0 | 0 | 0 | 0 | 0 | 0 | 0 | 0 | 0 | 0 | 0 | 0 | 0 | 0 | 0 | 0 | 0 | 0 | 0 | 0 | 0 | 0 | 0 | 0
F6_Commercial_Lodging_Existing_Food Preparation_Natural Gas_Conveyor Oven_E6 | F6 | Commercial | Lodging | Existing | Food Preparation | Natural Gas | Conveyor Oven | E6 | Utility - Value of Sales | 0 | 0 | 0 | 0 | 0 | 0 | 0 | 0 | 0 | 0 | 0 | 0 | 0 | 0 | 0 | 0 | 0 | 0 | 0 | 0 | 0 | 0 | 0 | 0 | 0 | 0 | 0
F6_Commercial_Lodging_Existing_Food Preparation_Natural Gas_Conveyor Oven_E7 | F6 | Commercial | Lodging | Existing | Food Preparation | Natural Gas | Conveyor Oven | E7 | Utility - Value of Sales | 0 | 0 | 0 | 0 | 0 | 0 | 0 | 0 | 0 | 0 | 0 | 0 | 0 | 0 | 0 | 0 | 0 | 0 | 0 | 0 | 0 | 0 | 0 | 0 | 0 | 0 | 0
F6_Commercial_Lodging_Existing_Food Preparation_Natural Gas_Conveyor Oven_E8 | F6 | Commercial | Lodging | Existing | Food Preparation | Natural Gas | Conveyor Oven | E8 | Utility - Value of Sales | 0 | 0 | 0 | 0 | 0 | 0 | 0 | 0 | 0 | 0 | 0 | 0 | 0 | 0 | 0 | 0 | 0 | 0 | 0 | 0 | 0 | 0 | 0 | 0 | 0 | 0 | 0
F6_Commercial_Lodging_Existing_Food Preparation_Natural Gas_Conveyor Oven_E9 | F6 | Commercial | Lodging | Existing | Food Preparation | Natural Gas | Conveyor Oven | E9 | Utility - Value of Sales | 0 | 0 | 0 | 0 | 0 | 0 | 0 | 0 | 0 | 0 | 0 | 0 | 0 | 0 | 0 | 0 | 0 | 0 | 0 | 0 | 0 | 0 | 0 | 0 | 0 | 0 | 0
F6_Commercial_Lodging_Existing_Food Preparation_Natural Gas_Conveyor Oven_E10 | F6 | Commercial | Lodging | Existing | Food Preparation | Natural Gas | Conveyor Oven | E10 | Utility - Value of Sales | 0 | 0 | 0 | 0 | 0 | 0 | 0 | 0 | 0 | 0 | 0 | 0 | 0 | 0 | 0 | 0 | 0 | 0 | 0 | 0 | 0 | 0 | 0 | 0 | 0 | 0 | 0
F1_Commercial_Lodging_Existing_Food Preparation_Natural Gas_Double Rack Oven_E1 | F1 | Commercial | Lodging | Existing | Food Preparation | Natural Gas | Double Rack Oven | E1 | RVT - Cost of Equipment | 0.087032 | 0.087032 | 0.087032 | 0.087032 | 0.087032 | 0.087032 | 0.087032 | 0.087032 | 0.087032 | 0.087032 | 0.087032 | 0.087032 | 0.087032 | 0.087032 | 0.087032 | 0.087032 | 0.087032 | 0.087032 | 0.087032 | 0.087032 | 0.087032 | 0.087032 | 0.087032 | 0.087032 | 0.087032 | 0.087032 | 0.087032
F1_Commercial_Lodging_Existing_Food Preparation_Natural Gas_Double Rack Oven_E2 | F1 | Commercial | Lodging | Existing | Food Preparation | Natural Gas | Double Rack Oven | E2 | RVT - Cost of Equipment | 0.12007 | 0.12007 | 0.12007 | 0.12007 | 0.12007 | 0.12007 | 0.12007 | 0.12007 | 0.12007 | 0.12007 | 0.12007 | 0.12007 | 0.12007 | 0.12007 | 0.12007 | 0.12007 | 0.12007 | 0.12007 | 0.12007 | 0.12007 | 0.12007 | 0.12007 | 0.12007 | 0.12007 | 0.12007 | 0.12007 | 0.12007
F1_Commercial_Lodging_Existing_Food Preparation_Natural Gas_Double Rack Oven_E3 | F1 | Commercial | Lodging | Existing | Food Preparation | Natural Gas | Double Rack Oven | E3 | RVT - Cost of Equipment | 0 | 0 | 0 | 0 | 0 | 0 | 0 | 0 | 0 | 0 | 0 | 0 | 0 | 0 | 0 | 0 | 0 | 0 | 0 | 0 | 0 | 0 | 0 | 0 | 0 | 0 | 0
F1_Commercial_Lodging_Existing_Food Preparation_Natural Gas_Double Rack Oven_E4 | F1 | Commercial | Lodging | Existing | Food Preparation | Natural Gas | Double Rack Oven | E4 | RVT - Cost of Equipment | 0 | 0 | 0 | 0 | 0 | 0 | 0 | 0 | 0 | 0 | 0 | 0 | 0 | 0 | 0 | 0 | 0 | 0 | 0 | 0 | 0 | 0 | 0 | 0 | 0 | 0 | 0
F1_Commercial_Lodging_Existing_Food Preparation_Natural Gas_Double Rack Oven_E5 | F1 | Commercial | Lodging | Existing | Food Preparation | Natural Gas | Double Rack Oven | E5 | RVT - Cost of Equipment | 0 | 0 | 0 | 0 | 0 | 0 | 0 | 0 | 0 | 0 | 0 | 0 | 0 | 0 | 0 | 0 | 0 | 0 | 0 | 0 | 0 | 0 | 0 | 0 | 0 | 0 | 0
F1_Commercial_Lodging_Existing_Food Preparation_Natural Gas_Double Rack Oven_E6 | F1 | Commercial | Lodging | Existing | Food Preparation | Natural Gas | Double Rack Oven | E6 | RVT - Cost of Equipment | 0 | 0 | 0 | 0 | 0 | 0 | 0 | 0 | 0 | 0 | 0 | 0 | 0 | 0 | 0 | 0 | 0 | 0 | 0 | 0 | 0 | 0 | 0 | 0 | 0 | 0 | 0
F1_Commercial_Lodging_Existing_Food Preparation_Natural Gas_Double Rack Oven_E7 | F1 | Commercial | Lodging | Existing | Food Preparation | Natural Gas | Double Rack Oven | E7 | RVT - Cost of Equipment | 0 | 0 | 0 | 0 | 0 | 0 | 0 | 0 | 0 | 0 | 0 | 0 | 0 | 0 | 0 | 0 | 0 | 0 | 0 | 0 | 0 | 0 | 0 | 0 | 0 | 0 | 0
F1_Commercial_Lodging_Existing_Food Preparation_Natural Gas_Double Rack Oven_E8 | F1 | Commercial | Lodging | Existing | Food Preparation | Natural Gas | Double Rack Oven | E8 | RVT - Cost of Equipment | 0 | 0 | 0 | 0 | 0 | 0 | 0 | 0 | 0 | 0 | 0 | 0 | 0 | 0 | 0 | 0 | 0 | 0 | 0 | 0 | 0 | 0 | 0 | 0 | 0 | 0 | 0
F1_Commercial_Lodging_Existing_Food Preparation_Natural Gas_Double Rack Oven_E9 | F1 | Commercial | Lodging | Existing | Food Preparation | Natural Gas | Double Rack Oven | E9 | RVT - Cost of Equipment | 0 | 0 | 0 | 0 | 0 | 0 | 0 | 0 | 0 | 0 | 0 | 0 | 0 | 0 | 0 | 0 | 0 | 0 | 0 | 0 | 0 | 0 | 0 | 0 | 0 | 0 | 0
F1_Commercial_Lodging_Existing_Food Preparation_Natural Gas_Double Rack Oven_E10 | F1 | Commercial | Lodging | Existing | Food Preparation | Natural Gas | Double Rack Oven | E10 | RVT - Cost of Equipment | 0 | 0 | 0 | 0 | 0 | 0 | 0 | 0 | 0 | 0 | 0 | 0 | 0 | 0 | 0 | 0 | 0 | 0 | 0 | 0 | 0 | 0 | 0 | 0 | 0 | 0 | 0
F2_Commercial_Lodging_Existing_Food Preparation_Natural Gas_Double Rack Oven_E1 | F2 | Commercial | Lodging | Existing | Food Preparation | Natural Gas | Double Rack Oven | E1 | RVT - Cost of Operation | 0 | 0 | 0 | 0 | 0 | 0 | 0 | 0 | 0 | 0 | 0 | 0 | 0 | 0 | 0 | 0 | 0 | 0 | 0 | 0 | 0 | 0 | 0 | 0 | 0 | 0 | 0
F2_Commercial_Lodging_Existing_Food Preparation_Natural Gas_Double Rack Oven_E2 | F2 | Commercial | Lodging | Existing | Food Preparation | Natural Gas | Double Rack Oven | E2 | RVT - Cost of Operation | 0 | 0 | 0 | 0 | 0 | 0 | 0 | 0 | 0 | 0 | 0 | 0 | 0 | 0 | 0 | 0 | 0 | 0 | 0 | 0 | 0 | 0 | 0 | 0 | 0 | 0 | 0
F2_Commercial_Lodging_Existing_Food Preparation_Natural Gas_Double Rack Oven_E3 | F2 | Commercial | Lodging | Existing | Food Preparation | Natural Gas | Double Rack Oven | E3 | RVT - Cost of Operation | 0 | 0 | 0 | 0 | 0 | 0 | 0 | 0 | 0 | 0 | 0 | 0 | 0 | 0 | 0 | 0 | 0 | 0 | 0 | 0 | 0 | 0 | 0 | 0 | 0 | 0 | 0
F2_Commercial_Lodging_Existing_Food Preparation_Natural Gas_Double Rack Oven_E4 | F2 | Commercial | Lodging | Existing | Food Preparation | Natural Gas | Double Rack Oven | E4 | RVT - Cost of Operation | 0 | 0 | 0 | 0 | 0 | 0 | 0 | 0 | 0 | 0 | 0 | 0 | 0 | 0 | 0 | 0 | 0 | 0 | 0 | 0 | 0 | 0 | 0 | 0 | 0 | 0 | 0
F2_Commercial_Lodging_Existing_Food Preparation_Natural Gas_Double Rack Oven_E5 | F2 | Commercial | Lodging | Existing | Food Preparation | Natural Gas | Double Rack Oven | E5 | RVT - Cost of Operation | 0 | 0 | 0 | 0 | 0 | 0 | 0 | 0 | 0 | 0 | 0 | 0 | 0 | 0 | 0 | 0 | 0 | 0 | 0 | 0 | 0 | 0 | 0 | 0 | 0 | 0 | 0
F2_Commercial_Lodging_Existing_Food Preparation_Natural Gas_Double Rack Oven_E6 | F2 | Commercial | Lodging | Existing | Food Preparation | Natural Gas | Double Rack Oven | E6 | RVT - Cost of Operation | 0 | 0 | 0 | 0 | 0 | 0 | 0 | 0 | 0 | 0 | 0 | 0 | 0 | 0 | 0 | 0 | 0 | 0 | 0 | 0 | 0 | 0 | 0 | 0 | 0 | 0 | 0
F2_Commercial_Lodging_Existing_Food Preparation_Natural Gas_Double Rack Oven_E7 | F2 | Commercial | Lodging | Existing | Food Preparation | Natural Gas | Double Rack Oven | E7 | RVT - Cost of Operation | 0 | 0 | 0 | 0 | 0 | 0 | 0 | 0 | 0 | 0 | 0 | 0 | 0 | 0 | 0 | 0 | 0 | 0 | 0 | 0 | 0 | 0 | 0 | 0 | 0 | 0 | 0
F2_Commercial_Lodging_Existing_Food Preparation_Natural Gas_Double Rack Oven_E8 | F2 | Commercial | Lodging | Existing | Food Preparation | Natural Gas | Double Rack Oven | E8 | RVT - Cost of Operation | 0 | 0 | 0 | 0 | 0 | 0 | 0 | 0 | 0 | 0 | 0 | 0 | 0 | 0 | 0 | 0 | 0 | 0 | 0 | 0 | 0 | 0 | 0 | 0 | 0 | 0 | 0
F2_Commercial_Lodging_Existing_Food Preparation_Natural Gas_Double Rack Oven_E9 | F2 | Commercial | Lodging | Existing | Food Preparation | Natural Gas | Double Rack Oven | E9 | RVT - Cost of Operation | 0 | 0 | 0 | 0 | 0 | 0 | 0 | 0 | 0 | 0 | 0 | 0 | 0 | 0 | 0 | 0 | 0 | 0 | 0 | 0 | 0 | 0 | 0 | 0 | 0 | 0 | 0
F2_Commercial_Lodging_Existing_Food Preparation_Natural Gas_Double Rack Oven_E10 | F2 | Commercial | Lodging | Existing | Food Preparation | Natural Gas | Double Rack Oven | E10 | RVT - Cost of Operation | 0 | 0 | 0 | 0 | 0 | 0 | 0 | 0 | 0 | 0 | 0 | 0 | 0 | 0 | 0 | 0 | 0 | 0 | 0 | 0 | 0 | 0 | 0 | 0 | 0 | 0 | 0
F3_Commercial_Lodging_Existing_Food Preparation_Natural Gas_Double Rack Oven_E1 | F3 | Commercial | Lodging | Existing | Food Preparation | Natural Gas | Double Rack Oven | E1 | System - kBTUs of Consumption | 19.4379 | 19.4379 | 19.4379 | 19.4379 | 19.4379 | 19.4379 | 19.4379 | 19.4379 | 19.4379 | 19.4379 | 19.4379 | 19.4379 | 19.4379 | 19.4379 | 19.4379 | 19.4379 | 19.4379 | 19.4379 | 19.4379 | 19.4379 | 19.4379 | 19.4379 | 19.4379 | 19.4379 | 19.4379 | 19.4379 | 19.4379
F3_Commercial_Lodging_Existing_Food Preparation_Natural Gas_Double Rack Oven_E2 | F3 | Commercial | Lodging | Existing | Food Preparation | Natural Gas | Double Rack Oven | E2 | System - kBTUs of Consumption | 11.4341 | 11.4341 | 11.4341 | 11.4341 | 11.4341 | 11.4341 | 11.4341 | 11.4341 | 11.4341 | 11.4341 | 11.4341 | 11.4341 | 11.4341 | 11.4341 | 11.4341 | 11.4341 | 11.4341 | 11.4341 | 11.4341 | 11.4341 | 11.4341 | 11.4341 | 11.4341 | 11.4341 | 11.4341 | 11.4341 | 11.4341
F3_Commercial_Lodging_Existing_Food Preparation_Natural Gas_Double Rack Oven_E3 | F3 | Commercial | Lodging | Existing | Food Preparation | Natural Gas | Double Rack Oven | E3 | System - kBTUs of Consumption | 0 | 0 | 0 | 0 | 0 | 0 | 0 | 0 | 0 | 0 | 0 | 0 | 0 | 0 | 0 | 0 | 0 | 0 | 0 | 0 | 0 | 0 | 0 | 0 | 0 | 0 | 0
F3_Commercial_Lodging_Existing_Food Preparation_Natural Gas_Double Rack Oven_E4 | F3 | Commercial | Lodging | Existing | Food Preparation | Natural Gas | Double Rack Oven | E4 | System - kBTUs of Consumption | 0 | 0 | 0 | 0 | 0 | 0 | 0 | 0 | 0 | 0 | 0 | 0 | 0 | 0 | 0 | 0 | 0 | 0 | 0 | 0 | 0 | 0 | 0 | 0 | 0 | 0 | 0
F3_Commercial_Lodging_Existing_Food Preparation_Natural Gas_Double Rack Oven_E5 | F3 | Commercial | Lodging | Existing | Food Preparation | Natural Gas | Double Rack Oven | E5 | System - kBTUs of Consumption | 0 | 0 | 0 | 0 | 0 | 0 | 0 | 0 | 0 | 0 | 0 | 0 | 0 | 0 | 0 | 0 | 0 | 0 | 0 | 0 | 0 | 0 | 0 | 0 | 0 | 0 | 0
F3_Commercial_Lodging_Existing_Food Preparation_Natural Gas_Double Rack Oven_E6 | F3 | Commercial | Lodging | Existing | Food Preparation | Natural Gas | Double Rack Oven | E6 | System - kBTUs of Consumption | 0 | 0 | 0 | 0 | 0 | 0 | 0 | 0 | 0 | 0 | 0 | 0 | 0 | 0 | 0 | 0 | 0 | 0 | 0 | 0 | 0 | 0 | 0 | 0 | 0 | 0 | 0
F3_Commercial_Lodging_Existing_Food Preparation_Natural Gas_Double Rack Oven_E7 | F3 | Commercial | Lodging | Existing | Food Preparation | Natural Gas | Double Rack Oven | E7 | System - kBTUs of Consumption | 0 | 0 | 0 | 0 | 0 | 0 | 0 | 0 | 0 | 0 | 0 | 0 | 0 | 0 | 0 | 0 | 0 | 0 | 0 | 0 | 0 | 0 | 0 | 0 | 0 | 0 | 0
F3_Commercial_Lodging_Existing_Food Preparation_Natural Gas_Double Rack Oven_E8 | F3 | Commercial | Lodging | Existing | Food Preparation | Natural Gas | Double Rack Oven | E8 | System - kBTUs of Consumption | 0 | 0 | 0 | 0 | 0 | 0 | 0 | 0 | 0 | 0 | 0 | 0 | 0 | 0 | 0 | 0 | 0 | 0 | 0 | 0 | 0 | 0 | 0 | 0 | 0 | 0 | 0
F3_Commercial_Lodging_Existing_Food Preparation_Natural Gas_Double Rack Oven_E9 | F3 | Commercial | Lodging | Existing | Food Preparation | Natural Gas | Double Rack Oven | E9 | System - kBTUs of Consumption | 0 | 0 | 0 | 0 | 0 | 0 | 0 | 0 | 0 | 0 | 0 | 0 | 0 | 0 | 0 | 0 | 0 | 0 | 0 | 0 | 0 | 0 | 0 | 0 | 0 | 0 | 0
F3_Commercial_Lodging_Existing_Food Preparation_Natural Gas_Double Rack Oven_E10 | F3 | Commercial | Lodging | Existing | Food Preparation | Natural Gas | Double Rack Oven | E10 | System - kBTUs of Consumption | 0 | 0 | 0 | 0 | 0 | 0 | 0 | 0 | 0 | 0 | 0 | 0 | 0 | 0 | 0 | 0 | 0 | 0 | 0 | 0 | 0 | 0 | 0 | 0 | 0 | 0 | 0
F4_Commercial_Lodging_Existing_Food Preparation_Natural Gas_Double Rack Oven_E1 | F4 | Commercial | Lodging | Existing | Food Preparation | Natural Gas | Double Rack Oven | E1 | Utility - Cost of Equipment | 0.087032 | 0.087032 | 0.087032 | 0.087032 | 0.087032 | 0.087032 | 0.087032 | 0.087032 | 0.087032 | 0.087032 | 0.087032 | 0.087032 | 0.087032 | 0.087032 | 0.087032 | 0.087032 | 0.087032 | 0.087032 | 0.087032 | 0.087032 | 0.087032 | 0.087032 | 0.087032 | 0.087032 | 0.087032 | 0.087032 | 0.087032
F4_Commercial_Lodging_Existing_Food Preparation_Natural Gas_Double Rack Oven_E2 | F4 | Commercial | Lodging | Existing | Food Preparation | Natural Gas | Double Rack Oven | E2 | Utility - Cost of Equipment | 0.12007 | 0.12007 | 0.12007 | 0.12007 | 0.12007 | 0.12007 | 0.12007 | 0.12007 | 0.12007 | 0.12007 | 0.12007 | 0.12007 | 0.12007 | 0.12007 | 0.12007 | 0.12007 | 0.12007 | 0.12007 | 0.12007 | 0.12007 | 0.12007 | 0.12007 | 0.12007 | 0.12007 | 0.12007 | 0.12007 | 0.12007
F4_Commercial_Lodging_Existing_Food Preparation_Natural Gas_Double Rack Oven_E3 | F4 | Commercial | Lodging | Existing | Food Preparation | Natural Gas | Double Rack Oven | E3 | Utility - Cost of Equipment | 0 | 0 | 0 | 0 | 0 | 0 | 0 | 0 | 0 | 0 | 0 | 0 | 0 | 0 | 0 | 0 | 0 | 0 | 0 | 0 | 0 | 0 | 0 | 0 | 0 | 0 | 0
F4_Commercial_Lodging_Existing_Food Preparation_Natural Gas_Double Rack Oven_E4 | F4 | Commercial | Lodging | Existing | Food Preparation | Natural Gas | Double Rack Oven | E4 | Utility - Cost of Equipment | 0 | 0 | 0 | 0 | 0 | 0 | 0 | 0 | 0 | 0 | 0 | 0 | 0 | 0 | 0 | 0 | 0 | 0 | 0 | 0 | 0 | 0 | 0 | 0 | 0 | 0 | 0
F4_Commercial_Lodging_Existing_Food Preparation_Natural Gas_Double Rack Oven_E5 | F4 | Commercial | Lodging | Existing | Food Preparation | Natural Gas | Double Rack Oven | E5 | Utility - Cost of Equipment | 0 | 0 | 0 | 0 | 0 | 0 | 0 | 0 | 0 | 0 | 0 | 0 | 0 | 0 | 0 | 0 | 0 | 0 | 0 | 0 | 0 | 0 | 0 | 0 | 0 | 0 | 0
F4_Commercial_Lodging_Existing_Food Preparation_Natural Gas_Double Rack Oven_E6 | F4 | Commercial | Lodging | Existing | Food Preparation | Natural Gas | Double Rack Oven | E6 | Utility - Cost of Equipment | 0 | 0 | 0 | 0 | 0 | 0 | 0 | 0 | 0 | 0 | 0 | 0 | 0 | 0 | 0 | 0 | 0 | 0 | 0 | 0 | 0 | 0 | 0 | 0 | 0 | 0 | 0
F4_Commercial_Lodging_Existing_Food Preparation_Natural Gas_Double Rack Oven_E7 | F4 | Commercial | Lodging | Existing | Food Preparation | Natural Gas | Double Rack Oven | E7 | Utility - Cost of Equipment | 0 | 0 | 0 | 0 | 0 | 0 | 0 | 0 | 0 | 0 | 0 | 0 | 0 | 0 | 0 | 0 | 0 | 0 | 0 | 0 | 0 | 0 | 0 | 0 | 0 | 0 | 0
F4_Commercial_Lodging_Existing_Food Preparation_Natural Gas_Double Rack Oven_E8 | F4 | Commercial | Lodging | Existing | Food Preparation | Natural Gas | Double Rack Oven | E8 | Utility - Cost of Equipment | 0 | 0 | 0 | 0 | 0 | 0 | 0 | 0 | 0 | 0 | 0 | 0 | 0 | 0 | 0 | 0 | 0 | 0 | 0 | 0 | 0 | 0 | 0 | 0 | 0 | 0 | 0
F4_Commercial_Lodging_Existing_Food Preparation_Natural Gas_Double Rack Oven_E9 | F4 | Commercial | Lodging | Existing | Food Preparation | Natural Gas | Double Rack Oven | E9 | Utility - Cost of Equipment | 0 | 0 | 0 | 0 | 0 | 0 | 0 | 0 | 0 | 0 | 0 | 0 | 0 | 0 | 0 | 0 | 0 | 0 | 0 | 0 | 0 | 0 | 0 | 0 | 0 | 0 | 0
F4_Commercial_Lodging_Existing_Food Preparation_Natural Gas_Double Rack Oven_E10 | F4 | Commercial | Lodging | Existing | Food Preparation | Natural Gas | Double Rack Oven | E10 | Utility - Cost of Equipment | 0 | 0 | 0 | 0 | 0 | 0 | 0 | 0 | 0 | 0 | 0 | 0 | 0 | 0 | 0 | 0 | 0 | 0 | 0 | 0 | 0 | 0 | 0 | 0 | 0 | 0 | 0
F5_Commercial_Lodging_Existing_Food Preparation_Natural Gas_Double Rack Oven_E1 | F5 | Commercial | Lodging | Existing | Food Preparation | Natural Gas | Double Rack Oven | E1 | Utility - Cost of Operation | 0.26531 | 0.26247 | 0.25973 | 0.25711 | 0.25775 | 0.26054 | 0.26458 | 0.26908 | 0.27342 | 0.27712 | 0.28013 | 0.28229 | 0.28352 | 0.28338 | 0.28184 | 0.27889 | 0.27457 | 0.26913 | 0.26262 | 0.25489 | 0.24583 | 0.23538 | 0.22612 | 0.22017 | 0.21766 | 0.21873 | 0.2198
F5_Commercial_Lodging_Existing_Food Preparation_Natural Gas_Double Rack Oven_E2 | F5 | Commercial | Lodging | Existing | Food Preparation | Natural Gas | Double Rack Oven | E2 | Utility - Cost of Operation | 0.15606 | 0.15439 | 0.15278 | 0.15124 | 0.15162 | 0.15326 | 0.15563 | 0.15828 | 0.16084 | 0.16301 | 0.16479 | 0.16605 | 0.16677 | 0.16669 | 0.16579 | 0.16405 | 0.16151 | 0.15831 | 0.15448 | 0.14994 | 0.14461 | 0.13846 | 0.13301 | 0.12951 | 0.12804 | 0.12867 | 0.1293
F5_Commercial_Lodging_Existing_Food Preparation_Natural Gas_Double Rack Oven_E3 | F5 | Commercial | Lodging | Existing | Food Preparation | Natural Gas | Double Rack Oven | E3 | Utility - Cost of Operation | 0 | 0 | 0 | 0 | 0 | 0 | 0 | 0 | 0 | 0 | 0 | 0 | 0 | 0 | 0 | 0 | 0 | 0 | 0 | 0 | 0 | 0 | 0 | 0 | 0 | 0 | 0
F5_Commercial_Lodging_Existing_Food Preparation_Natural Gas_Double Rack Oven_E4 | F5 | Commercial | Lodging | Existing | Food Preparation | Natural Gas | Double Rack Oven | E4 | Utility - Cost of Operation | 0 | 0 | 0 | 0 | 0 | 0 | 0 | 0 | 0 | 0 | 0 | 0 | 0 | 0 | 0 | 0 | 0 | 0 | 0 | 0 | 0 | 0 | 0 | 0 | 0 | 0 | 0
F5_Commercial_Lodging_Existing_Food Preparation_Natural Gas_Double Rack Oven_E5 | F5 | Commercial | Lodging | Existing | Food Preparation | Natural Gas | Double Rack Oven | E5 | Utility - Cost of Operation | 0 | 0 | 0 | 0 | 0 | 0 | 0 | 0 | 0 | 0 | 0 | 0 | 0 | 0 | 0 | 0 | 0 | 0 | 0 | 0 | 0 | 0 | 0 | 0 | 0 | 0 | 0
F5_Commercial_Lodging_Existing_Food Preparation_Natural Gas_Double Rack Oven_E6 | F5 | Commercial | Lodging | Existing | Food Preparation | Natural Gas | Double Rack Oven | E6 | Utility - Cost of Operation | 0 | 0 | 0 | 0 | 0 | 0 | 0 | 0 | 0 | 0 | 0 | 0 | 0 | 0 | 0 | 0 | 0 | 0 | 0 | 0 | 0 | 0 | 0 | 0 | 0 | 0 | 0
F5_Commercial_Lodging_Existing_Food Preparation_Natural Gas_Double Rack Oven_E7 | F5 | Commercial | Lodging | Existing | Food Preparation | Natural Gas | Double Rack Oven | E7 | Utility - Cost of Operation | 0 | 0 | 0 | 0 | 0 | 0 | 0 | 0 | 0 | 0 | 0 | 0 | 0 | 0 | 0 | 0 | 0 | 0 | 0 | 0 | 0 | 0 | 0 | 0 | 0 | 0 | 0
F5_Commercial_Lodging_Existing_Food Preparation_Natural Gas_Double Rack Oven_E8 | F5 | Commercial | Lodging | Existing | Food Preparation | Natural Gas | Double Rack Oven | E8 | Utility - Cost of Operation | 0 | 0 | 0 | 0 | 0 | 0 | 0 | 0 | 0 | 0 | 0 | 0 | 0 | 0 | 0 | 0 | 0 | 0 | 0 | 0 | 0 | 0 | 0 | 0 | 0 | 0 | 0
F5_Commercial_Lodging_Existing_Food Preparation_Natural Gas_Double Rack Oven_E9 | F5 | Commercial | Lodging | Existing | Food Preparation | Natural Gas | Double Rack Oven | E9 | Utility - Cost of Operation | 0 | 0 | 0 | 0 | 0 | 0 | 0 | 0 | 0 | 0 | 0 | 0 | 0 | 0 | 0 | 0 | 0 | 0 | 0 | 0 | 0 | 0 | 0 | 0 | 0 | 0 | 0
F5_Commercial_Lodging_Existing_Food Preparation_Natural Gas_Double Rack Oven_E10 | F5 | Commercial | Lodging | Existing | Food Preparation | Natural Gas | Double Rack Oven | E10 | Utility - Cost of Operation | 0 | 0 | 0 | 0 | 0 | 0 | 0 | 0 | 0 | 0 | 0 | 0 | 0 | 0 | 0 | 0 | 0 | 0 | 0 | 0 | 0 | 0 | 0 | 0 | 0 | 0 | 0
F6_Commercial_Lodging_Existing_Food Preparation_Natural Gas_Double Rack Oven_E1 | F6 | Commercial | Lodging | Existing | Food Preparation | Natural Gas | Double Rack Oven | E1 | Utility - Value of Sales | 0 | 0 | 0 | 0 | 0 | 0 | 0 | 0 | 0 | 0 | 0 | 0 | 0 | 0 | 0 | 0 | 0 | 0 | 0 | 0 | 0 | 0 | 0 | 0 | 0 | 0 | 0
F6_Commercial_Lodging_Existing_Food Preparation_Natural Gas_Double Rack Oven_E2 | F6 | Commercial | Lodging | Existing | Food Preparation | Natural Gas | Double Rack Oven | E2 | Utility - Value of Sales | 0 | 0 | 0 | 0 | 0 | 0 | 0 | 0 | 0 | 0 | 0 | 0 | 0 | 0 | 0 | 0 | 0 | 0 | 0 | 0 | 0 | 0 | 0 | 0 | 0 | 0 | 0
F6_Commercial_Lodging_Existing_Food Preparation_Natural Gas_Double Rack Oven_E3 | F6 | Commercial | Lodging | Existing | Food Preparation | Natural Gas | Double Rack Oven | E3 | Utility - Value of Sales | 0 | 0 | 0 | 0 | 0 | 0 | 0 | 0 | 0 | 0 | 0 | 0 | 0 | 0 | 0 | 0 | 0 | 0 | 0 | 0 | 0 | 0 | 0 | 0 | 0 | 0 | 0
F6_Commercial_Lodging_Existing_Food Preparation_Natural Gas_Double Rack Oven_E4 | F6 | Commercial | Lodging | Existing | Food Preparation | Natural Gas | Double Rack Oven | E4 | Utility - Value of Sales | 0 | 0 | 0 | 0 | 0 | 0 | 0 | 0 | 0 | 0 | 0 | 0 | 0 | 0 | 0 | 0 | 0 | 0 | 0 | 0 | 0 | 0 | 0 | 0 | 0 | 0 | 0
F6_Commercial_Lodging_Existing_Food Preparation_Natural Gas_Double Rack Oven_E5 | F6 | Commercial | Lodging | Existing | Food Preparation | Natural Gas | Double Rack Oven | E5 | Utility - Value of Sales | 0 | 0 | 0 | 0 | 0 | 0 | 0 | 0 | 0 | 0 | 0 | 0 | 0 | 0 | 0 | 0 | 0 | 0 | 0 | 0 | 0 | 0 | 0 | 0 | 0 | 0 | 0
F6_Commercial_Lodging_Existing_Food Preparation_Natural Gas_Double Rack Oven_E6 | F6 | Commercial | Lodging | Existing | Food Preparation | Natural Gas | Double Rack Oven | E6 | Utility - Value of Sales | 0 | 0 | 0 | 0 | 0 | 0 | 0 | 0 | 0 | 0 | 0 | 0 | 0 | 0 | 0 | 0 | 0 | 0 | 0 | 0 | 0 | 0 | 0 | 0 | 0 | 0 | 0
F6_Commercial_Lodging_Existing_Food Preparation_Natural Gas_Double Rack Oven_E7 | F6 | Commercial | Lodging | Existing | Food Preparation | Natural Gas | Double Rack Oven | E7 | Utility - Value of Sales | 0 | 0 | 0 | 0 | 0 | 0 | 0 | 0 | 0 | 0 | 0 | 0 | 0 | 0 | 0 | 0 | 0 | 0 | 0 | 0 | 0 | 0 | 0 | 0 | 0 | 0 | 0
F6_Commercial_Lodging_Existing_Food Preparation_Natural Gas_Double Rack Oven_E8 | F6 | Commercial | Lodging | Existing | Food Preparation | Natural Gas | Double Rack Oven | E8 | Utility - Value of Sales | 0 | 0 | 0 | 0 | 0 | 0 | 0 | 0 | 0 | 0 | 0 | 0 | 0 | 0 | 0 | 0 | 0 | 0 | 0 | 0 | 0 | 0 | 0 | 0 | 0 | 0 | 0
F6_Commercial_Lodging_Existing_Food Preparation_Natural Gas_Double Rack Oven_E9 | F6 | Commercial | Lodging | Existing | Food Preparation | Natural Gas | Double Rack Oven | E9 | Utility - Value of Sales | 0 | 0 | 0 | 0 | 0 | 0 | 0 | 0 | 0 | 0 | 0 | 0 | 0 | 0 | 0 | 0 | 0 | 0 | 0 | 0 | 0 | 0 | 0 | 0 | 0 | 0 | 0
F6_Commercial_Lodging_Existing_Food Preparation_Natural Gas_Double Rack Oven_E10 | F6 | Commercial | Lodging | Existing | Food Preparation | Natural Gas | Double Rack Oven | E10 | Utility - Value of Sales | 0 | 0 | 0 | 0 | 0 | 0 | 0 | 0 | 0 | 0 | 0 | 0 | 0 | 0 | 0 | 0 | 0 | 0 | 0 | 0 | 0 | 0 | 0 | 0 | 0 | 0 | 0
F1_Commercial_Lodging_Existing_Food Preparation_Natural Gas_Fryer_E1 | F1 | Commercial | Lodging | Existing | Food Preparation | Natural Gas | Fryer | E1 | RVT - Cost of Equipment | 0.053424 | 0 | 0 | 0 | 0 | 0 | 0 | 0 | 0 | 0 | 0 | 0 | 0 | 0 | 0 | 0 | 0 | 0 | 0 | 0 | 0 | 0 | 0 | 0 | 0 | 0 | 0
F1_Commercial_Lodging_Existing_Food Preparation_Natural Gas_Fryer_E2 | F1 | Commercial | Lodging | Existing | Food Preparation | Natural Gas | Fryer | E2 | RVT - Cost of Equipment | 0.067154 | 0.067154 | 0.067154 | 0.067154 | 0.067154 | 0.067154 | 0.067154 | 0.067154 | 0.067154 | 0.067154 | 0.067154 | 0.067154 | 0.067154 | 0.067154 | 0.067154 | 0.067154 | 0.067154 | 0.067154 | 0.067154 | 0.067154 | 0.067154 | 0.067154 | 0.067154 | 0.067154 | 0.067154 | 0.067154 | 0.067154
F1_Commercial_Lodging_Existing_Food Preparation_Natural Gas_Fryer_E3 | F1 | Commercial | Lodging | Existing | Food Preparation | Natural Gas | Fryer | E3 | RVT - Cost of Equipment | 0 | 0 | 0 | 0 | 0 | 0 | 0 | 0 | 0 | 0 | 0 | 0 | 0 | 0 | 0 | 0 | 0 | 0 | 0 | 0 | 0 | 0 | 0 | 0 | 0 | 0 | 0
F1_Commercial_Lodging_Existing_Food Preparation_Natural Gas_Fryer_E4 | F1 | Commercial | Lodging | Existing | Food Preparation | Natural Gas | Fryer | E4 | RVT - Cost of Equipment | 0 | 0 | 0 | 0 | 0 | 0 | 0 | 0 | 0 | 0 | 0 | 0 | 0 | 0 | 0 | 0 | 0 | 0 | 0 | 0 | 0 | 0 | 0 | 0 | 0 | 0 | 0
F1_Commercial_Lodging_Existing_Food Preparation_Natural Gas_Fryer_E5 | F1 | Commercial | Lodging | Existing | Food Preparation | Natural Gas | Fryer | E5 | RVT - Cost of Equipment | 0 | 0 | 0 | 0 | 0 | 0 | 0 | 0 | 0 | 0 | 0 | 0 | 0 | 0 | 0 | 0 | 0 | 0 | 0 | 0 | 0 | 0 | 0 | 0 | 0 | 0 | 0
F1_Commercial_Lodging_Existing_Food Preparation_Natural Gas_Fryer_E6 | F1 | Commercial | Lodging | Existing | Food Preparation | Natural Gas | Fryer | E6 | RVT - Cost of Equipment | 0 | 0 | 0 | 0 | 0 | 0 | 0 | 0 | 0 | 0 | 0 | 0 | 0 | 0 | 0 | 0 | 0 | 0 | 0 | 0 | 0 | 0 | 0 | 0 | 0 | 0 | 0
F1_Commercial_Lodging_Existing_Food Preparation_Natural Gas_Fryer_E7 | F1 | Commercial | Lodging | Existing | Food Preparation | Natural Gas | Fryer | E7 | RVT - Cost of Equipment | 0 | 0 | 0 | 0 | 0 | 0 | 0 | 0 | 0 | 0 | 0 | 0 | 0 | 0 | 0 | 0 | 0 | 0 | 0 | 0 | 0 | 0 | 0 | 0 | 0 | 0 | 0
F1_Commercial_Lodging_Existing_Food Preparation_Natural Gas_Fryer_E8 | F1 | Commercial | Lodging | Existing | Food Preparation | Natural Gas | Fryer | E8 | RVT - Cost of Equipment | 0 | 0 | 0 | 0 | 0 | 0 | 0 | 0 | 0 | 0 | 0 | 0 | 0 | 0 | 0 | 0 | 0 | 0 | 0 | 0 | 0 | 0 | 0 | 0 | 0 | 0 | 0
F1_Commercial_Lodging_Existing_Food Preparation_Natural Gas_Fryer_E9 | F1 | Commercial | Lodging | Existing | Food Preparation | Natural Gas | Fryer | E9 | RVT - Cost of Equipment | 0 | 0 | 0 | 0 | 0 | 0 | 0 | 0 | 0 | 0 | 0 | 0 | 0 | 0 | 0 | 0 | 0 | 0 | 0 | 0 | 0 | 0 | 0 | 0 | 0 | 0 | 0
F1_Commercial_Lodging_Existing_Food Preparation_Natural Gas_Fryer_E10 | F1 | Commercial | Lodging | Existing | Food Preparation | Natural Gas | Fryer | E10 | RVT - Cost of Equipment | 0 | 0 | 0 | 0 | 0 | 0 | 0 | 0 | 0 | 0 | 0 | 0 | 0 | 0 | 0 | 0 | 0 | 0 | 0 | 0 | 0 | 0 | 0 | 0 | 0 | 0 | 0
F2_Commercial_Lodging_Existing_Food Preparation_Natural Gas_Fryer_E1 | F2 | Commercial | Lodging | Existing | Food Preparation | Natural Gas | Fryer | E1 | RVT - Cost of Operation | 0 | 0 | 0 | 0 | 0 | 0 | 0 | 0 | 0 | 0 | 0 | 0 | 0 | 0 | 0 | 0 | 0 | 0 | 0 | 0 | 0 | 0 | 0 | 0 | 0 | 0 | 0
F2_Commercial_Lodging_Existing_Food Preparation_Natural Gas_Fryer_E2 | F2 | Commercial | Lodging | Existing | Food Preparation | Natural Gas | Fryer | E2 | RVT - Cost of Operation | 0 | 0 | 0 | 0 | 0 | 0 | 0 | 0 | 0 | 0 | 0 | 0 | 0 | 0 | 0 | 0 | 0 | 0 | 0 | 0 | 0 | 0 | 0 | 0 | 0 | 0 | 0
F2_Commercial_Lodging_Existing_Food Preparation_Natural Gas_Fryer_E3 | F2 | Commercial | Lodging | Existing | Food Preparation | Natural Gas | Fryer | E3 | RVT - Cost of Operation | 0 | 0 | 0 | 0 | 0 | 0 | 0 | 0 | 0 | 0 | 0 | 0 | 0 | 0 | 0 | 0 | 0 | 0 | 0 | 0 | 0 | 0 | 0 | 0 | 0 | 0 | 0
F2_Commercial_Lodging_Existing_Food Preparation_Natural Gas_Fryer_E4 | F2 | Commercial | Lodging | Existing | Food Preparation | Natural Gas | Fryer | E4 | RVT - Cost of Operation | 0 | 0 | 0 | 0 | 0 | 0 | 0 | 0 | 0 | 0 | 0 | 0 | 0 | 0 | 0 | 0 | 0 | 0 | 0 | 0 | 0 | 0 | 0 | 0 | 0 | 0 | 0
F2_Commercial_Lodging_Existing_Food Preparation_Natural Gas_Fryer_E5 | F2 | Commercial | Lodging | Existing | Food Preparation | Natural Gas | Fryer | E5 | RVT - Cost of Operation | 0 | 0 | 0 | 0 | 0 | 0 | 0 | 0 | 0 | 0 | 0 | 0 | 0 | 0 | 0 | 0 | 0 | 0 | 0 | 0 | 0 | 0 | 0 | 0 | 0 | 0 | 0
F2_Commercial_Lodging_Existing_Food Preparation_Natural Gas_Fryer_E6 | F2 | Commercial | Lodging | Existing | Food Preparation | Natural Gas | Fryer | E6 | RVT - Cost of Operation | 0 | 0 | 0 | 0 | 0 | 0 | 0 | 0 | 0 | 0 | 0 | 0 | 0 | 0 | 0 | 0 | 0 | 0 | 0 | 0 | 0 | 0 | 0 | 0 | 0 | 0 | 0
F2_Commercial_Lodging_Existing_Food Preparation_Natural Gas_Fryer_E7 | F2 | Commercial | Lodging | Existing | Food Preparation | Natural Gas | Fryer | E7 | RVT - Cost of Operation | 0 | 0 | 0 | 0 | 0 | 0 | 0 | 0 | 0 | 0 | 0 | 0 | 0 | 0 | 0 | 0 | 0 | 0 | 0 | 0 | 0 | 0 | 0 | 0 | 0 | 0 | 0
F2_Commercial_Lodging_Existing_Food Preparation_Natural Gas_Fryer_E8 | F2 | Commercial | Lodging | Existing | Food Preparation | Natural Gas | Fryer | E8 | RVT - Cost of Operation | 0 | 0 | 0 | 0 | 0 | 0 | 0 | 0 | 0 | 0 | 0 | 0 | 0 | 0 | 0 | 0 | 0 | 0 | 0 | 0 | 0 | 0 | 0 | 0 | 0 | 0 | 0
F2_Commercial_Lodging_Existing_Food Preparation_Natural Gas_Fryer_E9 | F2 | Commercial | Lodging | Existing | Food Preparation | Natural Gas | Fryer | E9 | RVT - Cost of Operation | 0 | 0 | 0 | 0 | 0 | 0 | 0 | 0 | 0 | 0 | 0 | 0 | 0 | 0 | 0 | 0 | 0 | 0 | 0 | 0 | 0 | 0 | 0 | 0 | 0 | 0 | 0
F2_Commercial_Lodging_Existing_Food Preparation_Natural Gas_Fryer_E10 | F2 | Commercial | Lodging | Existing | Food Preparation | Natural Gas | Fryer | E10 | RVT - Cost of Operation | 0 | 0 | 0 | 0 | 0 | 0 | 0 | 0 | 0 | 0 | 0 | 0 | 0 | 0 | 0 | 0 | 0 | 0 | 0 | 0 | 0 | 0 | 0 | 0 | 0 | 0 | 0
F3_Commercial_Lodging_Existing_Food Preparation_Natural Gas_Fryer_E1 | F3 | Commercial | Lodging | Existing | Food Preparation | Natural Gas | Fryer | E1 | System - kBTUs of Consumption | 9.9602 | 0 | 0 | 0 | 0 | 0 | 0 | 0 | 0 | 0 | 0 | 0 | 0 | 0 | 0 | 0 | 0 | 0 | 0 | 0 | 0 | 0 | 0 | 0 | 0 | 0 | 0
F3_Commercial_Lodging_Existing_Food Preparation_Natural Gas_Fryer_E2 | F3 | Commercial | Lodging | Existing | Food Preparation | Natural Gas | Fryer | E2 | System - kBTUs of Consumption | 6.1564 | 6.1564 | 6.1564 | 6.1564 | 6.1564 | 6.1564 | 6.1564 | 6.1564 | 6.1564 | 6.1564 | 6.1564 | 6.1564 | 6.1564 | 6.1564 | 6.1564 | 6.1564 | 6.1564 | 6.1564 | 6.1564 | 6.1564 | 6.1564 | 6.1564 | 6.1564 | 6.1564 | 6.1564 | 6.1564 | 6.1564
F3_Commercial_Lodging_Existing_Food Preparation_Natural Gas_Fryer_E3 | F3 | Commercial | Lodging | Existing | Food Preparation | Natural Gas | Fryer | E3 | System - kBTUs of Consumption | 0 | 0 | 0 | 0 | 0 | 0 | 0 | 0 | 0 | 0 | 0 | 0 | 0 | 0 | 0 | 0 | 0 | 0 | 0 | 0 | 0 | 0 | 0 | 0 | 0 | 0 | 0
F3_Commercial_Lodging_Existing_Food Preparation_Natural Gas_Fryer_E4 | F3 | Commercial | Lodging | Existing | Food Preparation | Natural Gas | Fryer | E4 | System - kBTUs of Consumption | 0 | 0 | 0 | 0 | 0 | 0 | 0 | 0 | 0 | 0 | 0 | 0 | 0 | 0 | 0 | 0 | 0 | 0 | 0 | 0 | 0 | 0 | 0 | 0 | 0 | 0 | 0
F3_Commercial_Lodging_Existing_Food Preparation_Natural Gas_Fryer_E5 | F3 | Commercial | Lodging | Existing | Food Preparation | Natural Gas | Fryer | E5 | System - kBTUs of Consumption | 0 | 0 | 0 | 0 | 0 | 0 | 0 | 0 | 0 | 0 | 0 | 0 | 0 | 0 | 0 | 0 | 0 | 0 | 0 | 0 | 0 | 0 | 0 | 0 | 0 | 0 | 0
F3_Commercial_Lodging_Existing_Food Preparation_Natural Gas_Fryer_E6 | F3 | Commercial | Lodging | Existing | Food Preparation | Natural Gas | Fryer | E6 | System - kBTUs of Consumption | 0 | 0 | 0 | 0 | 0 | 0 | 0 | 0 | 0 | 0 | 0 | 0 | 0 | 0 | 0 | 0 | 0 | 0 | 0 | 0 | 0 | 0 | 0 | 0 | 0 | 0 | 0
F3_Commercial_Lodging_Existing_Food Preparation_Natural Gas_Fryer_E7 | F3 | Commercial | Lodging | Existing | Food Preparation | Natural Gas | Fryer | E7 | System - kBTUs of Consumption | 0 | 0 | 0 | 0 | 0 | 0 | 0 | 0 | 0 | 0 | 0 | 0 | 0 | 0 | 0 | 0 | 0 | 0 | 0 | 0 | 0 | 0 | 0 | 0 | 0 | 0 | 0
F3_Commercial_Lodging_Existing_Food Preparation_Natural Gas_Fryer_E8 | F3 | Commercial | Lodging | Existing | Food Preparation | Natural Gas | Fryer | E8 | System - kBTUs of Consumption | 0 | 0 | 0 | 0 | 0 | 0 | 0 | 0 | 0 | 0 | 0 | 0 | 0 | 0 | 0 | 0 | 0 | 0 | 0 | 0 | 0 | 0 | 0 | 0 | 0 | 0 | 0
F3_Commercial_Lodging_Existing_Food Preparation_Natural Gas_Fryer_E9 | F3 | Commercial | Lodging | Existing | Food Preparation | Natural Gas | Fryer | E9 | System - kBTUs of Consumption | 0 | 0 | 0 | 0 | 0 | 0 | 0 | 0 | 0 | 0 | 0 | 0 | 0 | 0 | 0 | 0 | 0 | 0 | 0 | 0 | 0 | 0 | 0 | 0 | 0 | 0 | 0
F3_Commercial_Lodging_Existing_Food Preparation_Natural Gas_Fryer_E10 | F3 | Commercial | Lodging | Existing | Food Preparation | Natural Gas | Fryer | E10 | System - kBTUs of Consumption | 0 | 0 | 0 | 0 | 0 | 0 | 0 | 0 | 0 | 0 | 0 | 0 | 0 | 0 | 0 | 0 | 0 | 0 | 0 | 0 | 0 | 0 | 0 | 0 | 0 | 0 | 0
F4_Commercial_Lodging_Existing_Food Preparation_Natural Gas_Fryer_E1 | F4 | Commercial | Lodging | Existing | Food Preparation | Natural Gas | Fryer | E1 | Utility - Cost of Equipment | 0.053424 | 0 | 0 | 0 | 0 | 0 | 0 | 0 | 0 | 0 | 0 | 0 | 0 | 0 | 0 | 0 | 0 | 0 | 0 | 0 | 0 | 0 | 0 | 0 | 0 | 0 | 0
F4_Commercial_Lodging_Existing_Food Preparation_Natural Gas_Fryer_E2 | F4 | Commercial | Lodging | Existing | Food Preparation | Natural Gas | Fryer | E2 | Utility - Cost of Equipment | 0.067154 | 0.067154 | 0.067154 | 0.067154 | 0.067154 | 0.067154 | 0.067154 | 0.067154 | 0.067154 | 0.067154 | 0.067154 | 0.067154 | 0.067154 | 0.067154 | 0.067154 | 0.067154 | 0.067154 | 0.067154 | 0.067154 | 0.067154 | 0.067154 | 0.067154 | 0.067154 | 0.067154 | 0.067154 | 0.067154 | 0.067154
F4_Commercial_Lodging_Existing_Food Preparation_Natural Gas_Fryer_E3 | F4 | Commercial | Lodging | Existing | Food Preparation | Natural Gas | Fryer | E3 | Utility - Cost of Equipment | 0 | 0 | 0 | 0 | 0 | 0 | 0 | 0 | 0 | 0 | 0 | 0 | 0 | 0 | 0 | 0 | 0 | 0 | 0 | 0 | 0 | 0 | 0 | 0 | 0 | 0 | 0
F4_Commercial_Lodging_Existing_Food Preparation_Natural Gas_Fryer_E4 | F4 | Commercial | Lodging | Existing | Food Preparation | Natural Gas | Fryer | E4 | Utility - Cost of Equipment | 0 | 0 | 0 | 0 | 0 | 0 | 0 | 0 | 0 | 0 | 0 | 0 | 0 | 0 | 0 | 0 | 0 | 0 | 0 | 0 | 0 | 0 | 0 | 0 | 0 | 0 | 0
F4_Commercial_Lodging_Existing_Food Preparation_Natural Gas_Fryer_E5 | F4 | Commercial | Lodging | Existing | Food Preparation | Natural Gas | Fryer | E5 | Utility - Cost of Equipment | 0 | 0 | 0 | 0 | 0 | 0 | 0 | 0 | 0 | 0 | 0 | 0 | 0 | 0 | 0 | 0 | 0 | 0 | 0 | 0 | 0 | 0 | 0 | 0 | 0 | 0 | 0
F4_Commercial_Lodging_Existing_Food Preparation_Natural Gas_Fryer_E6 | F4 | Commercial | Lodging | Existing | Food Preparation | Natural Gas | Fryer | E6 | Utility - Cost of Equipment | 0 | 0 | 0 | 0 | 0 | 0 | 0 | 0 | 0 | 0 | 0 | 0 | 0 | 0 | 0 | 0 | 0 | 0 | 0 | 0 | 0 | 0 | 0 | 0 | 0 | 0 | 0
F4_Commercial_Lodging_Existing_Food Preparation_Natural Gas_Fryer_E7 | F4 | Commercial | Lodging | Existing | Food Preparation | Natural Gas | Fryer | E7 | Utility - Cost of Equipment | 0 | 0 | 0 | 0 | 0 | 0 | 0 | 0 | 0 | 0 | 0 | 0 | 0 | 0 | 0 | 0 | 0 | 0 | 0 | 0 | 0 | 0 | 0 | 0 | 0 | 0 | 0
F4_Commercial_Lodging_Existing_Food Preparation_Natural Gas_Fryer_E8 | F4 | Commercial | Lodging | Existing | Food Preparation | Natural Gas | Fryer | E8 | Utility - Cost of Equipment | 0 | 0 | 0 | 0 | 0 | 0 | 0 | 0 | 0 | 0 | 0 | 0 | 0 | 0 | 0 | 0 | 0 | 0 | 0 | 0 | 0 | 0 | 0 | 0 | 0 | 0 | 0
F4_Commercial_Lodging_Existing_Food Preparation_Natural Gas_Fryer_E9 | F4 | Commercial | Lodging | Existing | Food Preparation | Natural Gas | Fryer | E9 | Utility - Cost of Equipment | 0 | 0 | 0 | 0 | 0 | 0 | 0 | 0 | 0 | 0 | 0 | 0 | 0 | 0 | 0 | 0 | 0 | 0 | 0 | 0 | 0 | 0 | 0 | 0 | 0 | 0 | 0
F4_Commercial_Lodging_Existing_Food Preparation_Natural Gas_Fryer_E10 | F4 | Commercial | Lodging | Existing | Food Preparation | Natural Gas | Fryer | E10 | Utility - Cost of Equipment | 0 | 0 | 0 | 0 | 0 | 0 | 0 | 0 | 0 | 0 | 0 | 0 | 0 | 0 | 0 | 0 | 0 | 0 | 0 | 0 | 0 | 0 | 0 | 0 | 0 | 0 | 0
F5_Commercial_Lodging_Existing_Food Preparation_Natural Gas_Fryer_E1 | F5 | Commercial | Lodging | Existing | Food Preparation | Natural Gas | Fryer | E1 | Utility - Cost of Operation | 0.13722 | 0 | 0 | 0 | 0 | 0 | 0 | 0 | 0 | 0 | 0 | 0 | 0 | 0 | 0 | 0 | 0 | 0 | 0 | 0 | 0 | 0 | 0 | 0 | 0 | 0 | 0
F5_Commercial_Lodging_Existing_Food Preparation_Natural Gas_Fryer_E2 | F5 | Commercial | Lodging | Existing | Food Preparation | Natural Gas | Fryer | E2 | Utility - Cost of Operation | 0.084818 | 0.083379 | 0.081972 | 0.080599 | 0.080477 | 0.081167 | 0.082375 | 0.08386 | 0.085466 | 0.087109 | 0.088817 | 0.090487 | 0.091963 | 0.092936 | 0.093231 | 0.092728 | 0.091399 | 0.089396 | 0.086811 | 0.083751 | 0.080175 | 0.076065 | 0.072412 | 0.070038 | 0.068997 | 0.069335 | 0.069675
F5_Commercial_Lodging_Existing_Food Preparation_Natural Gas_Fryer_E3 | F5 | Commercial | Lodging | Existing | Food Preparation | Natural Gas | Fryer | E3 | Utility - Cost of Operation | 0 | 0 | 0 | 0 | 0 | 0 | 0 | 0 | 0 | 0 | 0 | 0 | 0 | 0 | 0 | 0 | 0 | 0 | 0 | 0 | 0 | 0 | 0 | 0 | 0 | 0 | 0
F5_Commercial_Lodging_Existing_Food Preparation_Natural Gas_Fryer_E4 | F5 | Commercial | Lodging | Existing | Food Preparation | Natural Gas | Fryer | E4 | Utility - Cost of Operation | 0 | 0 | 0 | 0 | 0 | 0 | 0 | 0 | 0 | 0 | 0 | 0 | 0 | 0 | 0 | 0 | 0 | 0 | 0 | 0 | 0 | 0 | 0 | 0 | 0 | 0 | 0
F5_Commercial_Lodging_Existing_Food Preparation_Natural Gas_Fryer_E5 | F5 | Commercial | Lodging | Existing | Food Preparation | Natural Gas | Fryer | E5 | Utility - Cost of Operation | 0 | 0 | 0 | 0 | 0 | 0 | 0 | 0 | 0 | 0 | 0 | 0 | 0 | 0 | 0 | 0 | 0 | 0 | 0 | 0 | 0 | 0 | 0 | 0 | 0 | 0 | 0
F5_Commercial_Lodging_Existing_Food Preparation_Natural Gas_Fryer_E6 | F5 | Commercial | Lodging | Existing | Food Preparation | Natural Gas | Fryer | E6 | Utility - Cost of Operation | 0 | 0 | 0 | 0 | 0 | 0 | 0 | 0 | 0 | 0 | 0 | 0 | 0 | 0 | 0 | 0 | 0 | 0 | 0 | 0 | 0 | 0 | 0 | 0 | 0 | 0 | 0
F5_Commercial_Lodging_Existing_Food Preparation_Natural Gas_Fryer_E7 | F5 | Commercial | Lodging | Existing | Food Preparation | Natural Gas | Fryer | E7 | Utility - Cost of Operation | 0 | 0 | 0 | 0 | 0 | 0 | 0 | 0 | 0 | 0 | 0 | 0 | 0 | 0 | 0 | 0 | 0 | 0 | 0 | 0 | 0 | 0 | 0 | 0 | 0 | 0 | 0
F5_Commercial_Lodging_Existing_Food Preparation_Natural Gas_Fryer_E8 | F5 | Commercial | Lodging | Existing | Food Preparation | Natural Gas | Fryer | E8 | Utility - Cost of Operation | 0 | 0 | 0 | 0 | 0 | 0 | 0 | 0 | 0 | 0 | 0 | 0 | 0 | 0 | 0 | 0 | 0 | 0 | 0 | 0 | 0 | 0 | 0 | 0 | 0 | 0 | 0
F5_Commercial_Lodging_Existing_Food Preparation_Natural Gas_Fryer_E9 | F5 | Commercial | Lodging | Existing | Food Preparation | Natural Gas | Fryer | E9 | Utility - Cost of Operation | 0 | 0 | 0 | 0 | 0 | 0 | 0 | 0 | 0 | 0 | 0 | 0 | 0 | 0 | 0 | 0 | 0 | 0 | 0 | 0 | 0 | 0 | 0 | 0 | 0 | 0 | 0
F5_Commercial_Lodging_Existing_Food Preparation_Natural Gas_Fryer_E10 | F5 | Commercial | Lodging | Existing | Food Preparation | Natural Gas | Fryer | E10 | Utility - Cost of Operation | 0 | 0 | 0 | 0 | 0 | 0 | 0 | 0 | 0 | 0 | 0 | 0 | 0 | 0 | 0 | 0 | 0 | 0 | 0 | 0 | 0 | 0 | 0 | 0 | 0 | 0 | 0
F6_Commercial_Lodging_Existing_Food Preparation_Natural Gas_Fryer_E1 | F6 | Commercial | Lodging | Existing | Food Preparation | Natural Gas | Fryer | E1 | Utility - Value of Sales | 0 | 0 | 0 | 0 | 0 | 0 | 0 | 0 | 0 | 0 | 0 | 0 | 0 | 0 | 0 | 0 | 0 | 0 | 0 | 0 | 0 | 0 | 0 | 0 | 0 | 0 | 0
F6_Commercial_Lodging_Existing_Food Preparation_Natural Gas_Fryer_E2 | F6 | Commercial | Lodging | Existing | Food Preparation | Natural Gas | Fryer | E2 | Utility - Value of Sales | 0 | 0 | 0 | 0 | 0 | 0 | 0 | 0 | 0 | 0 | 0 | 0 | 0 | 0 | 0 | 0 | 0 | 0 | 0 | 0 | 0 | 0 | 0 | 0 | 0 | 0 | 0
F6_Commercial_Lodging_Existing_Food Preparation_Natural Gas_Fryer_E3 | F6 | Commercial | Lodging | Existing | Food Preparation | Natural Gas | Fryer | E3 | Utility - Value of Sales | 0 | 0 | 0 | 0 | 0 | 0 | 0 | 0 | 0 | 0 | 0 | 0 | 0 | 0 | 0 | 0 | 0 | 0 | 0 | 0 | 0 | 0 | 0 | 0 | 0 | 0 | 0
F6_Commercial_Lodging_Existing_Food Preparation_Natural Gas_Fryer_E4 | F6 | Commercial | Lodging | Existing | Food Preparation | Natural Gas | Fryer | E4 | Utility - Value of Sales | 0 | 0 | 0 | 0 | 0 | 0 | 0 | 0 | 0 | 0 | 0 | 0 | 0 | 0 | 0 | 0 | 0 | 0 | 0 | 0 | 0 | 0 | 0 | 0 | 0 | 0 | 0
F6_Commercial_Lodging_Existing_Food Preparation_Natural Gas_Fryer_E5 | F6 | Commercial | Lodging | Existing | Food Preparation | Natural Gas | Fryer | E5 | Utility - Value of Sales | 0 | 0 | 0 | 0 | 0 | 0 | 0 | 0 | 0 | 0 | 0 | 0 | 0 | 0 | 0 | 0 | 0 | 0 | 0 | 0 | 0 | 0 | 0 | 0 | 0 | 0 | 0
F6_Commercial_Lodging_Existing_Food Preparation_Natural Gas_Fryer_E6 | F6 | Commercial | Lodging | Existing | Food Preparation | Natural Gas | Fryer | E6 | Utility - Value of Sales | 0 | 0 | 0 | 0 | 0 | 0 | 0 | 0 | 0 | 0 | 0 | 0 | 0 | 0 | 0 | 0 | 0 | 0 | 0 | 0 | 0 | 0 | 0 | 0 | 0 | 0 | 0
F6_Commercial_Lodging_Existing_Food Preparation_Natural Gas_Fryer_E7 | F6 | Commercial | Lodging | Existing | Food Preparation | Natural Gas | Fryer | E7 | Utility - Value of Sales | 0 | 0 | 0 | 0 | 0 | 0 | 0 | 0 | 0 | 0 | 0 | 0 | 0 | 0 | 0 | 0 | 0 | 0 | 0 | 0 | 0 | 0 | 0 | 0 | 0 | 0 | 0
F6_Commercial_Lodging_Existing_Food Preparation_Natural Gas_Fryer_E8 | F6 | Commercial | Lodging | Existing | Food Preparation | Natural Gas | Fryer | E8 | Utility - Value of Sales | 0 | 0 | 0 | 0 | 0 | 0 | 0 | 0 | 0 | 0 | 0 | 0 | 0 | 0 | 0 | 0 | 0 | 0 | 0 | 0 | 0 | 0 | 0 | 0 | 0 | 0 | 0
F6_Commercial_Lodging_Existing_Food Preparation_Natural Gas_Fryer_E9 | F6 | Commercial | Lodging | Existing | Food Preparation | Natural Gas | Fryer | E9 | Utility - Value of Sales | 0 | 0 | 0 | 0 | 0 | 0 | 0 | 0 | 0 | 0 | 0 | 0 | 0 | 0 | 0 | 0 | 0 | 0 | 0 | 0 | 0 | 0 | 0 | 0 | 0 | 0 | 0
F6_Commercial_Lodging_Existing_Food Preparation_Natural Gas_Fryer_E10 | F6 | Commercial | Lodging | Existing | Food Preparation | Natural Gas | Fryer | E10 | Utility - Value of Sales | 0 | 0 | 0 | 0 | 0 | 0 | 0 | 0 | 0 | 0 | 0 | 0 | 0 | 0 | 0 | 0 | 0 | 0 | 0 | 0 | 0 | 0 | 0 | 0 | 0 | 0 | 0
F1_Commercial_Lodging_Existing_Food Preparation_Natural Gas_Broiler_E1 | F1 | Commercial | Lodging | Existing | Food Preparation | Natural Gas | Broiler | E1 | RVT - Cost of Equipment | 0.052309 | 0.052309 | 0.052309 | 0.052309 | 0.052309 | 0.052309 | 0.052309 | 0.052309 | 0.052309 | 0.052309 | 0.052309 | 0.052309 | 0.052309 | 0.052309 | 0.052309 | 0.052309 | 0.052309 | 0.052309 | 0.052309 | 0.052309 | 0.052309 | 0.052309 | 0.052309 | 0.052309 | 0.052309 | 0.052309 | 0.052309
F1_Commercial_Lodging_Existing_Food Preparation_Natural Gas_Broiler_E2 | F1 | Commercial | Lodging | Existing | Food Preparation | Natural Gas | Broiler | E2 | RVT - Cost of Equipment | 0.073232 | 0.073232 | 0.073232 | 0.073232 | 0.073232 | 0.073232 | 0.073232 | 0.073232 | 0.073232 | 0.073232 | 0.073232 | 0.073232 | 0.073232 | 0.073232 | 0.073232 | 0.073232 | 0.073232 | 0.073232 | 0.073232 | 0.073232 | 0.073232 | 0.073232 | 0.073232 | 0.073232 | 0.073232 | 0.073232 | 0.073232
F1_Commercial_Lodging_Existing_Food Preparation_Natural Gas_Broiler_E3 | F1 | Commercial | Lodging | Existing | Food Preparation | Natural Gas | Broiler | E3 | RVT - Cost of Equipment | 0 | 0 | 0 | 0 | 0 | 0 | 0 | 0 | 0 | 0 | 0 | 0 | 0 | 0 | 0 | 0 | 0 | 0 | 0 | 0 | 0 | 0 | 0 | 0 | 0 | 0 | 0
F1_Commercial_Lodging_Existing_Food Preparation_Natural Gas_Broiler_E4 | F1 | Commercial | Lodging | Existing | Food Preparation | Natural Gas | Broiler | E4 | RVT - Cost of Equipment | 0 | 0 | 0 | 0 | 0 | 0 | 0 | 0 | 0 | 0 | 0 | 0 | 0 | 0 | 0 | 0 | 0 | 0 | 0 | 0 | 0 | 0 | 0 | 0 | 0 | 0 | 0
F1_Commercial_Lodging_Existing_Food Preparation_Natural Gas_Broiler_E5 | F1 | Commercial | Lodging | Existing | Food Preparation | Natural Gas | Broiler | E5 | RVT - Cost of Equipment | 0 | 0 | 0 | 0 | 0 | 0 | 0 | 0 | 0 | 0 | 0 | 0 | 0 | 0 | 0 | 0 | 0 | 0 | 0 | 0 | 0 | 0 | 0 | 0 | 0 | 0 | 0
F1_Commercial_Lodging_Existing_Food Preparation_Natural Gas_Broiler_E6 | F1 | Commercial | Lodging | Existing | Food Preparation | Natural Gas | Broiler | E6 | RVT - Cost of Equipment | 0 | 0 | 0 | 0 | 0 | 0 | 0 | 0 | 0 | 0 | 0 | 0 | 0 | 0 | 0 | 0 | 0 | 0 | 0 | 0 | 0 | 0 | 0 | 0 | 0 | 0 | 0
F1_Commercial_Lodging_Existing_Food Preparation_Natural Gas_Broiler_E7 | F1 | Commercial | Lodging | Existing | Food Preparation | Natural Gas | Broiler | E7 | RVT - Cost of Equipment | 0 | 0 | 0 | 0 | 0 | 0 | 0 | 0 | 0 | 0 | 0 | 0 | 0 | 0 | 0 | 0 | 0 | 0 | 0 | 0 | 0 | 0 | 0 | 0 | 0 | 0 | 0
F1_Commercial_Lodging_Existing_Food Preparation_Natural Gas_Broiler_E8 | F1 | Commercial | Lodging | Existing | Food Preparation | Natural Gas | Broiler | E8 | RVT - Cost of Equipment | 0 | 0 | 0 | 0 | 0 | 0 | 0 | 0 | 0 | 0 | 0 | 0 | 0 | 0 | 0 | 0 | 0 | 0 | 0 | 0 | 0 | 0 | 0 | 0 | 0 | 0 | 0
F1_Commercial_Lodging_Existing_Food Preparation_Natural Gas_Broiler_E9 | F1 | Commercial | Lodging | Existing | Food Preparation | Natural Gas | Broiler | E9 | RVT - Cost of Equipment | 0 | 0 | 0 | 0 | 0 | 0 | 0 | 0 | 0 | 0 | 0 | 0 | 0 | 0 | 0 | 0 | 0 | 0 | 0 | 0 | 0 | 0 | 0 | 0 | 0 | 0 | 0
F1_Commercial_Lodging_Existing_Food Preparation_Natural Gas_Broiler_E10 | F1 | Commercial | Lodging | Existing | Food Preparation | Natural Gas | Broiler | E10 | RVT - Cost of Equipment | 0 | 0 | 0 | 0 | 0 | 0 | 0 | 0 | 0 | 0 | 0 | 0 | 0 | 0 | 0 | 0 | 0 | 0 | 0 | 0 | 0 | 0 | 0 | 0 | 0 | 0 | 0
F2_Commercial_Lodging_Existing_Food Preparation_Natural Gas_Broiler_E1 | F2 | Commercial | Lodging | Existing | Food Preparation | Natural Gas | Broiler | E1 | RVT - Cost of Operation | 0 | 0 | 0 | 0 | 0 | 0 | 0 | 0 | 0 | 0 | 0 | 0 | 0 | 0 | 0 | 0 | 0 | 0 | 0 | 0 | 0 | 0 | 0 | 0 | 0 | 0 | 0
F2_Commercial_Lodging_Existing_Food Preparation_Natural Gas_Broiler_E2 | F2 | Commercial | Lodging | Existing | Food Preparation | Natural Gas | Broiler | E2 | RVT - Cost of Operation | 0 | 0 | 0 | 0 | 0 | 0 | 0 | 0 | 0 | 0 | 0 | 0 | 0 | 0 | 0 | 0 | 0 | 0 | 0 | 0 | 0 | 0 | 0 | 0 | 0 | 0 | 0
F2_Commercial_Lodging_Existing_Food Preparation_Natural Gas_Broiler_E3 | F2 | Commercial | Lodging | Existing | Food Preparation | Natural Gas | Broiler | E3 | RVT - Cost of Operation | 0 | 0 | 0 | 0 | 0 | 0 | 0 | 0 | 0 | 0 | 0 | 0 | 0 | 0 | 0 | 0 | 0 | 0 | 0 | 0 | 0 | 0 | 0 | 0 | 0 | 0 | 0
F2_Commercial_Lodging_Existing_Food Preparation_Natural Gas_Broiler_E4 | F2 | Commercial | Lodging | Existing | Food Preparation | Natural Gas | Broiler | E4 | RVT - Cost of Operation | 0 | 0 | 0 | 0 | 0 | 0 | 0 | 0 | 0 | 0 | 0 | 0 | 0 | 0 | 0 | 0 | 0 | 0 | 0 | 0 | 0 | 0 | 0 | 0 | 0 | 0 | 0
F2_Commercial_Lodging_Existing_Food Preparation_Natural Gas_Broiler_E5 | F2 | Commercial | Lodging | Existing | Food Preparation | Natural Gas | Broiler | E5 | RVT - Cost of Operation | 0 | 0 | 0 | 0 | 0 | 0 | 0 | 0 | 0 | 0 | 0 | 0 | 0 | 0 | 0 | 0 | 0 | 0 | 0 | 0 | 0 | 0 | 0 | 0 | 0 | 0 | 0
F2_Commercial_Lodging_Existing_Food Preparation_Natural Gas_Broiler_E6 | F2 | Commercial | Lodging | Existing | Food Preparation | Natural Gas | Broiler | E6 | RVT - Cost of Operation | 0 | 0 | 0 | 0 | 0 | 0 | 0 | 0 | 0 | 0 | 0 | 0 | 0 | 0 | 0 | 0 | 0 | 0 | 0 | 0 | 0 | 0 | 0 | 0 | 0 | 0 | 0
F2_Commercial_Lodging_Existing_Food Preparation_Natural Gas_Broiler_E7 | F2 | Commercial | Lodging | Existing | Food Preparation | Natural Gas | Broiler | E7 | RVT - Cost of Operation | 0 | 0 | 0 | 0 | 0 | 0 | 0 | 0 | 0 | 0 | 0 | 0 | 0 | 0 | 0 | 0 | 0 | 0 | 0 | 0 | 0 | 0 | 0 | 0 | 0 | 0 | 0
F2_Commercial_Lodging_Existing_Food Preparation_Natural Gas_Broiler_E8 | F2 | Commercial | Lodging | Existing | Food Preparation | Natural Gas | Broiler | E8 | RVT - Cost of Operation | 0 | 0 | 0 | 0 | 0 | 0 | 0 | 0 | 0 | 0 | 0 | 0 | 0 | 0 | 0 | 0 | 0 | 0 | 0 | 0 | 0 | 0 | 0 | 0 | 0 | 0 | 0
F2_Commercial_Lodging_Existing_Food Preparation_Natural Gas_Broiler_E9 | F2 | Commercial | Lodging | Existing | Food Preparation | Natural Gas | Broiler | E9 | RVT - Cost of Operation | 0 | 0 | 0 | 0 | 0 | 0 | 0 | 0 | 0 | 0 | 0 | 0 | 0 | 0 | 0 | 0 | 0 | 0 | 0 | 0 | 0 | 0 | 0 | 0 | 0 | 0 | 0
F2_Commercial_Lodging_Existing_Food Preparation_Natural Gas_Broiler_E10 | F2 | Commercial | Lodging | Existing | Food Preparation | Natural Gas | Broiler | E10 | RVT - Cost of Operation | 0 | 0 | 0 | 0 | 0 | 0 | 0 | 0 | 0 | 0 | 0 | 0 | 0 | 0 | 0 | 0 | 0 | 0 | 0 | 0 | 0 | 0 | 0 | 0 | 0 | 0 | 0
F3_Commercial_Lodging_Existing_Food Preparation_Natural Gas_Broiler_E1 | F3 | Commercial | Lodging | Existing | Food Preparation | Natural Gas | Broiler | E1 | System - kBTUs of Consumption | 9.6277 | 9.6277 | 9.6277 | 9.6277 | 9.6277 | 9.6277 | 9.6277 | 9.6277 | 9.6277 | 9.6277 | 9.6277 | 9.6277 | 9.6277 | 9.6277 | 9.6277 | 9.6277 | 9.6277 | 9.6277 | 9.6277 | 9.6277 | 9.6277 | 9.6277 | 9.6277 | 9.6277 | 9.6277 | 9.6277 | 9.6277
F3_Commercial_Lodging_Existing_Food Preparation_Natural Gas_Broiler_E2 | F3 | Commercial | Lodging | Existing | Food Preparation | Natural Gas | Broiler | E2 | System - kBTUs of Consumption | 6.1892 | 6.1892 | 6.1892 | 6.1892 | 6.1892 | 6.1892 | 6.1892 | 6.1892 | 6.1892 | 6.1892 | 6.1892 | 6.1892 | 6.1892 | 6.1892 | 6.1892 | 6.1892 | 6.1892 | 6.1892 | 6.1892 | 6.1892 | 6.1892 | 6.1892 | 6.1892 | 6.1892 | 6.1892 | 6.1892 | 6.1892
F3_Commercial_Lodging_Existing_Food Preparation_Natural Gas_Broiler_E3 | F3 | Commercial | Lodging | Existing | Food Preparation | Natural Gas | Broiler | E3 | System - kBTUs of Consumption | 0 | 0 | 0 | 0 | 0 | 0 | 0 | 0 | 0 | 0 | 0 | 0 | 0 | 0 | 0 | 0 | 0 | 0 | 0 | 0 | 0 | 0 | 0 | 0 | 0 | 0 | 0
F3_Commercial_Lodging_Existing_Food Preparation_Natural Gas_Broiler_E4 | F3 | Commercial | Lodging | Existing | Food Preparation | Natural Gas | Broiler | E4 | System - kBTUs of Consumption | 0 | 0 | 0 | 0 | 0 | 0 | 0 | 0 | 0 | 0 | 0 | 0 | 0 | 0 | 0 | 0 | 0 | 0 | 0 | 0 | 0 | 0 | 0 | 0 | 0 | 0 | 0
F3_Commercial_Lodging_Existing_Food Preparation_Natural Gas_Broiler_E5 | F3 | Commercial | Lodging | Existing | Food Preparation | Natural Gas | Broiler | E5 | System - kBTUs of Consumption | 0 | 0 | 0 | 0 | 0 | 0 | 0 | 0 | 0 | 0 | 0 | 0 | 0 | 0 | 0 | 0 | 0 | 0 | 0 | 0 | 0 | 0 | 0 | 0 | 0 | 0 | 0
F3_Commercial_Lodging_Existing_Food Preparation_Natural Gas_Broiler_E6 | F3 | Commercial | Lodging | Existing | Food Preparation | Natural Gas | Broiler | E6 | System - kBTUs of Consumption | 0 | 0 | 0 | 0 | 0 | 0 | 0 | 0 | 0 | 0 | 0 | 0 | 0 | 0 | 0 | 0 | 0 | 0 | 0 | 0 | 0 | 0 | 0 | 0 | 0 | 0 | 0
F3_Commercial_Lodging_Existing_Food Preparation_Natural Gas_Broiler_E7 | F3 | Commercial | Lodging | Existing | Food Preparation | Natural Gas | Broiler | E7 | System - kBTUs of Consumption | 0 | 0 | 0 | 0 | 0 | 0 | 0 | 0 | 0 | 0 | 0 | 0 | 0 | 0 | 0 | 0 | 0 | 0 | 0 | 0 | 0 | 0 | 0 | 0 | 0 | 0 | 0
F3_Commercial_Lodging_Existing_Food Preparation_Natural Gas_Broiler_E8 | F3 | Commercial | Lodging | Existing | Food Preparation | Natural Gas | Broiler | E8 | System - kBTUs of Consumption | 0 | 0 | 0 | 0 | 0 | 0 | 0 | 0 | 0 | 0 | 0 | 0 | 0 | 0 | 0 | 0 | 0 | 0 | 0 | 0 | 0 | 0 | 0 | 0 | 0 | 0 | 0
F3_Commercial_Lodging_Existing_Food Preparation_Natural Gas_Broiler_E9 | F3 | Commercial | Lodging | Existing | Food Preparation | Natural Gas | Broiler | E9 | System - kBTUs of Consumption | 0 | 0 | 0 | 0 | 0 | 0 | 0 | 0 | 0 | 0 | 0 | 0 | 0 | 0 | 0 | 0 | 0 | 0 | 0 | 0 | 0 | 0 | 0 | 0 | 0 | 0 | 0
F3_Commercial_Lodging_Existing_Food Preparation_Natural Gas_Broiler_E10 | F3 | Commercial | Lodging | Existing | Food Preparation | Natural Gas | Broiler | E10 | System - kBTUs of Consumption | 0 | 0 | 0 | 0 | 0 | 0 | 0 | 0 | 0 | 0 | 0 | 0 | 0 | 0 | 0 | 0 | 0 | 0 | 0 | 0 | 0 | 0 | 0 | 0 | 0 | 0 | 0
F4_Commercial_Lodging_Existing_Food Preparation_Natural Gas_Broiler_E1 | F4 | Commercial | Lodging | Existing | Food Preparation | Natural Gas | Broiler | E1 | Utility - Cost of Equipment | 0.052309 | 0.052309 | 0.052309 | 0.052309 | 0.052309 | 0.052309 | 0.052309 | 0.052309 | 0.052309 | 0.052309 | 0.052309 | 0.052309 | 0.052309 | 0.052309 | 0.052309 | 0.052309 | 0.052309 | 0.052309 | 0.052309 | 0.052309 | 0.052309 | 0.052309 | 0.052309 | 0.052309 | 0.052309 | 0.052309 | 0.052309
F4_Commercial_Lodging_Existing_Food Preparation_Natural Gas_Broiler_E2 | F4 | Commercial | Lodging | Existing | Food Preparation | Natural Gas | Broiler | E2 | Utility - Cost of Equipment | 0.073232 | 0.073232 | 0.073232 | 0.073232 | 0.073232 | 0.073232 | 0.073232 | 0.073232 | 0.073232 | 0.073232 | 0.073232 | 0.073232 | 0.073232 | 0.073232 | 0.073232 | 0.073232 | 0.073232 | 0.073232 | 0.073232 | 0.073232 | 0.073232 | 0.073232 | 0.073232 | 0.073232 | 0.073232 | 0.073232 | 0.073232
F4_Commercial_Lodging_Existing_Food Preparation_Natural Gas_Broiler_E3 | F4 | Commercial | Lodging | Existing | Food Preparation | Natural Gas | Broiler | E3 | Utility - Cost of Equipment | 0 | 0 | 0 | 0 | 0 | 0 | 0 | 0 | 0 | 0 | 0 | 0 | 0 | 0 | 0 | 0 | 0 | 0 | 0 | 0 | 0 | 0 | 0 | 0 | 0 | 0 | 0
F4_Commercial_Lodging_Existing_Food Preparation_Natural Gas_Broiler_E4 | F4 | Commercial | Lodging | Existing | Food Preparation | Natural Gas | Broiler | E4 | Utility - Cost of Equipment | 0 | 0 | 0 | 0 | 0 | 0 | 0 | 0 | 0 | 0 | 0 | 0 | 0 | 0 | 0 | 0 | 0 | 0 | 0 | 0 | 0 | 0 | 0 | 0 | 0 | 0 | 0
F4_Commercial_Lodging_Existing_Food Preparation_Natural Gas_Broiler_E5 | F4 | Commercial | Lodging | Existing | Food Preparation | Natural Gas | Broiler | E5 | Utility - Cost of Equipment | 0 | 0 | 0 | 0 | 0 | 0 | 0 | 0 | 0 | 0 | 0 | 0 | 0 | 0 | 0 | 0 | 0 | 0 | 0 | 0 | 0 | 0 | 0 | 0 | 0 | 0 | 0
F4_Commercial_Lodging_Existing_Food Preparation_Natural Gas_Broiler_E6 | F4 | Commercial | Lodging | Existing | Food Preparation | Natural Gas | Broiler | E6 | Utility - Cost of Equipment | 0 | 0 | 0 | 0 | 0 | 0 | 0 | 0 | 0 | 0 | 0 | 0 | 0 | 0 | 0 | 0 | 0 | 0 | 0 | 0 | 0 | 0 | 0 | 0 | 0 | 0 | 0
F4_Commercial_Lodging_Existing_Food Preparation_Natural Gas_Broiler_E7 | F4 | Commercial | Lodging | Existing | Food Preparation | Natural Gas | Broiler | E7 | Utility - Cost of Equipment | 0 | 0 | 0 | 0 | 0 | 0 | 0 | 0 | 0 | 0 | 0 | 0 | 0 | 0 | 0 | 0 | 0 | 0 | 0 | 0 | 0 | 0 | 0 | 0 | 0 | 0 | 0
F4_Commercial_Lodging_Existing_Food Preparation_Natural Gas_Broiler_E8 | F4 | Commercial | Lodging | Existing | Food Preparation | Natural Gas | Broiler | E8 | Utility - Cost of Equipment | 0 | 0 | 0 | 0 | 0 | 0 | 0 | 0 | 0 | 0 | 0 | 0 | 0 | 0 | 0 | 0 | 0 | 0 | 0 | 0 | 0 | 0 | 0 | 0 | 0 | 0 | 0
F4_Commercial_Lodging_Existing_Food Preparation_Natural Gas_Broiler_E9 | F4 | Commercial | Lodging | Existing | Food Preparation | Natural Gas | Broiler | E9 | Utility - Cost of Equipment | 0 | 0 | 0 | 0 | 0 | 0 | 0 | 0 | 0 | 0 | 0 | 0 | 0 | 0 | 0 | 0 | 0 | 0 | 0 | 0 | 0 | 0 | 0 | 0 | 0 | 0 | 0
F4_Commercial_Lodging_Existing_Food Preparation_Natural Gas_Broiler_E10 | F4 | Commercial | Lodging | Existing | Food Preparation | Natural Gas | Broiler | E10 | Utility - Cost of Equipment | 0 | 0 | 0 | 0 | 0 | 0 | 0 | 0 | 0 | 0 | 0 | 0 | 0 | 0 | 0 | 0 | 0 | 0 | 0 | 0 | 0 | 0 | 0 | 0 | 0 | 0 | 0
F5_Commercial_Lodging_Existing_Food Preparation_Natural Gas_Broiler_E1 | F5 | Commercial | Lodging | Existing | Food Preparation | Natural Gas | Broiler | E1 | Utility - Cost of Operation | 0.13141 | 0.13 | 0.12864 | 0.12735 | 0.12767 | 0.12904 | 0.13105 | 0.13328 | 0.13543 | 0.13726 | 0.13875 | 0.13982 | 0.14043 | 0.14036 | 0.1396 | 0.13814 | 0.136 | 0.1333 | 0.13008 | 0.12625 | 0.12176 | 0.11659 | 0.112 | 0.10905 | 0.10781 | 0.10834 | 0.10887
F5_Commercial_Lodging_Existing_Food Preparation_Natural Gas_Broiler_E2 | F5 | Commercial | Lodging | Existing | Food Preparation | Natural Gas | Broiler | E2 | Utility - Cost of Operation | 0.084476 | 0.083573 | 0.0827 | 0.081866 | 0.082072 | 0.082957 | 0.084244 | 0.085678 | 0.08706 | 0.088239 | 0.089198 | 0.089885 | 0.090275 | 0.090231 | 0.089741 | 0.088802 | 0.087427 | 0.085694 | 0.083622 | 0.081161 | 0.078275 | 0.074948 | 0.071999 | 0.070104 | 0.069307 | 0.069646 | 0.069988
F5_Commercial_Lodging_Existing_Food Preparation_Natural Gas_Broiler_E3 | F5 | Commercial | Lodging | Existing | Food Preparation | Natural Gas | Broiler | E3 | Utility - Cost of Operation | 0 | 0 | 0 | 0 | 0 | 0 | 0 | 0 | 0 | 0 | 0 | 0 | 0 | 0 | 0 | 0 | 0 | 0 | 0 | 0 | 0 | 0 | 0 | 0 | 0 | 0 | 0
F5_Commercial_Lodging_Existing_Food Preparation_Natural Gas_Broiler_E4 | F5 | Commercial | Lodging | Existing | Food Preparation | Natural Gas | Broiler | E4 | Utility - Cost of Operation | 0 | 0 | 0 | 0 | 0 | 0 | 0 | 0 | 0 | 0 | 0 | 0 | 0 | 0 | 0 | 0 | 0 | 0 | 0 | 0 | 0 | 0 | 0 | 0 | 0 | 0 | 0
F5_Commercial_Lodging_Existing_Food Preparation_Natural Gas_Broiler_E5 | F5 | Commercial | Lodging | Existing | Food Preparation | Natural Gas | Broiler | E5 | Utility - Cost of Operation | 0 | 0 | 0 | 0 | 0 | 0 | 0 | 0 | 0 | 0 | 0 | 0 | 0 | 0 | 0 | 0 | 0 | 0 | 0 | 0 | 0 | 0 | 0 | 0 | 0 | 0 | 0
F5_Commercial_Lodging_Existing_Food Preparation_Natural Gas_Broiler_E6 | F5 | Commercial | Lodging | Existing | Food Preparation | Natural Gas | Broiler | E6 | Utility - Cost of Operation | 0 | 0 | 0 | 0 | 0 | 0 | 0 | 0 | 0 | 0 | 0 | 0 | 0 | 0 | 0 | 0 | 0 | 0 | 0 | 0 | 0 | 0 | 0 | 0 | 0 | 0 | 0
F5_Commercial_Lodging_Existing_Food Preparation_Natural Gas_Broiler_E7 | F5 | Commercial | Lodging | Existing | Food Preparation | Natural Gas | Broiler | E7 | Utility - Cost of Operation | 0 | 0 | 0 | 0 | 0 | 0 | 0 | 0 | 0 | 0 | 0 | 0 | 0 | 0 | 0 | 0 | 0 | 0 | 0 | 0 | 0 | 0 | 0 | 0 | 0 | 0 | 0
F5_Commercial_Lodging_Existing_Food Preparation_Natural Gas_Broiler_E8 | F5 | Commercial | Lodging | Existing | Food Preparation | Natural Gas | Broiler | E8 | Utility - Cost of Operation | 0 | 0 | 0 | 0 | 0 | 0 | 0 | 0 | 0 | 0 | 0 | 0 | 0 | 0 | 0 | 0 | 0 | 0 | 0 | 0 | 0 | 0 | 0 | 0 | 0 | 0 | 0
F5_Commercial_Lodging_Existing_Food Preparation_Natural Gas_Broiler_E9 | F5 | Commercial | Lodging | Existing | Food Preparation | Natural Gas | Broiler | E9 | Utility - Cost of Operation | 0 | 0 | 0 | 0 | 0 | 0 | 0 | 0 | 0 | 0 | 0 | 0 | 0 | 0 | 0 | 0 | 0 | 0 | 0 | 0 | 0 | 0 | 0 | 0 | 0 | 0 | 0
F5_Commercial_Lodging_Existing_Food Preparation_Natural Gas_Broiler_E10 | F5 | Commercial | Lodging | Existing | Food Preparation | Natural Gas | Broiler | E10 | Utility - Cost of Operation | 0 | 0 | 0 | 0 | 0 | 0 | 0 | 0 | 0 | 0 | 0 | 0 | 0 | 0 | 0 | 0 | 0 | 0 | 0 | 0 | 0 | 0 | 0 | 0 | 0 | 0 | 0
F6_Commercial_Lodging_Existing_Food Preparation_Natural Gas_Broiler_E1 | F6 | Commercial | Lodging | Existing | Food Preparation | Natural Gas | Broiler | E1 | Utility - Value of Sales | 0 | 0 | 0 | 0 | 0 | 0 | 0 | 0 | 0 | 0 | 0 | 0 | 0 | 0 | 0 | 0 | 0 | 0 | 0 | 0 | 0 | 0 | 0 | 0 | 0 | 0 | 0
F6_Commercial_Lodging_Existing_Food Preparation_Natural Gas_Broiler_E2 | F6 | Commercial | Lodging | Existing | Food Preparation | Natural Gas | Broiler | E2 | Utility - Value of Sales | 0 | 0 | 0 | 0 | 0 | 0 | 0 | 0 | 0 | 0 | 0 | 0 | 0 | 0 | 0 | 0 | 0 | 0 | 0 | 0 | 0 | 0 | 0 | 0 | 0 | 0 | 0
F6_Commercial_Lodging_Existing_Food Preparation_Natural Gas_Broiler_E3 | F6 | Commercial | Lodging | Existing | Food Preparation | Natural Gas | Broiler | E3 | Utility - Value of Sales | 0 | 0 | 0 | 0 | 0 | 0 | 0 | 0 | 0 | 0 | 0 | 0 | 0 | 0 | 0 | 0 | 0 | 0 | 0 | 0 | 0 | 0 | 0 | 0 | 0 | 0 | 0
F6_Commercial_Lodging_Existing_Food Preparation_Natural Gas_Broiler_E4 | F6 | Commercial | Lodging | Existing | Food Preparation | Natural Gas | Broiler | E4 | Utility - Value of Sales | 0 | 0 | 0 | 0 | 0 | 0 | 0 | 0 | 0 | 0 | 0 | 0 | 0 | 0 | 0 | 0 | 0 | 0 | 0 | 0 | 0 | 0 | 0 | 0 | 0 | 0 | 0
F6_Commercial_Lodging_Existing_Food Preparation_Natural Gas_Broiler_E5 | F6 | Commercial | Lodging | Existing | Food Preparation | Natural Gas | Broiler | E5 | Utility - Value of Sales | 0 | 0 | 0 | 0 | 0 | 0 | 0 | 0 | 0 | 0 | 0 | 0 | 0 | 0 | 0 | 0 | 0 | 0 | 0 | 0 | 0 | 0 | 0 | 0 | 0 | 0 | 0
F6_Commercial_Lodging_Existing_Food Preparation_Natural Gas_Broiler_E6 | F6 | Commercial | Lodging | Existing | Food Preparation | Natural Gas | Broiler | E6 | Utility - Value of Sales | 0 | 0 | 0 | 0 | 0 | 0 | 0 | 0 | 0 | 0 | 0 | 0 | 0 | 0 | 0 | 0 | 0 | 0 | 0 | 0 | 0 | 0 | 0 | 0 | 0 | 0 | 0
F6_Commercial_Lodging_Existing_Food Preparation_Natural Gas_Broiler_E7 | F6 | Commercial | Lodging | Existing | Food Preparation | Natural Gas | Broiler | E7 | Utility - Value of Sales | 0 | 0 | 0 | 0 | 0 | 0 | 0 | 0 | 0 | 0 | 0 | 0 | 0 | 0 | 0 | 0 | 0 | 0 | 0 | 0 | 0 | 0 | 0 | 0 | 0 | 0 | 0
F6_Commercial_Lodging_Existing_Food Preparation_Natural Gas_Broiler_E8 | F6 | Commercial | Lodging | Existing | Food Preparation | Natural Gas | Broiler | E8 | Utility - Value of Sales | 0 | 0 | 0 | 0 | 0 | 0 | 0 | 0 | 0 | 0 | 0 | 0 | 0 | 0 | 0 | 0 | 0 | 0 | 0 | 0 | 0 | 0 | 0 | 0 | 0 | 0 | 0
F6_Commercial_Lodging_Existing_Food Preparation_Natural Gas_Broiler_E9 | F6 | Commercial | Lodging | Existing | Food Preparation | Natural Gas | Broiler | E9 | Utility - Value of Sales | 0 | 0 | 0 | 0 | 0 | 0 | 0 | 0 | 0 | 0 | 0 | 0 | 0 | 0 | 0 | 0 | 0 | 0 | 0 | 0 | 0 | 0 | 0 | 0 | 0 | 0 | 0
F6_Commercial_Lodging_Existing_Food Preparation_Natural Gas_Broiler_E10 | F6 | Commercial | Lodging | Existing | Food Preparation | Natural Gas | Broiler | E10 | Utility - Value of Sales | 0 | 0 | 0 | 0 | 0 | 0 | 0 | 0 | 0 | 0 | 0 | 0 | 0 | 0 | 0 | 0 | 0 | 0 | 0 | 0 | 0 | 0 | 0 | 0 | 0 | 0 | 0
F1_Commercial_Lodging_Existing_Food Preparation_Natural Gas_Griddle_E1 | F1 | Commercial | Lodging | Existing | Food Preparation | Natural Gas | Griddle | E1 | RVT - Cost of Equipment | 0.040526 | 0.040526 | 0.040526 | 0.040526 | 0.040526 | 0.040526 | 0.040526 | 0.040526 | 0.040526 | 0.040526 | 0.040526 | 0.040526 | 0.040526 | 0.040526 | 0.040526 | 0.040526 | 0.040526 | 0.040526 | 0.040526 | 0.040526 | 0.040526 | 0.040526 | 0.040526 | 0.040526 | 0.040526 | 0.040526 | 0.040526
F1_Commercial_Lodging_Existing_Food Preparation_Natural Gas_Griddle_E2 | F1 | Commercial | Lodging | Existing | Food Preparation | Natural Gas | Griddle | E2 | RVT - Cost of Equipment | 0.050362 | 0.050362 | 0.050362 | 0.050362 | 0.050362 | 0.050362 | 0.050362 | 0.050362 | 0.050362 | 0.050362 | 0.050362 | 0.050362 | 0.050362 | 0.050362 | 0.050362 | 0.050362 | 0.050362 | 0.050362 | 0.050362 | 0.050362 | 0.050362 | 0.050362 | 0.050362 | 0.050362 | 0.050362 | 0.050362 | 0.050362
F1_Commercial_Lodging_Existing_Food Preparation_Natural Gas_Griddle_E3 | F1 | Commercial | Lodging | Existing | Food Preparation | Natural Gas | Griddle | E3 | RVT - Cost of Equipment | 0 | 0 | 0 | 0 | 0 | 0 | 0 | 0 | 0 | 0 | 0 | 0 | 0 | 0 | 0 | 0 | 0 | 0 | 0 | 0 | 0 | 0 | 0 | 0 | 0 | 0 | 0
F1_Commercial_Lodging_Existing_Food Preparation_Natural Gas_Griddle_E4 | F1 | Commercial | Lodging | Existing | Food Preparation | Natural Gas | Griddle | E4 | RVT - Cost of Equipment | 0 | 0 | 0 | 0 | 0 | 0 | 0 | 0 | 0 | 0 | 0 | 0 | 0 | 0 | 0 | 0 | 0 | 0 | 0 | 0 | 0 | 0 | 0 | 0 | 0 | 0 | 0
F1_Commercial_Lodging_Existing_Food Preparation_Natural Gas_Griddle_E5 | F1 | Commercial | Lodging | Existing | Food Preparation | Natural Gas | Griddle | E5 | RVT - Cost of Equipment | 0 | 0 | 0 | 0 | 0 | 0 | 0 | 0 | 0 | 0 | 0 | 0 | 0 | 0 | 0 | 0 | 0 | 0 | 0 | 0 | 0 | 0 | 0 | 0 | 0 | 0 | 0
F1_Commercial_Lodging_Existing_Food Preparation_Natural Gas_Griddle_E6 | F1 | Commercial | Lodging | Existing | Food Preparation | Natural Gas | Griddle | E6 | RVT - Cost of Equipment | 0 | 0 | 0 | 0 | 0 | 0 | 0 | 0 | 0 | 0 | 0 | 0 | 0 | 0 | 0 | 0 | 0 | 0 | 0 | 0 | 0 | 0 | 0 | 0 | 0 | 0 | 0
F1_Commercial_Lodging_Existing_Food Preparation_Natural Gas_Griddle_E7 | F1 | Commercial | Lodging | Existing | Food Preparation | Natural Gas | Griddle | E7 | RVT - Cost of Equipment | 0 | 0 | 0 | 0 | 0 | 0 | 0 | 0 | 0 | 0 | 0 | 0 | 0 | 0 | 0 | 0 | 0 | 0 | 0 | 0 | 0 | 0 | 0 | 0 | 0 | 0 | 0
F1_Commercial_Lodging_Existing_Food Preparation_Natural Gas_Griddle_E8 | F1 | Commercial | Lodging | Existing | Food Preparation | Natural Gas | Griddle | E8 | RVT - Cost of Equipment | 0 | 0 | 0 | 0 | 0 | 0 | 0 | 0 | 0 | 0 | 0 | 0 | 0 | 0 | 0 | 0 | 0 | 0 | 0 | 0 | 0 | 0 | 0 | 0 | 0 | 0 | 0
F1_Commercial_Lodging_Existing_Food Preparation_Natural Gas_Griddle_E9 | F1 | Commercial | Lodging | Existing | Food Preparation | Natural Gas | Griddle | E9 | RVT - Cost of Equipment | 0 | 0 | 0 | 0 | 0 | 0 | 0 | 0 | 0 | 0 | 0 | 0 | 0 | 0 | 0 | 0 | 0 | 0 | 0 | 0 | 0 | 0 | 0 | 0 | 0 | 0 | 0
F1_Commercial_Lodging_Existing_Food Preparation_Natural Gas_Griddle_E10 | F1 | Commercial | Lodging | Existing | Food Preparation | Natural Gas | Griddle | E10 | RVT - Cost of Equipment | 0 | 0 | 0 | 0 | 0 | 0 | 0 | 0 | 0 | 0 | 0 | 0 | 0 | 0 | 0 | 0 | 0 | 0 | 0 | 0 | 0 | 0 | 0 | 0 | 0 | 0 | 0
F2_Commercial_Lodging_Existing_Food Preparation_Natural Gas_Griddle_E1 | F2 | Commercial | Lodging | Existing | Food Preparation | Natural Gas | Griddle | E1 | RVT - Cost of Operation | 0 | 0 | 0 | 0 | 0 | 0 | 0 | 0 | 0 | 0 | 0 | 0 | 0 | 0 | 0 | 0 | 0 | 0 | 0 | 0 | 0 | 0 | 0 | 0 | 0 | 0 | 0
F2_Commercial_Lodging_Existing_Food Preparation_Natural Gas_Griddle_E2 | F2 | Commercial | Lodging | Existing | Food Preparation | Natural Gas | Griddle | E2 | RVT - Cost of Operation | 0 | 0 | 0 | 0 | 0 | 0 | 0 | 0 | 0 | 0 | 0 | 0 | 0 | 0 | 0 | 0 | 0 | 0 | 0 | 0 | 0 | 0 | 0 | 0 | 0 | 0 | 0
F2_Commercial_Lodging_Existing_Food Preparation_Natural Gas_Griddle_E3 | F2 | Commercial | Lodging | Existing | Food Preparation | Natural Gas | Griddle | E3 | RVT - Cost of Operation | 0 | 0 | 0 | 0 | 0 | 0 | 0 | 0 | 0 | 0 | 0 | 0 | 0 | 0 | 0 | 0 | 0 | 0 | 0 | 0 | 0 | 0 | 0 | 0 | 0 | 0 | 0
F2_Commercial_Lodging_Existing_Food Preparation_Natural Gas_Griddle_E4 | F2 | Commercial | Lodging | Existing | Food Preparation | Natural Gas | Griddle | E4 | RVT - Cost of Operation | 0 | 0 | 0 | 0 | 0 | 0 | 0 | 0 | 0 | 0 | 0 | 0 | 0 | 0 | 0 | 0 | 0 | 0 | 0 | 0 | 0 | 0 | 0 | 0 | 0 | 0 | 0
F2_Commercial_Lodging_Existing_Food Preparation_Natural Gas_Griddle_E5 | F2 | Commercial | Lodging | Existing | Food Preparation | Natural Gas | Griddle | E5 | RVT - Cost of Operation | 0 | 0 | 0 | 0 | 0 | 0 | 0 | 0 | 0 | 0 | 0 | 0 | 0 | 0 | 0 | 0 | 0 | 0 | 0 | 0 | 0 | 0 | 0 | 0 | 0 | 0 | 0
F2_Commercial_Lodging_Existing_Food Preparation_Natural Gas_Griddle_E6 | F2 | Commercial | Lodging | Existing | Food Preparation | Natural Gas | Griddle | E6 | RVT - Cost of Operation | 0 | 0 | 0 | 0 | 0 | 0 | 0 | 0 | 0 | 0 | 0 | 0 | 0 | 0 | 0 | 0 | 0 | 0 | 0 | 0 | 0 | 0 | 0 | 0 | 0 | 0 | 0
F2_Commercial_Lodging_Existing_Food Preparation_Natural Gas_Griddle_E7 | F2 | Commercial | Lodging | Existing | Food Preparation | Natural Gas | Griddle | E7 | RVT - Cost of Operation | 0 | 0 | 0 | 0 | 0 | 0 | 0 | 0 | 0 | 0 | 0 | 0 | 0 | 0 | 0 | 0 | 0 | 0 | 0 | 0 | 0 | 0 | 0 | 0 | 0 | 0 | 0
F2_Commercial_Lodging_Existing_Food Preparation_Natural Gas_Griddle_E8 | F2 | Commercial | Lodging | Existing | Food Preparation | Natural Gas | Griddle | E8 | RVT - Cost of Operation | 0 | 0 | 0 | 0 | 0 | 0 | 0 | 0 | 0 | 0 | 0 | 0 | 0 | 0 | 0 | 0 | 0 | 0 | 0 | 0 | 0 | 0 | 0 | 0 | 0 | 0 | 0
F2_Commercial_Lodging_Existing_Food Preparation_Natural Gas_Griddle_E9 | F2 | Commercial | Lodging | Existing | Food Preparation | Natural Gas | Griddle | E9 | RVT - Cost of Operation | 0 | 0 | 0 | 0 | 0 | 0 | 0 | 0 | 0 | 0 | 0 | 0 | 0 | 0 | 0 | 0 | 0 | 0 | 0 | 0 | 0 | 0 | 0 | 0 | 0 | 0 | 0
F2_Commercial_Lodging_Existing_Food Preparation_Natural Gas_Griddle_E10 | F2 | Commercial | Lodging | Existing | Food Preparation | Natural Gas | Griddle | E10 | RVT - Cost of Operation | 0 | 0 | 0 | 0 | 0 | 0 | 0 | 0 | 0 | 0 | 0 | 0 | 0 | 0 | 0 | 0 | 0 | 0 | 0 | 0 | 0 | 0 | 0 | 0 | 0 | 0 | 0
F3_Commercial_Lodging_Existing_Food Preparation_Natural Gas_Griddle_E1 | F3 | Commercial | Lodging | Existing | Food Preparation | Natural Gas | Griddle | E1 | System - kBTUs of Consumption | 6.879 | 6.879 | 6.879 | 6.879 | 6.879 | 6.879 | 6.879 | 6.879 | 6.879 | 6.879 | 6.879 | 6.879 | 6.879 | 6.879 | 6.879 | 6.879 | 6.879 | 6.879 | 6.879 | 6.879 | 6.879 | 6.879 | 6.879 | 6.879 | 6.879 | 6.879 | 6.879
F3_Commercial_Lodging_Existing_Food Preparation_Natural Gas_Griddle_E2 | F3 | Commercial | Lodging | Existing | Food Preparation | Natural Gas | Griddle | E2 | System - kBTUs of Consumption | 5.9412 | 5.9412 | 5.9412 | 5.9412 | 5.9412 | 5.9412 | 5.9412 | 5.9412 | 5.9412 | 5.9412 | 5.9412 | 5.9412 | 5.9412 | 5.9412 | 5.9412 | 5.9412 | 5.9412 | 5.9412 | 5.9412 | 5.9412 | 5.9412 | 5.9412 | 5.9412 | 5.9412 | 5.9412 | 5.9412 | 5.9412
F3_Commercial_Lodging_Existing_Food Preparation_Natural Gas_Griddle_E3 | F3 | Commercial | Lodging | Existing | Food Preparation | Natural Gas | Griddle | E3 | System - kBTUs of Consumption | 0 | 0 | 0 | 0 | 0 | 0 | 0 | 0 | 0 | 0 | 0 | 0 | 0 | 0 | 0 | 0 | 0 | 0 | 0 | 0 | 0 | 0 | 0 | 0 | 0 | 0 | 0
F3_Commercial_Lodging_Existing_Food Preparation_Natural Gas_Griddle_E4 | F3 | Commercial | Lodging | Existing | Food Preparation | Natural Gas | Griddle | E4 | System - kBTUs of Consumption | 0 | 0 | 0 | 0 | 0 | 0 | 0 | 0 | 0 | 0 | 0 | 0 | 0 | 0 | 0 | 0 | 0 | 0 | 0 | 0 | 0 | 0 | 0 | 0 | 0 | 0 | 0
F3_Commercial_Lodging_Existing_Food Preparation_Natural Gas_Griddle_E5 | F3 | Commercial | Lodging | Existing | Food Preparation | Natural Gas | Griddle | E5 | System - kBTUs of Consumption | 0 | 0 | 0 | 0 | 0 | 0 | 0 | 0 | 0 | 0 | 0 | 0 | 0 | 0 | 0 | 0 | 0 | 0 | 0 | 0 | 0 | 0 | 0 | 0 | 0 | 0 | 0
F3_Commercial_Lodging_Existing_Food Preparation_Natural Gas_Griddle_E6 | F3 | Commercial | Lodging | Existing | Food Preparation | Natural Gas | Griddle | E6 | System - kBTUs of Consumption | 0 | 0 | 0 | 0 | 0 | 0 | 0 | 0 | 0 | 0 | 0 | 0 | 0 | 0 | 0 | 0 | 0 | 0 | 0 | 0 | 0 | 0 | 0 | 0 | 0 | 0 | 0
F3_Commercial_Lodging_Existing_Food Preparation_Natural Gas_Griddle_E7 | F3 | Commercial | Lodging | Existing | Food Preparation | Natural Gas | Griddle | E7 | System - kBTUs of Consumption | 0 | 0 | 0 | 0 | 0 | 0 | 0 | 0 | 0 | 0 | 0 | 0 | 0 | 0 | 0 | 0 | 0 | 0 | 0 | 0 | 0 | 0 | 0 | 0 | 0 | 0 | 0
F3_Commercial_Lodging_Existing_Food Preparation_Natural Gas_Griddle_E8 | F3 | Commercial | Lodging | Existing | Food Preparation | Natural Gas | Griddle | E8 | System - kBTUs of Consumption | 0 | 0 | 0 | 0 | 0 | 0 | 0 | 0 | 0 | 0 | 0 | 0 | 0 | 0 | 0 | 0 | 0 | 0 | 0 | 0 | 0 | 0 | 0 | 0 | 0 | 0 | 0
F3_Commercial_Lodging_Existing_Food Preparation_Natural Gas_Griddle_E9 | F3 | Commercial | Lodging | Existing | Food Preparation | Natural Gas | Griddle | E9 | System - kBTUs of Consumption | 0 | 0 | 0 | 0 | 0 | 0 | 0 | 0 | 0 | 0 | 0 | 0 | 0 | 0 | 0 | 0 | 0 | 0 | 0 | 0 | 0 | 0 | 0 | 0 | 0 | 0 | 0
F3_Commercial_Lodging_Existing_Food Preparation_Natural Gas_Griddle_E10 | F3 | Commercial | Lodging | Existing | Food Preparation | Natural Gas | Griddle | E10 | System - kBTUs of Consumption | 0 | 0 | 0 | 0 | 0 | 0 | 0 | 0 | 0 | 0 | 0 | 0 | 0 | 0 | 0 | 0 | 0 | 0 | 0 | 0 | 0 | 0 | 0 | 0 | 0 | 0 | 0
F4_Commercial_Lodging_Existing_Food Preparation_Natural Gas_Griddle_E1 | F4 | Commercial | Lodging | Existing | Food Preparation | Natural Gas | Griddle | E1 | Utility - Cost of Equipment | 0.040526 | 0.040526 | 0.040526 | 0.040526 | 0.040526 | 0.040526 | 0.040526 | 0.040526 | 0.040526 | 0.040526 | 0.040526 | 0.040526 | 0.040526 | 0.040526 | 0.040526 | 0.040526 | 0.040526 | 0.040526 | 0.040526 | 0.040526 | 0.040526 | 0.040526 | 0.040526 | 0.040526 | 0.040526 | 0.040526 | 0.040526
F4_Commercial_Lodging_Existing_Food Preparation_Natural Gas_Griddle_E2 | F4 | Commercial | Lodging | Existing | Food Preparation | Natural Gas | Griddle | E2 | Utility - Cost of Equipment | 0.050362 | 0.050362 | 0.050362 | 0.050362 | 0.050362 | 0.050362 | 0.050362 | 0.050362 | 0.050362 | 0.050362 | 0.050362 | 0.050362 | 0.050362 | 0.050362 | 0.050362 | 0.050362 | 0.050362 | 0.050362 | 0.050362 | 0.050362 | 0.050362 | 0.050362 | 0.050362 | 0.050362 | 0.050362 | 0.050362 | 0.050362
F4_Commercial_Lodging_Existing_Food Preparation_Natural Gas_Griddle_E3 | F4 | Commercial | Lodging | Existing | Food Preparation | Natural Gas | Griddle | E3 | Utility - Cost of Equipment | 0 | 0 | 0 | 0 | 0 | 0 | 0 | 0 | 0 | 0 | 0 | 0 | 0 | 0 | 0 | 0 | 0 | 0 | 0 | 0 | 0 | 0 | 0 | 0 | 0 | 0 | 0
F4_Commercial_Lodging_Existing_Food Preparation_Natural Gas_Griddle_E4 | F4 | Commercial | Lodging | Existing | Food Preparation | Natural Gas | Griddle | E4 | Utility - Cost of Equipment | 0 | 0 | 0 | 0 | 0 | 0 | 0 | 0 | 0 | 0 | 0 | 0 | 0 | 0 | 0 | 0 | 0 | 0 | 0 | 0 | 0 | 0 | 0 | 0 | 0 | 0 | 0
F4_Commercial_Lodging_Existing_Food Preparation_Natural Gas_Griddle_E5 | F4 | Commercial | Lodging | Existing | Food Preparation | Natural Gas | Griddle | E5 | Utility - Cost of Equipment | 0 | 0 | 0 | 0 | 0 | 0 | 0 | 0 | 0 | 0 | 0 | 0 | 0 | 0 | 0 | 0 | 0 | 0 | 0 | 0 | 0 | 0 | 0 | 0 | 0 | 0 | 0
F4_Commercial_Lodging_Existing_Food Preparation_Natural Gas_Griddle_E6 | F4 | Commercial | Lodging | Existing | Food Preparation | Natural Gas | Griddle | E6 | Utility - Cost of Equipment | 0 | 0 | 0 | 0 | 0 | 0 | 0 | 0 | 0 | 0 | 0 | 0 | 0 | 0 | 0 | 0 | 0 | 0 | 0 | 0 | 0 | 0 | 0 | 0 | 0 | 0 | 0
F4_Commercial_Lodging_Existing_Food Preparation_Natural Gas_Griddle_E7 | F4 | Commercial | Lodging | Existing | Food Preparation | Natural Gas | Griddle | E7 | Utility - Cost of Equipment | 0 | 0 | 0 | 0 | 0 | 0 | 0 | 0 | 0 | 0 | 0 | 0 | 0 | 0 | 0 | 0 | 0 | 0 | 0 | 0 | 0 | 0 | 0 | 0 | 0 | 0 | 0
F4_Commercial_Lodging_Existing_Food Preparation_Natural Gas_Griddle_E8 | F4 | Commercial | Lodging | Existing | Food Preparation | Natural Gas | Griddle | E8 | Utility - Cost of Equipment | 0 | 0 | 0 | 0 | 0 | 0 | 0 | 0 | 0 | 0 | 0 | 0 | 0 | 0 | 0 | 0 | 0 | 0 | 0 | 0 | 0 | 0 | 0 | 0 | 0 | 0 | 0
F4_Commercial_Lodging_Existing_Food Preparation_Natural Gas_Griddle_E9 | F4 | Commercial | Lodging | Existing | Food Preparation | Natural Gas | Griddle | E9 | Utility - Cost of Equipment | 0 | 0 | 0 | 0 | 0 | 0 | 0 | 0 | 0 | 0 | 0 | 0 | 0 | 0 | 0 | 0 | 0 | 0 | 0 | 0 | 0 | 0 | 0 | 0 | 0 | 0 | 0
F4_Commercial_Lodging_Existing_Food Preparation_Natural Gas_Griddle_E10 | F4 | Commercial | Lodging | Existing | Food Preparation | Natural Gas | Griddle | E10 | Utility - Cost of Equipment | 0 | 0 | 0 | 0 | 0 | 0 | 0 | 0 | 0 | 0 | 0 | 0 | 0 | 0 | 0 | 0 | 0 | 0 | 0 | 0 | 0 | 0 | 0 | 0 | 0 | 0 | 0
F5_Commercial_Lodging_Existing_Food Preparation_Natural Gas_Griddle_E1 | F5 | Commercial | Lodging | Existing | Food Preparation | Natural Gas | Griddle | E1 | Utility - Cost of Operation | 0.093892 | 0.092887 | 0.091917 | 0.09099 | 0.091219 | 0.092203 | 0.093634 | 0.095227 | 0.096763 | 0.098073 | 0.099139 | 0.099903 | 0.10034 | 0.10029 | 0.099743 | 0.0987 | 0.097171 | 0.095244 | 0.092942 | 0.090206 | 0.086999 | 0.083301 | 0.080023 | 0.077917 | 0.077031 | 0.077409 | 0.077788
F5_Commercial_Lodging_Existing_Food Preparation_Natural Gas_Griddle_E2 | F5 | Commercial | Lodging | Existing | Food Preparation | Natural Gas | Griddle | E2 | Utility - Cost of Operation | 0.081091 | 0.080223 | 0.079386 | 0.078585 | 0.078783 | 0.079633 | 0.080868 | 0.082245 | 0.083571 | 0.084702 | 0.085623 | 0.086283 | 0.086657 | 0.086615 | 0.086145 | 0.085244 | 0.083924 | 0.082259 | 0.080271 | 0.077908 | 0.075138 | 0.071945 | 0.069113 | 0.067294 | 0.066529 | 0.066855 | 0.067183
F5_Commercial_Lodging_Existing_Food Preparation_Natural Gas_Griddle_E3 | F5 | Commercial | Lodging | Existing | Food Preparation | Natural Gas | Griddle | E3 | Utility - Cost of Operation | 0 | 0 | 0 | 0 | 0 | 0 | 0 | 0 | 0 | 0 | 0 | 0 | 0 | 0 | 0 | 0 | 0 | 0 | 0 | 0 | 0 | 0 | 0 | 0 | 0 | 0 | 0
F5_Commercial_Lodging_Existing_Food Preparation_Natural Gas_Griddle_E4 | F5 | Commercial | Lodging | Existing | Food Preparation | Natural Gas | Griddle | E4 | Utility - Cost of Operation | 0 | 0 | 0 | 0 | 0 | 0 | 0 | 0 | 0 | 0 | 0 | 0 | 0 | 0 | 0 | 0 | 0 | 0 | 0 | 0 | 0 | 0 | 0 | 0 | 0 | 0 | 0
F5_Commercial_Lodging_Existing_Food Preparation_Natural Gas_Griddle_E5 | F5 | Commercial | Lodging | Existing | Food Preparation | Natural Gas | Griddle | E5 | Utility - Cost of Operation | 0 | 0 | 0 | 0 | 0 | 0 | 0 | 0 | 0 | 0 | 0 | 0 | 0 | 0 | 0 | 0 | 0 | 0 | 0 | 0 | 0 | 0 | 0 | 0 | 0 | 0 | 0
F5_Commercial_Lodging_Existing_Food Preparation_Natural Gas_Griddle_E6 | F5 | Commercial | Lodging | Existing | Food Preparation | Natural Gas | Griddle | E6 | Utility - Cost of Operation | 0 | 0 | 0 | 0 | 0 | 0 | 0 | 0 | 0 | 0 | 0 | 0 | 0 | 0 | 0 | 0 | 0 | 0 | 0 | 0 | 0 | 0 | 0 | 0 | 0 | 0 | 0
F5_Commercial_Lodging_Existing_Food Preparation_Natural Gas_Griddle_E7 | F5 | Commercial | Lodging | Existing | Food Preparation | Natural Gas | Griddle | E7 | Utility - Cost of Operation | 0 | 0 | 0 | 0 | 0 | 0 | 0 | 0 | 0 | 0 | 0 | 0 | 0 | 0 | 0 | 0 | 0 | 0 | 0 | 0 | 0 | 0 | 0 | 0 | 0 | 0 | 0
F5_Commercial_Lodging_Existing_Food Preparation_Natural Gas_Griddle_E8 | F5 | Commercial | Lodging | Existing | Food Preparation | Natural Gas | Griddle | E8 | Utility - Cost of Operation | 0 | 0 | 0 | 0 | 0 | 0 | 0 | 0 | 0 | 0 | 0 | 0 | 0 | 0 | 0 | 0 | 0 | 0 | 0 | 0 | 0 | 0 | 0 | 0 | 0 | 0 | 0
F5_Commercial_Lodging_Existing_Food Preparation_Natural Gas_Griddle_E9 | F5 | Commercial | Lodging | Existing | Food Preparation | Natural Gas | Griddle | E9 | Utility - Cost of Operation | 0 | 0 | 0 | 0 | 0 | 0 | 0 | 0 | 0 | 0 | 0 | 0 | 0 | 0 | 0 | 0 | 0 | 0 | 0 | 0 | 0 | 0 | 0 | 0 | 0 | 0 | 0
F5_Commercial_Lodging_Existing_Food Preparation_Natural Gas_Griddle_E10 | F5 | Commercial | Lodging | Existing | Food Preparation | Natural Gas | Griddle | E10 | Utility - Cost of Operation | 0 | 0 | 0 | 0 | 0 | 0 | 0 | 0 | 0 | 0 | 0 | 0 | 0 | 0 | 0 | 0 | 0 | 0 | 0 | 0 | 0 | 0 | 0 | 0 | 0 | 0 | 0
F6_Commercial_Lodging_Existing_Food Preparation_Natural Gas_Griddle_E1 | F6 | Commercial | Lodging | Existing | Food Preparation | Natural Gas | Griddle | E1 | Utility - Value of Sales | 0 | 0 | 0 | 0 | 0 | 0 | 0 | 0 | 0 | 0 | 0 | 0 | 0 | 0 | 0 | 0 | 0 | 0 | 0 | 0 | 0 | 0 | 0 | 0 | 0 | 0 | 0
F6_Commercial_Lodging_Existing_Food Preparation_Natural Gas_Griddle_E2 | F6 | Commercial | Lodging | Existing | Food Preparation | Natural Gas | Griddle | E2 | Utility - Value of Sales | 0 | 0 | 0 | 0 | 0 | 0 | 0 | 0 | 0 | 0 | 0 | 0 | 0 | 0 | 0 | 0 | 0 | 0 | 0 | 0 | 0 | 0 | 0 | 0 | 0 | 0 | 0
F6_Commercial_Lodging_Existing_Food Preparation_Natural Gas_Griddle_E3 | F6 | Commercial | Lodging | Existing | Food Preparation | Natural Gas | Griddle | E3 | Utility - Value of Sales | 0 | 0 | 0 | 0 | 0 | 0 | 0 | 0 | 0 | 0 | 0 | 0 | 0 | 0 | 0 | 0 | 0 | 0 | 0 | 0 | 0 | 0 | 0 | 0 | 0 | 0 | 0
F6_Commercial_Lodging_Existing_Food Preparation_Natural Gas_Griddle_E4 | F6 | Commercial | Lodging | Existing | Food Preparation | Natural Gas | Griddle | E4 | Utility - Value of Sales | 0 | 0 | 0 | 0 | 0 | 0 | 0 | 0 | 0 | 0 | 0 | 0 | 0 | 0 | 0 | 0 | 0 | 0 | 0 | 0 | 0 | 0 | 0 | 0 | 0 | 0 | 0
F6_Commercial_Lodging_Existing_Food Preparation_Natural Gas_Griddle_E5 | F6 | Commercial | Lodging | Existing | Food Preparation | Natural Gas | Griddle | E5 | Utility - Value of Sales | 0 | 0 | 0 | 0 | 0 | 0 | 0 | 0 | 0 | 0 | 0 | 0 | 0 | 0 | 0 | 0 | 0 | 0 | 0 | 0 | 0 | 0 | 0 | 0 | 0 | 0 | 0
F6_Commercial_Lodging_Existing_Food Preparation_Natural Gas_Griddle_E6 | F6 | Commercial | Lodging | Existing | Food Preparation | Natural Gas | Griddle | E6 | Utility - Value of Sales | 0 | 0 | 0 | 0 | 0 | 0 | 0 | 0 | 0 | 0 | 0 | 0 | 0 | 0 | 0 | 0 | 0 | 0 | 0 | 0 | 0 | 0 | 0 | 0 | 0 | 0 | 0
F6_Commercial_Lodging_Existing_Food Preparation_Natural Gas_Griddle_E7 | F6 | Commercial | Lodging | Existing | Food Preparation | Natural Gas | Griddle | E7 | Utility - Value of Sales | 0 | 0 | 0 | 0 | 0 | 0 | 0 | 0 | 0 | 0 | 0 | 0 | 0 | 0 | 0 | 0 | 0 | 0 | 0 | 0 | 0 | 0 | 0 | 0 | 0 | 0 | 0
F6_Commercial_Lodging_Existing_Food Preparation_Natural Gas_Griddle_E8 | F6 | Commercial | Lodging | Existing | Food Preparation | Natural Gas | Griddle | E8 | Utility - Value of Sales | 0 | 0 | 0 | 0 | 0 | 0 | 0 | 0 | 0 | 0 | 0 | 0 | 0 | 0 | 0 | 0 | 0 | 0 | 0 | 0 | 0 | 0 | 0 | 0 | 0 | 0 | 0
F6_Commercial_Lodging_Existing_Food Preparation_Natural Gas_Griddle_E9 | F6 | Commercial | Lodging | Existing | Food Preparation | Natural Gas | Griddle | E9 | Utility - Value of Sales | 0 | 0 | 0 | 0 | 0 | 0 | 0 | 0 | 0 | 0 | 0 | 0 | 0 | 0 | 0 | 0 | 0 | 0 | 0 | 0 | 0 | 0 | 0 | 0 | 0 | 0 | 0
F6_Commercial_Lodging_Existing_Food Preparation_Natural Gas_Griddle_E10 | F6 | Commercial | Lodging | Existing | Food Preparation | Natural Gas | Griddle | E10 | Utility - Value of Sales | 0 | 0 | 0 | 0 | 0 | 0 | 0 | 0 | 0 | 0 | 0 | 0 | 0 | 0 | 0 | 0 | 0 | 0 | 0 | 0 | 0 | 0 | 0 | 0 | 0 | 0 | 0
F1_Commercial_Lodging_Existing_Food Preparation_Natural Gas_Range_E1 | F1 | Commercial | Lodging | Existing | Food Preparation | Natural Gas | Range | E1 | RVT - Cost of Equipment | 0.062036 | 0.062036 | 0.062036 | 0.062036 | 0.062036 | 0.062036 | 0.062036 | 0.062036 | 0.062036 | 0.062036 | 0.062036 | 0.062036 | 0.062036 | 0.062036 | 0.062036 | 0.062036 | 0.062036 | 0.062036 | 0.062036 | 0.062036 | 0.062036 | 0.062036 | 0.062036 | 0.062036 | 0.062036 | 0.062036 | 0.062036
F1_Commercial_Lodging_Existing_Food Preparation_Natural Gas_Range_E2 | F1 | Commercial | Lodging | Existing | Food Preparation | Natural Gas | Range | E2 | RVT - Cost of Equipment | 0.062036 | 0.062036 | 0.062036 | 0.062036 | 0.062036 | 0.062036 | 0.062036 | 0.062036 | 0.062036 | 0.062036 | 0.062036 | 0.062036 | 0.062036 | 0.062036 | 0.062036 | 0.062036 | 0.062036 | 0.062036 | 0.062036 | 0.062036 | 0.062036 | 0.062036 | 0.062036 | 0.062036 | 0.062036 | 0.062036 | 0.062036
F1_Commercial_Lodging_Existing_Food Preparation_Natural Gas_Range_E3 | F1 | Commercial | Lodging | Existing | Food Preparation | Natural Gas | Range | E3 | RVT - Cost of Equipment | 0 | 0 | 0 | 0 | 0 | 0 | 0 | 0 | 0 | 0 | 0 | 0 | 0 | 0 | 0 | 0 | 0 | 0 | 0 | 0 | 0 | 0 | 0 | 0 | 0 | 0 | 0
F1_Commercial_Lodging_Existing_Food Preparation_Natural Gas_Range_E4 | F1 | Commercial | Lodging | Existing | Food Preparation | Natural Gas | Range | E4 | RVT - Cost of Equipment | 0 | 0 | 0 | 0 | 0 | 0 | 0 | 0 | 0 | 0 | 0 | 0 | 0 | 0 | 0 | 0 | 0 | 0 | 0 | 0 | 0 | 0 | 0 | 0 | 0 | 0 | 0
F1_Commercial_Lodging_Existing_Food Preparation_Natural Gas_Range_E5 | F1 | Commercial | Lodging | Existing | Food Preparation | Natural Gas | Range | E5 | RVT - Cost of Equipment | 0 | 0 | 0 | 0 | 0 | 0 | 0 | 0 | 0 | 0 | 0 | 0 | 0 | 0 | 0 | 0 | 0 | 0 | 0 | 0 | 0 | 0 | 0 | 0 | 0 | 0 | 0
F1_Commercial_Lodging_Existing_Food Preparation_Natural Gas_Range_E6 | F1 | Commercial | Lodging | Existing | Food Preparation | Natural Gas | Range | E6 | RVT - Cost of Equipment | 0 | 0 | 0 | 0 | 0 | 0 | 0 | 0 | 0 | 0 | 0 | 0 | 0 | 0 | 0 | 0 | 0 | 0 | 0 | 0 | 0 | 0 | 0 | 0 | 0 | 0 | 0
F1_Commercial_Lodging_Existing_Food Preparation_Natural Gas_Range_E7 | F1 | Commercial | Lodging | Existing | Food Preparation | Natural Gas | Range | E7 | RVT - Cost of Equipment | 0 | 0 | 0 | 0 | 0 | 0 | 0 | 0 | 0 | 0 | 0 | 0 | 0 | 0 | 0 | 0 | 0 | 0 | 0 | 0 | 0 | 0 | 0 | 0 | 0 | 0 | 0
F1_Commercial_Lodging_Existing_Food Preparation_Natural Gas_Range_E8 | F1 | Commercial | Lodging | Existing | Food Preparation | Natural Gas | Range | E8 | RVT - Cost of Equipment | 0 | 0 | 0 | 0 | 0 | 0 | 0 | 0 | 0 | 0 | 0 | 0 | 0 | 0 | 0 | 0 | 0 | 0 | 0 | 0 | 0 | 0 | 0 | 0 | 0 | 0 | 0
F1_Commercial_Lodging_Existing_Food Preparation_Natural Gas_Range_E9 | F1 | Commercial | Lodging | Existing | Food Preparation | Natural Gas | Range | E9 | RVT - Cost of Equipment | 0 | 0 | 0 | 0 | 0 | 0 | 0 | 0 | 0 | 0 | 0 | 0 | 0 | 0 | 0 | 0 | 0 | 0 | 0 | 0 | 0 | 0 | 0 | 0 | 0 | 0 | 0
F1_Commercial_Lodging_Existing_Food Preparation_Natural Gas_Range_E10 | F1 | Commercial | Lodging | Existing | Food Preparation | Natural Gas | Range | E10 | RVT - Cost of Equipment | 0 | 0 | 0 | 0 | 0 | 0 | 0 | 0 | 0 | 0 | 0 | 0 | 0 | 0 | 0 | 0 | 0 | 0 | 0 | 0 | 0 | 0 | 0 | 0 | 0 | 0 | 0
F2_Commercial_Lodging_Existing_Food Preparation_Natural Gas_Range_E1 | F2 | Commercial | Lodging | Existing | Food Preparation | Natural Gas | Range | E1 | RVT - Cost of Operation | 0 | 0 | 0 | 0 | 0 | 0 | 0 | 0 | 0 | 0 | 0 | 0 | 0 | 0 | 0 | 0 | 0 | 0 | 0 | 0 | 0 | 0 | 0 | 0 | 0 | 0 | 0
F2_Commercial_Lodging_Existing_Food Preparation_Natural Gas_Range_E2 | F2 | Commercial | Lodging | Existing | Food Preparation | Natural Gas | Range | E2 | RVT - Cost of Operation | 0 | 0 | 0 | 0 | 0 | 0 | 0 | 0 | 0 | 0 | 0 | 0 | 0 | 0 | 0 | 0 | 0 | 0 | 0 | 0 | 0 | 0 | 0 | 0 | 0 | 0 | 0
F2_Commercial_Lodging_Existing_Food Preparation_Natural Gas_Range_E3 | F2 | Commercial | Lodging | Existing | Food Preparation | Natural Gas | Range | E3 | RVT - Cost of Operation | 0 | 0 | 0 | 0 | 0 | 0 | 0 | 0 | 0 | 0 | 0 | 0 | 0 | 0 | 0 | 0 | 0 | 0 | 0 | 0 | 0 | 0 | 0 | 0 | 0 | 0 | 0
F2_Commercial_Lodging_Existing_Food Preparation_Natural Gas_Range_E4 | F2 | Commercial | Lodging | Existing | Food Preparation | Natural Gas | Range | E4 | RVT - Cost of Operation | 0 | 0 | 0 | 0 | 0 | 0 | 0 | 0 | 0 | 0 | 0 | 0 | 0 | 0 | 0 | 0 | 0 | 0 | 0 | 0 | 0 | 0 | 0 | 0 | 0 | 0 | 0
F2_Commercial_Lodging_Existing_Food Preparation_Natural Gas_Range_E5 | F2 | Commercial | Lodging | Existing | Food Preparation | Natural Gas | Range | E5 | RVT - Cost of Operation | 0 | 0 | 0 | 0 | 0 | 0 | 0 | 0 | 0 | 0 | 0 | 0 | 0 | 0 | 0 | 0 | 0 | 0 | 0 | 0 | 0 | 0 | 0 | 0 | 0 | 0 | 0
F2_Commercial_Lodging_Existing_Food Preparation_Natural Gas_Range_E6 | F2 | Commercial | Lodging | Existing | Food Preparation | Natural Gas | Range | E6 | RVT - Cost of Operation | 0 | 0 | 0 | 0 | 0 | 0 | 0 | 0 | 0 | 0 | 0 | 0 | 0 | 0 | 0 | 0 | 0 | 0 | 0 | 0 | 0 | 0 | 0 | 0 | 0 | 0 | 0
F2_Commercial_Lodging_Existing_Food Preparation_Natural Gas_Range_E7 | F2 | Commercial | Lodging | Existing | Food Preparation | Natural Gas | Range | E7 | RVT - Cost of Operation | 0 | 0 | 0 | 0 | 0 | 0 | 0 | 0 | 0 | 0 | 0 | 0 | 0 | 0 | 0 | 0 | 0 | 0 | 0 | 0 | 0 | 0 | 0 | 0 | 0 | 0 | 0
F2_Commercial_Lodging_Existing_Food Preparation_Natural Gas_Range_E8 | F2 | Commercial | Lodging | Existing | Food Preparation | Natural Gas | Range | E8 | RVT - Cost of Operation | 0 | 0 | 0 | 0 | 0 | 0 | 0 | 0 | 0 | 0 | 0 | 0 | 0 | 0 | 0 | 0 | 0 | 0 | 0 | 0 | 0 | 0 | 0 | 0 | 0 | 0 | 0
F2_Commercial_Lodging_Existing_Food Preparation_Natural Gas_Range_E9 | F2 | Commercial | Lodging | Existing | Food Preparation | Natural Gas | Range | E9 | RVT - Cost of Operation | 0 | 0 | 0 | 0 | 0 | 0 | 0 | 0 | 0 | 0 | 0 | 0 | 0 | 0 | 0 | 0 | 0 | 0 | 0 | 0 | 0 | 0 | 0 | 0 | 0 | 0 | 0
F2_Commercial_Lodging_Existing_Food Preparation_Natural Gas_Range_E10 | F2 | Commercial | Lodging | Existing | Food Preparation | Natural Gas | Range | E10 | RVT - Cost of Operation | 0 | 0 | 0 | 0 | 0 | 0 | 0 | 0 | 0 | 0 | 0 | 0 | 0 | 0 | 0 | 0 | 0 | 0 | 0 | 0 | 0 | 0 | 0 | 0 | 0 | 0 | 0
F3_Commercial_Lodging_Existing_Food Preparation_Natural Gas_Range_E1 | F3 | Commercial | Lodging | Existing | Food Preparation | Natural Gas | Range | E1 | System - kBTUs of Consumption | 6.6292 | 6.6292 | 6.6292 | 6.6292 | 6.6292 | 6.6292 | 6.6292 | 6.6292 | 6.6292 | 6.6292 | 6.6292 | 6.6292 | 6.6292 | 6.6292 | 6.6292 | 6.6292 | 6.6292 | 6.6292 | 6.6292 | 6.6292 | 6.6292 | 6.6292 | 6.6292 | 6.6292 | 6.6292 | 6.6292 | 6.6292
F3_Commercial_Lodging_Existing_Food Preparation_Natural Gas_Range_E2 | F3 | Commercial | Lodging | Existing | Food Preparation | Natural Gas | Range | E2 | System - kBTUs of Consumption | 5.6822 | 5.6822 | 5.6822 | 5.6822 | 5.6822 | 5.6822 | 5.6822 | 5.6822 | 5.6822 | 5.6822 | 5.6822 | 5.6822 | 5.6822 | 5.6822 | 5.6822 | 5.6822 | 5.6822 | 5.6822 | 5.6822 | 5.6822 | 5.6822 | 5.6822 | 5.6822 | 5.6822 | 5.6822 | 5.6822 | 5.6822
F3_Commercial_Lodging_Existing_Food Preparation_Natural Gas_Range_E3 | F3 | Commercial | Lodging | Existing | Food Preparation | Natural Gas | Range | E3 | System - kBTUs of Consumption | 0 | 0 | 0 | 0 | 0 | 0 | 0 | 0 | 0 | 0 | 0 | 0 | 0 | 0 | 0 | 0 | 0 | 0 | 0 | 0 | 0 | 0 | 0 | 0 | 0 | 0 | 0
F3_Commercial_Lodging_Existing_Food Preparation_Natural Gas_Range_E4 | F3 | Commercial | Lodging | Existing | Food Preparation | Natural Gas | Range | E4 | System - kBTUs of Consumption | 0 | 0 | 0 | 0 | 0 | 0 | 0 | 0 | 0 | 0 | 0 | 0 | 0 | 0 | 0 | 0 | 0 | 0 | 0 | 0 | 0 | 0 | 0 | 0 | 0 | 0 | 0
F3_Commercial_Lodging_Existing_Food Preparation_Natural Gas_Range_E5 | F3 | Commercial | Lodging | Existing | Food Preparation | Natural Gas | Range | E5 | System - kBTUs of Consumption | 0 | 0 | 0 | 0 | 0 | 0 | 0 | 0 | 0 | 0 | 0 | 0 | 0 | 0 | 0 | 0 | 0 | 0 | 0 | 0 | 0 | 0 | 0 | 0 | 0 | 0 | 0
F3_Commercial_Lodging_Existing_Food Preparation_Natural Gas_Range_E6 | F3 | Commercial | Lodging | Existing | Food Preparation | Natural Gas | Range | E6 | System - kBTUs of Consumption | 0 | 0 | 0 | 0 | 0 | 0 | 0 | 0 | 0 | 0 | 0 | 0 | 0 | 0 | 0 | 0 | 0 | 0 | 0 | 0 | 0 | 0 | 0 | 0 | 0 | 0 | 0
F3_Commercial_Lodging_Existing_Food Preparation_Natural Gas_Range_E7 | F3 | Commercial | Lodging | Existing | Food Preparation | Natural Gas | Range | E7 | System - kBTUs of Consumption | 0 | 0 | 0 | 0 | 0 | 0 | 0 | 0 | 0 | 0 | 0 | 0 | 0 | 0 | 0 | 0 | 0 | 0 | 0 | 0 | 0 | 0 | 0 | 0 | 0 | 0 | 0
F3_Commercial_Lodging_Existing_Food Preparation_Natural Gas_Range_E8 | F3 | Commercial | Lodging | Existing | Food Preparation | Natural Gas | Range | E8 | System - kBTUs of Consumption | 0 | 0 | 0 | 0 | 0 | 0 | 0 | 0 | 0 | 0 | 0 | 0 | 0 | 0 | 0 | 0 | 0 | 0 | 0 | 0 | 0 | 0 | 0 | 0 | 0 | 0 | 0
F3_Commercial_Lodging_Existing_Food Preparation_Natural Gas_Range_E9 | F3 | Commercial | Lodging | Existing | Food Preparation | Natural Gas | Range | E9 | System - kBTUs of Consumption | 0 | 0 | 0 | 0 | 0 | 0 | 0 | 0 | 0 | 0 | 0 | 0 | 0 | 0 | 0 | 0 | 0 | 0 | 0 | 0 | 0 | 0 | 0 | 0 | 0 | 0 | 0
F3_Commercial_Lodging_Existing_Food Preparation_Natural Gas_Range_E10 | F3 | Commercial | Lodging | Existing | Food Preparation | Natural Gas | Range | E10 | System - kBTUs of Consumption | 0 | 0 | 0 | 0 | 0 | 0 | 0 | 0 | 0 | 0 | 0 | 0 | 0 | 0 | 0 | 0 | 0 | 0 | 0 | 0 | 0 | 0 | 0 | 0 | 0 | 0 | 0
F4_Commercial_Lodging_Existing_Food Preparation_Natural Gas_Range_E1 | F4 | Commercial | Lodging | Existing | Food Preparation | Natural Gas | Range | E1 | Utility - Cost of Equipment | 0.062036 | 0.062036 | 0.062036 | 0.062036 | 0.062036 | 0.062036 | 0.062036 | 0.062036 | 0.062036 | 0.062036 | 0.062036 | 0.062036 | 0.062036 | 0.062036 | 0.062036 | 0.062036 | 0.062036 | 0.062036 | 0.062036 | 0.062036 | 0.062036 | 0.062036 | 0.062036 | 0.062036 | 0.062036 | 0.062036 | 0.062036
F4_Commercial_Lodging_Existing_Food Preparation_Natural Gas_Range_E2 | F4 | Commercial | Lodging | Existing | Food Preparation | Natural Gas | Range | E2 | Utility - Cost of Equipment | 0.062036 | 0.062036 | 0.062036 | 0.062036 | 0.062036 | 0.062036 | 0.062036 | 0.062036 | 0.062036 | 0.062036 | 0.062036 | 0.062036 | 0.062036 | 0.062036 | 0.062036 | 0.062036 | 0.062036 | 0.062036 | 0.062036 | 0.062036 | 0.062036 | 0.062036 | 0.062036 | 0.062036 | 0.062036 | 0.062036 | 0.062036
F4_Commercial_Lodging_Existing_Food Preparation_Natural Gas_Range_E3 | F4 | Commercial | Lodging | Existing | Food Preparation | Natural Gas | Range | E3 | Utility - Cost of Equipment | 0 | 0 | 0 | 0 | 0 | 0 | 0 | 0 | 0 | 0 | 0 | 0 | 0 | 0 | 0 | 0 | 0 | 0 | 0 | 0 | 0 | 0 | 0 | 0 | 0 | 0 | 0
F4_Commercial_Lodging_Existing_Food Preparation_Natural Gas_Range_E4 | F4 | Commercial | Lodging | Existing | Food Preparation | Natural Gas | Range | E4 | Utility - Cost of Equipment | 0 | 0 | 0 | 0 | 0 | 0 | 0 | 0 | 0 | 0 | 0 | 0 | 0 | 0 | 0 | 0 | 0 | 0 | 0 | 0 | 0 | 0 | 0 | 0 | 0 | 0 | 0
F4_Commercial_Lodging_Existing_Food Preparation_Natural Gas_Range_E5 | F4 | Commercial | Lodging | Existing | Food Preparation | Natural Gas | Range | E5 | Utility - Cost of Equipment | 0 | 0 | 0 | 0 | 0 | 0 | 0 | 0 | 0 | 0 | 0 | 0 | 0 | 0 | 0 | 0 | 0 | 0 | 0 | 0 | 0 | 0 | 0 | 0 | 0 | 0 | 0
F4_Commercial_Lodging_Existing_Food Preparation_Natural Gas_Range_E6 | F4 | Commercial | Lodging | Existing | Food Preparation | Natural Gas | Range | E6 | Utility - Cost of Equipment | 0 | 0 | 0 | 0 | 0 | 0 | 0 | 0 | 0 | 0 | 0 | 0 | 0 | 0 | 0 | 0 | 0 | 0 | 0 | 0 | 0 | 0 | 0 | 0 | 0 | 0 | 0
F4_Commercial_Lodging_Existing_Food Preparation_Natural Gas_Range_E7 | F4 | Commercial | Lodging | Existing | Food Preparation | Natural Gas | Range | E7 | Utility - Cost of Equipment | 0 | 0 | 0 | 0 | 0 | 0 | 0 | 0 | 0 | 0 | 0 | 0 | 0 | 0 | 0 | 0 | 0 | 0 | 0 | 0 | 0 | 0 | 0 | 0 | 0 | 0 | 0
F4_Commercial_Lodging_Existing_Food Preparation_Natural Gas_Range_E8 | F4 | Commercial | Lodging | Existing | Food Preparation | Natural Gas | Range | E8 | Utility - Cost of Equipment | 0 | 0 | 0 | 0 | 0 | 0 | 0 | 0 | 0 | 0 | 0 | 0 | 0 | 0 | 0 | 0 | 0 | 0 | 0 | 0 | 0 | 0 | 0 | 0 | 0 | 0 | 0
F4_Commercial_Lodging_Existing_Food Preparation_Natural Gas_Range_E9 | F4 | Commercial | Lodging | Existing | Food Preparation | Natural Gas | Range | E9 | Utility - Cost of Equipment | 0 | 0 | 0 | 0 | 0 | 0 | 0 | 0 | 0 | 0 | 0 | 0 | 0 | 0 | 0 | 0 | 0 | 0 | 0 | 0 | 0 | 0 | 0 | 0 | 0 | 0 | 0
F4_Commercial_Lodging_Existing_Food Preparation_Natural Gas_Range_E10 | F4 | Commercial | Lodging | Existing | Food Preparation | Natural Gas | Range | E10 | Utility - Cost of Equipment | 0 | 0 | 0 | 0 | 0 | 0 | 0 | 0 | 0 | 0 | 0 | 0 | 0 | 0 | 0 | 0 | 0 | 0 | 0 | 0 | 0 | 0 | 0 | 0 | 0 | 0 | 0
F5_Commercial_Lodging_Existing_Food Preparation_Natural Gas_Range_E1 | F5 | Commercial | Lodging | Existing | Food Preparation | Natural Gas | Range | E1 | Utility - Cost of Operation | 0.091097 | 0.089782 | 0.0885 | 0.087257 | 0.087269 | 0.088097 | 0.089438 | 0.091064 | 0.092818 | 0.094613 | 0.096388 | 0.097959 | 0.099158 | 0.099668 | 0.099432 | 0.098458 | 0.096818 | 0.094672 | 0.092117 | 0.089088 | 0.085545 | 0.081467 | 0.077846 | 0.075503 | 0.074491 | 0.074856 | 0.075223
F5_Commercial_Lodging_Existing_Food Preparation_Natural Gas_Range_E2 | F5 | Commercial | Lodging | Existing | Food Preparation | Natural Gas | Range | E2 | Utility - Cost of Operation | 0.078083 | 0.076956 | 0.075857 | 0.074792 | 0.074802 | 0.075511 | 0.076661 | 0.078055 | 0.079559 | 0.081097 | 0.082618 | 0.083965 | 0.084993 | 0.085429 | 0.085228 | 0.084392 | 0.082987 | 0.081147 | 0.078957 | 0.076361 | 0.073324 | 0.069829 | 0.066725 | 0.064717 | 0.063849 | 0.064162 | 0.064477
F5_Commercial_Lodging_Existing_Food Preparation_Natural Gas_Range_E3 | F5 | Commercial | Lodging | Existing | Food Preparation | Natural Gas | Range | E3 | Utility - Cost of Operation | 0 | 0 | 0 | 0 | 0 | 0 | 0 | 0 | 0 | 0 | 0 | 0 | 0 | 0 | 0 | 0 | 0 | 0 | 0 | 0 | 0 | 0 | 0 | 0 | 0 | 0 | 0
F5_Commercial_Lodging_Existing_Food Preparation_Natural Gas_Range_E4 | F5 | Commercial | Lodging | Existing | Food Preparation | Natural Gas | Range | E4 | Utility - Cost of Operation | 0 | 0 | 0 | 0 | 0 | 0 | 0 | 0 | 0 | 0 | 0 | 0 | 0 | 0 | 0 | 0 | 0 | 0 | 0 | 0 | 0 | 0 | 0 | 0 | 0 | 0 | 0
F5_Commercial_Lodging_Existing_Food Preparation_Natural Gas_Range_E5 | F5 | Commercial | Lodging | Existing | Food Preparation | Natural Gas | Range | E5 | Utility - Cost of Operation | 0 | 0 | 0 | 0 | 0 | 0 | 0 | 0 | 0 | 0 | 0 | 0 | 0 | 0 | 0 | 0 | 0 | 0 | 0 | 0 | 0 | 0 | 0 | 0 | 0 | 0 | 0
F5_Commercial_Lodging_Existing_Food Preparation_Natural Gas_Range_E6 | F5 | Commercial | Lodging | Existing | Food Preparation | Natural Gas | Range | E6 | Utility - Cost of Operation | 0 | 0 | 0 | 0 | 0 | 0 | 0 | 0 | 0 | 0 | 0 | 0 | 0 | 0 | 0 | 0 | 0 | 0 | 0 | 0 | 0 | 0 | 0 | 0 | 0 | 0 | 0
F5_Commercial_Lodging_Existing_Food Preparation_Natural Gas_Range_E7 | F5 | Commercial | Lodging | Existing | Food Preparation | Natural Gas | Range | E7 | Utility - Cost of Operation | 0 | 0 | 0 | 0 | 0 | 0 | 0 | 0 | 0 | 0 | 0 | 0 | 0 | 0 | 0 | 0 | 0 | 0 | 0 | 0 | 0 | 0 | 0 | 0 | 0 | 0 | 0
F5_Commercial_Lodging_Existing_Food Preparation_Natural Gas_Range_E8 | F5 | Commercial | Lodging | Existing | Food Preparation | Natural Gas | Range | E8 | Utility - Cost of Operation | 0 | 0 | 0 | 0 | 0 | 0 | 0 | 0 | 0 | 0 | 0 | 0 | 0 | 0 | 0 | 0 | 0 | 0 | 0 | 0 | 0 | 0 | 0 | 0 | 0 | 0 | 0
F5_Commercial_Lodging_Existing_Food Preparation_Natural Gas_Range_E9 | F5 | Commercial | Lodging | Existing | Food Preparation | Natural Gas | Range | E9 | Utility - Cost of Operation | 0 | 0 | 0 | 0 | 0 | 0 | 0 | 0 | 0 | 0 | 0 | 0 | 0 | 0 | 0 | 0 | 0 | 0 | 0 | 0 | 0 | 0 | 0 | 0 | 0 | 0 | 0
F5_Commercial_Lodging_Existing_Food Preparation_Natural Gas_Range_E10 | F5 | Commercial | Lodging | Existing | Food Preparation | Natural Gas | Range | E10 | Utility - Cost of Operation | 0 | 0 | 0 | 0 | 0 | 0 | 0 | 0 | 0 | 0 | 0 | 0 | 0 | 0 | 0 | 0 | 0 | 0 | 0 | 0 | 0 | 0 | 0 | 0 | 0 | 0 | 0
F6_Commercial_Lodging_Existing_Food Preparation_Natural Gas_Range_E1 | F6 | Commercial | Lodging | Existing | Food Preparation | Natural Gas | Range | E1 | Utility - Value of Sales | 0 | 0 | 0 | 0 | 0 | 0 | 0 | 0 | 0 | 0 | 0 | 0 | 0 | 0 | 0 | 0 | 0 | 0 | 0 | 0 | 0 | 0 | 0 | 0 | 0 | 0 | 0
F6_Commercial_Lodging_Existing_Food Preparation_Natural Gas_Range_E2 | F6 | Commercial | Lodging | Existing | Food Preparation | Natural Gas | Range | E2 | Utility - Value of Sales | 0 | 0 | 0 | 0 | 0 | 0 | 0 | 0 | 0 | 0 | 0 | 0 | 0 | 0 | 0 | 0 | 0 | 0 | 0 | 0 | 0 | 0 | 0 | 0 | 0 | 0 | 0
F6_Commercial_Lodging_Existing_Food Preparation_Natural Gas_Range_E3 | F6 | Commercial | Lodging | Existing | Food Preparation | Natural Gas | Range | E3 | Utility - Value of Sales | 0 | 0 | 0 | 0 | 0 | 0 | 0 | 0 | 0 | 0 | 0 | 0 | 0 | 0 | 0 | 0 | 0 | 0 | 0 | 0 | 0 | 0 | 0 | 0 | 0 | 0 | 0
F6_Commercial_Lodging_Existing_Food Preparation_Natural Gas_Range_E4 | F6 | Commercial | Lodging | Existing | Food Preparation | Natural Gas | Range | E4 | Utility - Value of Sales | 0 | 0 | 0 | 0 | 0 | 0 | 0 | 0 | 0 | 0 | 0 | 0 | 0 | 0 | 0 | 0 | 0 | 0 | 0 | 0 | 0 | 0 | 0 | 0 | 0 | 0 | 0
F6_Commercial_Lodging_Existing_Food Preparation_Natural Gas_Range_E5 | F6 | Commercial | Lodging | Existing | Food Preparation | Natural Gas | Range | E5 | Utility - Value of Sales | 0 | 0 | 0 | 0 | 0 | 0 | 0 | 0 | 0 | 0 | 0 | 0 | 0 | 0 | 0 | 0 | 0 | 0 | 0 | 0 | 0 | 0 | 0 | 0 | 0 | 0 | 0
F6_Commercial_Lodging_Existing_Food Preparation_Natural Gas_Range_E6 | F6 | Commercial | Lodging | Existing | Food Preparation | Natural Gas | Range | E6 | Utility - Value of Sales | 0 | 0 | 0 | 0 | 0 | 0 | 0 | 0 | 0 | 0 | 0 | 0 | 0 | 0 | 0 | 0 | 0 | 0 | 0 | 0 | 0 | 0 | 0 | 0 | 0 | 0 | 0
F6_Commercial_Lodging_Existing_Food Preparation_Natural Gas_Range_E7 | F6 | Commercial | Lodging | Existing | Food Preparation | Natural Gas | Range | E7 | Utility - Value of Sales | 0 | 0 | 0 | 0 | 0 | 0 | 0 | 0 | 0 | 0 | 0 | 0 | 0 | 0 | 0 | 0 | 0 | 0 | 0 | 0 | 0 | 0 | 0 | 0 | 0 | 0 | 0
F6_Commercial_Lodging_Existing_Food Preparation_Natural Gas_Range_E8 | F6 | Commercial | Lodging | Existing | Food Preparation | Natural Gas | Range | E8 | Utility - Value of Sales | 0 | 0 | 0 | 0 | 0 | 0 | 0 | 0 | 0 | 0 | 0 | 0 | 0 | 0 | 0 | 0 | 0 | 0 | 0 | 0 | 0 | 0 | 0 | 0 | 0 | 0 | 0
F6_Commercial_Lodging_Existing_Food Preparation_Natural Gas_Range_E9 | F6 | Commercial | Lodging | Existing | Food Preparation | Natural Gas | Range | E9 | Utility - Value of Sales | 0 | 0 | 0 | 0 | 0 | 0 | 0 | 0 | 0 | 0 | 0 | 0 | 0 | 0 | 0 | 0 | 0 | 0 | 0 | 0 | 0 | 0 | 0 | 0 | 0 | 0 | 0
F6_Commercial_Lodging_Existing_Food Preparation_Natural Gas_Range_E10 | F6 | Commercial | Lodging | Existing | Food Preparation | Natural Gas | Range | E10 | Utility - Value of Sales | 0 | 0 | 0 | 0 | 0 | 0 | 0 | 0 | 0 | 0 | 0 | 0 | 0 | 0 | 0 | 0 | 0 | 0 | 0 | 0 | 0 | 0 | 0 | 0 | 0 | 0 | 0
F1_Commercial_Lodging_Existing_Food Preparation_Natural Gas_Steamer_E1 | F1 | Commercial | Lodging | Existing | Food Preparation | Natural Gas | Steamer | E1 | RVT - Cost of Equipment | 0.15666 | 0 | 0 | 0 | 0 | 0 | 0 | 0 | 0 | 0 | 0 | 0 | 0 | 0 | 0 | 0 | 0 | 0 | 0 | 0 | 0 | 0 | 0 | 0 | 0 | 0 | 0
F1_Commercial_Lodging_Existing_Food Preparation_Natural Gas_Steamer_E2 | F1 | Commercial | Lodging | Existing | Food Preparation | Natural Gas | Steamer | E2 | RVT - Cost of Equipment | 0.090997 | 0.090997 | 0.090997 | 0.090997 | 0.090997 | 0.090997 | 0.090997 | 0.090997 | 0.090997 | 0.090997 | 0.090997 | 0.090997 | 0.090997 | 0.090997 | 0.090997 | 0.090997 | 0.090997 | 0.090997 | 0.090997 | 0.090997 | 0.090997 | 0.090997 | 0.090997 | 0.090997 | 0.090997 | 0.090997 | 0.090997
F1_Commercial_Lodging_Existing_Food Preparation_Natural Gas_Steamer_E3 | F1 | Commercial | Lodging | Existing | Food Preparation | Natural Gas | Steamer | E3 | RVT - Cost of Equipment | 0 | 0 | 0 | 0 | 0 | 0 | 0 | 0 | 0 | 0 | 0 | 0 | 0 | 0 | 0 | 0 | 0 | 0 | 0 | 0 | 0 | 0 | 0 | 0 | 0 | 0 | 0
F1_Commercial_Lodging_Existing_Food Preparation_Natural Gas_Steamer_E4 | F1 | Commercial | Lodging | Existing | Food Preparation | Natural Gas | Steamer | E4 | RVT - Cost of Equipment | 0 | 0 | 0 | 0 | 0 | 0 | 0 | 0 | 0 | 0 | 0 | 0 | 0 | 0 | 0 | 0 | 0 | 0 | 0 | 0 | 0 | 0 | 0 | 0 | 0 | 0 | 0
F1_Commercial_Lodging_Existing_Food Preparation_Natural Gas_Steamer_E5 | F1 | Commercial | Lodging | Existing | Food Preparation | Natural Gas | Steamer | E5 | RVT - Cost of Equipment | 0 | 0 | 0 | 0 | 0 | 0 | 0 | 0 | 0 | 0 | 0 | 0 | 0 | 0 | 0 | 0 | 0 | 0 | 0 | 0 | 0 | 0 | 0 | 0 | 0 | 0 | 0
F1_Commercial_Lodging_Existing_Food Preparation_Natural Gas_Steamer_E6 | F1 | Commercial | Lodging | Existing | Food Preparation | Natural Gas | Steamer | E6 | RVT - Cost of Equipment | 0 | 0 | 0 | 0 | 0 | 0 | 0 | 0 | 0 | 0 | 0 | 0 | 0 | 0 | 0 | 0 | 0 | 0 | 0 | 0 | 0 | 0 | 0 | 0 | 0 | 0 | 0
F1_Commercial_Lodging_Existing_Food Preparation_Natural Gas_Steamer_E7 | F1 | Commercial | Lodging | Existing | Food Preparation | Natural Gas | Steamer | E7 | RVT - Cost of Equipment | 0 | 0 | 0 | 0 | 0 | 0 | 0 | 0 | 0 | 0 | 0 | 0 | 0 | 0 | 0 | 0 | 0 | 0 | 0 | 0 | 0 | 0 | 0 | 0 | 0 | 0 | 0
F1_Commercial_Lodging_Existing_Food Preparation_Natural Gas_Steamer_E8 | F1 | Commercial | Lodging | Existing | Food Preparation | Natural Gas | Steamer | E8 | RVT - Cost of Equipment | 0 | 0 | 0 | 0 | 0 | 0 | 0 | 0 | 0 | 0 | 0 | 0 | 0 | 0 | 0 | 0 | 0 | 0 | 0 | 0 | 0 | 0 | 0 | 0 | 0 | 0 | 0
F1_Commercial_Lodging_Existing_Food Preparation_Natural Gas_Steamer_E9 | F1 | Commercial | Lodging | Existing | Food Preparation | Natural Gas | Steamer | E9 | RVT - Cost of Equipment | 0 | 0 | 0 | 0 | 0 | 0 | 0 | 0 | 0 | 0 | 0 | 0 | 0 | 0 | 0 | 0 | 0 | 0 | 0 | 0 | 0 | 0 | 0 | 0 | 0 | 0 | 0
F1_Commercial_Lodging_Existing_Food Preparation_Natural Gas_Steamer_E10 | F1 | Commercial | Lodging | Existing | Food Preparation | Natural Gas | Steamer | E10 | RVT - Cost of Equipment | 0 | 0 | 0 | 0 | 0 | 0 | 0 | 0 | 0 | 0 | 0 | 0 | 0 | 0 | 0 | 0 | 0 | 0 | 0 | 0 | 0 | 0 | 0 | 0 | 0 | 0 | 0
F2_Commercial_Lodging_Existing_Food Preparation_Natural Gas_Steamer_E1 | F2 | Commercial | Lodging | Existing | Food Preparation | Natural Gas | Steamer | E1 | RVT - Cost of Operation | 0 | 0 | 0 | 0 | 0 | 0 | 0 | 0 | 0 | 0 | 0 | 0 | 0 | 0 | 0 | 0 | 0 | 0 | 0 | 0 | 0 | 0 | 0 | 0 | 0 | 0 | 0
F2_Commercial_Lodging_Existing_Food Preparation_Natural Gas_Steamer_E2 | F2 | Commercial | Lodging | Existing | Food Preparation | Natural Gas | Steamer | E2 | RVT - Cost of Operation | 0 | 0 | 0 | 0 | 0 | 0 | 0 | 0 | 0 | 0 | 0 | 0 | 0 | 0 | 0 | 0 | 0 | 0 | 0 | 0 | 0 | 0 | 0 | 0 | 0 | 0 | 0
F2_Commercial_Lodging_Existing_Food Preparation_Natural Gas_Steamer_E3 | F2 | Commercial | Lodging | Existing | Food Preparation | Natural Gas | Steamer | E3 | RVT - Cost of Operation | 0 | 0 | 0 | 0 | 0 | 0 | 0 | 0 | 0 | 0 | 0 | 0 | 0 | 0 | 0 | 0 | 0 | 0 | 0 | 0 | 0 | 0 | 0 | 0 | 0 | 0 | 0
F2_Commercial_Lodging_Existing_Food Preparation_Natural Gas_Steamer_E4 | F2 | Commercial | Lodging | Existing | Food Preparation | Natural Gas | Steamer | E4 | RVT - Cost of Operation | 0 | 0 | 0 | 0 | 0 | 0 | 0 | 0 | 0 | 0 | 0 | 0 | 0 | 0 | 0 | 0 | 0 | 0 | 0 | 0 | 0 | 0 | 0 | 0 | 0 | 0 | 0
F2_Commercial_Lodging_Existing_Food Preparation_Natural Gas_Steamer_E5 | F2 | Commercial | Lodging | Existing | Food Preparation | Natural Gas | Steamer | E5 | RVT - Cost of Operation | 0 | 0 | 0 | 0 | 0 | 0 | 0 | 0 | 0 | 0 | 0 | 0 | 0 | 0 | 0 | 0 | 0 | 0 | 0 | 0 | 0 | 0 | 0 | 0 | 0 | 0 | 0
F2_Commercial_Lodging_Existing_Food Preparation_Natural Gas_Steamer_E6 | F2 | Commercial | Lodging | Existing | Food Preparation | Natural Gas | Steamer | E6 | RVT - Cost of Operation | 0 | 0 | 0 | 0 | 0 | 0 | 0 | 0 | 0 | 0 | 0 | 0 | 0 | 0 | 0 | 0 | 0 | 0 | 0 | 0 | 0 | 0 | 0 | 0 | 0 | 0 | 0
F2_Commercial_Lodging_Existing_Food Preparation_Natural Gas_Steamer_E7 | F2 | Commercial | Lodging | Existing | Food Preparation | Natural Gas | Steamer | E7 | RVT - Cost of Operation | 0 | 0 | 0 | 0 | 0 | 0 | 0 | 0 | 0 | 0 | 0 | 0 | 0 | 0 | 0 | 0 | 0 | 0 | 0 | 0 | 0 | 0 | 0 | 0 | 0 | 0 | 0
F2_Commercial_Lodging_Existing_Food Preparation_Natural Gas_Steamer_E8 | F2 | Commercial | Lodging | Existing | Food Preparation | Natural Gas | Steamer | E8 | RVT - Cost of Operation | 0 | 0 | 0 | 0 | 0 | 0 | 0 | 0 | 0 | 0 | 0 | 0 | 0 | 0 | 0 | 0 | 0 | 0 | 0 | 0 | 0 | 0 | 0 | 0 | 0 | 0 | 0
F2_Commercial_Lodging_Existing_Food Preparation_Natural Gas_Steamer_E9 | F2 | Commercial | Lodging | Existing | Food Preparation | Natural Gas | Steamer | E9 | RVT - Cost of Operation | 0 | 0 | 0 | 0 | 0 | 0 | 0 | 0 | 0 | 0 | 0 | 0 | 0 | 0 | 0 | 0 | 0 | 0 | 0 | 0 | 0 | 0 | 0 | 0 | 0 | 0 | 0
F2_Commercial_Lodging_Existing_Food Preparation_Natural Gas_Steamer_E10 | F2 | Commercial | Lodging | Existing | Food Preparation | Natural Gas | Steamer | E10 | RVT - Cost of Operation | 0 | 0 | 0 | 0 | 0 | 0 | 0 | 0 | 0 | 0 | 0 | 0 | 0 | 0 | 0 | 0 | 0 | 0 | 0 | 0 | 0 | 0 | 0 | 0 | 0 | 0 | 0
F3_Commercial_Lodging_Existing_Food Preparation_Natural Gas_Steamer_E1 | F3 | Commercial | Lodging | Existing | Food Preparation | Natural Gas | Steamer | E1 | System - kBTUs of Consumption | 12.3427 | 0 | 0 | 0 | 0 | 0 | 0 | 0 | 0 | 0 | 0 | 0 | 0 | 0 | 0 | 0 | 0 | 0 | 0 | 0 | 0 | 0 | 0 | 0 | 0 | 0 | 0
F3_Commercial_Lodging_Existing_Food Preparation_Natural Gas_Steamer_E2 | F3 | Commercial | Lodging | Existing | Food Preparation | Natural Gas | Steamer | E2 | System - kBTUs of Consumption | 2.1644 | 2.1644 | 2.1644 | 2.1644 | 2.1644 | 2.1644 | 2.1644 | 2.1644 | 2.1644 | 2.1644 | 2.1644 | 2.1644 | 2.1644 | 2.1644 | 2.1644 | 2.1644 | 2.1644 | 2.1644 | 2.1644 | 2.1644 | 2.1644 | 2.1644 | 2.1644 | 2.1644 | 2.1644 | 2.1644 | 2.1644
F3_Commercial_Lodging_Existing_Food Preparation_Natural Gas_Steamer_E3 | F3 | Commercial | Lodging | Existing | Food Preparation | Natural Gas | Steamer | E3 | System - kBTUs of Consumption | 0 | 0 | 0 | 0 | 0 | 0 | 0 | 0 | 0 | 0 | 0 | 0 | 0 | 0 | 0 | 0 | 0 | 0 | 0 | 0 | 0 | 0 | 0 | 0 | 0 | 0 | 0
F3_Commercial_Lodging_Existing_Food Preparation_Natural Gas_Steamer_E4 | F3 | Commercial | Lodging | Existing | Food Preparation | Natural Gas | Steamer | E4 | System - kBTUs of Consumption | 0 | 0 | 0 | 0 | 0 | 0 | 0 | 0 | 0 | 0 | 0 | 0 | 0 | 0 | 0 | 0 | 0 | 0 | 0 | 0 | 0 | 0 | 0 | 0 | 0 | 0 | 0
F3_Commercial_Lodging_Existing_Food Preparation_Natural Gas_Steamer_E5 | F3 | Commercial | Lodging | Existing | Food Preparation | Natural Gas | Steamer | E5 | System - kBTUs of Consumption | 0 | 0 | 0 | 0 | 0 | 0 | 0 | 0 | 0 | 0 | 0 | 0 | 0 | 0 | 0 | 0 | 0 | 0 | 0 | 0 | 0 | 0 | 0 | 0 | 0 | 0 | 0
F3_Commercial_Lodging_Existing_Food Preparation_Natural Gas_Steamer_E6 | F3 | Commercial | Lodging | Existing | Food Preparation | Natural Gas | Steamer | E6 | System - kBTUs of Consumption | 0 | 0 | 0 | 0 | 0 | 0 | 0 | 0 | 0 | 0 | 0 | 0 | 0 | 0 | 0 | 0 | 0 | 0 | 0 | 0 | 0 | 0 | 0 | 0 | 0 | 0 | 0
F3_Commercial_Lodging_Existing_Food Preparation_Natural Gas_Steamer_E7 | F3 | Commercial | Lodging | Existing | Food Preparation | Natural Gas | Steamer | E7 | System - kBTUs of Consumption | 0 | 0 | 0 | 0 | 0 | 0 | 0 | 0 | 0 | 0 | 0 | 0 | 0 | 0 | 0 | 0 | 0 | 0 | 0 | 0 | 0 | 0 | 0 | 0 | 0 | 0 | 0
F3_Commercial_Lodging_Existing_Food Preparation_Natural Gas_Steamer_E8 | F3 | Commercial | Lodging | Existing | Food Preparation | Natural Gas | Steamer | E8 | System - kBTUs of Consumption | 0 | 0 | 0 | 0 | 0 | 0 | 0 | 0 | 0 | 0 | 0 | 0 | 0 | 0 | 0 | 0 | 0 | 0 | 0 | 0 | 0 | 0 | 0 | 0 | 0 | 0 | 0
F3_Commercial_Lodging_Existing_Food Preparation_Natural Gas_Steamer_E9 | F3 | Commercial | Lodging | Existing | Food Preparation | Natural Gas | Steamer | E9 | System - kBTUs of Consumption | 0 | 0 | 0 | 0 | 0 | 0 | 0 | 0 | 0 | 0 | 0 | 0 | 0 | 0 | 0 | 0 | 0 | 0 | 0 | 0 | 0 | 0 | 0 | 0 | 0 | 0 | 0
F3_Commercial_Lodging_Existing_Food Preparation_Natural Gas_Steamer_E10 | F3 | Commercial | Lodging | Existing | Food Preparation | Natural Gas | Steamer | E10 | System - kBTUs of Consumption | 0 | 0 | 0 | 0 | 0 | 0 | 0 | 0 | 0 | 0 | 0 | 0 | 0 | 0 | 0 | 0 | 0 | 0 | 0 | 0 | 0 | 0 | 0 | 0 | 0 | 0 | 0
F4_Commercial_Lodging_Existing_Food Preparation_Natural Gas_Steamer_E1 | F4 | Commercial | Lodging | Existing | Food Preparation | Natural Gas | Steamer | E1 | Utility - Cost of Equipment | 0.15666 | 0 | 0 | 0 | 0 | 0 | 0 | 0 | 0 | 0 | 0 | 0 | 0 | 0 | 0 | 0 | 0 | 0 | 0 | 0 | 0 | 0 | 0 | 0 | 0 | 0 | 0
F4_Commercial_Lodging_Existing_Food Preparation_Natural Gas_Steamer_E2 | F4 | Commercial | Lodging | Existing | Food Preparation | Natural Gas | Steamer | E2 | Utility - Cost of Equipment | 0.090997 | 0.090997 | 0.090997 | 0.090997 | 0.090997 | 0.090997 | 0.090997 | 0.090997 | 0.090997 | 0.090997 | 0.090997 | 0.090997 | 0.090997 | 0.090997 | 0.090997 | 0.090997 | 0.090997 | 0.090997 | 0.090997 | 0.090997 | 0.090997 | 0.090997 | 0.090997 | 0.090997 | 0.090997 | 0.090997 | 0.090997
F4_Commercial_Lodging_Existing_Food Preparation_Natural Gas_Steamer_E3 | F4 | Commercial | Lodging | Existing | Food Preparation | Natural Gas | Steamer | E3 | Utility - Cost of Equipment | 0 | 0 | 0 | 0 | 0 | 0 | 0 | 0 | 0 | 0 | 0 | 0 | 0 | 0 | 0 | 0 | 0 | 0 | 0 | 0 | 0 | 0 | 0 | 0 | 0 | 0 | 0
F4_Commercial_Lodging_Existing_Food Preparation_Natural Gas_Steamer_E4 | F4 | Commercial | Lodging | Existing | Food Preparation | Natural Gas | Steamer | E4 | Utility - Cost of Equipment | 0 | 0 | 0 | 0 | 0 | 0 | 0 | 0 | 0 | 0 | 0 | 0 | 0 | 0 | 0 | 0 | 0 | 0 | 0 | 0 | 0 | 0 | 0 | 0 | 0 | 0 | 0
F4_Commercial_Lodging_Existing_Food Preparation_Natural Gas_Steamer_E5 | F4 | Commercial | Lodging | Existing | Food Preparation | Natural Gas | Steamer | E5 | Utility - Cost of Equipment | 0 | 0 | 0 | 0 | 0 | 0 | 0 | 0 | 0 | 0 | 0 | 0 | 0 | 0 | 0 | 0 | 0 | 0 | 0 | 0 | 0 | 0 | 0 | 0 | 0 | 0 | 0
F4_Commercial_Lodging_Existing_Food Preparation_Natural Gas_Steamer_E6 | F4 | Commercial | Lodging | Existing | Food Preparation | Natural Gas | Steamer | E6 | Utility - Cost of Equipment | 0 | 0 | 0 | 0 | 0 | 0 | 0 | 0 | 0 | 0 | 0 | 0 | 0 | 0 | 0 | 0 | 0 | 0 | 0 | 0 | 0 | 0 | 0 | 0 | 0 | 0 | 0
F4_Commercial_Lodging_Existing_Food Preparation_Natural Gas_Steamer_E7 | F4 | Commercial | Lodging | Existing | Food Preparation | Natural Gas | Steamer | E7 | Utility - Cost of Equipment | 0 | 0 | 0 | 0 | 0 | 0 | 0 | 0 | 0 | 0 | 0 | 0 | 0 | 0 | 0 | 0 | 0 | 0 | 0 | 0 | 0 | 0 | 0 | 0 | 0 | 0 | 0
F4_Commercial_Lodging_Existing_Food Preparation_Natural Gas_Steamer_E8 | F4 | Commercial | Lodging | Existing | Food Preparation | Natural Gas | Steamer | E8 | Utility - Cost of Equipment | 0 | 0 | 0 | 0 | 0 | 0 | 0 | 0 | 0 | 0 | 0 | 0 | 0 | 0 | 0 | 0 | 0 | 0 | 0 | 0 | 0 | 0 | 0 | 0 | 0 | 0 | 0
F4_Commercial_Lodging_Existing_Food Preparation_Natural Gas_Steamer_E9 | F4 | Commercial | Lodging | Existing | Food Preparation | Natural Gas | Steamer | E9 | Utility - Cost of Equipment | 0 | 0 | 0 | 0 | 0 | 0 | 0 | 0 | 0 | 0 | 0 | 0 | 0 | 0 | 0 | 0 | 0 | 0 | 0 | 0 | 0 | 0 | 0 | 0 | 0 | 0 | 0
F4_Commercial_Lodging_Existing_Food Preparation_Natural Gas_Steamer_E10 | F4 | Commercial | Lodging | Existing | Food Preparation | Natural Gas | Steamer | E10 | Utility - Cost of Equipment | 0 | 0 | 0 | 0 | 0 | 0 | 0 | 0 | 0 | 0 | 0 | 0 | 0 | 0 | 0 | 0 | 0 | 0 | 0 | 0 | 0 | 0 | 0 | 0 | 0 | 0 | 0
F5_Commercial_Lodging_Existing_Food Preparation_Natural Gas_Steamer_E1 | F5 | Commercial | Lodging | Existing | Food Preparation | Natural Gas | Steamer | E1 | Utility - Cost of Operation | 0.17084 | 0 | 0 | 0 | 0 | 0 | 0 | 0 | 0 | 0 | 0 | 0 | 0 | 0 | 0 | 0 | 0 | 0 | 0 | 0 | 0 | 0 | 0 | 0 | 0 | 0 | 0
F5_Commercial_Lodging_Existing_Food Preparation_Natural Gas_Steamer_E2 | F5 | Commercial | Lodging | Existing | Food Preparation | Natural Gas | Steamer | E2 | Utility - Cost of Operation | 0.029959 | 0.029364 | 0.028774 | 0.028196 | 0.028097 | 0.028307 | 0.028713 | 0.029227 | 0.029785 | 0.030354 | 0.030946 | 0.031558 | 0.032164 | 0.03265 | 0.032953 | 0.032978 | 0.032662 | 0.032022 | 0.03109 | 0.029905 | 0.028522 | 0.026934 | 0.025521 | 0.024599 | 0.024188 | 0.024307 | 0.024426
F5_Commercial_Lodging_Existing_Food Preparation_Natural Gas_Steamer_E3 | F5 | Commercial | Lodging | Existing | Food Preparation | Natural Gas | Steamer | E3 | Utility - Cost of Operation | 0 | 0 | 0 | 0 | 0 | 0 | 0 | 0 | 0 | 0 | 0 | 0 | 0 | 0 | 0 | 0 | 0 | 0 | 0 | 0 | 0 | 0 | 0 | 0 | 0 | 0 | 0
F5_Commercial_Lodging_Existing_Food Preparation_Natural Gas_Steamer_E4 | F5 | Commercial | Lodging | Existing | Food Preparation | Natural Gas | Steamer | E4 | Utility - Cost of Operation | 0 | 0 | 0 | 0 | 0 | 0 | 0 | 0 | 0 | 0 | 0 | 0 | 0 | 0 | 0 | 0 | 0 | 0 | 0 | 0 | 0 | 0 | 0 | 0 | 0 | 0 | 0
F5_Commercial_Lodging_Existing_Food Preparation_Natural Gas_Steamer_E5 | F5 | Commercial | Lodging | Existing | Food Preparation | Natural Gas | Steamer | E5 | Utility - Cost of Operation | 0 | 0 | 0 | 0 | 0 | 0 | 0 | 0 | 0 | 0 | 0 | 0 | 0 | 0 | 0 | 0 | 0 | 0 | 0 | 0 | 0 | 0 | 0 | 0 | 0 | 0 | 0
F5_Commercial_Lodging_Existing_Food Preparation_Natural Gas_Steamer_E6 | F5 | Commercial | Lodging | Existing | Food Preparation | Natural Gas | Steamer | E6 | Utility - Cost of Operation | 0 | 0 | 0 | 0 | 0 | 0 | 0 | 0 | 0 | 0 | 0 | 0 | 0 | 0 | 0 | 0 | 0 | 0 | 0 | 0 | 0 | 0 | 0 | 0 | 0 | 0 | 0
F5_Commercial_Lodging_Existing_Food Preparation_Natural Gas_Steamer_E7 | F5 | Commercial | Lodging | Existing | Food Preparation | Natural Gas | Steamer | E7 | Utility - Cost of Operation | 0 | 0 | 0 | 0 | 0 | 0 | 0 | 0 | 0 | 0 | 0 | 0 | 0 | 0 | 0 | 0 | 0 | 0 | 0 | 0 | 0 | 0 | 0 | 0 | 0 | 0 | 0
F5_Commercial_Lodging_Existing_Food Preparation_Natural Gas_Steamer_E8 | F5 | Commercial | Lodging | Existing | Food Preparation | Natural Gas | Steamer | E8 | Utility - Cost of Operation | 0 | 0 | 0 | 0 | 0 | 0 | 0 | 0 | 0 | 0 | 0 | 0 | 0 | 0 | 0 | 0 | 0 | 0 | 0 | 0 | 0 | 0 | 0 | 0 | 0 | 0 | 0
F5_Commercial_Lodging_Existing_Food Preparation_Natural Gas_Steamer_E9 | F5 | Commercial | Lodging | Existing | Food Preparation | Natural Gas | Steamer | E9 | Utility - Cost of Operation | 0 | 0 | 0 | 0 | 0 | 0 | 0 | 0 | 0 | 0 | 0 | 0 | 0 | 0 | 0 | 0 | 0 | 0 | 0 | 0 | 0 | 0 | 0 | 0 | 0 | 0 | 0
F5_Commercial_Lodging_Existing_Food Preparation_Natural Gas_Steamer_E10 | F5 | Commercial | Lodging | Existing | Food Preparation | Natural Gas | Steamer | E10 | Utility - Cost of Operation | 0 | 0 | 0 | 0 | 0 | 0 | 0 | 0 | 0 | 0 | 0 | 0 | 0 | 0 | 0 | 0 | 0 | 0 | 0 | 0 | 0 | 0 | 0 | 0 | 0 | 0 | 0
F6_Commercial_Lodging_Existing_Food Preparation_Natural Gas_Steamer_E1 | F6 | Commercial | Lodging | Existing | Food Preparation | Natural Gas | Steamer | E1 | Utility - Value of Sales | 0 | 0 | 0 | 0 | 0 | 0 | 0 | 0 | 0 | 0 | 0 | 0 | 0 | 0 | 0 | 0 | 0 | 0 | 0 | 0 | 0 | 0 | 0 | 0 | 0 | 0 | 0
F6_Commercial_Lodging_Existing_Food Preparation_Natural Gas_Steamer_E2 | F6 | Commercial | Lodging | Existing | Food Preparation | Natural Gas | Steamer | E2 | Utility - Value of Sales | 0 | 0 | 0 | 0 | 0 | 0 | 0 | 0 | 0 | 0 | 0 | 0 | 0 | 0 | 0 | 0 | 0 | 0 | 0 | 0 | 0 | 0 | 0 | 0 | 0 | 0 | 0
F6_Commercial_Lodging_Existing_Food Preparation_Natural Gas_Steamer_E3 | F6 | Commercial | Lodging | Existing | Food Preparation | Natural Gas | Steamer | E3 | Utility - Value of Sales | 0 | 0 | 0 | 0 | 0 | 0 | 0 | 0 | 0 | 0 | 0 | 0 | 0 | 0 | 0 | 0 | 0 | 0 | 0 | 0 | 0 | 0 | 0 | 0 | 0 | 0 | 0
F6_Commercial_Lodging_Existing_Food Preparation_Natural Gas_Steamer_E4 | F6 | Commercial | Lodging | Existing | Food Preparation | Natural Gas | Steamer | E4 | Utility - Value of Sales | 0 | 0 | 0 | 0 | 0 | 0 | 0 | 0 | 0 | 0 | 0 | 0 | 0 | 0 | 0 | 0 | 0 | 0 | 0 | 0 | 0 | 0 | 0 | 0 | 0 | 0 | 0
F6_Commercial_Lodging_Existing_Food Preparation_Natural Gas_Steamer_E5 | F6 | Commercial | Lodging | Existing | Food Preparation | Natural Gas | Steamer | E5 | Utility - Value of Sales | 0 | 0 | 0 | 0 | 0 | 0 | 0 | 0 | 0 | 0 | 0 | 0 | 0 | 0 | 0 | 0 | 0 | 0 | 0 | 0 | 0 | 0 | 0 | 0 | 0 | 0 | 0
F6_Commercial_Lodging_Existing_Food Preparation_Natural Gas_Steamer_E6 | F6 | Commercial | Lodging | Existing | Food Preparation | Natural Gas | Steamer | E6 | Utility - Value of Sales | 0 | 0 | 0 | 0 | 0 | 0 | 0 | 0 | 0 | 0 | 0 | 0 | 0 | 0 | 0 | 0 | 0 | 0 | 0 | 0 | 0 | 0 | 0 | 0 | 0 | 0 | 0
F6_Commercial_Lodging_Existing_Food Preparation_Natural Gas_Steamer_E7 | F6 | Commercial | Lodging | Existing | Food Preparation | Natural Gas | Steamer | E7 | Utility - Value of Sales | 0 | 0 | 0 | 0 | 0 | 0 | 0 | 0 | 0 | 0 | 0 | 0 | 0 | 0 | 0 | 0 | 0 | 0 | 0 | 0 | 0 | 0 | 0 | 0 | 0 | 0 | 0
F6_Commercial_Lodging_Existing_Food Preparation_Natural Gas_Steamer_E8 | F6 | Commercial | Lodging | Existing | Food Preparation | Natural Gas | Steamer | E8 | Utility - Value of Sales | 0 | 0 | 0 | 0 | 0 | 0 | 0 | 0 | 0 | 0 | 0 | 0 | 0 | 0 | 0 | 0 | 0 | 0 | 0 | 0 | 0 | 0 | 0 | 0 | 0 | 0 | 0
F6_Commercial_Lodging_Existing_Food Preparation_Natural Gas_Steamer_E9 | F6 | Commercial | Lodging | Existing | Food Preparation | Natural Gas | Steamer | E9 | Utility - Value of Sales | 0 | 0 | 0 | 0 | 0 | 0 | 0 | 0 | 0 | 0 | 0 | 0 | 0 | 0 | 0 | 0 | 0 | 0 | 0 | 0 | 0 | 0 | 0 | 0 | 0 | 0 | 0
F6_Commercial_Lodging_Existing_Food Preparation_Natural Gas_Steamer_E10 | F6 | Commercial | Lodging | Existing | Food Preparation | Natural Gas | Steamer | E10 | Utility - Value of Sales | 0 | 0 | 0 | 0 | 0 | 0 | 0 | 0 | 0 | 0 | 0 | 0 | 0 | 0 | 0 | 0 | 0 | 0 | 0 | 0 | 0 | 0 | 0 | 0 | 0 | 0 | 0
F1_Commercial_Lodging_Existing_Food Preparation_Natural Gas_Commercial Food Prep Other_E1 | F1 | Commercial | Lodging | Existing | Food Preparation | Natural Gas | Commercial Food Prep Other | E1 | RVT - Cost of Equipment | 0.0034927 | 0.0034927 | 0.0034927 | 0.0034927 | 0.0034927 | 0.0034927 | 0.0034927 | 0.0034927 | 0.0034927 | 0.0034927 | 0.0034927 | 0.0034927 | 0.0034927 | 0.0034927 | 0.0034927 | 0.0034927 | 0.0034927 | 0.0034927 | 0.0034927 | 0.0034927 | 0.0034927 | 0.0034927 | 0.0034927 | 0.0034927 | 0.0034927 | 0.0034927 | 0.0034927
F1_Commercial_Lodging_Existing_Food Preparation_Natural Gas_Commercial Food Prep Other_E2 | F1 | Commercial | Lodging | Existing | Food Preparation | Natural Gas | Commercial Food Prep Other | E2 | RVT - Cost of Equipment | 0.0042428 | 0.0042428 | 0.0042428 | 0.0042428 | 0.0042428 | 0.0042428 | 0.0042428 | 0.0042428 | 0.0042428 | 0.0042428 | 0.0042428 | 0.0042428 | 0.0042428 | 0.0042428 | 0.0042428 | 0.0042428 | 0.0042428 | 0.0042428 | 0.0042428 | 0.0042428 | 0.0042428 | 0.0042428 | 0.0042428 | 0.0042428 | 0.0042428 | 0.0042428 | 0.0042428
F1_Commercial_Lodging_Existing_Food Preparation_Natural Gas_Commercial Food Prep Other_E3 | F1 | Commercial | Lodging | Existing | Food Preparation | Natural Gas | Commercial Food Prep Other | E3 | RVT - Cost of Equipment | 0 | 0 | 0 | 0 | 0 | 0 | 0 | 0 | 0 | 0 | 0 | 0 | 0 | 0 | 0 | 0 | 0 | 0 | 0 | 0 | 0 | 0 | 0 | 0 | 0 | 0 | 0
F1_Commercial_Lodging_Existing_Food Preparation_Natural Gas_Commercial Food Prep Other_E4 | F1 | Commercial | Lodging | Existing | Food Preparation | Natural Gas | Commercial Food Prep Other | E4 | RVT - Cost of Equipment | 0 | 0 | 0 | 0 | 0 | 0 | 0 | 0 | 0 | 0 | 0 | 0 | 0 | 0 | 0 | 0 | 0 | 0 | 0 | 0 | 0 | 0 | 0 | 0 | 0 | 0 | 0
F1_Commercial_Lodging_Existing_Food Preparation_Natural Gas_Commercial Food Prep Other_E5 | F1 | Commercial | Lodging | Existing | Food Preparation | Natural Gas | Commercial Food Prep Other | E5 | RVT - Cost of Equipment | 0 | 0 | 0 | 0 | 0 | 0 | 0 | 0 | 0 | 0 | 0 | 0 | 0 | 0 | 0 | 0 | 0 | 0 | 0 | 0 | 0 | 0 | 0 | 0 | 0 | 0 | 0
F1_Commercial_Lodging_Existing_Food Preparation_Natural Gas_Commercial Food Prep Other_E6 | F1 | Commercial | Lodging | Existing | Food Preparation | Natural Gas | Commercial Food Prep Other | E6 | RVT - Cost of Equipment | 0 | 0 | 0 | 0 | 0 | 0 | 0 | 0 | 0 | 0 | 0 | 0 | 0 | 0 | 0 | 0 | 0 | 0 | 0 | 0 | 0 | 0 | 0 | 0 | 0 | 0 | 0
F1_Commercial_Lodging_Existing_Food Preparation_Natural Gas_Commercial Food Prep Other_E7 | F1 | Commercial | Lodging | Existing | Food Preparation | Natural Gas | Commercial Food Prep Other | E7 | RVT - Cost of Equipment | 0 | 0 | 0 | 0 | 0 | 0 | 0 | 0 | 0 | 0 | 0 | 0 | 0 | 0 | 0 | 0 | 0 | 0 | 0 | 0 | 0 | 0 | 0 | 0 | 0 | 0 | 0
F1_Commercial_Lodging_Existing_Food Preparation_Natural Gas_Commercial Food Prep Other_E8 | F1 | Commercial | Lodging | Existing | Food Preparation | Natural Gas | Commercial Food Prep Other | E8 | RVT - Cost of Equipment | 0 | 0 | 0 | 0 | 0 | 0 | 0 | 0 | 0 | 0 | 0 | 0 | 0 | 0 | 0 | 0 | 0 | 0 | 0 | 0 | 0 | 0 | 0 | 0 | 0 | 0 | 0
F1_Commercial_Lodging_Existing_Food Preparation_Natural Gas_Commercial Food Prep Other_E9 | F1 | Commercial | Lodging | Existing | Food Preparation | Natural Gas | Commercial Food Prep Other | E9 | RVT - Cost of Equipment | 0 | 0 | 0 | 0 | 0 | 0 | 0 | 0 | 0 | 0 | 0 | 0 | 0 | 0 | 0 | 0 | 0 | 0 | 0 | 0 | 0 | 0 | 0 | 0 | 0 | 0 | 0
F1_Commercial_Lodging_Existing_Food Preparation_Natural Gas_Commercial Food Prep Other_E10 | F1 | Commercial | Lodging | Existing | Food Preparation | Natural Gas | Commercial Food Prep Other | E10 | RVT - Cost of Equipment | 0 | 0 | 0 | 0 | 0 | 0 | 0 | 0 | 0 | 0 | 0 | 0 | 0 | 0 | 0 | 0 | 0 | 0 | 0 | 0 | 0 | 0 | 0 | 0 | 0 | 0 | 0
F2_Commercial_Lodging_Existing_Food Preparation_Natural Gas_Commercial Food Prep Other_E1 | F2 | Commercial | Lodging | Existing | Food Preparation | Natural Gas | Commercial Food Prep Other | E1 | RVT - Cost of Operation | 0 | 0 | 0 | 0 | 0 | 0 | 0 | 0 | 0 | 0 | 0 | 0 | 0 | 0 | 0 | 0 | 0 | 0 | 0 | 0 | 0 | 0 | 0 | 0 | 0 | 0 | 0
F2_Commercial_Lodging_Existing_Food Preparation_Natural Gas_Commercial Food Prep Other_E2 | F2 | Commercial | Lodging | Existing | Food Preparation | Natural Gas | Commercial Food Prep Other | E2 | RVT - Cost of Operation | 0 | 0 | 0 | 0 | 0 | 0 | 0 | 0 | 0 | 0 | 0 | 0 | 0 | 0 | 0 | 0 | 0 | 0 | 0 | 0 | 0 | 0 | 0 | 0 | 0 | 0 | 0
F2_Commercial_Lodging_Existing_Food Preparation_Natural Gas_Commercial Food Prep Other_E3 | F2 | Commercial | Lodging | Existing | Food Preparation | Natural Gas | Commercial Food Prep Other | E3 | RVT - Cost of Operation | 0 | 0 | 0 | 0 | 0 | 0 | 0 | 0 | 0 | 0 | 0 | 0 | 0 | 0 | 0 | 0 | 0 | 0 | 0 | 0 | 0 | 0 | 0 | 0 | 0 | 0 | 0
F2_Commercial_Lodging_Existing_Food Preparation_Natural Gas_Commercial Food Prep Other_E4 | F2 | Commercial | Lodging | Existing | Food Preparation | Natural Gas | Commercial Food Prep Other | E4 | RVT - Cost of Operation | 0 | 0 | 0 | 0 | 0 | 0 | 0 | 0 | 0 | 0 | 0 | 0 | 0 | 0 | 0 | 0 | 0 | 0 | 0 | 0 | 0 | 0 | 0 | 0 | 0 | 0 | 0
F2_Commercial_Lodging_Existing_Food Preparation_Natural Gas_Commercial Food Prep Other_E5 | F2 | Commercial | Lodging | Existing | Food Preparation | Natural Gas | Commercial Food Prep Other | E5 | RVT - Cost of Operation | 0 | 0 | 0 | 0 | 0 | 0 | 0 | 0 | 0 | 0 | 0 | 0 | 0 | 0 | 0 | 0 | 0 | 0 | 0 | 0 | 0 | 0 | 0 | 0 | 0 | 0 | 0
F2_Commercial_Lodging_Existing_Food Preparation_Natural Gas_Commercial Food Prep Other_E6 | F2 | Commercial | Lodging | Existing | Food Preparation | Natural Gas | Commercial Food Prep Other | E6 | RVT - Cost of Operation | 0 | 0 | 0 | 0 | 0 | 0 | 0 | 0 | 0 | 0 | 0 | 0 | 0 | 0 | 0 | 0 | 0 | 0 | 0 | 0 | 0 | 0 | 0 | 0 | 0 | 0 | 0
F2_Commercial_Lodging_Existing_Food Preparation_Natural Gas_Commercial Food Prep Other_E7 | F2 | Commercial | Lodging | Existing | Food Preparation | Natural Gas | Commercial Food Prep Other | E7 | RVT - Cost of Operation | 0 | 0 | 0 | 0 | 0 | 0 | 0 | 0 | 0 | 0 | 0 | 0 | 0 | 0 | 0 | 0 | 0 | 0 | 0 | 0 | 0 | 0 | 0 | 0 | 0 | 0 | 0
F2_Commercial_Lodging_Existing_Food Preparation_Natural Gas_Commercial Food Prep Other_E8 | F2 | Commercial | Lodging | Existing | Food Preparation | Natural Gas | Commercial Food Prep Other | E8 | RVT - Cost of Operation | 0 | 0 | 0 | 0 | 0 | 0 | 0 | 0 | 0 | 0 | 0 | 0 | 0 | 0 | 0 | 0 | 0 | 0 | 0 | 0 | 0 | 0 | 0 | 0 | 0 | 0 | 0
F2_Commercial_Lodging_Existing_Food Preparation_Natural Gas_Commercial Food Prep Other_E9 | F2 | Commercial | Lodging | Existing | Food Preparation | Natural Gas | Commercial Food Prep Other | E9 | RVT - Cost of Operation | 0 | 0 | 0 | 0 | 0 | 0 | 0 | 0 | 0 | 0 | 0 | 0 | 0 | 0 | 0 | 0 | 0 | 0 | 0 | 0 | 0 | 0 | 0 | 0 | 0 | 0 | 0
F2_Commercial_Lodging_Existing_Food Preparation_Natural Gas_Commercial Food Prep Other_E10 | F2 | Commercial | Lodging | Existing | Food Preparation | Natural Gas | Commercial Food Prep Other | E10 | RVT - Cost of Operation | 0 | 0 | 0 | 0 | 0 | 0 | 0 | 0 | 0 | 0 | 0 | 0 | 0 | 0 | 0 | 0 | 0 | 0 | 0 | 0 | 0 | 0 | 0 | 0 | 0 | 0 | 0
F3_Commercial_Lodging_Existing_Food Preparation_Natural Gas_Commercial Food Prep Other_E1 | F3 | Commercial | Lodging | Existing | Food Preparation | Natural Gas | Commercial Food Prep Other | E1 | System - kBTUs of Consumption | 2.9568 | 2.9568 | 2.9568 | 2.9568 | 2.9568 | 2.9568 | 2.9568 | 2.9568 | 2.9568 | 2.9568 | 2.9568 | 2.9568 | 2.9568 | 2.9568 | 2.9568 | 2.9568 | 2.9568 | 2.9568 | 2.9568 | 2.9568 | 2.9568 | 2.9568 | 2.9568 | 2.9568 | 2.9568 | 2.9568 | 2.9568
F3_Commercial_Lodging_Existing_Food Preparation_Natural Gas_Commercial Food Prep Other_E2 | F3 | Commercial | Lodging | Existing | Food Preparation | Natural Gas | Commercial Food Prep Other | E2 | System - kBTUs of Consumption | 2.196 | 2.196 | 2.196 | 2.196 | 2.196 | 2.196 | 2.196 | 2.196 | 2.196 | 2.196 | 2.196 | 2.196 | 2.196 | 2.196 | 2.196 | 2.196 | 2.196 | 2.196 | 2.196 | 2.196 | 2.196 | 2.196 | 2.196 | 2.196 | 2.196 | 2.196 | 2.196
F3_Commercial_Lodging_Existing_Food Preparation_Natural Gas_Commercial Food Prep Other_E3 | F3 | Commercial | Lodging | Existing | Food Preparation | Natural Gas | Commercial Food Prep Other | E3 | System - kBTUs of Consumption | 0 | 0 | 0 | 0 | 0 | 0 | 0 | 0 | 0 | 0 | 0 | 0 | 0 | 0 | 0 | 0 | 0 | 0 | 0 | 0 | 0 | 0 | 0 | 0 | 0 | 0 | 0
F3_Commercial_Lodging_Existing_Food Preparation_Natural Gas_Commercial Food Prep Other_E4 | F3 | Commercial | Lodging | Existing | Food Preparation | Natural Gas | Commercial Food Prep Other | E4 | System - kBTUs of Consumption | 0 | 0 | 0 | 0 | 0 | 0 | 0 | 0 | 0 | 0 | 0 | 0 | 0 | 0 | 0 | 0 | 0 | 0 | 0 | 0 | 0 | 0 | 0 | 0 | 0 | 0 | 0
F3_Commercial_Lodging_Existing_Food Preparation_Natural Gas_Commercial Food Prep Other_E5 | F3 | Commercial | Lodging | Existing | Food Preparation | Natural Gas | Commercial Food Prep Other | E5 | System - kBTUs of Consumption | 0 | 0 | 0 | 0 | 0 | 0 | 0 | 0 | 0 | 0 | 0 | 0 | 0 | 0 | 0 | 0 | 0 | 0 | 0 | 0 | 0 | 0 | 0 | 0 | 0 | 0 | 0
F3_Commercial_Lodging_Existing_Food Preparation_Natural Gas_Commercial Food Prep Other_E6 | F3 | Commercial | Lodging | Existing | Food Preparation | Natural Gas | Commercial Food Prep Other | E6 | System - kBTUs of Consumption | 0 | 0 | 0 | 0 | 0 | 0 | 0 | 0 | 0 | 0 | 0 | 0 | 0 | 0 | 0 | 0 | 0 | 0 | 0 | 0 | 0 | 0 | 0 | 0 | 0 | 0 | 0
F3_Commercial_Lodging_Existing_Food Preparation_Natural Gas_Commercial Food Prep Other_E7 | F3 | Commercial | Lodging | Existing | Food Preparation | Natural Gas | Commercial Food Prep Other | E7 | System - kBTUs of Consumption | 0 | 0 | 0 | 0 | 0 | 0 | 0 | 0 | 0 | 0 | 0 | 0 | 0 | 0 | 0 | 0 | 0 | 0 | 0 | 0 | 0 | 0 | 0 | 0 | 0 | 0 | 0
F3_Commercial_Lodging_Existing_Food Preparation_Natural Gas_Commercial Food Prep Other_E8 | F3 | Commercial | Lodging | Existing | Food Preparation | Natural Gas | Commercial Food Prep Other | E8 | System - kBTUs of Consumption | 0 | 0 | 0 | 0 | 0 | 0 | 0 | 0 | 0 | 0 | 0 | 0 | 0 | 0 | 0 | 0 | 0 | 0 | 0 | 0 | 0 | 0 | 0 | 0 | 0 | 0 | 0
F3_Commercial_Lodging_Existing_Food Preparation_Natural Gas_Commercial Food Prep Other_E9 | F3 | Commercial | Lodging | Existing | Food Preparation | Natural Gas | Commercial Food Prep Other | E9 | System - kBTUs of Consumption | 0 | 0 | 0 | 0 | 0 | 0 | 0 | 0 | 0 | 0 | 0 | 0 | 0 | 0 | 0 | 0 | 0 | 0 | 0 | 0 | 0 | 0 | 0 | 0 | 0 | 0 | 0
F3_Commercial_Lodging_Existing_Food Preparation_Natural Gas_Commercial Food Prep Other_E10 | F3 | Commercial | Lodging | Existing | Food Preparation | Natural Gas | Commercial Food Prep Other | E10 | System - kBTUs of Consumption | 0 | 0 | 0 | 0 | 0 | 0 | 0 | 0 | 0 | 0 | 0 | 0 | 0 | 0 | 0 | 0 | 0 | 0 | 0 | 0 | 0 | 0 | 0 | 0 | 0 | 0 | 0
F4_Commercial_Lodging_Existing_Food Preparation_Natural Gas_Commercial Food Prep Other_E1 | F4 | Commercial | Lodging | Existing | Food Preparation | Natural Gas | Commercial Food Prep Other | E1 | Utility - Cost of Equipment | 0.0034927 | 0.0034927 | 0.0034927 | 0.0034927 | 0.0034927 | 0.0034927 | 0.0034927 | 0.0034927 | 0.0034927 | 0.0034927 | 0.0034927 | 0.0034927 | 0.0034927 | 0.0034927 | 0.0034927 | 0.0034927 | 0.0034927 | 0.0034927 | 0.0034927 | 0.0034927 | 0.0034927 | 0.0034927 | 0.0034927 | 0.0034927 | 0.0034927 | 0.0034927 | 0.0034927
F4_Commercial_Lodging_Existing_Food Preparation_Natural Gas_Commercial Food Prep Other_E2 | F4 | Commercial | Lodging | Existing | Food Preparation | Natural Gas | Commercial Food Prep Other | E2 | Utility - Cost of Equipment | 0.0042428 | 0.0042428 | 0.0042428 | 0.0042428 | 0.0042428 | 0.0042428 | 0.0042428 | 0.0042428 | 0.0042428 | 0.0042428 | 0.0042428 | 0.0042428 | 0.0042428 | 0.0042428 | 0.0042428 | 0.0042428 | 0.0042428 | 0.0042428 | 0.0042428 | 0.0042428 | 0.0042428 | 0.0042428 | 0.0042428 | 0.0042428 | 0.0042428 | 0.0042428 | 0.0042428
F4_Commercial_Lodging_Existing_Food Preparation_Natural Gas_Commercial Food Prep Other_E3 | F4 | Commercial | Lodging | Existing | Food Preparation | Natural Gas | Commercial Food Prep Other | E3 | Utility - Cost of Equipment | 0 | 0 | 0 | 0 | 0 | 0 | 0 | 0 | 0 | 0 | 0 | 0 | 0 | 0 | 0 | 0 | 0 | 0 | 0 | 0 | 0 | 0 | 0 | 0 | 0 | 0 | 0
F4_Commercial_Lodging_Existing_Food Preparation_Natural Gas_Commercial Food Prep Other_E4 | F4 | Commercial | Lodging | Existing | Food Preparation | Natural Gas | Commercial Food Prep Other | E4 | Utility - Cost of Equipment | 0 | 0 | 0 | 0 | 0 | 0 | 0 | 0 | 0 | 0 | 0 | 0 | 0 | 0 | 0 | 0 | 0 | 0 | 0 | 0 | 0 | 0 | 0 | 0 | 0 | 0 | 0
F4_Commercial_Lodging_Existing_Food Preparation_Natural Gas_Commercial Food Prep Other_E5 | F4 | Commercial | Lodging | Existing | Food Preparation | Natural Gas | Commercial Food Prep Other | E5 | Utility - Cost of Equipment | 0 | 0 | 0 | 0 | 0 | 0 | 0 | 0 | 0 | 0 | 0 | 0 | 0 | 0 | 0 | 0 | 0 | 0 | 0 | 0 | 0 | 0 | 0 | 0 | 0 | 0 | 0
F4_Commercial_Lodging_Existing_Food Preparation_Natural Gas_Commercial Food Prep Other_E6 | F4 | Commercial | Lodging | Existing | Food Preparation | Natural Gas | Commercial Food Prep Other | E6 | Utility - Cost of Equipment | 0 | 0 | 0 | 0 | 0 | 0 | 0 | 0 | 0 | 0 | 0 | 0 | 0 | 0 | 0 | 0 | 0 | 0 | 0 | 0 | 0 | 0 | 0 | 0 | 0 | 0 | 0
F4_Commercial_Lodging_Existing_Food Preparation_Natural Gas_Commercial Food Prep Other_E7 | F4 | Commercial | Lodging | Existing | Food Preparation | Natural Gas | Commercial Food Prep Other | E7 | Utility - Cost of Equipment | 0 | 0 | 0 | 0 | 0 | 0 | 0 | 0 | 0 | 0 | 0 | 0 | 0 | 0 | 0 | 0 | 0 | 0 | 0 | 0 | 0 | 0 | 0 | 0 | 0 | 0 | 0
F4_Commercial_Lodging_Existing_Food Preparation_Natural Gas_Commercial Food Prep Other_E8 | F4 | Commercial | Lodging | Existing | Food Preparation | Natural Gas | Commercial Food Prep Other | E8 | Utility - Cost of Equipment | 0 | 0 | 0 | 0 | 0 | 0 | 0 | 0 | 0 | 0 | 0 | 0 | 0 | 0 | 0 | 0 | 0 | 0 | 0 | 0 | 0 | 0 | 0 | 0 | 0 | 0 | 0
F4_Commercial_Lodging_Existing_Food Preparation_Natural Gas_Commercial Food Prep Other_E9 | F4 | Commercial | Lodging | Existing | Food Preparation | Natural Gas | Commercial Food Prep Other | E9 | Utility - Cost of Equipment | 0 | 0 | 0 | 0 | 0 | 0 | 0 | 0 | 0 | 0 | 0 | 0 | 0 | 0 | 0 | 0 | 0 | 0 | 0 | 0 | 0 | 0 | 0 | 0 | 0 | 0 | 0
F4_Commercial_Lodging_Existing_Food Preparation_Natural Gas_Commercial Food Prep Other_E10 | F4 | Commercial | Lodging | Existing | Food Preparation | Natural Gas | Commercial Food Prep Other | E10 | Utility - Cost of Equipment | 0 | 0 | 0 | 0 | 0 | 0 | 0 | 0 | 0 | 0 | 0 | 0 | 0 | 0 | 0 | 0 | 0 | 0 | 0 | 0 | 0 | 0 | 0 | 0 | 0 | 0 | 0
F5_Commercial_Lodging_Existing_Food Preparation_Natural Gas_Commercial Food Prep Other_E1 | F5 | Commercial | Lodging | Existing | Food Preparation | Natural Gas | Commercial Food Prep Other | E1 | Utility - Cost of Operation | 0.040631 | 0.040045 | 0.039473 | 0.038919 | 0.038924 | 0.039293 | 0.039892 | 0.040617 | 0.041399 | 0.0422 | 0.042991 | 0.043692 | 0.044227 | 0.044454 | 0.044349 | 0.043914 | 0.043183 | 0.042226 | 0.041086 | 0.039735 | 0.038155 | 0.036336 | 0.034721 | 0.033676 | 0.033225 | 0.033387 | 0.033551
F5_Commercial_Lodging_Existing_Food Preparation_Natural Gas_Commercial Food Prep Other_E2 | F5 | Commercial | Lodging | Existing | Food Preparation | Natural Gas | Commercial Food Prep Other | E2 | Utility - Cost of Operation | 0.030178 | 0.029742 | 0.029317 | 0.028906 | 0.028909 | 0.029184 | 0.029628 | 0.030167 | 0.030748 | 0.031342 | 0.03193 | 0.032451 | 0.032848 | 0.033017 | 0.032939 | 0.032616 | 0.032073 | 0.031362 | 0.030515 | 0.029512 | 0.028338 | 0.026987 | 0.025788 | 0.025012 | 0.024676 | 0.024797 | 0.024919
F5_Commercial_Lodging_Existing_Food Preparation_Natural Gas_Commercial Food Prep Other_E3 | F5 | Commercial | Lodging | Existing | Food Preparation | Natural Gas | Commercial Food Prep Other | E3 | Utility - Cost of Operation | 0 | 0 | 0 | 0 | 0 | 0 | 0 | 0 | 0 | 0 | 0 | 0 | 0 | 0 | 0 | 0 | 0 | 0 | 0 | 0 | 0 | 0 | 0 | 0 | 0 | 0 | 0
F5_Commercial_Lodging_Existing_Food Preparation_Natural Gas_Commercial Food Prep Other_E4 | F5 | Commercial | Lodging | Existing | Food Preparation | Natural Gas | Commercial Food Prep Other | E4 | Utility - Cost of Operation | 0 | 0 | 0 | 0 | 0 | 0 | 0 | 0 | 0 | 0 | 0 | 0 | 0 | 0 | 0 | 0 | 0 | 0 | 0 | 0 | 0 | 0 | 0 | 0 | 0 | 0 | 0
F5_Commercial_Lodging_Existing_Food Preparation_Natural Gas_Commercial Food Prep Other_E5 | F5 | Commercial | Lodging | Existing | Food Preparation | Natural Gas | Commercial Food Prep Other | E5 | Utility - Cost of Operation | 0 | 0 | 0 | 0 | 0 | 0 | 0 | 0 | 0 | 0 | 0 | 0 | 0 | 0 | 0 | 0 | 0 | 0 | 0 | 0 | 0 | 0 | 0 | 0 | 0 | 0 | 0
F5_Commercial_Lodging_Existing_Food Preparation_Natural Gas_Commercial Food Prep Other_E6 | F5 | Commercial | Lodging | Existing | Food Preparation | Natural Gas | Commercial Food Prep Other | E6 | Utility - Cost of Operation | 0 | 0 | 0 | 0 | 0 | 0 | 0 | 0 | 0 | 0 | 0 | 0 | 0 | 0 | 0 | 0 | 0 | 0 | 0 | 0 | 0 | 0 | 0 | 0 | 0 | 0 | 0
F5_Commercial_Lodging_Existing_Food Preparation_Natural Gas_Commercial Food Prep Other_E7 | F5 | Commercial | Lodging | Existing | Food Preparation | Natural Gas | Commercial Food Prep Other | E7 | Utility - Cost of Operation | 0 | 0 | 0 | 0 | 0 | 0 | 0 | 0 | 0 | 0 | 0 | 0 | 0 | 0 | 0 | 0 | 0 | 0 | 0 | 0 | 0 | 0 | 0 | 0 | 0 | 0 | 0
F5_Commercial_Lodging_Existing_Food Preparation_Natural Gas_Commercial Food Prep Other_E8 | F5 | Commercial | Lodging | Existing | Food Preparation | Natural Gas | Commercial Food Prep Other | E8 | Utility - Cost of Operation | 0 | 0 | 0 | 0 | 0 | 0 | 0 | 0 | 0 | 0 | 0 | 0 | 0 | 0 | 0 | 0 | 0 | 0 | 0 | 0 | 0 | 0 | 0 | 0 | 0 | 0 | 0
F5_Commercial_Lodging_Existing_Food Preparation_Natural Gas_Commercial Food Prep Other_E9 | F5 | Commercial | Lodging | Existing | Food Preparation | Natural Gas | Commercial Food Prep Other | E9 | Utility - Cost of Operation | 0 | 0 | 0 | 0 | 0 | 0 | 0 | 0 | 0 | 0 | 0 | 0 | 0 | 0 | 0 | 0 | 0 | 0 | 0 | 0 | 0 | 0 | 0 | 0 | 0 | 0 | 0
F5_Commercial_Lodging_Existing_Food Preparation_Natural Gas_Commercial Food Prep Other_E10 | F5 | Commercial | Lodging | Existing | Food Preparation | Natural Gas | Commercial Food Prep Other | E10 | Utility - Cost of Operation | 0 | 0 | 0 | 0 | 0 | 0 | 0 | 0 | 0 | 0 | 0 | 0 | 0 | 0 | 0 | 0 | 0 | 0 | 0 | 0 | 0 | 0 | 0 | 0 | 0 | 0 | 0
F6_Commercial_Lodging_Existing_Food Preparation_Natural Gas_Commercial Food Prep Other_E1 | F6 | Commercial | Lodging | Existing | Food Preparation | Natural Gas | Commercial Food Prep Other | E1 | Utility - Value of Sales | 0 | 0 | 0 | 0 | 0 | 0 | 0 | 0 | 0 | 0 | 0 | 0 | 0 | 0 | 0 | 0 | 0 | 0 | 0 | 0 | 0 | 0 | 0 | 0 | 0 | 0 | 0
F6_Commercial_Lodging_Existing_Food Preparation_Natural Gas_Commercial Food Prep Other_E2 | F6 | Commercial | Lodging | Existing | Food Preparation | Natural Gas | Commercial Food Prep Other | E2 | Utility - Value of Sales | 0 | 0 | 0 | 0 | 0 | 0 | 0 | 0 | 0 | 0 | 0 | 0 | 0 | 0 | 0 | 0 | 0 | 0 | 0 | 0 | 0 | 0 | 0 | 0 | 0 | 0 | 0
F6_Commercial_Lodging_Existing_Food Preparation_Natural Gas_Commercial Food Prep Other_E3 | F6 | Commercial | Lodging | Existing | Food Preparation | Natural Gas | Commercial Food Prep Other | E3 | Utility - Value of Sales | 0 | 0 | 0 | 0 | 0 | 0 | 0 | 0 | 0 | 0 | 0 | 0 | 0 | 0 | 0 | 0 | 0 | 0 | 0 | 0 | 0 | 0 | 0 | 0 | 0 | 0 | 0
F6_Commercial_Lodging_Existing_Food Preparation_Natural Gas_Commercial Food Prep Other_E4 | F6 | Commercial | Lodging | Existing | Food Preparation | Natural Gas | Commercial Food Prep Other | E4 | Utility - Value of Sales | 0 | 0 | 0 | 0 | 0 | 0 | 0 | 0 | 0 | 0 | 0 | 0 | 0 | 0 | 0 | 0 | 0 | 0 | 0 | 0 | 0 | 0 | 0 | 0 | 0 | 0 | 0
F6_Commercial_Lodging_Existing_Food Preparation_Natural Gas_Commercial Food Prep Other_E5 | F6 | Commercial | Lodging | Existing | Food Preparation | Natural Gas | Commercial Food Prep Other | E5 | Utility - Value of Sales | 0 | 0 | 0 | 0 | 0 | 0 | 0 | 0 | 0 | 0 | 0 | 0 | 0 | 0 | 0 | 0 | 0 | 0 | 0 | 0 | 0 | 0 | 0 | 0 | 0 | 0 | 0
F6_Commercial_Lodging_Existing_Food Preparation_Natural Gas_Commercial Food Prep Other_E6 | F6 | Commercial | Lodging | Existing | Food Preparation | Natural Gas | Commercial Food Prep Other | E6 | Utility - Value of Sales | 0 | 0 | 0 | 0 | 0 | 0 | 0 | 0 | 0 | 0 | 0 | 0 | 0 | 0 | 0 | 0 | 0 | 0 | 0 | 0 | 0 | 0 | 0 | 0 | 0 | 0 | 0
F6_Commercial_Lodging_Existing_Food Preparation_Natural Gas_Commercial Food Prep Other_E7 | F6 | Commercial | Lodging | Existing | Food Preparation | Natural Gas | Commercial Food Prep Other | E7 | Utility - Value of Sales | 0 | 0 | 0 | 0 | 0 | 0 | 0 | 0 | 0 | 0 | 0 | 0 | 0 | 0 | 0 | 0 | 0 | 0 | 0 | 0 | 0 | 0 | 0 | 0 | 0 | 0 | 0
F6_Commercial_Lodging_Existing_Food Preparation_Natural Gas_Commercial Food Prep Other_E8 | F6 | Commercial | Lodging | Existing | Food Preparation | Natural Gas | Commercial Food Prep Other | E8 | Utility - Value of Sales | 0 | 0 | 0 | 0 | 0 | 0 | 0 | 0 | 0 | 0 | 0 | 0 | 0 | 0 | 0 | 0 | 0 | 0 | 0 | 0 | 0 | 0 | 0 | 0 | 0 | 0 | 0
F6_Commercial_Lodging_Existing_Food Preparation_Natural Gas_Commercial Food Prep Other_E9 | F6 | Commercial | Lodging | Existing | Food Preparation | Natural Gas | Commercial Food Prep Other | E9 | Utility - Value of Sales | 0 | 0 | 0 | 0 | 0 | 0 | 0 | 0 | 0 | 0 | 0 | 0 | 0 | 0 | 0 | 0 | 0 | 0 | 0 | 0 | 0 | 0 | 0 | 0 | 0 | 0 | 0
F6_Commercial_Lodging_Existing_Food Preparation_Natural Gas_Commercial Food Prep Other_E10 | F6 | Commercial | Lodging | Existing | Food Preparation | Natural Gas | Commercial Food Prep Other | E10 | Utility - Value of Sales | 0 | 0 | 0 | 0 | 0 | 0 | 0 | 0 | 0 | 0 | 0 | 0 | 0 | 0 | 0 | 0 | 0 | 0 | 0 | 0 | 0 | 0 | 0 | 0 | 0 | 0 | 0
F1_Commercial_Lodging_Existing_Miscellaneous_Natural Gas_Pool Heater_E1 | F1 | Commercial | Lodging | Existing | Miscellaneous | Natural Gas | Pool Heater | E1 | RVT - Cost of Equipment | 0.0018796 | 0.0018796 | 0.0018796 | 0.0018796 | 0.0018796 | 0.0018796 | 0.0018796 | 0.0018796 | 0.0018796 | 0.0018796 | 0.0018796 | 0.0018796 | 0.0018796 | 0.0018796 | 0.0018796 | 0.0018796 | 0.0018796 | 0.0018796 | 0.0018796 | 0.0018796 | 0.0018796 | 0.0018796 | 0.0018796 | 0.0018796 | 0.0018796 | 0.0018796 | 0.0018796
F1_Commercial_Lodging_Existing_Miscellaneous_Natural Gas_Pool Heater_E2 | F1 | Commercial | Lodging | Existing | Miscellaneous | Natural Gas | Pool Heater | E2 | RVT - Cost of Equipment | 0.0030776 | 0.0030776 | 0.0030776 | 0.0030776 | 0.0030776 | 0.0030776 | 0.0030776 | 0.0030776 | 0.0030776 | 0.0030776 | 0.0030776 | 0.0030776 | 0.0030776 | 0.0030776 | 0.0030776 | 0.0030776 | 0.0030776 | 0.0030776 | 0.0030776 | 0.0030776 | 0.0030776 | 0.0030776 | 0.0030776 | 0.0030776 | 0.0030776 | 0.0030776 | 0.0030776
F1_Commercial_Lodging_Existing_Miscellaneous_Natural Gas_Pool Heater_E3 | F1 | Commercial | Lodging | Existing | Miscellaneous | Natural Gas | Pool Heater | E3 | RVT - Cost of Equipment | 0 | 0 | 0 | 0 | 0 | 0 | 0 | 0 | 0 | 0 | 0 | 0 | 0 | 0 | 0 | 0 | 0 | 0 | 0 | 0 | 0 | 0 | 0 | 0 | 0 | 0 | 0
F1_Commercial_Lodging_Existing_Miscellaneous_Natural Gas_Pool Heater_E4 | F1 | Commercial | Lodging | Existing | Miscellaneous | Natural Gas | Pool Heater | E4 | RVT - Cost of Equipment | 0 | 0 | 0 | 0 | 0 | 0 | 0 | 0 | 0 | 0 | 0 | 0 | 0 | 0 | 0 | 0 | 0 | 0 | 0 | 0 | 0 | 0 | 0 | 0 | 0 | 0 | 0
F1_Commercial_Lodging_Existing_Miscellaneous_Natural Gas_Pool Heater_E5 | F1 | Commercial | Lodging | Existing | Miscellaneous | Natural Gas | Pool Heater | E5 | RVT - Cost of Equipment | 0 | 0 | 0 | 0 | 0 | 0 | 0 | 0 | 0 | 0 | 0 | 0 | 0 | 0 | 0 | 0 | 0 | 0 | 0 | 0 | 0 | 0 | 0 | 0 | 0 | 0 | 0
F1_Commercial_Lodging_Existing_Miscellaneous_Natural Gas_Pool Heater_E6 | F1 | Commercial | Lodging | Existing | Miscellaneous | Natural Gas | Pool Heater | E6 | RVT - Cost of Equipment | 0 | 0 | 0 | 0 | 0 | 0 | 0 | 0 | 0 | 0 | 0 | 0 | 0 | 0 | 0 | 0 | 0 | 0 | 0 | 0 | 0 | 0 | 0 | 0 | 0 | 0 | 0
F1_Commercial_Lodging_Existing_Miscellaneous_Natural Gas_Pool Heater_E7 | F1 | Commercial | Lodging | Existing | Miscellaneous | Natural Gas | Pool Heater | E7 | RVT - Cost of Equipment | 0 | 0 | 0 | 0 | 0 | 0 | 0 | 0 | 0 | 0 | 0 | 0 | 0 | 0 | 0 | 0 | 0 | 0 | 0 | 0 | 0 | 0 | 0 | 0 | 0 | 0 | 0
F1_Commercial_Lodging_Existing_Miscellaneous_Natural Gas_Pool Heater_E8 | F1 | Commercial | Lodging | Existing | Miscellaneous | Natural Gas | Pool Heater | E8 | RVT - Cost of Equipment | 0 | 0 | 0 | 0 | 0 | 0 | 0 | 0 | 0 | 0 | 0 | 0 | 0 | 0 | 0 | 0 | 0 | 0 | 0 | 0 | 0 | 0 | 0 | 0 | 0 | 0 | 0
F1_Commercial_Lodging_Existing_Miscellaneous_Natural Gas_Pool Heater_E9 | F1 | Commercial | Lodging | Existing | Miscellaneous | Natural Gas | Pool Heater | E9 | RVT - Cost of Equipment | 0 | 0 | 0 | 0 | 0 | 0 | 0 | 0 | 0 | 0 | 0 | 0 | 0 | 0 | 0 | 0 | 0 | 0 | 0 | 0 | 0 | 0 | 0 | 0 | 0 | 0 | 0
F1_Commercial_Lodging_Existing_Miscellaneous_Natural Gas_Pool Heater_E10 | F1 | Commercial | Lodging | Existing | Miscellaneous | Natural Gas | Pool Heater | E10 | RVT - Cost of Equipment | 0 | 0 | 0 | 0 | 0 | 0 | 0 | 0 | 0 | 0 | 0 | 0 | 0 | 0 | 0 | 0 | 0 | 0 | 0 | 0 | 0 | 0 | 0 | 0 | 0 | 0 | 0
F2_Commercial_Lodging_Existing_Miscellaneous_Natural Gas_Pool Heater_E1 | F2 | Commercial | Lodging | Existing | Miscellaneous | Natural Gas | Pool Heater | E1 | RVT - Cost of Operation | 0 | 0 | 0 | 0 | 0 | 0 | 0 | 0 | 0 | 0 | 0 | 0 | 0 | 0 | 0 | 0 | 0 | 0 | 0 | 0 | 0 | 0 | 0 | 0 | 0 | 0 | 0
F2_Commercial_Lodging_Existing_Miscellaneous_Natural Gas_Pool Heater_E2 | F2 | Commercial | Lodging | Existing | Miscellaneous | Natural Gas | Pool Heater | E2 | RVT - Cost of Operation | 0 | 0 | 0 | 0 | 0 | 0 | 0 | 0 | 0 | 0 | 0 | 0 | 0 | 0 | 0 | 0 | 0 | 0 | 0 | 0 | 0 | 0 | 0 | 0 | 0 | 0 | 0
F2_Commercial_Lodging_Existing_Miscellaneous_Natural Gas_Pool Heater_E3 | F2 | Commercial | Lodging | Existing | Miscellaneous | Natural Gas | Pool Heater | E3 | RVT - Cost of Operation | 0 | 0 | 0 | 0 | 0 | 0 | 0 | 0 | 0 | 0 | 0 | 0 | 0 | 0 | 0 | 0 | 0 | 0 | 0 | 0 | 0 | 0 | 0 | 0 | 0 | 0 | 0
F2_Commercial_Lodging_Existing_Miscellaneous_Natural Gas_Pool Heater_E4 | F2 | Commercial | Lodging | Existing | Miscellaneous | Natural Gas | Pool Heater | E4 | RVT - Cost of Operation | 0 | 0 | 0 | 0 | 0 | 0 | 0 | 0 | 0 | 0 | 0 | 0 | 0 | 0 | 0 | 0 | 0 | 0 | 0 | 0 | 0 | 0 | 0 | 0 | 0 | 0 | 0
F2_Commercial_Lodging_Existing_Miscellaneous_Natural Gas_Pool Heater_E5 | F2 | Commercial | Lodging | Existing | Miscellaneous | Natural Gas | Pool Heater | E5 | RVT - Cost of Operation | 0 | 0 | 0 | 0 | 0 | 0 | 0 | 0 | 0 | 0 | 0 | 0 | 0 | 0 | 0 | 0 | 0 | 0 | 0 | 0 | 0 | 0 | 0 | 0 | 0 | 0 | 0
F2_Commercial_Lodging_Existing_Miscellaneous_Natural Gas_Pool Heater_E6 | F2 | Commercial | Lodging | Existing | Miscellaneous | Natural Gas | Pool Heater | E6 | RVT - Cost of Operation | 0 | 0 | 0 | 0 | 0 | 0 | 0 | 0 | 0 | 0 | 0 | 0 | 0 | 0 | 0 | 0 | 0 | 0 | 0 | 0 | 0 | 0 | 0 | 0 | 0 | 0 | 0
F2_Commercial_Lodging_Existing_Miscellaneous_Natural Gas_Pool Heater_E7 | F2 | Commercial | Lodging | Existing | Miscellaneous | Natural Gas | Pool Heater | E7 | RVT - Cost of Operation | 0 | 0 | 0 | 0 | 0 | 0 | 0 | 0 | 0 | 0 | 0 | 0 | 0 | 0 | 0 | 0 | 0 | 0 | 0 | 0 | 0 | 0 | 0 | 0 | 0 | 0 | 0
F2_Commercial_Lodging_Existing_Miscellaneous_Natural Gas_Pool Heater_E8 | F2 | Commercial | Lodging | Existing | Miscellaneous | Natural Gas | Pool Heater | E8 | RVT - Cost of Operation | 0 | 0 | 0 | 0 | 0 | 0 | 0 | 0 | 0 | 0 | 0 | 0 | 0 | 0 | 0 | 0 | 0 | 0 | 0 | 0 | 0 | 0 | 0 | 0 | 0 | 0 | 0
F2_Commercial_Lodging_Existing_Miscellaneous_Natural Gas_Pool Heater_E9 | F2 | Commercial | Lodging | Existing | Miscellaneous | Natural Gas | Pool Heater | E9 | RVT - Cost of Operation | 0 | 0 | 0 | 0 | 0 | 0 | 0 | 0 | 0 | 0 | 0 | 0 | 0 | 0 | 0 | 0 | 0 | 0 | 0 | 0 | 0 | 0 | 0 | 0 | 0 | 0 | 0
F2_Commercial_Lodging_Existing_Miscellaneous_Natural Gas_Pool Heater_E10 | F2 | Commercial | Lodging | Existing | Miscellaneous | Natural Gas | Pool Heater | E10 | RVT - Cost of Operation | 0 | 0 | 0 | 0 | 0 | 0 | 0 | 0 | 0 | 0 | 0 | 0 | 0 | 0 | 0 | 0 | 0 | 0 | 0 | 0 | 0 | 0 | 0 | 0 | 0 | 0 | 0
F3_Commercial_Lodging_Existing_Miscellaneous_Natural Gas_Pool Heater_E1 | F3 | Commercial | Lodging | Existing | Miscellaneous | Natural Gas | Pool Heater | E1 | System - kBTUs of Consumption | 0.67056 | 0.67056 | 0.67056 | 0.67056 | 0.67056 | 0.67056 | 0.67056 | 0.67056 | 0.67056 | 0.67056 | 0.67056 | 0.67056 | 0.67056 | 0.67056 | 0.67056 | 0.67056 | 0.67056 | 0.67056 | 0.67056 | 0.67056 | 0.67056 | 0.67056 | 0.67056 | 0.67056 | 0.67056 | 0.67056 | 0.67056
F3_Commercial_Lodging_Existing_Miscellaneous_Natural Gas_Pool Heater_E2 | F3 | Commercial | Lodging | Existing | Miscellaneous | Natural Gas | Pool Heater | E2 | System - kBTUs of Consumption | 0.56997 | 0.56997 | 0.56997 | 0.56997 | 0.56997 | 0.56997 | 0.56997 | 0.56997 | 0.56997 | 0.56997 | 0.56997 | 0.56997 | 0.56997 | 0.56997 | 0.56997 | 0.56997 | 0.56997 | 0.56997 | 0.56997 | 0.56997 | 0.56997 | 0.56997 | 0.56997 | 0.56997 | 0.56997 | 0.56997 | 0.56997
F3_Commercial_Lodging_Existing_Miscellaneous_Natural Gas_Pool Heater_E3 | F3 | Commercial | Lodging | Existing | Miscellaneous | Natural Gas | Pool Heater | E3 | System - kBTUs of Consumption | 0 | 0 | 0 | 0 | 0 | 0 | 0 | 0 | 0 | 0 | 0 | 0 | 0 | 0 | 0 | 0 | 0 | 0 | 0 | 0 | 0 | 0 | 0 | 0 | 0 | 0 | 0
F3_Commercial_Lodging_Existing_Miscellaneous_Natural Gas_Pool Heater_E4 | F3 | Commercial | Lodging | Existing | Miscellaneous | Natural Gas | Pool Heater | E4 | System - kBTUs of Consumption | 0 | 0 | 0 | 0 | 0 | 0 | 0 | 0 | 0 | 0 | 0 | 0 | 0 | 0 | 0 | 0 | 0 | 0 | 0 | 0 | 0 | 0 | 0 | 0 | 0 | 0 | 0
F3_Commercial_Lodging_Existing_Miscellaneous_Natural Gas_Pool Heater_E5 | F3 | Commercial | Lodging | Existing | Miscellaneous | Natural Gas | Pool Heater | E5 | System - kBTUs of Consumption | 0 | 0 | 0 | 0 | 0 | 0 | 0 | 0 | 0 | 0 | 0 | 0 | 0 | 0 | 0 | 0 | 0 | 0 | 0 | 0 | 0 | 0 | 0 | 0 | 0 | 0 | 0
F3_Commercial_Lodging_Existing_Miscellaneous_Natural Gas_Pool Heater_E6 | F3 | Commercial | Lodging | Existing | Miscellaneous | Natural Gas | Pool Heater | E6 | System - kBTUs of Consumption | 0 | 0 | 0 | 0 | 0 | 0 | 0 | 0 | 0 | 0 | 0 | 0 | 0 | 0 | 0 | 0 | 0 | 0 | 0 | 0 | 0 | 0 | 0 | 0 | 0 | 0 | 0
F3_Commercial_Lodging_Existing_Miscellaneous_Natural Gas_Pool Heater_E7 | F3 | Commercial | Lodging | Existing | Miscellaneous | Natural Gas | Pool Heater | E7 | System - kBTUs of Consumption | 0 | 0 | 0 | 0 | 0 | 0 | 0 | 0 | 0 | 0 | 0 | 0 | 0 | 0 | 0 | 0 | 0 | 0 | 0 | 0 | 0 | 0 | 0 | 0 | 0 | 0 | 0
F3_Commercial_Lodging_Existing_Miscellaneous_Natural Gas_Pool Heater_E8 | F3 | Commercial | Lodging | Existing | Miscellaneous | Natural Gas | Pool Heater | E8 | System - kBTUs of Consumption | 0 | 0 | 0 | 0 | 0 | 0 | 0 | 0 | 0 | 0 | 0 | 0 | 0 | 0 | 0 | 0 | 0 | 0 | 0 | 0 | 0 | 0 | 0 | 0 | 0 | 0 | 0
F3_Commercial_Lodging_Existing_Miscellaneous_Natural Gas_Pool Heater_E9 | F3 | Commercial | Lodging | Existing | Miscellaneous | Natural Gas | Pool Heater | E9 | System - kBTUs of Consumption | 0 | 0 | 0 | 0 | 0 | 0 | 0 | 0 | 0 | 0 | 0 | 0 | 0 | 0 | 0 | 0 | 0 | 0 | 0 | 0 | 0 | 0 | 0 | 0 | 0 | 0 | 0
F3_Commercial_Lodging_Existing_Miscellaneous_Natural Gas_Pool Heater_E10 | F3 | Commercial | Lodging | Existing | Miscellaneous | Natural Gas | Pool Heater | E10 | System - kBTUs of Consumption | 0 | 0 | 0 | 0 | 0 | 0 | 0 | 0 | 0 | 0 | 0 | 0 | 0 | 0 | 0 | 0 | 0 | 0 | 0 | 0 | 0 | 0 | 0 | 0 | 0 | 0 | 0
F4_Commercial_Lodging_Existing_Miscellaneous_Natural Gas_Pool Heater_E1 | F4 | Commercial | Lodging | Existing | Miscellaneous | Natural Gas | Pool Heater | E1 | Utility - Cost of Equipment | 0.0018796 | 0.0018796 | 0.0018796 | 0.0018796 | 0.0018796 | 0.0018796 | 0.0018796 | 0.0018796 | 0.0018796 | 0.0018796 | 0.0018796 | 0.0018796 | 0.0018796 | 0.0018796 | 0.0018796 | 0.0018796 | 0.0018796 | 0.0018796 | 0.0018796 | 0.0018796 | 0.0018796 | 0.0018796 | 0.0018796 | 0.0018796 | 0.0018796 | 0.0018796 | 0.0018796
F4_Commercial_Lodging_Existing_Miscellaneous_Natural Gas_Pool Heater_E2 | F4 | Commercial | Lodging | Existing | Miscellaneous | Natural Gas | Pool Heater | E2 | Utility - Cost of Equipment | 0.0030776 | 0.0030776 | 0.0030776 | 0.0030776 | 0.0030776 | 0.0030776 | 0.0030776 | 0.0030776 | 0.0030776 | 0.0030776 | 0.0030776 | 0.0030776 | 0.0030776 | 0.0030776 | 0.0030776 | 0.0030776 | 0.0030776 | 0.0030776 | 0.0030776 | 0.0030776 | 0.0030776 | 0.0030776 | 0.0030776 | 0.0030776 | 0.0030776 | 0.0030776 | 0.0030776
F4_Commercial_Lodging_Existing_Miscellaneous_Natural Gas_Pool Heater_E3 | F4 | Commercial | Lodging | Existing | Miscellaneous | Natural Gas | Pool Heater | E3 | Utility - Cost of Equipment | 0 | 0 | 0 | 0 | 0 | 0 | 0 | 0 | 0 | 0 | 0 | 0 | 0 | 0 | 0 | 0 | 0 | 0 | 0 | 0 | 0 | 0 | 0 | 0 | 0 | 0 | 0
F4_Commercial_Lodging_Existing_Miscellaneous_Natural Gas_Pool Heater_E4 | F4 | Commercial | Lodging | Existing | Miscellaneous | Natural Gas | Pool Heater | E4 | Utility - Cost of Equipment | 0 | 0 | 0 | 0 | 0 | 0 | 0 | 0 | 0 | 0 | 0 | 0 | 0 | 0 | 0 | 0 | 0 | 0 | 0 | 0 | 0 | 0 | 0 | 0 | 0 | 0 | 0
F4_Commercial_Lodging_Existing_Miscellaneous_Natural Gas_Pool Heater_E5 | F4 | Commercial | Lodging | Existing | Miscellaneous | Natural Gas | Pool Heater | E5 | Utility - Cost of Equipment | 0 | 0 | 0 | 0 | 0 | 0 | 0 | 0 | 0 | 0 | 0 | 0 | 0 | 0 | 0 | 0 | 0 | 0 | 0 | 0 | 0 | 0 | 0 | 0 | 0 | 0 | 0
F4_Commercial_Lodging_Existing_Miscellaneous_Natural Gas_Pool Heater_E6 | F4 | Commercial | Lodging | Existing | Miscellaneous | Natural Gas | Pool Heater | E6 | Utility - Cost of Equipment | 0 | 0 | 0 | 0 | 0 | 0 | 0 | 0 | 0 | 0 | 0 | 0 | 0 | 0 | 0 | 0 | 0 | 0 | 0 | 0 | 0 | 0 | 0 | 0 | 0 | 0 | 0
F4_Commercial_Lodging_Existing_Miscellaneous_Natural Gas_Pool Heater_E7 | F4 | Commercial | Lodging | Existing | Miscellaneous | Natural Gas | Pool Heater | E7 | Utility - Cost of Equipment | 0 | 0 | 0 | 0 | 0 | 0 | 0 | 0 | 0 | 0 | 0 | 0 | 0 | 0 | 0 | 0 | 0 | 0 | 0 | 0 | 0 | 0 | 0 | 0 | 0 | 0 | 0
F4_Commercial_Lodging_Existing_Miscellaneous_Natural Gas_Pool Heater_E8 | F4 | Commercial | Lodging | Existing | Miscellaneous | Natural Gas | Pool Heater | E8 | Utility - Cost of Equipment | 0 | 0 | 0 | 0 | 0 | 0 | 0 | 0 | 0 | 0 | 0 | 0 | 0 | 0 | 0 | 0 | 0 | 0 | 0 | 0 | 0 | 0 | 0 | 0 | 0 | 0 | 0
F4_Commercial_Lodging_Existing_Miscellaneous_Natural Gas_Pool Heater_E9 | F4 | Commercial | Lodging | Existing | Miscellaneous | Natural Gas | Pool Heater | E9 | Utility - Cost of Equipment | 0 | 0 | 0 | 0 | 0 | 0 | 0 | 0 | 0 | 0 | 0 | 0 | 0 | 0 | 0 | 0 | 0 | 0 | 0 | 0 | 0 | 0 | 0 | 0 | 0 | 0 | 0
F4_Commercial_Lodging_Existing_Miscellaneous_Natural Gas_Pool Heater_E10 | F4 | Commercial | Lodging | Existing | Miscellaneous | Natural Gas | Pool Heater | E10 | Utility - Cost of Equipment | 0 | 0 | 0 | 0 | 0 | 0 | 0 | 0 | 0 | 0 | 0 | 0 | 0 | 0 | 0 | 0 | 0 | 0 | 0 | 0 | 0 | 0 | 0 | 0 | 0 | 0 | 0
F5_Commercial_Lodging_Existing_Miscellaneous_Natural Gas_Pool Heater_E1 | F5 | Commercial | Lodging | Existing | Miscellaneous | Natural Gas | Pool Heater | E1 | Utility - Cost of Operation | 0.0094405 | 0.0091945 | 0.008934 | 0.0086699 | 0.008588 | 0.0086252 | 0.008737 | 0.0088887 | 0.0090569 | 0.0092287 | 0.009407 | 0.0095909 | 0.0097863 | 0.009979 | 0.010161 | 0.0103 | 0.010352 | 0.01028 | 0.010058 | 0.0096796 | 0.0091646 | 0.0085383 | 0.0079801 | 0.0076126 | 0.0074435 | 0.00748 | 0.0075167
F5_Commercial_Lodging_Existing_Miscellaneous_Natural Gas_Pool Heater_E2 | F5 | Commercial | Lodging | Existing | Miscellaneous | Natural Gas | Pool Heater | E2 | Utility - Cost of Operation | 0.0080244 | 0.0078153 | 0.0075939 | 0.0073694 | 0.0072998 | 0.0073314 | 0.0074265 | 0.0075554 | 0.0076984 | 0.0078444 | 0.0079959 | 0.0081523 | 0.0083184 | 0.0084821 | 0.0086369 | 0.0087548 | 0.0087991 | 0.0087384 | 0.0085492 | 0.0082276 | 0.0077899 | 0.0072575 | 0.0067831 | 0.0064707 | 0.006327 | 0.006358 | 0.0063892
F5_Commercial_Lodging_Existing_Miscellaneous_Natural Gas_Pool Heater_E3 | F5 | Commercial | Lodging | Existing | Miscellaneous | Natural Gas | Pool Heater | E3 | Utility - Cost of Operation | 0 | 0 | 0 | 0 | 0 | 0 | 0 | 0 | 0 | 0 | 0 | 0 | 0 | 0 | 0 | 0 | 0 | 0 | 0 | 0 | 0 | 0 | 0 | 0 | 0 | 0 | 0
F5_Commercial_Lodging_Existing_Miscellaneous_Natural Gas_Pool Heater_E4 | F5 | Commercial | Lodging | Existing | Miscellaneous | Natural Gas | Pool Heater | E4 | Utility - Cost of Operation | 0 | 0 | 0 | 0 | 0 | 0 | 0 | 0 | 0 | 0 | 0 | 0 | 0 | 0 | 0 | 0 | 0 | 0 | 0 | 0 | 0 | 0 | 0 | 0 | 0 | 0 | 0
F5_Commercial_Lodging_Existing_Miscellaneous_Natural Gas_Pool Heater_E5 | F5 | Commercial | Lodging | Existing | Miscellaneous | Natural Gas | Pool Heater | E5 | Utility - Cost of Operation | 0 | 0 | 0 | 0 | 0 | 0 | 0 | 0 | 0 | 0 | 0 | 0 | 0 | 0 | 0 | 0 | 0 | 0 | 0 | 0 | 0 | 0 | 0 | 0 | 0 | 0 | 0
F5_Commercial_Lodging_Existing_Miscellaneous_Natural Gas_Pool Heater_E6 | F5 | Commercial | Lodging | Existing | Miscellaneous | Natural Gas | Pool Heater | E6 | Utility - Cost of Operation | 0 | 0 | 0 | 0 | 0 | 0 | 0 | 0 | 0 | 0 | 0 | 0 | 0 | 0 | 0 | 0 | 0 | 0 | 0 | 0 | 0 | 0 | 0 | 0 | 0 | 0 | 0
F5_Commercial_Lodging_Existing_Miscellaneous_Natural Gas_Pool Heater_E7 | F5 | Commercial | Lodging | Existing | Miscellaneous | Natural Gas | Pool Heater | E7 | Utility - Cost of Operation | 0 | 0 | 0 | 0 | 0 | 0 | 0 | 0 | 0 | 0 | 0 | 0 | 0 | 0 | 0 | 0 | 0 | 0 | 0 | 0 | 0 | 0 | 0 | 0 | 0 | 0 | 0
F5_Commercial_Lodging_Existing_Miscellaneous_Natural Gas_Pool Heater_E8 | F5 | Commercial | Lodging | Existing | Miscellaneous | Natural Gas | Pool Heater | E8 | Utility - Cost of Operation | 0 | 0 | 0 | 0 | 0 | 0 | 0 | 0 | 0 | 0 | 0 | 0 | 0 | 0 | 0 | 0 | 0 | 0 | 0 | 0 | 0 | 0 | 0 | 0 | 0 | 0 | 0
F5_Commercial_Lodging_Existing_Miscellaneous_Natural Gas_Pool Heater_E9 | F5 | Commercial | Lodging | Existing | Miscellaneous | Natural Gas | Pool Heater | E9 | Utility - Cost of Operation | 0 | 0 | 0 | 0 | 0 | 0 | 0 | 0 | 0 | 0 | 0 | 0 | 0 | 0 | 0 | 0 | 0 | 0 | 0 | 0 | 0 | 0 | 0 | 0 | 0 | 0 | 0
F5_Commercial_Lodging_Existing_Miscellaneous_Natural Gas_Pool Heater_E10 | F5 | Commercial | Lodging | Existing | Miscellaneous | Natural Gas | Pool Heater | E10 | Utility - Cost of Operation | 0 | 0 | 0 | 0 | 0 | 0 | 0 | 0 | 0 | 0 | 0 | 0 | 0 | 0 | 0 | 0 | 0 | 0 | 0 | 0 | 0 | 0 | 0 | 0 | 0 | 0 | 0
F6_Commercial_Lodging_Existing_Miscellaneous_Natural Gas_Pool Heater_E1 | F6 | Commercial | Lodging | Existing | Miscellaneous | Natural Gas | Pool Heater | E1 | Utility - Value of Sales | 0 | 0 | 0 | 0 | 0 | 0 | 0 | 0 | 0 | 0 | 0 | 0 | 0 | 0 | 0 | 0 | 0 | 0 | 0 | 0 | 0 | 0 | 0 | 0 | 0 | 0 | 0
F6_Commercial_Lodging_Existing_Miscellaneous_Natural Gas_Pool Heater_E2 | F6 | Commercial | Lodging | Existing | Miscellaneous | Natural Gas | Pool Heater | E2 | Utility - Value of Sales | 0 | 0 | 0 | 0 | 0 | 0 | 0 | 0 | 0 | 0 | 0 | 0 | 0 | 0 | 0 | 0 | 0 | 0 | 0 | 0 | 0 | 0 | 0 | 0 | 0 | 0 | 0
F6_Commercial_Lodging_Existing_Miscellaneous_Natural Gas_Pool Heater_E3 | F6 | Commercial | Lodging | Existing | Miscellaneous | Natural Gas | Pool Heater | E3 | Utility - Value of Sales | 0 | 0 | 0 | 0 | 0 | 0 | 0 | 0 | 0 | 0 | 0 | 0 | 0 | 0 | 0 | 0 | 0 | 0 | 0 | 0 | 0 | 0 | 0 | 0 | 0 | 0 | 0
F6_Commercial_Lodging_Existing_Miscellaneous_Natural Gas_Pool Heater_E4 | F6 | Commercial | Lodging | Existing | Miscellaneous | Natural Gas | Pool Heater | E4 | Utility - Value of Sales | 0 | 0 | 0 | 0 | 0 | 0 | 0 | 0 | 0 | 0 | 0 | 0 | 0 | 0 | 0 | 0 | 0 | 0 | 0 | 0 | 0 | 0 | 0 | 0 | 0 | 0 | 0
F6_Commercial_Lodging_Existing_Miscellaneous_Natural Gas_Pool Heater_E5 | F6 | Commercial | Lodging | Existing | Miscellaneous | Natural Gas | Pool Heater | E5 | Utility - Value of Sales | 0 | 0 | 0 | 0 | 0 | 0 | 0 | 0 | 0 | 0 | 0 | 0 | 0 | 0 | 0 | 0 | 0 | 0 | 0 | 0 | 0 | 0 | 0 | 0 | 0 | 0 | 0
F6_Commercial_Lodging_Existing_Miscellaneous_Natural Gas_Pool Heater_E6 | F6 | Commercial | Lodging | Existing | Miscellaneous | Natural Gas | Pool Heater | E6 | Utility - Value of Sales | 0 | 0 | 0 | 0 | 0 | 0 | 0 | 0 | 0 | 0 | 0 | 0 | 0 | 0 | 0 | 0 | 0 | 0 | 0 | 0 | 0 | 0 | 0 | 0 | 0 | 0 | 0
F6_Commercial_Lodging_Existing_Miscellaneous_Natural Gas_Pool Heater_E7 | F6 | Commercial | Lodging | Existing | Miscellaneous | Natural Gas | Pool Heater | E7 | Utility - Value of Sales | 0 | 0 | 0 | 0 | 0 | 0 | 0 | 0 | 0 | 0 | 0 | 0 | 0 | 0 | 0 | 0 | 0 | 0 | 0 | 0 | 0 | 0 | 0 | 0 | 0 | 0 | 0
F6_Commercial_Lodging_Existing_Miscellaneous_Natural Gas_Pool Heater_E8 | F6 | Commercial | Lodging | Existing | Miscellaneous | Natural Gas | Pool Heater | E8 | Utility - Value of Sales | 0 | 0 | 0 | 0 | 0 | 0 | 0 | 0 | 0 | 0 | 0 | 0 | 0 | 0 | 0 | 0 | 0 | 0 | 0 | 0 | 0 | 0 | 0 | 0 | 0 | 0 | 0
F6_Commercial_Lodging_Existing_Miscellaneous_Natural Gas_Pool Heater_E9 | F6 | Commercial | Lodging | Existing | Miscellaneous | Natural Gas | Pool Heater | E9 | Utility - Value of Sales | 0 | 0 | 0 | 0 | 0 | 0 | 0 | 0 | 0 | 0 | 0 | 0 | 0 | 0 | 0 | 0 | 0 | 0 | 0 | 0 | 0 | 0 | 0 | 0 | 0 | 0 | 0
F6_Commercial_Lodging_Existing_Miscellaneous_Natural Gas_Pool Heater_E10 | F6 | Commercial | Lodging | Existing | Miscellaneous | Natural Gas | Pool Heater | E10 | Utility - Value of Sales | 0 | 0 | 0 | 0 | 0 | 0 | 0 | 0 | 0 | 0 | 0 | 0 | 0 | 0 | 0 | 0 | 0 | 0 | 0 | 0 | 0 | 0 | 0 | 0 | 0 | 0 | 0
F1_Commercial_Lodging_Existing_Miscellaneous_Natural Gas_Miscellaneous_E1 | F1 | Commercial | Lodging | Existing | Miscellaneous | Natural Gas | Miscellaneous | E1 | RVT - Cost of Equipment | 0.0013435 | 0.0013435 | 0.0013435 | 0.0013435 | 0.0013435 | 0.0013435 | 0.0013435 | 0.0013435 | 0.0013435 | 0.0013435 | 0.0013435 | 0.0013435 | 0.0013435 | 0.0013435 | 0.0013435 | 0.0013435 | 0.0013435 | 0.0013435 | 0.0013435 | 0.0013435 | 0.0013435 | 0.0013435 | 0.0013435 | 0.0013435 | 0.0013435 | 0.0013435 | 0.0013435
F1_Commercial_Lodging_Existing_Miscellaneous_Natural Gas_Miscellaneous_E2 | F1 | Commercial | Lodging | Existing | Miscellaneous | Natural Gas | Miscellaneous | E2 | RVT - Cost of Equipment | 0 | 0 | 0 | 0 | 0 | 0 | 0 | 0 | 0 | 0 | 0 | 0 | 0 | 0 | 0 | 0 | 0 | 0 | 0 | 0 | 0 | 0 | 0 | 0 | 0 | 0 | 0
F1_Commercial_Lodging_Existing_Miscellaneous_Natural Gas_Miscellaneous_E3 | F1 | Commercial | Lodging | Existing | Miscellaneous | Natural Gas | Miscellaneous | E3 | RVT - Cost of Equipment | 0 | 0 | 0 | 0 | 0 | 0 | 0 | 0 | 0 | 0 | 0 | 0 | 0 | 0 | 0 | 0 | 0 | 0 | 0 | 0 | 0 | 0 | 0 | 0 | 0 | 0 | 0
F1_Commercial_Lodging_Existing_Miscellaneous_Natural Gas_Miscellaneous_E4 | F1 | Commercial | Lodging | Existing | Miscellaneous | Natural Gas | Miscellaneous | E4 | RVT - Cost of Equipment | 0 | 0 | 0 | 0 | 0 | 0 | 0 | 0 | 0 | 0 | 0 | 0 | 0 | 0 | 0 | 0 | 0 | 0 | 0 | 0 | 0 | 0 | 0 | 0 | 0 | 0 | 0
F1_Commercial_Lodging_Existing_Miscellaneous_Natural Gas_Miscellaneous_E5 | F1 | Commercial | Lodging | Existing | Miscellaneous | Natural Gas | Miscellaneous | E5 | RVT - Cost of Equipment | 0 | 0 | 0 | 0 | 0 | 0 | 0 | 0 | 0 | 0 | 0 | 0 | 0 | 0 | 0 | 0 | 0 | 0 | 0 | 0 | 0 | 0 | 0 | 0 | 0 | 0 | 0
F1_Commercial_Lodging_Existing_Miscellaneous_Natural Gas_Miscellaneous_E6 | F1 | Commercial | Lodging | Existing | Miscellaneous | Natural Gas | Miscellaneous | E6 | RVT - Cost of Equipment | 0 | 0 | 0 | 0 | 0 | 0 | 0 | 0 | 0 | 0 | 0 | 0 | 0 | 0 | 0 | 0 | 0 | 0 | 0 | 0 | 0 | 0 | 0 | 0 | 0 | 0 | 0
F1_Commercial_Lodging_Existing_Miscellaneous_Natural Gas_Miscellaneous_E7 | F1 | Commercial | Lodging | Existing | Miscellaneous | Natural Gas | Miscellaneous | E7 | RVT - Cost of Equipment | 0 | 0 | 0 | 0 | 0 | 0 | 0 | 0 | 0 | 0 | 0 | 0 | 0 | 0 | 0 | 0 | 0 | 0 | 0 | 0 | 0 | 0 | 0 | 0 | 0 | 0 | 0
F1_Commercial_Lodging_Existing_Miscellaneous_Natural Gas_Miscellaneous_E8 | F1 | Commercial | Lodging | Existing | Miscellaneous | Natural Gas | Miscellaneous | E8 | RVT - Cost of Equipment | 0 | 0 | 0 | 0 | 0 | 0 | 0 | 0 | 0 | 0 | 0 | 0 | 0 | 0 | 0 | 0 | 0 | 0 | 0 | 0 | 0 | 0 | 0 | 0 | 0 | 0 | 0
F1_Commercial_Lodging_Existing_Miscellaneous_Natural Gas_Miscellaneous_E9 | F1 | Commercial | Lodging | Existing | Miscellaneous | Natural Gas | Miscellaneous | E9 | RVT - Cost of Equipment | 0 | 0 | 0 | 0 | 0 | 0 | 0 | 0 | 0 | 0 | 0 | 0 | 0 | 0 | 0 | 0 | 0 | 0 | 0 | 0 | 0 | 0 | 0 | 0 | 0 | 0 | 0
F1_Commercial_Lodging_Existing_Miscellaneous_Natural Gas_Miscellaneous_E10 | F1 | Commercial | Lodging | Existing | Miscellaneous | Natural Gas | Miscellaneous | E10 | RVT - Cost of Equipment | 0 | 0 | 0 | 0 | 0 | 0 | 0 | 0 | 0 | 0 | 0 | 0 | 0 | 0 | 0 | 0 | 0 | 0 | 0 | 0 | 0 | 0 | 0 | 0 | 0 | 0 | 0
F2_Commercial_Lodging_Existing_Miscellaneous_Natural Gas_Miscellaneous_E1 | F2 | Commercial | Lodging | Existing | Miscellaneous | Natural Gas | Miscellaneous | E1 | RVT - Cost of Operation | 0 | 0 | 0 | 0 | 0 | 0 | 0 | 0 | 0 | 0 | 0 | 0 | 0 | 0 | 0 | 0 | 0 | 0 | 0 | 0 | 0 | 0 | 0 | 0 | 0 | 0 | 0
F2_Commercial_Lodging_Existing_Miscellaneous_Natural Gas_Miscellaneous_E2 | F2 | Commercial | Lodging | Existing | Miscellaneous | Natural Gas | Miscellaneous | E2 | RVT - Cost of Operation | 0 | 0 | 0 | 0 | 0 | 0 | 0 | 0 | 0 | 0 | 0 | 0 | 0 | 0 | 0 | 0 | 0 | 0 | 0 | 0 | 0 | 0 | 0 | 0 | 0 | 0 | 0
F2_Commercial_Lodging_Existing_Miscellaneous_Natural Gas_Miscellaneous_E3 | F2 | Commercial | Lodging | Existing | Miscellaneous | Natural Gas | Miscellaneous | E3 | RVT - Cost of Operation | 0 | 0 | 0 | 0 | 0 | 0 | 0 | 0 | 0 | 0 | 0 | 0 | 0 | 0 | 0 | 0 | 0 | 0 | 0 | 0 | 0 | 0 | 0 | 0 | 0 | 0 | 0
F2_Commercial_Lodging_Existing_Miscellaneous_Natural Gas_Miscellaneous_E4 | F2 | Commercial | Lodging | Existing | Miscellaneous | Natural Gas | Miscellaneous | E4 | RVT - Cost of Operation | 0 | 0 | 0 | 0 | 0 | 0 | 0 | 0 | 0 | 0 | 0 | 0 | 0 | 0 | 0 | 0 | 0 | 0 | 0 | 0 | 0 | 0 | 0 | 0 | 0 | 0 | 0
F2_Commercial_Lodging_Existing_Miscellaneous_Natural Gas_Miscellaneous_E5 | F2 | Commercial | Lodging | Existing | Miscellaneous | Natural Gas | Miscellaneous | E5 | RVT - Cost of Operation | 0 | 0 | 0 | 0 | 0 | 0 | 0 | 0 | 0 | 0 | 0 | 0 | 0 | 0 | 0 | 0 | 0 | 0 | 0 | 0 | 0 | 0 | 0 | 0 | 0 | 0 | 0
F2_Commercial_Lodging_Existing_Miscellaneous_Natural Gas_Miscellaneous_E6 | F2 | Commercial | Lodging | Existing | Miscellaneous | Natural Gas | Miscellaneous | E6 | RVT - Cost of Operation | 0 | 0 | 0 | 0 | 0 | 0 | 0 | 0 | 0 | 0 | 0 | 0 | 0 | 0 | 0 | 0 | 0 | 0 | 0 | 0 | 0 | 0 | 0 | 0 | 0 | 0 | 0
F2_Commercial_Lodging_Existing_Miscellaneous_Natural Gas_Miscellaneous_E7 | F2 | Commercial | Lodging | Existing | Miscellaneous | Natural Gas | Miscellaneous | E7 | RVT - Cost of Operation | 0 | 0 | 0 | 0 | 0 | 0 | 0 | 0 | 0 | 0 | 0 | 0 | 0 | 0 | 0 | 0 | 0 | 0 | 0 | 0 | 0 | 0 | 0 | 0 | 0 | 0 | 0
F2_Commercial_Lodging_Existing_Miscellaneous_Natural Gas_Miscellaneous_E8 | F2 | Commercial | Lodging | Existing | Miscellaneous | Natural Gas | Miscellaneous | E8 | RVT - Cost of Operation | 0 | 0 | 0 | 0 | 0 | 0 | 0 | 0 | 0 | 0 | 0 | 0 | 0 | 0 | 0 | 0 | 0 | 0 | 0 | 0 | 0 | 0 | 0 | 0 | 0 | 0 | 0
F2_Commercial_Lodging_Existing_Miscellaneous_Natural Gas_Miscellaneous_E9 | F2 | Commercial | Lodging | Existing | Miscellaneous | Natural Gas | Miscellaneous | E9 | RVT - Cost of Operation | 0 | 0 | 0 | 0 | 0 | 0 | 0 | 0 | 0 | 0 | 0 | 0 | 0 | 0 | 0 | 0 | 0 | 0 | 0 | 0 | 0 | 0 | 0 | 0 | 0 | 0 | 0
F2_Commercial_Lodging_Existing_Miscellaneous_Natural Gas_Miscellaneous_E10 | F2 | Commercial | Lodging | Existing | Miscellaneous | Natural Gas | Miscellaneous | E10 | RVT - Cost of Operation | 0 | 0 | 0 | 0 | 0 | 0 | 0 | 0 | 0 | 0 | 0 | 0 | 0 | 0 | 0 | 0 | 0 | 0 | 0 | 0 | 0 | 0 | 0 | 0 | 0 | 0 | 0
F3_Commercial_Lodging_Existing_Miscellaneous_Natural Gas_Miscellaneous_E1 | F3 | Commercial | Lodging | Existing | Miscellaneous | Natural Gas | Miscellaneous | E1 | System - kBTUs of Consumption | 0.51401 | 0.51401 | 0.51401 | 0.51401 | 0.51401 | 0.51401 | 0.51401 | 0.51401 | 0.51401 | 0.51401 | 0.51401 | 0.51401 | 0.51401 | 0.51401 | 0.51401 | 0.51401 | 0.51401 | 0.51401 | 0.51401 | 0.51401 | 0.51401 | 0.51401 | 0.51401 | 0.51401 | 0.51401 | 0.51401 | 0.51401
F3_Commercial_Lodging_Existing_Miscellaneous_Natural Gas_Miscellaneous_E2 | F3 | Commercial | Lodging | Existing | Miscellaneous | Natural Gas | Miscellaneous | E2 | System - kBTUs of Consumption | 0 | 0 | 0 | 0 | 0 | 0 | 0 | 0 | 0 | 0 | 0 | 0 | 0 | 0 | 0 | 0 | 0 | 0 | 0 | 0 | 0 | 0 | 0 | 0 | 0 | 0 | 0
F3_Commercial_Lodging_Existing_Miscellaneous_Natural Gas_Miscellaneous_E3 | F3 | Commercial | Lodging | Existing | Miscellaneous | Natural Gas | Miscellaneous | E3 | System - kBTUs of Consumption | 0 | 0 | 0 | 0 | 0 | 0 | 0 | 0 | 0 | 0 | 0 | 0 | 0 | 0 | 0 | 0 | 0 | 0 | 0 | 0 | 0 | 0 | 0 | 0 | 0 | 0 | 0
F3_Commercial_Lodging_Existing_Miscellaneous_Natural Gas_Miscellaneous_E4 | F3 | Commercial | Lodging | Existing | Miscellaneous | Natural Gas | Miscellaneous | E4 | System - kBTUs of Consumption | 0 | 0 | 0 | 0 | 0 | 0 | 0 | 0 | 0 | 0 | 0 | 0 | 0 | 0 | 0 | 0 | 0 | 0 | 0 | 0 | 0 | 0 | 0 | 0 | 0 | 0 | 0
F3_Commercial_Lodging_Existing_Miscellaneous_Natural Gas_Miscellaneous_E5 | F3 | Commercial | Lodging | Existing | Miscellaneous | Natural Gas | Miscellaneous | E5 | System - kBTUs of Consumption | 0 | 0 | 0 | 0 | 0 | 0 | 0 | 0 | 0 | 0 | 0 | 0 | 0 | 0 | 0 | 0 | 0 | 0 | 0 | 0 | 0 | 0 | 0 | 0 | 0 | 0 | 0
F3_Commercial_Lodging_Existing_Miscellaneous_Natural Gas_Miscellaneous_E6 | F3 | Commercial | Lodging | Existing | Miscellaneous | Natural Gas | Miscellaneous | E6 | System - kBTUs of Consumption | 0 | 0 | 0 | 0 | 0 | 0 | 0 | 0 | 0 | 0 | 0 | 0 | 0 | 0 | 0 | 0 | 0 | 0 | 0 | 0 | 0 | 0 | 0 | 0 | 0 | 0 | 0
F3_Commercial_Lodging_Existing_Miscellaneous_Natural Gas_Miscellaneous_E7 | F3 | Commercial | Lodging | Existing | Miscellaneous | Natural Gas | Miscellaneous | E7 | System - kBTUs of Consumption | 0 | 0 | 0 | 0 | 0 | 0 | 0 | 0 | 0 | 0 | 0 | 0 | 0 | 0 | 0 | 0 | 0 | 0 | 0 | 0 | 0 | 0 | 0 | 0 | 0 | 0 | 0
F3_Commercial_Lodging_Existing_Miscellaneous_Natural Gas_Miscellaneous_E8 | F3 | Commercial | Lodging | Existing | Miscellaneous | Natural Gas | Miscellaneous | E8 | System - kBTUs of Consumption | 0 | 0 | 0 | 0 | 0 | 0 | 0 | 0 | 0 | 0 | 0 | 0 | 0 | 0 | 0 | 0 | 0 | 0 | 0 | 0 | 0 | 0 | 0 | 0 | 0 | 0 | 0
F3_Commercial_Lodging_Existing_Miscellaneous_Natural Gas_Miscellaneous_E9 | F3 | Commercial | Lodging | Existing | Miscellaneous | Natural Gas | Miscellaneous | E9 | System - kBTUs of Consumption | 0 | 0 | 0 | 0 | 0 | 0 | 0 | 0 | 0 | 0 | 0 | 0 | 0 | 0 | 0 | 0 | 0 | 0 | 0 | 0 | 0 | 0 | 0 | 0 | 0 | 0 | 0
F3_Commercial_Lodging_Existing_Miscellaneous_Natural Gas_Miscellaneous_E10 | F3 | Commercial | Lodging | Existing | Miscellaneous | Natural Gas | Miscellaneous | E10 | System - kBTUs of Consumption | 0 | 0 | 0 | 0 | 0 | 0 | 0 | 0 | 0 | 0 | 0 | 0 | 0 | 0 | 0 | 0 | 0 | 0 | 0 | 0 | 0 | 0 | 0 | 0 | 0 | 0 | 0
F4_Commercial_Lodging_Existing_Miscellaneous_Natural Gas_Miscellaneous_E1 | F4 | Commercial | Lodging | Existing | Miscellaneous | Natural Gas | Miscellaneous | E1 | Utility - Cost of Equipment | 0.0013435 | 0.0013435 | 0.0013435 | 0.0013435 | 0.0013435 | 0.0013435 | 0.0013435 | 0.0013435 | 0.0013435 | 0.0013435 | 0.0013435 | 0.0013435 | 0.0013435 | 0.0013435 | 0.0013435 | 0.0013435 | 0.0013435 | 0.0013435 | 0.0013435 | 0.0013435 | 0.0013435 | 0.0013435 | 0.0013435 | 0.0013435 | 0.0013435 | 0.0013435 | 0.0013435
F4_Commercial_Lodging_Existing_Miscellaneous_Natural Gas_Miscellaneous_E2 | F4 | Commercial | Lodging | Existing | Miscellaneous | Natural Gas | Miscellaneous | E2 | Utility - Cost of Equipment | 0 | 0 | 0 | 0 | 0 | 0 | 0 | 0 | 0 | 0 | 0 | 0 | 0 | 0 | 0 | 0 | 0 | 0 | 0 | 0 | 0 | 0 | 0 | 0 | 0 | 0 | 0
F4_Commercial_Lodging_Existing_Miscellaneous_Natural Gas_Miscellaneous_E3 | F4 | Commercial | Lodging | Existing | Miscellaneous | Natural Gas | Miscellaneous | E3 | Utility - Cost of Equipment | 0 | 0 | 0 | 0 | 0 | 0 | 0 | 0 | 0 | 0 | 0 | 0 | 0 | 0 | 0 | 0 | 0 | 0 | 0 | 0 | 0 | 0 | 0 | 0 | 0 | 0 | 0
F4_Commercial_Lodging_Existing_Miscellaneous_Natural Gas_Miscellaneous_E4 | F4 | Commercial | Lodging | Existing | Miscellaneous | Natural Gas | Miscellaneous | E4 | Utility - Cost of Equipment | 0 | 0 | 0 | 0 | 0 | 0 | 0 | 0 | 0 | 0 | 0 | 0 | 0 | 0 | 0 | 0 | 0 | 0 | 0 | 0 | 0 | 0 | 0 | 0 | 0 | 0 | 0
F4_Commercial_Lodging_Existing_Miscellaneous_Natural Gas_Miscellaneous_E5 | F4 | Commercial | Lodging | Existing | Miscellaneous | Natural Gas | Miscellaneous | E5 | Utility - Cost of Equipment | 0 | 0 | 0 | 0 | 0 | 0 | 0 | 0 | 0 | 0 | 0 | 0 | 0 | 0 | 0 | 0 | 0 | 0 | 0 | 0 | 0 | 0 | 0 | 0 | 0 | 0 | 0
F4_Commercial_Lodging_Existing_Miscellaneous_Natural Gas_Miscellaneous_E6 | F4 | Commercial | Lodging | Existing | Miscellaneous | Natural Gas | Miscellaneous | E6 | Utility - Cost of Equipment | 0 | 0 | 0 | 0 | 0 | 0 | 0 | 0 | 0 | 0 | 0 | 0 | 0 | 0 | 0 | 0 | 0 | 0 | 0 | 0 | 0 | 0 | 0 | 0 | 0 | 0 | 0
F4_Commercial_Lodging_Existing_Miscellaneous_Natural Gas_Miscellaneous_E7 | F4 | Commercial | Lodging | Existing | Miscellaneous | Natural Gas | Miscellaneous | E7 | Utility - Cost of Equipment | 0 | 0 | 0 | 0 | 0 | 0 | 0 | 0 | 0 | 0 | 0 | 0 | 0 | 0 | 0 | 0 | 0 | 0 | 0 | 0 | 0 | 0 | 0 | 0 | 0 | 0 | 0
F4_Commercial_Lodging_Existing_Miscellaneous_Natural Gas_Miscellaneous_E8 | F4 | Commercial | Lodging | Existing | Miscellaneous | Natural Gas | Miscellaneous | E8 | Utility - Cost of Equipment | 0 | 0 | 0 | 0 | 0 | 0 | 0 | 0 | 0 | 0 | 0 | 0 | 0 | 0 | 0 | 0 | 0 | 0 | 0 | 0 | 0 | 0 | 0 | 0 | 0 | 0 | 0
F4_Commercial_Lodging_Existing_Miscellaneous_Natural Gas_Miscellaneous_E9 | F4 | Commercial | Lodging | Existing | Miscellaneous | Natural Gas | Miscellaneous | E9 | Utility - Cost of Equipment | 0 | 0 | 0 | 0 | 0 | 0 | 0 | 0 | 0 | 0 | 0 | 0 | 0 | 0 | 0 | 0 | 0 | 0 | 0 | 0 | 0 | 0 | 0 | 0 | 0 | 0 | 0
F4_Commercial_Lodging_Existing_Miscellaneous_Natural Gas_Miscellaneous_E10 | F4 | Commercial | Lodging | Existing | Miscellaneous | Natural Gas | Miscellaneous | E10 | Utility - Cost of Equipment | 0 | 0 | 0 | 0 | 0 | 0 | 0 | 0 | 0 | 0 | 0 | 0 | 0 | 0 | 0 | 0 | 0 | 0 | 0 | 0 | 0 | 0 | 0 | 0 | 0 | 0 | 0
F5_Commercial_Lodging_Existing_Miscellaneous_Natural Gas_Miscellaneous_E1 | F5 | Commercial | Lodging | Existing | Miscellaneous | Natural Gas | Miscellaneous | E1 | Utility - Cost of Operation | 0.0072039 | 0.0070285 | 0.0068119 | 0.0065734 | 0.0064858 | 0.0064985 | 0.006576 | 0.0066885 | 0.0068147 | 0.0069425 | 0.0070759 | 0.0072145 | 0.0073622 | 0.0075065 | 0.0076447 | 0.0077558 | 0.0078124 | 0.0077931 | 0.0076789 | 0.0074492 | 0.0070855 | 0.0065887 | 0.0061091 | 0.0057765 | 0.0056209 | 0.0056484 | 0.0056761
F5_Commercial_Lodging_Existing_Miscellaneous_Natural Gas_Miscellaneous_E2 | F5 | Commercial | Lodging | Existing | Miscellaneous | Natural Gas | Miscellaneous | E2 | Utility - Cost of Operation | 0 | 0 | 0 | 0 | 0 | 0 | 0 | 0 | 0 | 0 | 0 | 0 | 0 | 0 | 0 | 0 | 0 | 0 | 0 | 0 | 0 | 0 | 0 | 0 | 0 | 0 | 0
F5_Commercial_Lodging_Existing_Miscellaneous_Natural Gas_Miscellaneous_E3 | F5 | Commercial | Lodging | Existing | Miscellaneous | Natural Gas | Miscellaneous | E3 | Utility - Cost of Operation | 0 | 0 | 0 | 0 | 0 | 0 | 0 | 0 | 0 | 0 | 0 | 0 | 0 | 0 | 0 | 0 | 0 | 0 | 0 | 0 | 0 | 0 | 0 | 0 | 0 | 0 | 0
F5_Commercial_Lodging_Existing_Miscellaneous_Natural Gas_Miscellaneous_E4 | F5 | Commercial | Lodging | Existing | Miscellaneous | Natural Gas | Miscellaneous | E4 | Utility - Cost of Operation | 0 | 0 | 0 | 0 | 0 | 0 | 0 | 0 | 0 | 0 | 0 | 0 | 0 | 0 | 0 | 0 | 0 | 0 | 0 | 0 | 0 | 0 | 0 | 0 | 0 | 0 | 0
F5_Commercial_Lodging_Existing_Miscellaneous_Natural Gas_Miscellaneous_E5 | F5 | Commercial | Lodging | Existing | Miscellaneous | Natural Gas | Miscellaneous | E5 | Utility - Cost of Operation | 0 | 0 | 0 | 0 | 0 | 0 | 0 | 0 | 0 | 0 | 0 | 0 | 0 | 0 | 0 | 0 | 0 | 0 | 0 | 0 | 0 | 0 | 0 | 0 | 0 | 0 | 0
F5_Commercial_Lodging_Existing_Miscellaneous_Natural Gas_Miscellaneous_E6 | F5 | Commercial | Lodging | Existing | Miscellaneous | Natural Gas | Miscellaneous | E6 | Utility - Cost of Operation | 0 | 0 | 0 | 0 | 0 | 0 | 0 | 0 | 0 | 0 | 0 | 0 | 0 | 0 | 0 | 0 | 0 | 0 | 0 | 0 | 0 | 0 | 0 | 0 | 0 | 0 | 0
F5_Commercial_Lodging_Existing_Miscellaneous_Natural Gas_Miscellaneous_E7 | F5 | Commercial | Lodging | Existing | Miscellaneous | Natural Gas | Miscellaneous | E7 | Utility - Cost of Operation | 0 | 0 | 0 | 0 | 0 | 0 | 0 | 0 | 0 | 0 | 0 | 0 | 0 | 0 | 0 | 0 | 0 | 0 | 0 | 0 | 0 | 0 | 0 | 0 | 0 | 0 | 0
F5_Commercial_Lodging_Existing_Miscellaneous_Natural Gas_Miscellaneous_E8 | F5 | Commercial | Lodging | Existing | Miscellaneous | Natural Gas | Miscellaneous | E8 | Utility - Cost of Operation | 0 | 0 | 0 | 0 | 0 | 0 | 0 | 0 | 0 | 0 | 0 | 0 | 0 | 0 | 0 | 0 | 0 | 0 | 0 | 0 | 0 | 0 | 0 | 0 | 0 | 0 | 0
F5_Commercial_Lodging_Existing_Miscellaneous_Natural Gas_Miscellaneous_E9 | F5 | Commercial | Lodging | Existing | Miscellaneous | Natural Gas | Miscellaneous | E9 | Utility - Cost of Operation | 0 | 0 | 0 | 0 | 0 | 0 | 0 | 0 | 0 | 0 | 0 | 0 | 0 | 0 | 0 | 0 | 0 | 0 | 0 | 0 | 0 | 0 | 0 | 0 | 0 | 0 | 0
F5_Commercial_Lodging_Existing_Miscellaneous_Natural Gas_Miscellaneous_E10 | F5 | Commercial | Lodging | Existing | Miscellaneous | Natural Gas | Miscellaneous | E10 | Utility - Cost of Operation | 0 | 0 | 0 | 0 | 0 | 0 | 0 | 0 | 0 | 0 | 0 | 0 | 0 | 0 | 0 | 0 | 0 | 0 | 0 | 0 | 0 | 0 | 0 | 0 | 0 | 0 | 0
F6_Commercial_Lodging_Existing_Miscellaneous_Natural Gas_Miscellaneous_E1 | F6 | Commercial | Lodging | Existing | Miscellaneous | Natural Gas | Miscellaneous | E1 | Utility - Value of Sales | 0 | 0 | 0 | 0 | 0 | 0 | 0 | 0 | 0 | 0 | 0 | 0 | 0 | 0 | 0 | 0 | 0 | 0 | 0 | 0 | 0 | 0 | 0 | 0 | 0 | 0 | 0
F6_Commercial_Lodging_Existing_Miscellaneous_Natural Gas_Miscellaneous_E2 | F6 | Commercial | Lodging | Existing | Miscellaneous | Natural Gas | Miscellaneous | E2 | Utility - Value of Sales | 0 | 0 | 0 | 0 | 0 | 0 | 0 | 0 | 0 | 0 | 0 | 0 | 0 | 0 | 0 | 0 | 0 | 0 | 0 | 0 | 0 | 0 | 0 | 0 | 0 | 0 | 0
F6_Commercial_Lodging_Existing_Miscellaneous_Natural Gas_Miscellaneous_E3 | F6 | Commercial | Lodging | Existing | Miscellaneous | Natural Gas | Miscellaneous | E3 | Utility - Value of Sales | 0 | 0 | 0 | 0 | 0 | 0 | 0 | 0 | 0 | 0 | 0 | 0 | 0 | 0 | 0 | 0 | 0 | 0 | 0 | 0 | 0 | 0 | 0 | 0 | 0 | 0 | 0
F6_Commercial_Lodging_Existing_Miscellaneous_Natural Gas_Miscellaneous_E4 | F6 | Commercial | Lodging | Existing | Miscellaneous | Natural Gas | Miscellaneous | E4 | Utility - Value of Sales | 0 | 0 | 0 | 0 | 0 | 0 | 0 | 0 | 0 | 0 | 0 | 0 | 0 | 0 | 0 | 0 | 0 | 0 | 0 | 0 | 0 | 0 | 0 | 0 | 0 | 0 | 0
F6_Commercial_Lodging_Existing_Miscellaneous_Natural Gas_Miscellaneous_E5 | F6 | Commercial | Lodging | Existing | Miscellaneous | Natural Gas | Miscellaneous | E5 | Utility - Value of Sales | 0 | 0 | 0 | 0 | 0 | 0 | 0 | 0 | 0 | 0 | 0 | 0 | 0 | 0 | 0 | 0 | 0 | 0 | 0 | 0 | 0 | 0 | 0 | 0 | 0 | 0 | 0
F6_Commercial_Lodging_Existing_Miscellaneous_Natural Gas_Miscellaneous_E6 | F6 | Commercial | Lodging | Existing | Miscellaneous | Natural Gas | Miscellaneous | E6 | Utility - Value of Sales | 0 | 0 | 0 | 0 | 0 | 0 | 0 | 0 | 0 | 0 | 0 | 0 | 0 | 0 | 0 | 0 | 0 | 0 | 0 | 0 | 0 | 0 | 0 | 0 | 0 | 0 | 0
F6_Commercial_Lodging_Existing_Miscellaneous_Natural Gas_Miscellaneous_E7 | F6 | Commercial | Lodging | Existing | Miscellaneous | Natural Gas | Miscellaneous | E7 | Utility - Value of Sales | 0 | 0 | 0 | 0 | 0 | 0 | 0 | 0 | 0 | 0 | 0 | 0 | 0 | 0 | 0 | 0 | 0 | 0 | 0 | 0 | 0 | 0 | 0 | 0 | 0 | 0 | 0
F6_Commercial_Lodging_Existing_Miscellaneous_Natural Gas_Miscellaneous_E8 | F6 | Commercial | Lodging | Existing | Miscellaneous | Natural Gas | Miscellaneous | E8 | Utility - Value of Sales | 0 | 0 | 0 | 0 | 0 | 0 | 0 | 0 | 0 | 0 | 0 | 0 | 0 | 0 | 0 | 0 | 0 | 0 | 0 | 0 | 0 | 0 | 0 | 0 | 0 | 0 | 0
F6_Commercial_Lodging_Existing_Miscellaneous_Natural Gas_Miscellaneous_E9 | F6 | Commercial | Lodging | Existing | Miscellaneous | Natural Gas | Miscellaneous | E9 | Utility - Value of Sales | 0 | 0 | 0 | 0 | 0 | 0 | 0 | 0 | 0 | 0 | 0 | 0 | 0 | 0 | 0 | 0 | 0 | 0 | 0 | 0 | 0 | 0 | 0 | 0 | 0 | 0 | 0
F6_Commercial_Lodging_Existing_Miscellaneous_Natural Gas_Miscellaneous_E10 | F6 | Commercial | Lodging | Existing | Miscellaneous | Natural Gas | Miscellaneous | E10 | Utility - Value of Sales | 0 | 0 | 0 | 0 | 0 | 0 | 0 | 0 | 0 | 0 | 0 | 0 | 0 | 0 | 0 | 0 | 0 | 0 | 0 | 0 | 0 | 0 | 0 | 0 | 0 | 0 | 0
F1_Commercial_Lodging_New_Space Heating_Natural Gas_Furnace_E1 | F1 | Commercial | Lodging | New | Space Heating | Natural Gas | Furnace | E1 | RVT - Cost of Equipment | 0.043881 | 0.043881 | 0.043881 | 0 | 0 | 0 | 0 | 0 | 0 | 0 | 0 | 0 | 0 | 0 | 0 | 0 | 0 | 0 | 0 | 0 | 0 | 0 | 0 | 0 | 0 | 0 | 0
F1_Commercial_Lodging_New_Space Heating_Natural Gas_Furnace_E2 | F1 | Commercial | Lodging | New | Space Heating | Natural Gas | Furnace | E2 | RVT - Cost of Equipment | 0.053921 | 0.053921 | 0.053921 | 0.053921 | 0.053921 | 0.053921 | 0.053921 | 0.053921 | 0.053921 | 0.053921 | 0.053921 | 0.053921 | 0.053921 | 0.053921 | 0.053921 | 0.053921 | 0.053921 | 0.053921 | 0.053921 | 0.053921 | 0.053921 | 0.053921 | 0.053921 | 0.053921 | 0.053921 | 0.053921 | 0.053921
F1_Commercial_Lodging_New_Space Heating_Natural Gas_Furnace_E3 | F1 | Commercial | Lodging | New | Space Heating | Natural Gas | Furnace | E3 | RVT - Cost of Equipment | 0.06396 | 0.06396 | 0.06396 | 0.06396 | 0.06396 | 0.06396 | 0.06396 | 0.06396 | 0.06396 | 0.06396 | 0.06396 | 0.06396 | 0.06396 | 0.06396 | 0.06396 | 0.06396 | 0.06396 | 0.06396 | 0.06396 | 0.06396 | 0.06396 | 0.06396 | 0.06396 | 0.06396 | 0.06396 | 0.06396 | 0.06396
F1_Commercial_Lodging_New_Space Heating_Natural Gas_Furnace_E4 | F1 | Commercial | Lodging | New | Space Heating | Natural Gas | Furnace | E4 | RVT - Cost of Equipment | 0 | 0 | 0 | 0 | 0 | 0 | 0 | 0 | 0 | 0 | 0 | 0 | 0 | 0 | 0 | 0 | 0 | 0 | 0 | 0 | 0 | 0 | 0 | 0 | 0 | 0 | 0
F1_Commercial_Lodging_New_Space Heating_Natural Gas_Furnace_E5 | F1 | Commercial | Lodging | New | Space Heating | Natural Gas | Furnace | E5 | RVT - Cost of Equipment | 0 | 0 | 0 | 0 | 0 | 0 | 0 | 0 | 0 | 0 | 0 | 0 | 0 | 0 | 0 | 0 | 0 | 0 | 0 | 0 | 0 | 0 | 0 | 0 | 0 | 0 | 0
F1_Commercial_Lodging_New_Space Heating_Natural Gas_Furnace_E6 | F1 | Commercial | Lodging | New | Space Heating | Natural Gas | Furnace | E6 | RVT - Cost of Equipment | 0 | 0 | 0 | 0 | 0 | 0 | 0 | 0 | 0 | 0 | 0 | 0 | 0 | 0 | 0 | 0 | 0 | 0 | 0 | 0 | 0 | 0 | 0 | 0 | 0 | 0 | 0
F1_Commercial_Lodging_New_Space Heating_Natural Gas_Furnace_E7 | F1 | Commercial | Lodging | New | Space Heating | Natural Gas | Furnace | E7 | RVT - Cost of Equipment | 0 | 0 | 0 | 0 | 0 | 0 | 0 | 0 | 0 | 0 | 0 | 0 | 0 | 0 | 0 | 0 | 0 | 0 | 0 | 0 | 0 | 0 | 0 | 0 | 0 | 0 | 0
F1_Commercial_Lodging_New_Space Heating_Natural Gas_Furnace_E8 | F1 | Commercial | Lodging | New | Space Heating | Natural Gas | Furnace | E8 | RVT - Cost of Equipment | 0 | 0 | 0 | 0 | 0 | 0 | 0 | 0 | 0 | 0 | 0 | 0 | 0 | 0 | 0 | 0 | 0 | 0 | 0 | 0 | 0 | 0 | 0 | 0 | 0 | 0 | 0
F1_Commercial_Lodging_New_Space Heating_Natural Gas_Furnace_E9 | F1 | Commercial | Lodging | New | Space Heating | Natural Gas | Furnace | E9 | RVT - Cost of Equipment | 0 | 0 | 0 | 0 | 0 | 0 | 0 | 0 | 0 | 0 | 0 | 0 | 0 | 0 | 0 | 0 | 0 | 0 | 0 | 0 | 0 | 0 | 0 | 0 | 0 | 0 | 0
F1_Commercial_Lodging_New_Space Heating_Natural Gas_Furnace_E10 | F1 | Commercial | Lodging | New | Space Heating | Natural Gas | Furnace | E10 | RVT - Cost of Equipment | 0 | 0 | 0 | 0 | 0 | 0 | 0 | 0 | 0 | 0 | 0 | 0 | 0 | 0 | 0 | 0 | 0 | 0 | 0 | 0 | 0 | 0 | 0 | 0 | 0 | 0 | 0
F2_Commercial_Lodging_New_Space Heating_Natural Gas_Furnace_E1 | F2 | Commercial | Lodging | New | Space Heating | Natural Gas | Furnace | E1 | RVT - Cost of Operation | 0 | 0 | 0 | 0 | 0 | 0 | 0 | 0 | 0 | 0 | 0 | 0 | 0 | 0 | 0 | 0 | 0 | 0 | 0 | 0 | 0 | 0 | 0 | 0 | 0 | 0 | 0
F2_Commercial_Lodging_New_Space Heating_Natural Gas_Furnace_E2 | F2 | Commercial | Lodging | New | Space Heating | Natural Gas | Furnace | E2 | RVT - Cost of Operation | 0 | 0 | 0 | 0 | 0 | 0 | 0 | 0 | 0 | 0 | 0 | 0 | 0 | 0 | 0 | 0 | 0 | 0 | 0 | 0 | 0 | 0 | 0 | 0 | 0 | 0 | 0
F2_Commercial_Lodging_New_Space Heating_Natural Gas_Furnace_E3 | F2 | Commercial | Lodging | New | Space Heating | Natural Gas | Furnace | E3 | RVT - Cost of Operation | 0 | 0 | 0 | 0 | 0 | 0 | 0 | 0 | 0 | 0 | 0 | 0 | 0 | 0 | 0 | 0 | 0 | 0 | 0 | 0 | 0 | 0 | 0 | 0 | 0 | 0 | 0
F2_Commercial_Lodging_New_Space Heating_Natural Gas_Furnace_E4 | F2 | Commercial | Lodging | New | Space Heating | Natural Gas | Furnace | E4 | RVT - Cost of Operation | 0 | 0 | 0 | 0 | 0 | 0 | 0 | 0 | 0 | 0 | 0 | 0 | 0 | 0 | 0 | 0 | 0 | 0 | 0 | 0 | 0 | 0 | 0 | 0 | 0 | 0 | 0
F2_Commercial_Lodging_New_Space Heating_Natural Gas_Furnace_E5 | F2 | Commercial | Lodging | New | Space Heating | Natural Gas | Furnace | E5 | RVT - Cost of Operation | 0 | 0 | 0 | 0 | 0 | 0 | 0 | 0 | 0 | 0 | 0 | 0 | 0 | 0 | 0 | 0 | 0 | 0 | 0 | 0 | 0 | 0 | 0 | 0 | 0 | 0 | 0
F2_Commercial_Lodging_New_Space Heating_Natural Gas_Furnace_E6 | F2 | Commercial | Lodging | New | Space Heating | Natural Gas | Furnace | E6 | RVT - Cost of Operation | 0 | 0 | 0 | 0 | 0 | 0 | 0 | 0 | 0 | 0 | 0 | 0 | 0 | 0 | 0 | 0 | 0 | 0 | 0 | 0 | 0 | 0 | 0 | 0 | 0 | 0 | 0
F2_Commercial_Lodging_New_Space Heating_Natural Gas_Furnace_E7 | F2 | Commercial | Lodging | New | Space Heating | Natural Gas | Furnace | E7 | RVT - Cost of Operation | 0 | 0 | 0 | 0 | 0 | 0 | 0 | 0 | 0 | 0 | 0 | 0 | 0 | 0 | 0 | 0 | 0 | 0 | 0 | 0 | 0 | 0 | 0 | 0 | 0 | 0 | 0
F2_Commercial_Lodging_New_Space Heating_Natural Gas_Furnace_E8 | F2 | Commercial | Lodging | New | Space Heating | Natural Gas | Furnace | E8 | RVT - Cost of Operation | 0 | 0 | 0 | 0 | 0 | 0 | 0 | 0 | 0 | 0 | 0 | 0 | 0 | 0 | 0 | 0 | 0 | 0 | 0 | 0 | 0 | 0 | 0 | 0 | 0 | 0 | 0
F2_Commercial_Lodging_New_Space Heating_Natural Gas_Furnace_E9 | F2 | Commercial | Lodging | New | Space Heating | Natural Gas | Furnace | E9 | RVT - Cost of Operation | 0 | 0 | 0 | 0 | 0 | 0 | 0 | 0 | 0 | 0 | 0 | 0 | 0 | 0 | 0 | 0 | 0 | 0 | 0 | 0 | 0 | 0 | 0 | 0 | 0 | 0 | 0
F2_Commercial_Lodging_New_Space Heating_Natural Gas_Furnace_E10 | F2 | Commercial | Lodging | New | Space Heating | Natural Gas | Furnace | E10 | RVT - Cost of Operation | 0 | 0 | 0 | 0 | 0 | 0 | 0 | 0 | 0 | 0 | 0 | 0 | 0 | 0 | 0 | 0 | 0 | 0 | 0 | 0 | 0 | 0 | 0 | 0 | 0 | 0 | 0
F3_Commercial_Lodging_New_Space Heating_Natural Gas_Furnace_E1 | F3 | Commercial | Lodging | New | Space Heating | Natural Gas | Furnace | E1 | System - kBTUs of Consumption | 53.2933 | 53.4486 | 53.4396 | 0 | 0 | 0 | 0 | 0 | 0 | 0 | 0 | 0 | 0 | 0 | 0 | 0 | 0 | 0 | 0 | 0 | 0 | 0 | 0 | 0 | 0 | 0 | 0
F3_Commercial_Lodging_New_Space Heating_Natural Gas_Furnace_E2 | F3 | Commercial | Lodging | New | Space Heating | Natural Gas | Furnace | E2 | System - kBTUs of Consumption | 47.3718 | 47.5099 | 47.5018 | 47.5018 | 47.5018 | 47.5018 | 47.5018 | 47.5018 | 47.5018 | 47.5018 | 47.5018 | 47.5018 | 47.5018 | 47.5018 | 47.5018 | 47.5018 | 47.5018 | 47.5018 | 47.5018 | 47.5018 | 47.5018 | 47.5018 | 47.5018 | 47.5018 | 47.5018 | 47.5018 | 47.5018
F3_Commercial_Lodging_New_Space Heating_Natural Gas_Furnace_E3 | F3 | Commercial | Lodging | New | Space Heating | Natural Gas | Furnace | E3 | System - kBTUs of Consumption | 44.4111 | 44.5405 | 44.533 | 44.533 | 44.533 | 44.533 | 44.533 | 44.533 | 44.533 | 44.533 | 44.533 | 44.533 | 44.533 | 44.533 | 44.533 | 44.533 | 44.533 | 44.533 | 44.533 | 44.533 | 44.533 | 44.533 | 44.533 | 44.533 | 44.533 | 44.533 | 44.533
F3_Commercial_Lodging_New_Space Heating_Natural Gas_Furnace_E4 | F3 | Commercial | Lodging | New | Space Heating | Natural Gas | Furnace | E4 | System - kBTUs of Consumption | 0 | 0 | 0 | 0 | 0 | 0 | 0 | 0 | 0 | 0 | 0 | 0 | 0 | 0 | 0 | 0 | 0 | 0 | 0 | 0 | 0 | 0 | 0 | 0 | 0 | 0 | 0
F3_Commercial_Lodging_New_Space Heating_Natural Gas_Furnace_E5 | F3 | Commercial | Lodging | New | Space Heating | Natural Gas | Furnace | E5 | System - kBTUs of Consumption | 0 | 0 | 0 | 0 | 0 | 0 | 0 | 0 | 0 | 0 | 0 | 0 | 0 | 0 | 0 | 0 | 0 | 0 | 0 | 0 | 0 | 0 | 0 | 0 | 0 | 0 | 0
F3_Commercial_Lodging_New_Space Heating_Natural Gas_Furnace_E6 | F3 | Commercial | Lodging | New | Space Heating | Natural Gas | Furnace | E6 | System - kBTUs of Consumption | 0 | 0 | 0 | 0 | 0 | 0 | 0 | 0 | 0 | 0 | 0 | 0 | 0 | 0 | 0 | 0 | 0 | 0 | 0 | 0 | 0 | 0 | 0 | 0 | 0 | 0 | 0
F3_Commercial_Lodging_New_Space Heating_Natural Gas_Furnace_E7 | F3 | Commercial | Lodging | New | Space Heating | Natural Gas | Furnace | E7 | System - kBTUs of Consumption | 0 | 0 | 0 | 0 | 0 | 0 | 0 | 0 | 0 | 0 | 0 | 0 | 0 | 0 | 0 | 0 | 0 | 0 | 0 | 0 | 0 | 0 | 0 | 0 | 0 | 0 | 0
F3_Commercial_Lodging_New_Space Heating_Natural Gas_Furnace_E8 | F3 | Commercial | Lodging | New | Space Heating | Natural Gas | Furnace | E8 | System - kBTUs of Consumption | 0 | 0 | 0 | 0 | 0 | 0 | 0 | 0 | 0 | 0 | 0 | 0 | 0 | 0 | 0 | 0 | 0 | 0 | 0 | 0 | 0 | 0 | 0 | 0 | 0 | 0 | 0
F3_Commercial_Lodging_New_Space Heating_Natural Gas_Furnace_E9 | F3 | Commercial | Lodging | New | Space Heating | Natural Gas | Furnace | E9 | System - kBTUs of Consumption | 0 | 0 | 0 | 0 | 0 | 0 | 0 | 0 | 0 | 0 | 0 | 0 | 0 | 0 | 0 | 0 | 0 | 0 | 0 | 0 | 0 | 0 | 0 | 0 | 0 | 0 | 0
F3_Commercial_Lodging_New_Space Heating_Natural Gas_Furnace_E10 | F3 | Commercial | Lodging | New | Space Heating | Natural Gas | Furnace | E10 | System - kBTUs of Consumption | 0 | 0 | 0 | 0 | 0 | 0 | 0 | 0 | 0 | 0 | 0 | 0 | 0 | 0 | 0 | 0 | 0 | 0 | 0 | 0 | 0 | 0 | 0 | 0 | 0 | 0 | 0
F4_Commercial_Lodging_New_Space Heating_Natural Gas_Furnace_E1 | F4 | Commercial | Lodging | New | Space Heating | Natural Gas | Furnace | E1 | Utility - Cost of Equipment | 0.043881 | 0.043881 | 0.043881 | 0 | 0 | 0 | 0 | 0 | 0 | 0 | 0 | 0 | 0 | 0 | 0 | 0 | 0 | 0 | 0 | 0 | 0 | 0 | 0 | 0 | 0 | 0 | 0
F4_Commercial_Lodging_New_Space Heating_Natural Gas_Furnace_E2 | F4 | Commercial | Lodging | New | Space Heating | Natural Gas | Furnace | E2 | Utility - Cost of Equipment | 0.053921 | 0.053921 | 0.053921 | 0.053921 | 0.053921 | 0.053921 | 0.053921 | 0.053921 | 0.053921 | 0.053921 | 0.053921 | 0.053921 | 0.053921 | 0.053921 | 0.053921 | 0.053921 | 0.053921 | 0.053921 | 0.053921 | 0.053921 | 0.053921 | 0.053921 | 0.053921 | 0.053921 | 0.053921 | 0.053921 | 0.053921
F4_Commercial_Lodging_New_Space Heating_Natural Gas_Furnace_E3 | F4 | Commercial | Lodging | New | Space Heating | Natural Gas | Furnace | E3 | Utility - Cost of Equipment | 0.06396 | 0.06396 | 0.06396 | 0.06396 | 0.06396 | 0.06396 | 0.06396 | 0.06396 | 0.06396 | 0.06396 | 0.06396 | 0.06396 | 0.06396 | 0.06396 | 0.06396 | 0.06396 | 0.06396 | 0.06396 | 0.06396 | 0.06396 | 0.06396 | 0.06396 | 0.06396 | 0.06396 | 0.06396 | 0.06396 | 0.06396
F4_Commercial_Lodging_New_Space Heating_Natural Gas_Furnace_E4 | F4 | Commercial | Lodging | New | Space Heating | Natural Gas | Furnace | E4 | Utility - Cost of Equipment | 0 | 0 | 0 | 0 | 0 | 0 | 0 | 0 | 0 | 0 | 0 | 0 | 0 | 0 | 0 | 0 | 0 | 0 | 0 | 0 | 0 | 0 | 0 | 0 | 0 | 0 | 0
F4_Commercial_Lodging_New_Space Heating_Natural Gas_Furnace_E5 | F4 | Commercial | Lodging | New | Space Heating | Natural Gas | Furnace | E5 | Utility - Cost of Equipment | 0 | 0 | 0 | 0 | 0 | 0 | 0 | 0 | 0 | 0 | 0 | 0 | 0 | 0 | 0 | 0 | 0 | 0 | 0 | 0 | 0 | 0 | 0 | 0 | 0 | 0 | 0
F4_Commercial_Lodging_New_Space Heating_Natural Gas_Furnace_E6 | F4 | Commercial | Lodging | New | Space Heating | Natural Gas | Furnace | E6 | Utility - Cost of Equipment | 0 | 0 | 0 | 0 | 0 | 0 | 0 | 0 | 0 | 0 | 0 | 0 | 0 | 0 | 0 | 0 | 0 | 0 | 0 | 0 | 0 | 0 | 0 | 0 | 0 | 0 | 0
F4_Commercial_Lodging_New_Space Heating_Natural Gas_Furnace_E7 | F4 | Commercial | Lodging | New | Space Heating | Natural Gas | Furnace | E7 | Utility - Cost of Equipment | 0 | 0 | 0 | 0 | 0 | 0 | 0 | 0 | 0 | 0 | 0 | 0 | 0 | 0 | 0 | 0 | 0 | 0 | 0 | 0 | 0 | 0 | 0 | 0 | 0 | 0 | 0
F4_Commercial_Lodging_New_Space Heating_Natural Gas_Furnace_E8 | F4 | Commercial | Lodging | New | Space Heating | Natural Gas | Furnace | E8 | Utility - Cost of Equipment | 0 | 0 | 0 | 0 | 0 | 0 | 0 | 0 | 0 | 0 | 0 | 0 | 0 | 0 | 0 | 0 | 0 | 0 | 0 | 0 | 0 | 0 | 0 | 0 | 0 | 0 | 0
F4_Commercial_Lodging_New_Space Heating_Natural Gas_Furnace_E9 | F4 | Commercial | Lodging | New | Space Heating | Natural Gas | Furnace | E9 | Utility - Cost of Equipment | 0 | 0 | 0 | 0 | 0 | 0 | 0 | 0 | 0 | 0 | 0 | 0 | 0 | 0 | 0 | 0 | 0 | 0 | 0 | 0 | 0 | 0 | 0 | 0 | 0 | 0 | 0
F4_Commercial_Lodging_New_Space Heating_Natural Gas_Furnace_E10 | F4 | Commercial | Lodging | New | Space Heating | Natural Gas | Furnace | E10 | Utility - Cost of Equipment | 0 | 0 | 0 | 0 | 0 | 0 | 0 | 0 | 0 | 0 | 0 | 0 | 0 | 0 | 0 | 0 | 0 | 0 | 0 | 0 | 0 | 0 | 0 | 0 | 0 | 0 | 0
F5_Commercial_Lodging_New_Space Heating_Natural Gas_Furnace_E1 | F5 | Commercial | Lodging | New | Space Heating | Natural Gas | Furnace | E1 | Utility - Cost of Operation | 0.77448 | 0.76992 | 0.75919 | 0 | 0 | 0 | 0 | 0 | 0 | 0 | 0 | 0 | 0 | 0 | 0 | 0 | 0 | 0 | 0 | 0 | 0 | 0 | 0 | 0 | 0 | 0 | 0
F5_Commercial_Lodging_New_Space Heating_Natural Gas_Furnace_E2 | F5 | Commercial | Lodging | New | Space Heating | Natural Gas | Furnace | E2 | Utility - Cost of Operation | 0.68842 | 0.68438 | 0.67483 | 0.66452 | 0.66167 | 0.66125 | 0.66256 | 0.66433 | 0.66571 | 0.66638 | 0.66632 | 0.66544 | 0.66352 | 0.66002 | 0.65499 | 0.64869 | 0.64057 | 0.63098 | 0.61955 | 0.60592 | 0.58969 | 0.57125 | 0.55602 | 0.54645 | 0.54285 | 0.54551 | 0.54818
F5_Commercial_Lodging_New_Space Heating_Natural Gas_Furnace_E3 | F5 | Commercial | Lodging | New | Space Heating | Natural Gas | Furnace | E3 | Utility - Cost of Operation | 0.6454 | 0.6416 | 0.63265 | 0.62299 | 0.62031 | 0.61992 | 0.62115 | 0.62281 | 0.6241 | 0.62473 | 0.62467 | 0.62385 | 0.62205 | 0.61877 | 0.61406 | 0.60815 | 0.60053 | 0.59154 | 0.58083 | 0.56805 | 0.55283 | 0.53554 | 0.52126 | 0.5123 | 0.50892 | 0.51141 | 0.51392
F5_Commercial_Lodging_New_Space Heating_Natural Gas_Furnace_E4 | F5 | Commercial | Lodging | New | Space Heating | Natural Gas | Furnace | E4 | Utility - Cost of Operation | 0 | 0 | 0 | 0 | 0 | 0 | 0 | 0 | 0 | 0 | 0 | 0 | 0 | 0 | 0 | 0 | 0 | 0 | 0 | 0 | 0 | 0 | 0 | 0 | 0 | 0 | 0
F5_Commercial_Lodging_New_Space Heating_Natural Gas_Furnace_E5 | F5 | Commercial | Lodging | New | Space Heating | Natural Gas | Furnace | E5 | Utility - Cost of Operation | 0 | 0 | 0 | 0 | 0 | 0 | 0 | 0 | 0 | 0 | 0 | 0 | 0 | 0 | 0 | 0 | 0 | 0 | 0 | 0 | 0 | 0 | 0 | 0 | 0 | 0 | 0
F5_Commercial_Lodging_New_Space Heating_Natural Gas_Furnace_E6 | F5 | Commercial | Lodging | New | Space Heating | Natural Gas | Furnace | E6 | Utility - Cost of Operation | 0 | 0 | 0 | 0 | 0 | 0 | 0 | 0 | 0 | 0 | 0 | 0 | 0 | 0 | 0 | 0 | 0 | 0 | 0 | 0 | 0 | 0 | 0 | 0 | 0 | 0 | 0
F5_Commercial_Lodging_New_Space Heating_Natural Gas_Furnace_E7 | F5 | Commercial | Lodging | New | Space Heating | Natural Gas | Furnace | E7 | Utility - Cost of Operation | 0 | 0 | 0 | 0 | 0 | 0 | 0 | 0 | 0 | 0 | 0 | 0 | 0 | 0 | 0 | 0 | 0 | 0 | 0 | 0 | 0 | 0 | 0 | 0 | 0 | 0 | 0
F5_Commercial_Lodging_New_Space Heating_Natural Gas_Furnace_E8 | F5 | Commercial | Lodging | New | Space Heating | Natural Gas | Furnace | E8 | Utility - Cost of Operation | 0 | 0 | 0 | 0 | 0 | 0 | 0 | 0 | 0 | 0 | 0 | 0 | 0 | 0 | 0 | 0 | 0 | 0 | 0 | 0 | 0 | 0 | 0 | 0 | 0 | 0 | 0
F5_Commercial_Lodging_New_Space Heating_Natural Gas_Furnace_E9 | F5 | Commercial | Lodging | New | Space Heating | Natural Gas | Furnace | E9 | Utility - Cost of Operation | 0 | 0 | 0 | 0 | 0 | 0 | 0 | 0 | 0 | 0 | 0 | 0 | 0 | 0 | 0 | 0 | 0 | 0 | 0 | 0 | 0 | 0 | 0 | 0 | 0 | 0 | 0
F5_Commercial_Lodging_New_Space Heating_Natural Gas_Furnace_E10 | F5 | Commercial | Lodging | New | Space Heating | Natural Gas | Furnace | E10 | Utility - Cost of Operation | 0 | 0 | 0 | 0 | 0 | 0 | 0 | 0 | 0 | 0 | 0 | 0 | 0 | 0 | 0 | 0 | 0 | 0 | 0 | 0 | 0 | 0 | 0 | 0 | 0 | 0 | 0
F6_Commercial_Lodging_New_Space Heating_Natural Gas_Furnace_E1 | F6 | Commercial | Lodging | New | Space Heating | Natural Gas | Furnace | E1 | Utility - Value of Sales | 0 | 0 | 0 | 0 | 0 | 0 | 0 | 0 | 0 | 0 | 0 | 0 | 0 | 0 | 0 | 0 | 0 | 0 | 0 | 0 | 0 | 0 | 0 | 0 | 0 | 0 | 0
F6_Commercial_Lodging_New_Space Heating_Natural Gas_Furnace_E2 | F6 | Commercial | Lodging | New | Space Heating | Natural Gas | Furnace | E2 | Utility - Value of Sales | 0 | 0 | 0 | 0 | 0 | 0 | 0 | 0 | 0 | 0 | 0 | 0 | 0 | 0 | 0 | 0 | 0 | 0 | 0 | 0 | 0 | 0 | 0 | 0 | 0 | 0 | 0
F6_Commercial_Lodging_New_Space Heating_Natural Gas_Furnace_E3 | F6 | Commercial | Lodging | New | Space Heating | Natural Gas | Furnace | E3 | Utility - Value of Sales | 0 | 0 | 0 | 0 | 0 | 0 | 0 | 0 | 0 | 0 | 0 | 0 | 0 | 0 | 0 | 0 | 0 | 0 | 0 | 0 | 0 | 0 | 0 | 0 | 0 | 0 | 0
F6_Commercial_Lodging_New_Space Heating_Natural Gas_Furnace_E4 | F6 | Commercial | Lodging | New | Space Heating | Natural Gas | Furnace | E4 | Utility - Value of Sales | 0 | 0 | 0 | 0 | 0 | 0 | 0 | 0 | 0 | 0 | 0 | 0 | 0 | 0 | 0 | 0 | 0 | 0 | 0 | 0 | 0 | 0 | 0 | 0 | 0 | 0 | 0
F6_Commercial_Lodging_New_Space Heating_Natural Gas_Furnace_E5 | F6 | Commercial | Lodging | New | Space Heating | Natural Gas | Furnace | E5 | Utility - Value of Sales | 0 | 0 | 0 | 0 | 0 | 0 | 0 | 0 | 0 | 0 | 0 | 0 | 0 | 0 | 0 | 0 | 0 | 0 | 0 | 0 | 0 | 0 | 0 | 0 | 0 | 0 | 0
F6_Commercial_Lodging_New_Space Heating_Natural Gas_Furnace_E6 | F6 | Commercial | Lodging | New | Space Heating | Natural Gas | Furnace | E6 | Utility - Value of Sales | 0 | 0 | 0 | 0 | 0 | 0 | 0 | 0 | 0 | 0 | 0 | 0 | 0 | 0 | 0 | 0 | 0 | 0 | 0 | 0 | 0 | 0 | 0 | 0 | 0 | 0 | 0
F6_Commercial_Lodging_New_Space Heating_Natural Gas_Furnace_E7 | F6 | Commercial | Lodging | New | Space Heating | Natural Gas | Furnace | E7 | Utility - Value of Sales | 0 | 0 | 0 | 0 | 0 | 0 | 0 | 0 | 0 | 0 | 0 | 0 | 0 | 0 | 0 | 0 | 0 | 0 | 0 | 0 | 0 | 0 | 0 | 0 | 0 | 0 | 0
F6_Commercial_Lodging_New_Space Heating_Natural Gas_Furnace_E8 | F6 | Commercial | Lodging | New | Space Heating | Natural Gas | Furnace | E8 | Utility - Value of Sales | 0 | 0 | 0 | 0 | 0 | 0 | 0 | 0 | 0 | 0 | 0 | 0 | 0 | 0 | 0 | 0 | 0 | 0 | 0 | 0 | 0 | 0 | 0 | 0 | 0 | 0 | 0
F6_Commercial_Lodging_New_Space Heating_Natural Gas_Furnace_E9 | F6 | Commercial | Lodging | New | Space Heating | Natural Gas | Furnace | E9 | Utility - Value of Sales | 0 | 0 | 0 | 0 | 0 | 0 | 0 | 0 | 0 | 0 | 0 | 0 | 0 | 0 | 0 | 0 | 0 | 0 | 0 | 0 | 0 | 0 | 0 | 0 | 0 | 0 | 0
F6_Commercial_Lodging_New_Space Heating_Natural Gas_Furnace_E10 | F6 | Commercial | Lodging | New | Space Heating | Natural Gas | Furnace | E10 | Utility - Value of Sales | 0 | 0 | 0 | 0 | 0 | 0 | 0 | 0 | 0 | 0 | 0 | 0 | 0 | 0 | 0 | 0 | 0 | 0 | 0 | 0 | 0 | 0 | 0 | 0 | 0 | 0 | 0
F1_Commercial_Lodging_New_Space Heating_Natural Gas_Boiler_E1 | F1 | Commercial | Lodging | New | Space Heating | Natural Gas | Boiler | E1 | RVT - Cost of Equipment | 0.2411 | 0.2411 | 0.2411 | 0.2411 | 0.2411 | 0.2411 | 0.2411 | 0.2411 | 0.2411 | 0.2411 | 0.2411 | 0.2411 | 0.2411 | 0.2411 | 0.2411 | 0.2411 | 0.2411 | 0.2411 | 0.2411 | 0.2411 | 0.2411 | 0.2411 | 0.2411 | 0.2411 | 0.2411 | 0.2411 | 0.2411
F1_Commercial_Lodging_New_Space Heating_Natural Gas_Boiler_E2 | F1 | Commercial | Lodging | New | Space Heating | Natural Gas | Boiler | E2 | RVT - Cost of Equipment | 0.2743 | 0.2743 | 0.2743 | 0.2743 | 0.2743 | 0.2743 | 0.2743 | 0.2743 | 0.2743 | 0.2743 | 0.2743 | 0.2743 | 0.2743 | 0.2743 | 0.2743 | 0.2743 | 0.2743 | 0.2743 | 0.2743 | 0.2743 | 0.2743 | 0.2743 | 0.2743 | 0.2743 | 0.2743 | 0.2743 | 0.2743
F1_Commercial_Lodging_New_Space Heating_Natural Gas_Boiler_E3 | F1 | Commercial | Lodging | New | Space Heating | Natural Gas | Boiler | E3 | RVT - Cost of Equipment | 0.34098 | 0.34098 | 0.34098 | 0.34098 | 0.34098 | 0.34098 | 0.34098 | 0.34098 | 0.34098 | 0.34098 | 0.34098 | 0.34098 | 0.34098 | 0.34098 | 0.34098 | 0.34098 | 0.34098 | 0.34098 | 0.34098 | 0.34098 | 0.34098 | 0.34098 | 0.34098 | 0.34098 | 0.34098 | 0.34098 | 0.34098
F1_Commercial_Lodging_New_Space Heating_Natural Gas_Boiler_E4 | F1 | Commercial | Lodging | New | Space Heating | Natural Gas | Boiler | E4 | RVT - Cost of Equipment | 1.2717 | 1.2717 | 1.2717 | 1.2717 | 1.2717 | 1.2717 | 1.2717 | 1.2717 | 1.2717 | 1.2717 | 1.2717 | 1.2717 | 1.2717 | 1.2717 | 1.2717 | 1.2717 | 1.2717 | 1.2717 | 1.2717 | 1.2717 | 1.2717 | 1.2717 | 1.2717 | 1.2717 | 1.2717 | 1.2717 | 1.2717
F1_Commercial_Lodging_New_Space Heating_Natural Gas_Boiler_E5 | F1 | Commercial | Lodging | New | Space Heating | Natural Gas | Boiler | E5 | RVT - Cost of Equipment | 0 | 0 | 0 | 0 | 0 | 0 | 0 | 0 | 0 | 0 | 0 | 0 | 0 | 0 | 0 | 0 | 0 | 0 | 0 | 0 | 0 | 0 | 0 | 0 | 0 | 0 | 0
F1_Commercial_Lodging_New_Space Heating_Natural Gas_Boiler_E6 | F1 | Commercial | Lodging | New | Space Heating | Natural Gas | Boiler | E6 | RVT - Cost of Equipment | 0 | 0 | 0 | 0 | 0 | 0 | 0 | 0 | 0 | 0 | 0 | 0 | 0 | 0 | 0 | 0 | 0 | 0 | 0 | 0 | 0 | 0 | 0 | 0 | 0 | 0 | 0
F1_Commercial_Lodging_New_Space Heating_Natural Gas_Boiler_E7 | F1 | Commercial | Lodging | New | Space Heating | Natural Gas | Boiler | E7 | RVT - Cost of Equipment | 0 | 0 | 0 | 0 | 0 | 0 | 0 | 0 | 0 | 0 | 0 | 0 | 0 | 0 | 0 | 0 | 0 | 0 | 0 | 0 | 0 | 0 | 0 | 0 | 0 | 0 | 0
F1_Commercial_Lodging_New_Space Heating_Natural Gas_Boiler_E8 | F1 | Commercial | Lodging | New | Space Heating | Natural Gas | Boiler | E8 | RVT - Cost of Equipment | 0 | 0 | 0 | 0 | 0 | 0 | 0 | 0 | 0 | 0 | 0 | 0 | 0 | 0 | 0 | 0 | 0 | 0 | 0 | 0 | 0 | 0 | 0 | 0 | 0 | 0 | 0
F1_Commercial_Lodging_New_Space Heating_Natural Gas_Boiler_E9 | F1 | Commercial | Lodging | New | Space Heating | Natural Gas | Boiler | E9 | RVT - Cost of Equipment | 0 | 0 | 0 | 0 | 0 | 0 | 0 | 0 | 0 | 0 | 0 | 0 | 0 | 0 | 0 | 0 | 0 | 0 | 0 | 0 | 0 | 0 | 0 | 0 | 0 | 0 | 0
F1_Commercial_Lodging_New_Space Heating_Natural Gas_Boiler_E10 | F1 | Commercial | Lodging | New | Space Heating | Natural Gas | Boiler | E10 | RVT - Cost of Equipment | 0 | 0 | 0 | 0 | 0 | 0 | 0 | 0 | 0 | 0 | 0 | 0 | 0 | 0 | 0 | 0 | 0 | 0 | 0 | 0 | 0 | 0 | 0 | 0 | 0 | 0 | 0
F2_Commercial_Lodging_New_Space Heating_Natural Gas_Boiler_E1 | F2 | Commercial | Lodging | New | Space Heating | Natural Gas | Boiler | E1 | RVT - Cost of Operation | 0 | 0 | 0 | 0 | 0 | 0 | 0 | 0 | 0 | 0 | 0 | 0 | 0 | 0 | 0 | 0 | 0 | 0 | 0 | 0 | 0 | 0 | 0 | 0 | 0 | 0 | 0
F2_Commercial_Lodging_New_Space Heating_Natural Gas_Boiler_E2 | F2 | Commercial | Lodging | New | Space Heating | Natural Gas | Boiler | E2 | RVT - Cost of Operation | 0 | 0 | 0 | 0 | 0 | 0 | 0 | 0 | 0 | 0 | 0 | 0 | 0 | 0 | 0 | 0 | 0 | 0 | 0 | 0 | 0 | 0 | 0 | 0 | 0 | 0 | 0
F2_Commercial_Lodging_New_Space Heating_Natural Gas_Boiler_E3 | F2 | Commercial | Lodging | New | Space Heating | Natural Gas | Boiler | E3 | RVT - Cost of Operation | 0 | 0 | 0 | 0 | 0 | 0 | 0 | 0 | 0 | 0 | 0 | 0 | 0 | 0 | 0 | 0 | 0 | 0 | 0 | 0 | 0 | 0 | 0 | 0 | 0 | 0 | 0
F2_Commercial_Lodging_New_Space Heating_Natural Gas_Boiler_E4 | F2 | Commercial | Lodging | New | Space Heating | Natural Gas | Boiler | E4 | RVT - Cost of Operation | 0 | 0 | 0 | 0 | 0 | 0 | 0 | 0 | 0 | 0 | 0 | 0 | 0 | 0 | 0 | 0 | 0 | 0 | 0 | 0 | 0 | 0 | 0 | 0 | 0 | 0 | 0
F2_Commercial_Lodging_New_Space Heating_Natural Gas_Boiler_E5 | F2 | Commercial | Lodging | New | Space Heating | Natural Gas | Boiler | E5 | RVT - Cost of Operation | 0 | 0 | 0 | 0 | 0 | 0 | 0 | 0 | 0 | 0 | 0 | 0 | 0 | 0 | 0 | 0 | 0 | 0 | 0 | 0 | 0 | 0 | 0 | 0 | 0 | 0 | 0
F2_Commercial_Lodging_New_Space Heating_Natural Gas_Boiler_E6 | F2 | Commercial | Lodging | New | Space Heating | Natural Gas | Boiler | E6 | RVT - Cost of Operation | 0 | 0 | 0 | 0 | 0 | 0 | 0 | 0 | 0 | 0 | 0 | 0 | 0 | 0 | 0 | 0 | 0 | 0 | 0 | 0 | 0 | 0 | 0 | 0 | 0 | 0 | 0
F2_Commercial_Lodging_New_Space Heating_Natural Gas_Boiler_E7 | F2 | Commercial | Lodging | New | Space Heating | Natural Gas | Boiler | E7 | RVT - Cost of Operation | 0 | 0 | 0 | 0 | 0 | 0 | 0 | 0 | 0 | 0 | 0 | 0 | 0 | 0 | 0 | 0 | 0 | 0 | 0 | 0 | 0 | 0 | 0 | 0 | 0 | 0 | 0
F2_Commercial_Lodging_New_Space Heating_Natural Gas_Boiler_E8 | F2 | Commercial | Lodging | New | Space Heating | Natural Gas | Boiler | E8 | RVT - Cost of Operation | 0 | 0 | 0 | 0 | 0 | 0 | 0 | 0 | 0 | 0 | 0 | 0 | 0 | 0 | 0 | 0 | 0 | 0 | 0 | 0 | 0 | 0 | 0 | 0 | 0 | 0 | 0
F2_Commercial_Lodging_New_Space Heating_Natural Gas_Boiler_E9 | F2 | Commercial | Lodging | New | Space Heating | Natural Gas | Boiler | E9 | RVT - Cost of Operation | 0 | 0 | 0 | 0 | 0 | 0 | 0 | 0 | 0 | 0 | 0 | 0 | 0 | 0 | 0 | 0 | 0 | 0 | 0 | 0 | 0 | 0 | 0 | 0 | 0 | 0 | 0
F2_Commercial_Lodging_New_Space Heating_Natural Gas_Boiler_E10 | F2 | Commercial | Lodging | New | Space Heating | Natural Gas | Boiler | E10 | RVT - Cost of Operation | 0 | 0 | 0 | 0 | 0 | 0 | 0 | 0 | 0 | 0 | 0 | 0 | 0 | 0 | 0 | 0 | 0 | 0 | 0 | 0 | 0 | 0 | 0 | 0 | 0 | 0 | 0
F3_Commercial_Lodging_New_Space Heating_Natural Gas_Boiler_E1 | F3 | Commercial | Lodging | New | Space Heating | Natural Gas | Boiler | E1 | System - kBTUs of Consumption | 71.1517 | 71.3424 | 71.3313 | 71.3313 | 71.3313 | 71.3313 | 71.3313 | 71.3313 | 71.3313 | 71.3313 | 71.3313 | 71.3313 | 71.3313 | 71.3313 | 71.3313 | 71.3313 | 71.3313 | 71.3313 | 71.3313 | 71.3313 | 71.3313 | 71.3313 | 71.3313 | 71.3313 | 71.3313 | 71.3313 | 71.3313
F3_Commercial_Lodging_New_Space Heating_Natural Gas_Boiler_E2 | F3 | Commercial | Lodging | New | Space Heating | Natural Gas | Boiler | E2 | System - kBTUs of Consumption | 66.9663 | 67.1458 | 67.1353 | 67.1353 | 67.1353 | 67.1353 | 67.1353 | 67.1353 | 67.1353 | 67.1353 | 67.1353 | 67.1353 | 67.1353 | 67.1353 | 67.1353 | 67.1353 | 67.1353 | 67.1353 | 67.1353 | 67.1353 | 67.1353 | 67.1353 | 67.1353 | 67.1353 | 67.1353 | 67.1353 | 67.1353
F3_Commercial_Lodging_New_Space Heating_Natural Gas_Boiler_E3 | F3 | Commercial | Lodging | New | Space Heating | Natural Gas | Boiler | E3 | System - kBTUs of Consumption | 58.6818 | 58.8391 | 58.8299 | 58.8299 | 58.8299 | 58.8299 | 58.8299 | 58.8299 | 58.8299 | 58.8299 | 58.8299 | 58.8299 | 58.8299 | 58.8299 | 58.8299 | 58.8299 | 58.8299 | 58.8299 | 58.8299 | 58.8299 | 58.8299 | 58.8299 | 58.8299 | 58.8299 | 58.8299 | 58.8299 | 58.8299
F3_Commercial_Lodging_New_Space Heating_Natural Gas_Boiler_E4 | F3 | Commercial | Lodging | New | Space Heating | Natural Gas | Boiler | E4 | System - kBTUs of Consumption | 40.5897 | 40.7713 | 40.7607 | 40.7607 | 40.7607 | 40.7607 | 40.7607 | 40.7607 | 40.7607 | 40.7607 | 40.7607 | 40.7607 | 40.7607 | 40.7607 | 40.7607 | 40.7607 | 40.7607 | 40.7607 | 40.7607 | 40.7607 | 40.7607 | 40.7607 | 40.7607 | 40.7607 | 40.7607 | 40.7607 | 40.7607
F3_Commercial_Lodging_New_Space Heating_Natural Gas_Boiler_E5 | F3 | Commercial | Lodging | New | Space Heating | Natural Gas | Boiler | E5 | System - kBTUs of Consumption | 0 | 0 | 0 | 0 | 0 | 0 | 0 | 0 | 0 | 0 | 0 | 0 | 0 | 0 | 0 | 0 | 0 | 0 | 0 | 0 | 0 | 0 | 0 | 0 | 0 | 0 | 0
F3_Commercial_Lodging_New_Space Heating_Natural Gas_Boiler_E6 | F3 | Commercial | Lodging | New | Space Heating | Natural Gas | Boiler | E6 | System - kBTUs of Consumption | 0 | 0 | 0 | 0 | 0 | 0 | 0 | 0 | 0 | 0 | 0 | 0 | 0 | 0 | 0 | 0 | 0 | 0 | 0 | 0 | 0 | 0 | 0 | 0 | 0 | 0 | 0
F3_Commercial_Lodging_New_Space Heating_Natural Gas_Boiler_E7 | F3 | Commercial | Lodging | New | Space Heating | Natural Gas | Boiler | E7 | System - kBTUs of Consumption | 0 | 0 | 0 | 0 | 0 | 0 | 0 | 0 | 0 | 0 | 0 | 0 | 0 | 0 | 0 | 0 | 0 | 0 | 0 | 0 | 0 | 0 | 0 | 0 | 0 | 0 | 0
F3_Commercial_Lodging_New_Space Heating_Natural Gas_Boiler_E8 | F3 | Commercial | Lodging | New | Space Heating | Natural Gas | Boiler | E8 | System - kBTUs of Consumption | 0 | 0 | 0 | 0 | 0 | 0 | 0 | 0 | 0 | 0 | 0 | 0 | 0 | 0 | 0 | 0 | 0 | 0 | 0 | 0 | 0 | 0 | 0 | 0 | 0 | 0 | 0
F3_Commercial_Lodging_New_Space Heating_Natural Gas_Boiler_E9 | F3 | Commercial | Lodging | New | Space Heating | Natural Gas | Boiler | E9 | System - kBTUs of Consumption | 0 | 0 | 0 | 0 | 0 | 0 | 0 | 0 | 0 | 0 | 0 | 0 | 0 | 0 | 0 | 0 | 0 | 0 | 0 | 0 | 0 | 0 | 0 | 0 | 0 | 0 | 0
F3_Commercial_Lodging_New_Space Heating_Natural Gas_Boiler_E10 | F3 | Commercial | Lodging | New | Space Heating | Natural Gas | Boiler | E10 | System - kBTUs of Consumption | 0 | 0 | 0 | 0 | 0 | 0 | 0 | 0 | 0 | 0 | 0 | 0 | 0 | 0 | 0 | 0 | 0 | 0 | 0 | 0 | 0 | 0 | 0 | 0 | 0 | 0 | 0
F4_Commercial_Lodging_New_Space Heating_Natural Gas_Boiler_E1 | F4 | Commercial | Lodging | New | Space Heating | Natural Gas | Boiler | E1 | Utility - Cost of Equipment | 0.2411 | 0.2411 | 0.2411 | 0.2411 | 0.2411 | 0.2411 | 0.2411 | 0.2411 | 0.2411 | 0.2411 | 0.2411 | 0.2411 | 0.2411 | 0.2411 | 0.2411 | 0.2411 | 0.2411 | 0.2411 | 0.2411 | 0.2411 | 0.2411 | 0.2411 | 0.2411 | 0.2411 | 0.2411 | 0.2411 | 0.2411
F4_Commercial_Lodging_New_Space Heating_Natural Gas_Boiler_E2 | F4 | Commercial | Lodging | New | Space Heating | Natural Gas | Boiler | E2 | Utility - Cost of Equipment | 0.2743 | 0.2743 | 0.2743 | 0.2743 | 0.2743 | 0.2743 | 0.2743 | 0.2743 | 0.2743 | 0.2743 | 0.2743 | 0.2743 | 0.2743 | 0.2743 | 0.2743 | 0.2743 | 0.2743 | 0.2743 | 0.2743 | 0.2743 | 0.2743 | 0.2743 | 0.2743 | 0.2743 | 0.2743 | 0.2743 | 0.2743
F4_Commercial_Lodging_New_Space Heating_Natural Gas_Boiler_E3 | F4 | Commercial | Lodging | New | Space Heating | Natural Gas | Boiler | E3 | Utility - Cost of Equipment | 0.34098 | 0.34098 | 0.34098 | 0.34098 | 0.34098 | 0.34098 | 0.34098 | 0.34098 | 0.34098 | 0.34098 | 0.34098 | 0.34098 | 0.34098 | 0.34098 | 0.34098 | 0.34098 | 0.34098 | 0.34098 | 0.34098 | 0.34098 | 0.34098 | 0.34098 | 0.34098 | 0.34098 | 0.34098 | 0.34098 | 0.34098
F4_Commercial_Lodging_New_Space Heating_Natural Gas_Boiler_E4 | F4 | Commercial | Lodging | New | Space Heating | Natural Gas | Boiler | E4 | Utility - Cost of Equipment | 1.2717 | 1.2717 | 1.2717 | 1.2717 | 1.2717 | 1.2717 | 1.2717 | 1.2717 | 1.2717 | 1.2717 | 1.2717 | 1.2717 | 1.2717 | 1.2717 | 1.2717 | 1.2717 | 1.2717 | 1.2717 | 1.2717 | 1.2717 | 1.2717 | 1.2717 | 1.2717 | 1.2717 | 1.2717 | 1.2717 | 1.2717
F4_Commercial_Lodging_New_Space Heating_Natural Gas_Boiler_E5 | F4 | Commercial | Lodging | New | Space Heating | Natural Gas | Boiler | E5 | Utility - Cost of Equipment | 0 | 0 | 0 | 0 | 0 | 0 | 0 | 0 | 0 | 0 | 0 | 0 | 0 | 0 | 0 | 0 | 0 | 0 | 0 | 0 | 0 | 0 | 0 | 0 | 0 | 0 | 0
F4_Commercial_Lodging_New_Space Heating_Natural Gas_Boiler_E6 | F4 | Commercial | Lodging | New | Space Heating | Natural Gas | Boiler | E6 | Utility - Cost of Equipment | 0 | 0 | 0 | 0 | 0 | 0 | 0 | 0 | 0 | 0 | 0 | 0 | 0 | 0 | 0 | 0 | 0 | 0 | 0 | 0 | 0 | 0 | 0 | 0 | 0 | 0 | 0
F4_Commercial_Lodging_New_Space Heating_Natural Gas_Boiler_E7 | F4 | Commercial | Lodging | New | Space Heating | Natural Gas | Boiler | E7 | Utility - Cost of Equipment | 0 | 0 | 0 | 0 | 0 | 0 | 0 | 0 | 0 | 0 | 0 | 0 | 0 | 0 | 0 | 0 | 0 | 0 | 0 | 0 | 0 | 0 | 0 | 0 | 0 | 0 | 0
F4_Commercial_Lodging_New_Space Heating_Natural Gas_Boiler_E8 | F4 | Commercial | Lodging | New | Space Heating | Natural Gas | Boiler | E8 | Utility - Cost of Equipment | 0 | 0 | 0 | 0 | 0 | 0 | 0 | 0 | 0 | 0 | 0 | 0 | 0 | 0 | 0 | 0 | 0 | 0 | 0 | 0 | 0 | 0 | 0 | 0 | 0 | 0 | 0
F4_Commercial_Lodging_New_Space Heating_Natural Gas_Boiler_E9 | F4 | Commercial | Lodging | New | Space Heating | Natural Gas | Boiler | E9 | Utility - Cost of Equipment | 0 | 0 | 0 | 0 | 0 | 0 | 0 | 0 | 0 | 0 | 0 | 0 | 0 | 0 | 0 | 0 | 0 | 0 | 0 | 0 | 0 | 0 | 0 | 0 | 0 | 0 | 0
F4_Commercial_Lodging_New_Space Heating_Natural Gas_Boiler_E10 | F4 | Commercial | Lodging | New | Space Heating | Natural Gas | Boiler | E10 | Utility - Cost of Equipment | 0 | 0 | 0 | 0 | 0 | 0 | 0 | 0 | 0 | 0 | 0 | 0 | 0 | 0 | 0 | 0 | 0 | 0 | 0 | 0 | 0 | 0 | 0 | 0 | 0 | 0 | 0
F5_Commercial_Lodging_New_Space Heating_Natural Gas_Boiler_E1 | F5 | Commercial | Lodging | New | Space Heating | Natural Gas | Boiler | E1 | Utility - Cost of Operation | 1.0366 | 1.0295 | 1.0141 | 0.9974 | 0.9917 | 0.98999 | 0.99138 | 0.99387 | 0.99601 | 0.99713 | 0.99719 | 0.99606 | 0.99341 | 0.98849 | 0.98133 | 0.97233 | 0.96069 | 0.94691 | 0.93048 | 0.91083 | 0.88742 | 0.8608 | 0.83884 | 0.82511 | 0.82003 | 0.82405 | 0.82809
F5_Commercial_Lodging_New_Space Heating_Natural Gas_Boiler_E2 | F5 | Commercial | Lodging | New | Space Heating | Natural Gas | Boiler | E2 | Utility - Cost of Operation | 0.97559 | 0.96892 | 0.95442 | 0.93873 | 0.93336 | 0.93175 | 0.93306 | 0.93541 | 0.93742 | 0.93848 | 0.93853 | 0.93747 | 0.93498 | 0.93035 | 0.92361 | 0.91514 | 0.90418 | 0.89121 | 0.87574 | 0.85725 | 0.83522 | 0.81017 | 0.7895 | 0.77658 | 0.7718 | 0.77558 | 0.77938
F5_Commercial_Lodging_New_Space Heating_Natural Gas_Boiler_E3 | F5 | Commercial | Lodging | New | Space Heating | Natural Gas | Boiler | E3 | Utility - Cost of Operation | 0.8549 | 0.84906 | 0.83635 | 0.8226 | 0.81789 | 0.81648 | 0.81763 | 0.81969 | 0.82145 | 0.82238 | 0.82243 | 0.82149 | 0.81931 | 0.81525 | 0.80935 | 0.80193 | 0.79232 | 0.78096 | 0.7674 | 0.7512 | 0.73189 | 0.70994 | 0.69183 | 0.68051 | 0.67632 | 0.67963 | 0.68296
F5_Commercial_Lodging_New_Space Heating_Natural Gas_Boiler_E4 | F5 | Commercial | Lodging | New | Space Heating | Natural Gas | Boiler | E4 | Utility - Cost of Operation | 0.58485 | 0.58168 | 0.57344 | 0.56508 | 0.56525 | 0.56846 | 0.57381 | 0.57975 | 0.58511 | 0.58929 | 0.5921 | 0.59327 | 0.5924 | 0.58903 | 0.58343 | 0.57617 | 0.56696 | 0.55619 | 0.54347 | 0.52839 | 0.51055 | 0.49036 | 0.47357 | 0.46282 | 0.4584 | 0.46065 | 0.46291
F5_Commercial_Lodging_New_Space Heating_Natural Gas_Boiler_E5 | F5 | Commercial | Lodging | New | Space Heating | Natural Gas | Boiler | E5 | Utility - Cost of Operation | 0 | 0 | 0 | 0 | 0 | 0 | 0 | 0 | 0 | 0 | 0 | 0 | 0 | 0 | 0 | 0 | 0 | 0 | 0 | 0 | 0 | 0 | 0 | 0 | 0 | 0 | 0
F5_Commercial_Lodging_New_Space Heating_Natural Gas_Boiler_E6 | F5 | Commercial | Lodging | New | Space Heating | Natural Gas | Boiler | E6 | Utility - Cost of Operation | 0 | 0 | 0 | 0 | 0 | 0 | 0 | 0 | 0 | 0 | 0 | 0 | 0 | 0 | 0 | 0 | 0 | 0 | 0 | 0 | 0 | 0 | 0 | 0 | 0 | 0 | 0
F5_Commercial_Lodging_New_Space Heating_Natural Gas_Boiler_E7 | F5 | Commercial | Lodging | New | Space Heating | Natural Gas | Boiler | E7 | Utility - Cost of Operation | 0 | 0 | 0 | 0 | 0 | 0 | 0 | 0 | 0 | 0 | 0 | 0 | 0 | 0 | 0 | 0 | 0 | 0 | 0 | 0 | 0 | 0 | 0 | 0 | 0 | 0 | 0
F5_Commercial_Lodging_New_Space Heating_Natural Gas_Boiler_E8 | F5 | Commercial | Lodging | New | Space Heating | Natural Gas | Boiler | E8 | Utility - Cost of Operation | 0 | 0 | 0 | 0 | 0 | 0 | 0 | 0 | 0 | 0 | 0 | 0 | 0 | 0 | 0 | 0 | 0 | 0 | 0 | 0 | 0 | 0 | 0 | 0 | 0 | 0 | 0
F5_Commercial_Lodging_New_Space Heating_Natural Gas_Boiler_E9 | F5 | Commercial | Lodging | New | Space Heating | Natural Gas | Boiler | E9 | Utility - Cost of Operation | 0 | 0 | 0 | 0 | 0 | 0 | 0 | 0 | 0 | 0 | 0 | 0 | 0 | 0 | 0 | 0 | 0 | 0 | 0 | 0 | 0 | 0 | 0 | 0 | 0 | 0 | 0
F5_Commercial_Lodging_New_Space Heating_Natural Gas_Boiler_E10 | F5 | Commercial | Lodging | New | Space Heating | Natural Gas | Boiler | E10 | Utility - Cost of Operation | 0 | 0 | 0 | 0 | 0 | 0 | 0 | 0 | 0 | 0 | 0 | 0 | 0 | 0 | 0 | 0 | 0 | 0 | 0 | 0 | 0 | 0 | 0 | 0 | 0 | 0 | 0
F6_Commercial_Lodging_New_Space Heating_Natural Gas_Boiler_E1 | F6 | Commercial | Lodging | New | Space Heating | Natural Gas | Boiler | E1 | Utility - Value of Sales | 0 | 0 | 0 | 0 | 0 | 0 | 0 | 0 | 0 | 0 | 0 | 0 | 0 | 0 | 0 | 0 | 0 | 0 | 0 | 0 | 0 | 0 | 0 | 0 | 0 | 0 | 0
F6_Commercial_Lodging_New_Space Heating_Natural Gas_Boiler_E2 | F6 | Commercial | Lodging | New | Space Heating | Natural Gas | Boiler | E2 | Utility - Value of Sales | 0 | 0 | 0 | 0 | 0 | 0 | 0 | 0 | 0 | 0 | 0 | 0 | 0 | 0 | 0 | 0 | 0 | 0 | 0 | 0 | 0 | 0 | 0 | 0 | 0 | 0 | 0
F6_Commercial_Lodging_New_Space Heating_Natural Gas_Boiler_E3 | F6 | Commercial | Lodging | New | Space Heating | Natural Gas | Boiler | E3 | Utility - Value of Sales | 0 | 0 | 0 | 0 | 0 | 0 | 0 | 0 | 0 | 0 | 0 | 0 | 0 | 0 | 0 | 0 | 0 | 0 | 0 | 0 | 0 | 0 | 0 | 0 | 0 | 0 | 0
F6_Commercial_Lodging_New_Space Heating_Natural Gas_Boiler_E4 | F6 | Commercial | Lodging | New | Space Heating | Natural Gas | Boiler | E4 | Utility - Value of Sales | 0 | 0 | 0 | 0 | 0 | 0 | 0 | 0 | 0 | 0 | 0 | 0 | 0 | 0 | 0 | 0 | 0 | 0 | 0 | 0 | 0 | 0 | 0 | 0 | 0 | 0 | 0
F6_Commercial_Lodging_New_Space Heating_Natural Gas_Boiler_E5 | F6 | Commercial | Lodging | New | Space Heating | Natural Gas | Boiler | E5 | Utility - Value of Sales | 0 | 0 | 0 | 0 | 0 | 0 | 0 | 0 | 0 | 0 | 0 | 0 | 0 | 0 | 0 | 0 | 0 | 0 | 0 | 0 | 0 | 0 | 0 | 0 | 0 | 0 | 0
F6_Commercial_Lodging_New_Space Heating_Natural Gas_Boiler_E6 | F6 | Commercial | Lodging | New | Space Heating | Natural Gas | Boiler | E6 | Utility - Value of Sales | 0 | 0 | 0 | 0 | 0 | 0 | 0 | 0 | 0 | 0 | 0 | 0 | 0 | 0 | 0 | 0 | 0 | 0 | 0 | 0 | 0 | 0 | 0 | 0 | 0 | 0 | 0
F6_Commercial_Lodging_New_Space Heating_Natural Gas_Boiler_E7 | F6 | Commercial | Lodging | New | Space Heating | Natural Gas | Boiler | E7 | Utility - Value of Sales | 0 | 0 | 0 | 0 | 0 | 0 | 0 | 0 | 0 | 0 | 0 | 0 | 0 | 0 | 0 | 0 | 0 | 0 | 0 | 0 | 0 | 0 | 0 | 0 | 0 | 0 | 0
F6_Commercial_Lodging_New_Space Heating_Natural Gas_Boiler_E8 | F6 | Commercial | Lodging | New | Space Heating | Natural Gas | Boiler | E8 | Utility - Value of Sales | 0 | 0 | 0 | 0 | 0 | 0 | 0 | 0 | 0 | 0 | 0 | 0 | 0 | 0 | 0 | 0 | 0 | 0 | 0 | 0 | 0 | 0 | 0 | 0 | 0 | 0 | 0
F6_Commercial_Lodging_New_Space Heating_Natural Gas_Boiler_E9 | F6 | Commercial | Lodging | New | Space Heating | Natural Gas | Boiler | E9 | Utility - Value of Sales | 0 | 0 | 0 | 0 | 0 | 0 | 0 | 0 | 0 | 0 | 0 | 0 | 0 | 0 | 0 | 0 | 0 | 0 | 0 | 0 | 0 | 0 | 0 | 0 | 0 | 0 | 0
F6_Commercial_Lodging_New_Space Heating_Natural Gas_Boiler_E10 | F6 | Commercial | Lodging | New | Space Heating | Natural Gas | Boiler | E10 | Utility - Value of Sales | 0 | 0 | 0 | 0 | 0 | 0 | 0 | 0 | 0 | 0 | 0 | 0 | 0 | 0 | 0 | 0 | 0 | 0 | 0 | 0 | 0 | 0 | 0 | 0 | 0 | 0 | 0
F1_Commercial_Lodging_New_Space Heating_Natural Gas_Unit Heater_E1 | F1 | Commercial | Lodging | New | Space Heating | Natural Gas | Unit Heater | E1 | RVT - Cost of Equipment | 0.012661 | 0.012661 | 0.012661 | 0.012661 | 0.012661 | 0.012661 | 0.012661 | 0.012661 | 0.012661 | 0.012661 | 0.012661 | 0.012661 | 0.012661 | 0.012661 | 0.012661 | 0.012661 | 0.012661 | 0.012661 | 0.012661 | 0.012661 | 0.012661 | 0.012661 | 0.012661 | 0.012661 | 0.012661 | 0.012661 | 0.012661
F1_Commercial_Lodging_New_Space Heating_Natural Gas_Unit Heater_E2 | F1 | Commercial | Lodging | New | Space Heating | Natural Gas | Unit Heater | E2 | RVT - Cost of Equipment | 0.015097 | 0.015097 | 0.015097 | 0.015097 | 0.015097 | 0.015097 | 0.015097 | 0.015097 | 0.015097 | 0.015097 | 0.015097 | 0.015097 | 0.015097 | 0.015097 | 0.015097 | 0.015097 | 0.015097 | 0.015097 | 0.015097 | 0.015097 | 0.015097 | 0.015097 | 0.015097 | 0.015097 | 0.015097 | 0.015097 | 0.015097
F1_Commercial_Lodging_New_Space Heating_Natural Gas_Unit Heater_E3 | F1 | Commercial | Lodging | New | Space Heating | Natural Gas | Unit Heater | E3 | RVT - Cost of Equipment | 0.01655 | 0.01655 | 0.01655 | 0.01655 | 0.01655 | 0.01655 | 0.01655 | 0.01655 | 0.01655 | 0.01655 | 0.01655 | 0.01655 | 0.01655 | 0.01655 | 0.01655 | 0.01655 | 0.01655 | 0.01655 | 0.01655 | 0.01655 | 0.01655 | 0.01655 | 0.01655 | 0.01655 | 0.01655 | 0.01655 | 0.01655
F1_Commercial_Lodging_New_Space Heating_Natural Gas_Unit Heater_E4 | F1 | Commercial | Lodging | New | Space Heating | Natural Gas | Unit Heater | E4 | RVT - Cost of Equipment | 0 | 0 | 0 | 0 | 0 | 0 | 0 | 0 | 0 | 0 | 0 | 0 | 0 | 0 | 0 | 0 | 0 | 0 | 0 | 0 | 0 | 0 | 0 | 0 | 0 | 0 | 0
F1_Commercial_Lodging_New_Space Heating_Natural Gas_Unit Heater_E5 | F1 | Commercial | Lodging | New | Space Heating | Natural Gas | Unit Heater | E5 | RVT - Cost of Equipment | 0 | 0 | 0 | 0 | 0 | 0 | 0 | 0 | 0 | 0 | 0 | 0 | 0 | 0 | 0 | 0 | 0 | 0 | 0 | 0 | 0 | 0 | 0 | 0 | 0 | 0 | 0
F1_Commercial_Lodging_New_Space Heating_Natural Gas_Unit Heater_E6 | F1 | Commercial | Lodging | New | Space Heating | Natural Gas | Unit Heater | E6 | RVT - Cost of Equipment | 0 | 0 | 0 | 0 | 0 | 0 | 0 | 0 | 0 | 0 | 0 | 0 | 0 | 0 | 0 | 0 | 0 | 0 | 0 | 0 | 0 | 0 | 0 | 0 | 0 | 0 | 0
F1_Commercial_Lodging_New_Space Heating_Natural Gas_Unit Heater_E7 | F1 | Commercial | Lodging | New | Space Heating | Natural Gas | Unit Heater | E7 | RVT - Cost of Equipment | 0 | 0 | 0 | 0 | 0 | 0 | 0 | 0 | 0 | 0 | 0 | 0 | 0 | 0 | 0 | 0 | 0 | 0 | 0 | 0 | 0 | 0 | 0 | 0 | 0 | 0 | 0
F1_Commercial_Lodging_New_Space Heating_Natural Gas_Unit Heater_E8 | F1 | Commercial | Lodging | New | Space Heating | Natural Gas | Unit Heater | E8 | RVT - Cost of Equipment | 0 | 0 | 0 | 0 | 0 | 0 | 0 | 0 | 0 | 0 | 0 | 0 | 0 | 0 | 0 | 0 | 0 | 0 | 0 | 0 | 0 | 0 | 0 | 0 | 0 | 0 | 0
F1_Commercial_Lodging_New_Space Heating_Natural Gas_Unit Heater_E9 | F1 | Commercial | Lodging | New | Space Heating | Natural Gas | Unit Heater | E9 | RVT - Cost of Equipment | 0 | 0 | 0 | 0 | 0 | 0 | 0 | 0 | 0 | 0 | 0 | 0 | 0 | 0 | 0 | 0 | 0 | 0 | 0 | 0 | 0 | 0 | 0 | 0 | 0 | 0 | 0
F1_Commercial_Lodging_New_Space Heating_Natural Gas_Unit Heater_E10 | F1 | Commercial | Lodging | New | Space Heating | Natural Gas | Unit Heater | E10 | RVT - Cost of Equipment | 0 | 0 | 0 | 0 | 0 | 0 | 0 | 0 | 0 | 0 | 0 | 0 | 0 | 0 | 0 | 0 | 0 | 0 | 0 | 0 | 0 | 0 | 0 | 0 | 0 | 0 | 0
F2_Commercial_Lodging_New_Space Heating_Natural Gas_Unit Heater_E1 | F2 | Commercial | Lodging | New | Space Heating | Natural Gas | Unit Heater | E1 | RVT - Cost of Operation | 0 | 0 | 0 | 0 | 0 | 0 | 0 | 0 | 0 | 0 | 0 | 0 | 0 | 0 | 0 | 0 | 0 | 0 | 0 | 0 | 0 | 0 | 0 | 0 | 0 | 0 | 0
F2_Commercial_Lodging_New_Space Heating_Natural Gas_Unit Heater_E2 | F2 | Commercial | Lodging | New | Space Heating | Natural Gas | Unit Heater | E2 | RVT - Cost of Operation | 0 | 0 | 0 | 0 | 0 | 0 | 0 | 0 | 0 | 0 | 0 | 0 | 0 | 0 | 0 | 0 | 0 | 0 | 0 | 0 | 0 | 0 | 0 | 0 | 0 | 0 | 0
F2_Commercial_Lodging_New_Space Heating_Natural Gas_Unit Heater_E3 | F2 | Commercial | Lodging | New | Space Heating | Natural Gas | Unit Heater | E3 | RVT - Cost of Operation | 0 | 0 | 0 | 0 | 0 | 0 | 0 | 0 | 0 | 0 | 0 | 0 | 0 | 0 | 0 | 0 | 0 | 0 | 0 | 0 | 0 | 0 | 0 | 0 | 0 | 0 | 0
F2_Commercial_Lodging_New_Space Heating_Natural Gas_Unit Heater_E4 | F2 | Commercial | Lodging | New | Space Heating | Natural Gas | Unit Heater | E4 | RVT - Cost of Operation | 0 | 0 | 0 | 0 | 0 | 0 | 0 | 0 | 0 | 0 | 0 | 0 | 0 | 0 | 0 | 0 | 0 | 0 | 0 | 0 | 0 | 0 | 0 | 0 | 0 | 0 | 0
F2_Commercial_Lodging_New_Space Heating_Natural Gas_Unit Heater_E5 | F2 | Commercial | Lodging | New | Space Heating | Natural Gas | Unit Heater | E5 | RVT - Cost of Operation | 0 | 0 | 0 | 0 | 0 | 0 | 0 | 0 | 0 | 0 | 0 | 0 | 0 | 0 | 0 | 0 | 0 | 0 | 0 | 0 | 0 | 0 | 0 | 0 | 0 | 0 | 0
F2_Commercial_Lodging_New_Space Heating_Natural Gas_Unit Heater_E6 | F2 | Commercial | Lodging | New | Space Heating | Natural Gas | Unit Heater | E6 | RVT - Cost of Operation | 0 | 0 | 0 | 0 | 0 | 0 | 0 | 0 | 0 | 0 | 0 | 0 | 0 | 0 | 0 | 0 | 0 | 0 | 0 | 0 | 0 | 0 | 0 | 0 | 0 | 0 | 0
F2_Commercial_Lodging_New_Space Heating_Natural Gas_Unit Heater_E7 | F2 | Commercial | Lodging | New | Space Heating | Natural Gas | Unit Heater | E7 | RVT - Cost of Operation | 0 | 0 | 0 | 0 | 0 | 0 | 0 | 0 | 0 | 0 | 0 | 0 | 0 | 0 | 0 | 0 | 0 | 0 | 0 | 0 | 0 | 0 | 0 | 0 | 0 | 0 | 0
F2_Commercial_Lodging_New_Space Heating_Natural Gas_Unit Heater_E8 | F2 | Commercial | Lodging | New | Space Heating | Natural Gas | Unit Heater | E8 | RVT - Cost of Operation | 0 | 0 | 0 | 0 | 0 | 0 | 0 | 0 | 0 | 0 | 0 | 0 | 0 | 0 | 0 | 0 | 0 | 0 | 0 | 0 | 0 | 0 | 0 | 0 | 0 | 0 | 0
F2_Commercial_Lodging_New_Space Heating_Natural Gas_Unit Heater_E9 | F2 | Commercial | Lodging | New | Space Heating | Natural Gas | Unit Heater | E9 | RVT - Cost of Operation | 0 | 0 | 0 | 0 | 0 | 0 | 0 | 0 | 0 | 0 | 0 | 0 | 0 | 0 | 0 | 0 | 0 | 0 | 0 | 0 | 0 | 0 | 0 | 0 | 0 | 0 | 0
F2_Commercial_Lodging_New_Space Heating_Natural Gas_Unit Heater_E10 | F2 | Commercial | Lodging | New | Space Heating | Natural Gas | Unit Heater | E10 | RVT - Cost of Operation | 0 | 0 | 0 | 0 | 0 | 0 | 0 | 0 | 0 | 0 | 0 | 0 | 0 | 0 | 0 | 0 | 0 | 0 | 0 | 0 | 0 | 0 | 0 | 0 | 0 | 0 | 0
F3_Commercial_Lodging_New_Space Heating_Natural Gas_Unit Heater_E1 | F3 | Commercial | Lodging | New | Space Heating | Natural Gas | Unit Heater | E1 | System - kBTUs of Consumption | 27.3186 | 27.4102 | 27.4049 | 27.4049 | 27.4049 | 27.4049 | 27.4049 | 27.4049 | 27.4049 | 27.4049 | 27.4049 | 27.4049 | 27.4049 | 27.4049 | 27.4049 | 27.4049 | 27.4049 | 27.4049 | 27.4049 | 27.4049 | 27.4049 | 27.4049 | 27.4049 | 27.4049 | 27.4049 | 27.4049 | 27.4049
F3_Commercial_Lodging_New_Space Heating_Natural Gas_Unit Heater_E2 | F3 | Commercial | Lodging | New | Space Heating | Natural Gas | Unit Heater | E2 | System - kBTUs of Consumption | 24.2978 | 24.3793 | 24.3746 | 24.3746 | 24.3746 | 24.3746 | 24.3746 | 24.3746 | 24.3746 | 24.3746 | 24.3746 | 24.3746 | 24.3746 | 24.3746 | 24.3746 | 24.3746 | 24.3746 | 24.3746 | 24.3746 | 24.3746 | 24.3746 | 24.3746 | 24.3746 | 24.3746 | 24.3746 | 24.3746 | 24.3746
F3_Commercial_Lodging_New_Space Heating_Natural Gas_Unit Heater_E3 | F3 | Commercial | Lodging | New | Space Heating | Natural Gas | Unit Heater | E3 | System - kBTUs of Consumption | 24.1411 | 24.2491 | 24.2428 | 24.2428 | 24.2428 | 24.2428 | 24.2428 | 24.2428 | 24.2428 | 24.2428 | 24.2428 | 24.2428 | 24.2428 | 24.2428 | 24.2428 | 24.2428 | 24.2428 | 24.2428 | 24.2428 | 24.2428 | 24.2428 | 24.2428 | 24.2428 | 24.2428 | 24.2428 | 24.2428 | 24.2428
F3_Commercial_Lodging_New_Space Heating_Natural Gas_Unit Heater_E4 | F3 | Commercial | Lodging | New | Space Heating | Natural Gas | Unit Heater | E4 | System - kBTUs of Consumption | 0 | 0 | 0 | 0 | 0 | 0 | 0 | 0 | 0 | 0 | 0 | 0 | 0 | 0 | 0 | 0 | 0 | 0 | 0 | 0 | 0 | 0 | 0 | 0 | 0 | 0 | 0
F3_Commercial_Lodging_New_Space Heating_Natural Gas_Unit Heater_E5 | F3 | Commercial | Lodging | New | Space Heating | Natural Gas | Unit Heater | E5 | System - kBTUs of Consumption | 0 | 0 | 0 | 0 | 0 | 0 | 0 | 0 | 0 | 0 | 0 | 0 | 0 | 0 | 0 | 0 | 0 | 0 | 0 | 0 | 0 | 0 | 0 | 0 | 0 | 0 | 0
F3_Commercial_Lodging_New_Space Heating_Natural Gas_Unit Heater_E6 | F3 | Commercial | Lodging | New | Space Heating | Natural Gas | Unit Heater | E6 | System - kBTUs of Consumption | 0 | 0 | 0 | 0 | 0 | 0 | 0 | 0 | 0 | 0 | 0 | 0 | 0 | 0 | 0 | 0 | 0 | 0 | 0 | 0 | 0 | 0 | 0 | 0 | 0 | 0 | 0
F3_Commercial_Lodging_New_Space Heating_Natural Gas_Unit Heater_E7 | F3 | Commercial | Lodging | New | Space Heating | Natural Gas | Unit Heater | E7 | System - kBTUs of Consumption | 0 | 0 | 0 | 0 | 0 | 0 | 0 | 0 | 0 | 0 | 0 | 0 | 0 | 0 | 0 | 0 | 0 | 0 | 0 | 0 | 0 | 0 | 0 | 0 | 0 | 0 | 0
F3_Commercial_Lodging_New_Space Heating_Natural Gas_Unit Heater_E8 | F3 | Commercial | Lodging | New | Space Heating | Natural Gas | Unit Heater | E8 | System - kBTUs of Consumption | 0 | 0 | 0 | 0 | 0 | 0 | 0 | 0 | 0 | 0 | 0 | 0 | 0 | 0 | 0 | 0 | 0 | 0 | 0 | 0 | 0 | 0 | 0 | 0 | 0 | 0 | 0
F3_Commercial_Lodging_New_Space Heating_Natural Gas_Unit Heater_E9 | F3 | Commercial | Lodging | New | Space Heating | Natural Gas | Unit Heater | E9 | System - kBTUs of Consumption | 0 | 0 | 0 | 0 | 0 | 0 | 0 | 0 | 0 | 0 | 0 | 0 | 0 | 0 | 0 | 0 | 0 | 0 | 0 | 0 | 0 | 0 | 0 | 0 | 0 | 0 | 0
F3_Commercial_Lodging_New_Space Heating_Natural Gas_Unit Heater_E10 | F3 | Commercial | Lodging | New | Space Heating | Natural Gas | Unit Heater | E10 | System - kBTUs of Consumption | 0 | 0 | 0 | 0 | 0 | 0 | 0 | 0 | 0 | 0 | 0 | 0 | 0 | 0 | 0 | 0 | 0 | 0 | 0 | 0 | 0 | 0 | 0 | 0 | 0 | 0 | 0
F4_Commercial_Lodging_New_Space Heating_Natural Gas_Unit Heater_E1 | F4 | Commercial | Lodging | New | Space Heating | Natural Gas | Unit Heater | E1 | Utility - Cost of Equipment | 0.012661 | 0.012661 | 0.012661 | 0.012661 | 0.012661 | 0.012661 | 0.012661 | 0.012661 | 0.012661 | 0.012661 | 0.012661 | 0.012661 | 0.012661 | 0.012661 | 0.012661 | 0.012661 | 0.012661 | 0.012661 | 0.012661 | 0.012661 | 0.012661 | 0.012661 | 0.012661 | 0.012661 | 0.012661 | 0.012661 | 0.012661
F4_Commercial_Lodging_New_Space Heating_Natural Gas_Unit Heater_E2 | F4 | Commercial | Lodging | New | Space Heating | Natural Gas | Unit Heater | E2 | Utility - Cost of Equipment | 0.015097 | 0.015097 | 0.015097 | 0.015097 | 0.015097 | 0.015097 | 0.015097 | 0.015097 | 0.015097 | 0.015097 | 0.015097 | 0.015097 | 0.015097 | 0.015097 | 0.015097 | 0.015097 | 0.015097 | 0.015097 | 0.015097 | 0.015097 | 0.015097 | 0.015097 | 0.015097 | 0.015097 | 0.015097 | 0.015097 | 0.015097
F4_Commercial_Lodging_New_Space Heating_Natural Gas_Unit Heater_E3 | F4 | Commercial | Lodging | New | Space Heating | Natural Gas | Unit Heater | E3 | Utility - Cost of Equipment | 0.01655 | 0.01655 | 0.01655 | 0.01655 | 0.01655 | 0.01655 | 0.01655 | 0.01655 | 0.01655 | 0.01655 | 0.01655 | 0.01655 | 0.01655 | 0.01655 | 0.01655 | 0.01655 | 0.01655 | 0.01655 | 0.01655 | 0.01655 | 0.01655 | 0.01655 | 0.01655 | 0.01655 | 0.01655 | 0.01655 | 0.01655
F4_Commercial_Lodging_New_Space Heating_Natural Gas_Unit Heater_E4 | F4 | Commercial | Lodging | New | Space Heating | Natural Gas | Unit Heater | E4 | Utility - Cost of Equipment | 0 | 0 | 0 | 0 | 0 | 0 | 0 | 0 | 0 | 0 | 0 | 0 | 0 | 0 | 0 | 0 | 0 | 0 | 0 | 0 | 0 | 0 | 0 | 0 | 0 | 0 | 0
F4_Commercial_Lodging_New_Space Heating_Natural Gas_Unit Heater_E5 | F4 | Commercial | Lodging | New | Space Heating | Natural Gas | Unit Heater | E5 | Utility - Cost of Equipment | 0 | 0 | 0 | 0 | 0 | 0 | 0 | 0 | 0 | 0 | 0 | 0 | 0 | 0 | 0 | 0 | 0 | 0 | 0 | 0 | 0 | 0 | 0 | 0 | 0 | 0 | 0
F4_Commercial_Lodging_New_Space Heating_Natural Gas_Unit Heater_E6 | F4 | Commercial | Lodging | New | Space Heating | Natural Gas | Unit Heater | E6 | Utility - Cost of Equipment | 0 | 0 | 0 | 0 | 0 | 0 | 0 | 0 | 0 | 0 | 0 | 0 | 0 | 0 | 0 | 0 | 0 | 0 | 0 | 0 | 0 | 0 | 0 | 0 | 0 | 0 | 0
F4_Commercial_Lodging_New_Space Heating_Natural Gas_Unit Heater_E7 | F4 | Commercial | Lodging | New | Space Heating | Natural Gas | Unit Heater | E7 | Utility - Cost of Equipment | 0 | 0 | 0 | 0 | 0 | 0 | 0 | 0 | 0 | 0 | 0 | 0 | 0 | 0 | 0 | 0 | 0 | 0 | 0 | 0 | 0 | 0 | 0 | 0 | 0 | 0 | 0
F4_Commercial_Lodging_New_Space Heating_Natural Gas_Unit Heater_E8 | F4 | Commercial | Lodging | New | Space Heating | Natural Gas | Unit Heater | E8 | Utility - Cost of Equipment | 0 | 0 | 0 | 0 | 0 | 0 | 0 | 0 | 0 | 0 | 0 | 0 | 0 | 0 | 0 | 0 | 0 | 0 | 0 | 0 | 0 | 0 | 0 | 0 | 0 | 0 | 0
F4_Commercial_Lodging_New_Space Heating_Natural Gas_Unit Heater_E9 | F4 | Commercial | Lodging | New | Space Heating | Natural Gas | Unit Heater | E9 | Utility - Cost of Equipment | 0 | 0 | 0 | 0 | 0 | 0 | 0 | 0 | 0 | 0 | 0 | 0 | 0 | 0 | 0 | 0 | 0 | 0 | 0 | 0 | 0 | 0 | 0 | 0 | 0 | 0 | 0
F4_Commercial_Lodging_New_Space Heating_Natural Gas_Unit Heater_E10 | F4 | Commercial | Lodging | New | Space Heating | Natural Gas | Unit Heater | E10 | Utility - Cost of Equipment | 0 | 0 | 0 | 0 | 0 | 0 | 0 | 0 | 0 | 0 | 0 | 0 | 0 | 0 | 0 | 0 | 0 | 0 | 0 | 0 | 0 | 0 | 0 | 0 | 0 | 0 | 0
F5_Commercial_Lodging_New_Space Heating_Natural Gas_Unit Heater_E1 | F5 | Commercial | Lodging | New | Space Heating | Natural Gas | Unit Heater | E1 | Utility - Cost of Operation | 0.398 | 0.39612 | 0.39091 | 0.38527 | 0.38426 | 0.3848 | 0.38633 | 0.38794 | 0.38905 | 0.3895 | 0.38936 | 0.38873 | 0.38745 | 0.3852 | 0.38201 | 0.37804 | 0.37295 | 0.36696 | 0.35984 | 0.35136 | 0.34129 | 0.32986 | 0.3204 | 0.31442 | 0.31211 | 0.31364 | 0.31517
F5_Commercial_Lodging_New_Space Heating_Natural Gas_Unit Heater_E2 | F5 | Commercial | Lodging | New | Space Heating | Natural Gas | Unit Heater | E2 | Utility - Cost of Operation | 0.35399 | 0.35232 | 0.34768 | 0.34266 | 0.34177 | 0.34225 | 0.34361 | 0.34504 | 0.34603 | 0.34643 | 0.34631 | 0.34574 | 0.3446 | 0.34261 | 0.33977 | 0.33624 | 0.33171 | 0.32638 | 0.32005 | 0.31251 | 0.30355 | 0.29339 | 0.28497 | 0.27966 | 0.27759 | 0.27895 | 0.28032
F5_Commercial_Lodging_New_Space Heating_Natural Gas_Unit Heater_E3 | F5 | Commercial | Lodging | New | Space Heating | Natural Gas | Unit Heater | E3 | Utility - Cost of Operation | 0.34784 | 0.34596 | 0.34106 | 0.33609 | 0.33619 | 0.33809 | 0.34128 | 0.34481 | 0.348 | 0.35049 | 0.35216 | 0.35286 | 0.35233 | 0.35033 | 0.347 | 0.34268 | 0.33721 | 0.3308 | 0.32323 | 0.31427 | 0.30366 | 0.29165 | 0.28166 | 0.27527 | 0.27264 | 0.27397 | 0.27532
F5_Commercial_Lodging_New_Space Heating_Natural Gas_Unit Heater_E4 | F5 | Commercial | Lodging | New | Space Heating | Natural Gas | Unit Heater | E4 | Utility - Cost of Operation | 0 | 0 | 0 | 0 | 0 | 0 | 0 | 0 | 0 | 0 | 0 | 0 | 0 | 0 | 0 | 0 | 0 | 0 | 0 | 0 | 0 | 0 | 0 | 0 | 0 | 0 | 0
F5_Commercial_Lodging_New_Space Heating_Natural Gas_Unit Heater_E5 | F5 | Commercial | Lodging | New | Space Heating | Natural Gas | Unit Heater | E5 | Utility - Cost of Operation | 0 | 0 | 0 | 0 | 0 | 0 | 0 | 0 | 0 | 0 | 0 | 0 | 0 | 0 | 0 | 0 | 0 | 0 | 0 | 0 | 0 | 0 | 0 | 0 | 0 | 0 | 0
F5_Commercial_Lodging_New_Space Heating_Natural Gas_Unit Heater_E6 | F5 | Commercial | Lodging | New | Space Heating | Natural Gas | Unit Heater | E6 | Utility - Cost of Operation | 0 | 0 | 0 | 0 | 0 | 0 | 0 | 0 | 0 | 0 | 0 | 0 | 0 | 0 | 0 | 0 | 0 | 0 | 0 | 0 | 0 | 0 | 0 | 0 | 0 | 0 | 0
F5_Commercial_Lodging_New_Space Heating_Natural Gas_Unit Heater_E7 | F5 | Commercial | Lodging | New | Space Heating | Natural Gas | Unit Heater | E7 | Utility - Cost of Operation | 0 | 0 | 0 | 0 | 0 | 0 | 0 | 0 | 0 | 0 | 0 | 0 | 0 | 0 | 0 | 0 | 0 | 0 | 0 | 0 | 0 | 0 | 0 | 0 | 0 | 0 | 0
F5_Commercial_Lodging_New_Space Heating_Natural Gas_Unit Heater_E8 | F5 | Commercial | Lodging | New | Space Heating | Natural Gas | Unit Heater | E8 | Utility - Cost of Operation | 0 | 0 | 0 | 0 | 0 | 0 | 0 | 0 | 0 | 0 | 0 | 0 | 0 | 0 | 0 | 0 | 0 | 0 | 0 | 0 | 0 | 0 | 0 | 0 | 0 | 0 | 0
F5_Commercial_Lodging_New_Space Heating_Natural Gas_Unit Heater_E9 | F5 | Commercial | Lodging | New | Space Heating | Natural Gas | Unit Heater | E9 | Utility - Cost of Operation | 0 | 0 | 0 | 0 | 0 | 0 | 0 | 0 | 0 | 0 | 0 | 0 | 0 | 0 | 0 | 0 | 0 | 0 | 0 | 0 | 0 | 0 | 0 | 0 | 0 | 0 | 0
F5_Commercial_Lodging_New_Space Heating_Natural Gas_Unit Heater_E10 | F5 | Commercial | Lodging | New | Space Heating | Natural Gas | Unit Heater | E10 | Utility - Cost of Operation | 0 | 0 | 0 | 0 | 0 | 0 | 0 | 0 | 0 | 0 | 0 | 0 | 0 | 0 | 0 | 0 | 0 | 0 | 0 | 0 | 0 | 0 | 0 | 0 | 0 | 0 | 0
F6_Commercial_Lodging_New_Space Heating_Natural Gas_Unit Heater_E1 | F6 | Commercial | Lodging | New | Space Heating | Natural Gas | Unit Heater | E1 | Utility - Value of Sales | 0 | 0 | 0 | 0 | 0 | 0 | 0 | 0 | 0 | 0 | 0 | 0 | 0 | 0 | 0 | 0 | 0 | 0 | 0 | 0 | 0 | 0 | 0 | 0 | 0 | 0 | 0
F6_Commercial_Lodging_New_Space Heating_Natural Gas_Unit Heater_E2 | F6 | Commercial | Lodging | New | Space Heating | Natural Gas | Unit Heater | E2 | Utility - Value of Sales | 0 | 0 | 0 | 0 | 0 | 0 | 0 | 0 | 0 | 0 | 0 | 0 | 0 | 0 | 0 | 0 | 0 | 0 | 0 | 0 | 0 | 0 | 0 | 0 | 0 | 0 | 0
F6_Commercial_Lodging_New_Space Heating_Natural Gas_Unit Heater_E3 | F6 | Commercial | Lodging | New | Space Heating | Natural Gas | Unit Heater | E3 | Utility - Value of Sales | 0 | 0 | 0 | 0 | 0 | 0 | 0 | 0 | 0 | 0 | 0 | 0 | 0 | 0 | 0 | 0 | 0 | 0 | 0 | 0 | 0 | 0 | 0 | 0 | 0 | 0 | 0
F6_Commercial_Lodging_New_Space Heating_Natural Gas_Unit Heater_E4 | F6 | Commercial | Lodging | New | Space Heating | Natural Gas | Unit Heater | E4 | Utility - Value of Sales | 0 | 0 | 0 | 0 | 0 | 0 | 0 | 0 | 0 | 0 | 0 | 0 | 0 | 0 | 0 | 0 | 0 | 0 | 0 | 0 | 0 | 0 | 0 | 0 | 0 | 0 | 0
F6_Commercial_Lodging_New_Space Heating_Natural Gas_Unit Heater_E5 | F6 | Commercial | Lodging | New | Space Heating | Natural Gas | Unit Heater | E5 | Utility - Value of Sales | 0 | 0 | 0 | 0 | 0 | 0 | 0 | 0 | 0 | 0 | 0 | 0 | 0 | 0 | 0 | 0 | 0 | 0 | 0 | 0 | 0 | 0 | 0 | 0 | 0 | 0 | 0
F6_Commercial_Lodging_New_Space Heating_Natural Gas_Unit Heater_E6 | F6 | Commercial | Lodging | New | Space Heating | Natural Gas | Unit Heater | E6 | Utility - Value of Sales | 0 | 0 | 0 | 0 | 0 | 0 | 0 | 0 | 0 | 0 | 0 | 0 | 0 | 0 | 0 | 0 | 0 | 0 | 0 | 0 | 0 | 0 | 0 | 0 | 0 | 0 | 0
F6_Commercial_Lodging_New_Space Heating_Natural Gas_Unit Heater_E7 | F6 | Commercial | Lodging | New | Space Heating | Natural Gas | Unit Heater | E7 | Utility - Value of Sales | 0 | 0 | 0 | 0 | 0 | 0 | 0 | 0 | 0 | 0 | 0 | 0 | 0 | 0 | 0 | 0 | 0 | 0 | 0 | 0 | 0 | 0 | 0 | 0 | 0 | 0 | 0
F6_Commercial_Lodging_New_Space Heating_Natural Gas_Unit Heater_E8 | F6 | Commercial | Lodging | New | Space Heating | Natural Gas | Unit Heater | E8 | Utility - Value of Sales | 0 | 0 | 0 | 0 | 0 | 0 | 0 | 0 | 0 | 0 | 0 | 0 | 0 | 0 | 0 | 0 | 0 | 0 | 0 | 0 | 0 | 0 | 0 | 0 | 0 | 0 | 0
F6_Commercial_Lodging_New_Space Heating_Natural Gas_Unit Heater_E9 | F6 | Commercial | Lodging | New | Space Heating | Natural Gas | Unit Heater | E9 | Utility - Value of Sales | 0 | 0 | 0 | 0 | 0 | 0 | 0 | 0 | 0 | 0 | 0 | 0 | 0 | 0 | 0 | 0 | 0 | 0 | 0 | 0 | 0 | 0 | 0 | 0 | 0 | 0 | 0
F6_Commercial_Lodging_New_Space Heating_Natural Gas_Unit Heater_E10 | F6 | Commercial | Lodging | New | Space Heating | Natural Gas | Unit Heater | E10 | Utility - Value of Sales | 0 | 0 | 0 | 0 | 0 | 0 | 0 | 0 | 0 | 0 | 0 | 0 | 0 | 0 | 0 | 0 | 0 | 0 | 0 | 0 | 0 | 0 | 0 | 0 | 0 | 0 | 0
F1_Commercial_Lodging_New_Water Heating_Natural Gas_Water Heater_E1 | F1 | Commercial | Lodging | New | Water Heating | Natural Gas | Water Heater | E1 | RVT - Cost of Equipment | 0.044158 | 0.044158 | 0.044158 | 0.044158 | 0.044158 | 0.044158 | 0.044158 | 0.044158 | 0.044158 | 0.044158 | 0.044158 | 0.044158 | 0.044158 | 0.044158 | 0.044158 | 0.044158 | 0.044158 | 0.044158 | 0.044158 | 0.044158 | 0.044158 | 0.044158 | 0.044158 | 0.044158 | 0.044158 | 0.044158 | 0.044158
F1_Commercial_Lodging_New_Water Heating_Natural Gas_Water Heater_E2 | F1 | Commercial | Lodging | New | Water Heating | Natural Gas | Water Heater | E2 | RVT - Cost of Equipment | 0.049469 | 0.049469 | 0.049469 | 0.049469 | 0.049469 | 0.049469 | 0.049469 | 0.049469 | 0.049469 | 0.049469 | 0.049469 | 0.049469 | 0.049469 | 0.049469 | 0.049469 | 0.049469 | 0.049469 | 0.049469 | 0.049469 | 0.049469 | 0.049469 | 0.049469 | 0.049469 | 0.049469 | 0.049469 | 0.049469 | 0.049469
F1_Commercial_Lodging_New_Water Heating_Natural Gas_Water Heater_E3 | F1 | Commercial | Lodging | New | Water Heating | Natural Gas | Water Heater | E3 | RVT - Cost of Equipment | 0.039024 | 0.039024 | 0.039024 | 0.039024 | 0.039024 | 0.039024 | 0.039024 | 0.039024 | 0.039024 | 0.039024 | 0.039024 | 0.039024 | 0.039024 | 0.039024 | 0.039024 | 0.039024 | 0.039024 | 0.039024 | 0.039024 | 0.039024 | 0.039024 | 0.039024 | 0.039024 | 0.039024 | 0.039024 | 0.039024 | 0.039024
F1_Commercial_Lodging_New_Water Heating_Natural Gas_Water Heater_E4 | F1 | Commercial | Lodging | New | Water Heating | Natural Gas | Water Heater | E4 | RVT - Cost of Equipment | 0 | 0 | 0.15773 | 0.15773 | 0.15773 | 0.15773 | 0.15773 | 0.15773 | 0.15773 | 0.15773 | 0.15773 | 0.15773 | 0.15773 | 0.15773 | 0.15773 | 0.15773 | 0.15773 | 0.15773 | 0.15773 | 0.15773 | 0.15773 | 0.15773 | 0.15773 | 0.15773 | 0.15773 | 0.15773 | 0.15773
F1_Commercial_Lodging_New_Water Heating_Natural Gas_Water Heater_E5 | F1 | Commercial | Lodging | New | Water Heating | Natural Gas | Water Heater | E5 | RVT - Cost of Equipment | 0 | 0 | 0 | 0 | 0 | 0 | 0 | 0 | 0 | 0 | 0 | 0 | 0 | 0 | 0 | 0 | 0 | 0 | 0 | 0 | 0 | 0 | 0 | 0 | 0 | 0 | 0
F1_Commercial_Lodging_New_Water Heating_Natural Gas_Water Heater_E6 | F1 | Commercial | Lodging | New | Water Heating | Natural Gas | Water Heater | E6 | RVT - Cost of Equipment | 0 | 0 | 0 | 0 | 0 | 0 | 0 | 0 | 0 | 0 | 0 | 0 | 0 | 0 | 0 | 0 | 0 | 0 | 0 | 0 | 0 | 0 | 0 | 0 | 0 | 0 | 0
F1_Commercial_Lodging_New_Water Heating_Natural Gas_Water Heater_E7 | F1 | Commercial | Lodging | New | Water Heating | Natural Gas | Water Heater | E7 | RVT - Cost of Equipment | 0 | 0 | 0 | 0 | 0 | 0 | 0 | 0 | 0 | 0 | 0 | 0 | 0 | 0 | 0 | 0 | 0 | 0 | 0 | 0 | 0 | 0 | 0 | 0 | 0 | 0 | 0
F1_Commercial_Lodging_New_Water Heating_Natural Gas_Water Heater_E8 | F1 | Commercial | Lodging | New | Water Heating | Natural Gas | Water Heater | E8 | RVT - Cost of Equipment | 0 | 0 | 0 | 0 | 0 | 0 | 0 | 0 | 0 | 0 | 0 | 0 | 0 | 0 | 0 | 0 | 0 | 0 | 0 | 0 | 0 | 0 | 0 | 0 | 0 | 0 | 0
F1_Commercial_Lodging_New_Water Heating_Natural Gas_Water Heater_E9 | F1 | Commercial | Lodging | New | Water Heating | Natural Gas | Water Heater | E9 | RVT - Cost of Equipment | 0 | 0 | 0 | 0 | 0 | 0 | 0 | 0 | 0 | 0 | 0 | 0 | 0 | 0 | 0 | 0 | 0 | 0 | 0 | 0 | 0 | 0 | 0 | 0 | 0 | 0 | 0
F1_Commercial_Lodging_New_Water Heating_Natural Gas_Water Heater_E10 | F1 | Commercial | Lodging | New | Water Heating | Natural Gas | Water Heater | E10 | RVT - Cost of Equipment | 0 | 0 | 0 | 0 | 0 | 0 | 0 | 0 | 0 | 0 | 0 | 0 | 0 | 0 | 0 | 0 | 0 | 0 | 0 | 0 | 0 | 0 | 0 | 0 | 0 | 0 | 0
F2_Commercial_Lodging_New_Water Heating_Natural Gas_Water Heater_E1 | F2 | Commercial | Lodging | New | Water Heating | Natural Gas | Water Heater | E1 | RVT - Cost of Operation | 0 | 0 | 0 | 0 | 0 | 0 | 0 | 0 | 0 | 0 | 0 | 0 | 0 | 0 | 0 | 0 | 0 | 0 | 0 | 0 | 0 | 0 | 0 | 0 | 0 | 0 | 0
F2_Commercial_Lodging_New_Water Heating_Natural Gas_Water Heater_E2 | F2 | Commercial | Lodging | New | Water Heating | Natural Gas | Water Heater | E2 | RVT - Cost of Operation | 0 | 0 | 0 | 0 | 0 | 0 | 0 | 0 | 0 | 0 | 0 | 0 | 0 | 0 | 0 | 0 | 0 | 0 | 0 | 0 | 0 | 0 | 0 | 0 | 0 | 0 | 0
F2_Commercial_Lodging_New_Water Heating_Natural Gas_Water Heater_E3 | F2 | Commercial | Lodging | New | Water Heating | Natural Gas | Water Heater | E3 | RVT - Cost of Operation | 0 | 0 | 0 | 0 | 0 | 0 | 0 | 0 | 0 | 0 | 0 | 0 | 0 | 0 | 0 | 0 | 0 | 0 | 0 | 0 | 0 | 0 | 0 | 0 | 0 | 0 | 0
F2_Commercial_Lodging_New_Water Heating_Natural Gas_Water Heater_E4 | F2 | Commercial | Lodging | New | Water Heating | Natural Gas | Water Heater | E4 | RVT - Cost of Operation | 0 | 0 | 0 | 0 | 0 | 0 | 0 | 0 | 0 | 0 | 0 | 0 | 0 | 0 | 0 | 0 | 0 | 0 | 0 | 0 | 0 | 0 | 0 | 0 | 0 | 0 | 0
F2_Commercial_Lodging_New_Water Heating_Natural Gas_Water Heater_E5 | F2 | Commercial | Lodging | New | Water Heating | Natural Gas | Water Heater | E5 | RVT - Cost of Operation | 0 | 0 | 0 | 0 | 0 | 0 | 0 | 0 | 0 | 0 | 0 | 0 | 0 | 0 | 0 | 0 | 0 | 0 | 0 | 0 | 0 | 0 | 0 | 0 | 0 | 0 | 0
F2_Commercial_Lodging_New_Water Heating_Natural Gas_Water Heater_E6 | F2 | Commercial | Lodging | New | Water Heating | Natural Gas | Water Heater | E6 | RVT - Cost of Operation | 0 | 0 | 0 | 0 | 0 | 0 | 0 | 0 | 0 | 0 | 0 | 0 | 0 | 0 | 0 | 0 | 0 | 0 | 0 | 0 | 0 | 0 | 0 | 0 | 0 | 0 | 0
F2_Commercial_Lodging_New_Water Heating_Natural Gas_Water Heater_E7 | F2 | Commercial | Lodging | New | Water Heating | Natural Gas | Water Heater | E7 | RVT - Cost of Operation | 0 | 0 | 0 | 0 | 0 | 0 | 0 | 0 | 0 | 0 | 0 | 0 | 0 | 0 | 0 | 0 | 0 | 0 | 0 | 0 | 0 | 0 | 0 | 0 | 0 | 0 | 0
F2_Commercial_Lodging_New_Water Heating_Natural Gas_Water Heater_E8 | F2 | Commercial | Lodging | New | Water Heating | Natural Gas | Water Heater | E8 | RVT - Cost of Operation | 0 | 0 | 0 | 0 | 0 | 0 | 0 | 0 | 0 | 0 | 0 | 0 | 0 | 0 | 0 | 0 | 0 | 0 | 0 | 0 | 0 | 0 | 0 | 0 | 0 | 0 | 0
F2_Commercial_Lodging_New_Water Heating_Natural Gas_Water Heater_E9 | F2 | Commercial | Lodging | New | Water Heating | Natural Gas | Water Heater | E9 | RVT - Cost of Operation | 0 | 0 | 0 | 0 | 0 | 0 | 0 | 0 | 0 | 0 | 0 | 0 | 0 | 0 | 0 | 0 | 0 | 0 | 0 | 0 | 0 | 0 | 0 | 0 | 0 | 0 | 0
F2_Commercial_Lodging_New_Water Heating_Natural Gas_Water Heater_E10 | F2 | Commercial | Lodging | New | Water Heating | Natural Gas | Water Heater | E10 | RVT - Cost of Operation | 0 | 0 | 0 | 0 | 0 | 0 | 0 | 0 | 0 | 0 | 0 | 0 | 0 | 0 | 0 | 0 | 0 | 0 | 0 | 0 | 0 | 0 | 0 | 0 | 0 | 0 | 0
F3_Commercial_Lodging_New_Water Heating_Natural Gas_Water Heater_E1 | F3 | Commercial | Lodging | New | Water Heating | Natural Gas | Water Heater | E1 | System - kBTUs of Consumption | 35.5064 | 35.5064 | 35.5064 | 35.5064 | 35.5064 | 35.5064 | 35.5064 | 35.5064 | 35.5064 | 35.5064 | 35.5064 | 35.5064 | 35.5064 | 35.5064 | 35.5064 | 35.5064 | 35.5064 | 35.5064 | 35.5064 | 35.5064 | 35.5064 | 35.5064 | 35.5064 | 35.5064 | 35.5064 | 35.5064 | 35.5064
F3_Commercial_Lodging_New_Water Heating_Natural Gas_Water Heater_E2 | F3 | Commercial | Lodging | New | Water Heating | Natural Gas | Water Heater | E2 | System - kBTUs of Consumption | 32.5475 | 32.5475 | 32.5475 | 32.5475 | 32.5475 | 32.5475 | 32.5475 | 32.5475 | 32.5475 | 32.5475 | 32.5475 | 32.5475 | 32.5475 | 32.5475 | 32.5475 | 32.5475 | 32.5475 | 32.5475 | 32.5475 | 32.5475 | 32.5475 | 32.5475 | 32.5475 | 32.5475 | 32.5475 | 32.5475 | 32.5475
F3_Commercial_Lodging_New_Water Heating_Natural Gas_Water Heater_E3 | F3 | Commercial | Lodging | New | Water Heating | Natural Gas | Water Heater | E3 | System - kBTUs of Consumption | 31.8833 | 31.8833 | 31.8833 | 31.8833 | 31.8833 | 31.8833 | 31.8833 | 31.8833 | 31.8833 | 31.8833 | 31.8833 | 31.8833 | 31.8833 | 31.8833 | 31.8833 | 31.8833 | 31.8833 | 31.8833 | 31.8833 | 31.8833 | 31.8833 | 31.8833 | 31.8833 | 31.8833 | 31.8833 | 31.8833 | 31.8833
F3_Commercial_Lodging_New_Water Heating_Natural Gas_Water Heater_E4 | F3 | Commercial | Lodging | New | Water Heating | Natural Gas | Water Heater | E4 | System - kBTUs of Consumption | 0 | 0 | 29.477 | 29.477 | 29.477 | 29.477 | 29.477 | 29.477 | 29.477 | 29.477 | 29.477 | 29.477 | 29.477 | 29.477 | 29.477 | 29.477 | 29.477 | 29.477 | 29.477 | 29.477 | 29.477 | 29.477 | 29.477 | 29.477 | 29.477 | 29.477 | 29.477
F3_Commercial_Lodging_New_Water Heating_Natural Gas_Water Heater_E5 | F3 | Commercial | Lodging | New | Water Heating | Natural Gas | Water Heater | E5 | System - kBTUs of Consumption | 0 | 0 | 0 | 0 | 0 | 0 | 0 | 0 | 0 | 0 | 0 | 0 | 0 | 0 | 0 | 0 | 0 | 0 | 0 | 0 | 0 | 0 | 0 | 0 | 0 | 0 | 0
F3_Commercial_Lodging_New_Water Heating_Natural Gas_Water Heater_E6 | F3 | Commercial | Lodging | New | Water Heating | Natural Gas | Water Heater | E6 | System - kBTUs of Consumption | 0 | 0 | 0 | 0 | 0 | 0 | 0 | 0 | 0 | 0 | 0 | 0 | 0 | 0 | 0 | 0 | 0 | 0 | 0 | 0 | 0 | 0 | 0 | 0 | 0 | 0 | 0
F3_Commercial_Lodging_New_Water Heating_Natural Gas_Water Heater_E7 | F3 | Commercial | Lodging | New | Water Heating | Natural Gas | Water Heater | E7 | System - kBTUs of Consumption | 0 | 0 | 0 | 0 | 0 | 0 | 0 | 0 | 0 | 0 | 0 | 0 | 0 | 0 | 0 | 0 | 0 | 0 | 0 | 0 | 0 | 0 | 0 | 0 | 0 | 0 | 0
F3_Commercial_Lodging_New_Water Heating_Natural Gas_Water Heater_E8 | F3 | Commercial | Lodging | New | Water Heating | Natural Gas | Water Heater | E8 | System - kBTUs of Consumption | 0 | 0 | 0 | 0 | 0 | 0 | 0 | 0 | 0 | 0 | 0 | 0 | 0 | 0 | 0 | 0 | 0 | 0 | 0 | 0 | 0 | 0 | 0 | 0 | 0 | 0 | 0
F3_Commercial_Lodging_New_Water Heating_Natural Gas_Water Heater_E9 | F3 | Commercial | Lodging | New | Water Heating | Natural Gas | Water Heater | E9 | System - kBTUs of Consumption | 0 | 0 | 0 | 0 | 0 | 0 | 0 | 0 | 0 | 0 | 0 | 0 | 0 | 0 | 0 | 0 | 0 | 0 | 0 | 0 | 0 | 0 | 0 | 0 | 0 | 0 | 0
F3_Commercial_Lodging_New_Water Heating_Natural Gas_Water Heater_E10 | F3 | Commercial | Lodging | New | Water Heating | Natural Gas | Water Heater | E10 | System - kBTUs of Consumption | 0 | 0 | 0 | 0 | 0 | 0 | 0 | 0 | 0 | 0 | 0 | 0 | 0 | 0 | 0 | 0 | 0 | 0 | 0 | 0 | 0 | 0 | 0 | 0 | 0 | 0 | 0
F4_Commercial_Lodging_New_Water Heating_Natural Gas_Water Heater_E1 | F4 | Commercial | Lodging | New | Water Heating | Natural Gas | Water Heater | E1 | Utility - Cost of Equipment | 0.044158 | 0.044158 | 0.044158 | 0.044158 | 0.044158 | 0.044158 | 0.044158 | 0.044158 | 0.044158 | 0.044158 | 0.044158 | 0.044158 | 0.044158 | 0.044158 | 0.044158 | 0.044158 | 0.044158 | 0.044158 | 0.044158 | 0.044158 | 0.044158 | 0.044158 | 0.044158 | 0.044158 | 0.044158 | 0.044158 | 0.044158
F4_Commercial_Lodging_New_Water Heating_Natural Gas_Water Heater_E2 | F4 | Commercial | Lodging | New | Water Heating | Natural Gas | Water Heater | E2 | Utility - Cost of Equipment | 0.049469 | 0.049469 | 0.049469 | 0.049469 | 0.049469 | 0.049469 | 0.049469 | 0.049469 | 0.049469 | 0.049469 | 0.049469 | 0.049469 | 0.049469 | 0.049469 | 0.049469 | 0.049469 | 0.049469 | 0.049469 | 0.049469 | 0.049469 | 0.049469 | 0.049469 | 0.049469 | 0.049469 | 0.049469 | 0.049469 | 0.049469
F4_Commercial_Lodging_New_Water Heating_Natural Gas_Water Heater_E3 | F4 | Commercial | Lodging | New | Water Heating | Natural Gas | Water Heater | E3 | Utility - Cost of Equipment | 0.039024 | 0.039024 | 0.039024 | 0.039024 | 0.039024 | 0.039024 | 0.039024 | 0.039024 | 0.039024 | 0.039024 | 0.039024 | 0.039024 | 0.039024 | 0.039024 | 0.039024 | 0.039024 | 0.039024 | 0.039024 | 0.039024 | 0.039024 | 0.039024 | 0.039024 | 0.039024 | 0.039024 | 0.039024 | 0.039024 | 0.039024
F4_Commercial_Lodging_New_Water Heating_Natural Gas_Water Heater_E4 | F4 | Commercial | Lodging | New | Water Heating | Natural Gas | Water Heater | E4 | Utility - Cost of Equipment | 0 | 0 | 0.15773 | 0.15773 | 0.15773 | 0.15773 | 0.15773 | 0.15773 | 0.15773 | 0.15773 | 0.15773 | 0.15773 | 0.15773 | 0.15773 | 0.15773 | 0.15773 | 0.15773 | 0.15773 | 0.15773 | 0.15773 | 0.15773 | 0.15773 | 0.15773 | 0.15773 | 0.15773 | 0.15773 | 0.15773
F4_Commercial_Lodging_New_Water Heating_Natural Gas_Water Heater_E5 | F4 | Commercial | Lodging | New | Water Heating | Natural Gas | Water Heater | E5 | Utility - Cost of Equipment | 0 | 0 | 0 | 0 | 0 | 0 | 0 | 0 | 0 | 0 | 0 | 0 | 0 | 0 | 0 | 0 | 0 | 0 | 0 | 0 | 0 | 0 | 0 | 0 | 0 | 0 | 0
F4_Commercial_Lodging_New_Water Heating_Natural Gas_Water Heater_E6 | F4 | Commercial | Lodging | New | Water Heating | Natural Gas | Water Heater | E6 | Utility - Cost of Equipment | 0 | 0 | 0 | 0 | 0 | 0 | 0 | 0 | 0 | 0 | 0 | 0 | 0 | 0 | 0 | 0 | 0 | 0 | 0 | 0 | 0 | 0 | 0 | 0 | 0 | 0 | 0
F4_Commercial_Lodging_New_Water Heating_Natural Gas_Water Heater_E7 | F4 | Commercial | Lodging | New | Water Heating | Natural Gas | Water Heater | E7 | Utility - Cost of Equipment | 0 | 0 | 0 | 0 | 0 | 0 | 0 | 0 | 0 | 0 | 0 | 0 | 0 | 0 | 0 | 0 | 0 | 0 | 0 | 0 | 0 | 0 | 0 | 0 | 0 | 0 | 0
F4_Commercial_Lodging_New_Water Heating_Natural Gas_Water Heater_E8 | F4 | Commercial | Lodging | New | Water Heating | Natural Gas | Water Heater | E8 | Utility - Cost of Equipment | 0 | 0 | 0 | 0 | 0 | 0 | 0 | 0 | 0 | 0 | 0 | 0 | 0 | 0 | 0 | 0 | 0 | 0 | 0 | 0 | 0 | 0 | 0 | 0 | 0 | 0 | 0
F4_Commercial_Lodging_New_Water Heating_Natural Gas_Water Heater_E9 | F4 | Commercial | Lodging | New | Water Heating | Natural Gas | Water Heater | E9 | Utility - Cost of Equipment | 0 | 0 | 0 | 0 | 0 | 0 | 0 | 0 | 0 | 0 | 0 | 0 | 0 | 0 | 0 | 0 | 0 | 0 | 0 | 0 | 0 | 0 | 0 | 0 | 0 | 0 | 0
F4_Commercial_Lodging_New_Water Heating_Natural Gas_Water Heater_E10 | F4 | Commercial | Lodging | New | Water Heating | Natural Gas | Water Heater | E10 | Utility - Cost of Equipment | 0 | 0 | 0 | 0 | 0 | 0 | 0 | 0 | 0 | 0 | 0 | 0 | 0 | 0 | 0 | 0 | 0 | 0 | 0 | 0 | 0 | 0 | 0 | 0 | 0 | 0 | 0
F5_Commercial_Lodging_New_Water Heating_Natural Gas_Water Heater_E1 | F5 | Commercial | Lodging | New | Water Heating | Natural Gas | Water Heater | E1 | Utility - Cost of Operation | 0.48792 | 0.48088 | 0.47401 | 0.46736 | 0.46742 | 0.47185 | 0.47904 | 0.48774 | 0.49714 | 0.50675 | 0.51626 | 0.52468 | 0.5311 | 0.53383 | 0.53257 | 0.52735 | 0.51856 | 0.50707 | 0.49338 | 0.47716 | 0.45818 | 0.43634 | 0.41695 | 0.4044 | 0.39898 | 0.40093 | 0.4029
F5_Commercial_Lodging_New_Water Heating_Natural Gas_Water Heater_E2 | F5 | Commercial | Lodging | New | Water Heating | Natural Gas | Water Heater | E2 | Utility - Cost of Operation | 0.44726 | 0.44081 | 0.43451 | 0.42841 | 0.42847 | 0.43253 | 0.43912 | 0.4471 | 0.45571 | 0.46452 | 0.47324 | 0.48095 | 0.48684 | 0.48934 | 0.48819 | 0.4834 | 0.47535 | 0.46481 | 0.45227 | 0.4374 | 0.42 | 0.39998 | 0.3822 | 0.3707 | 0.36573 | 0.36752 | 0.36932
F5_Commercial_Lodging_New_Water Heating_Natural Gas_Water Heater_E3 | F5 | Commercial | Lodging | New | Water Heating | Natural Gas | Water Heater | E3 | Utility - Cost of Operation | 0.43813 | 0.43181 | 0.42564 | 0.41967 | 0.41972 | 0.4237 | 0.43016 | 0.43797 | 0.44641 | 0.45504 | 0.46358 | 0.47114 | 0.4769 | 0.47936 | 0.47822 | 0.47354 | 0.46565 | 0.45533 | 0.44304 | 0.42847 | 0.41143 | 0.39182 | 0.3744 | 0.36313 | 0.35827 | 0.36002 | 0.36179
F5_Commercial_Lodging_New_Water Heating_Natural Gas_Water Heater_E4 | F5 | Commercial | Lodging | New | Water Heating | Natural Gas | Water Heater | E4 | Utility - Cost of Operation | 0 | 0 | 0.39716 | 0.39385 | 0.39525 | 0.39973 | 0.406 | 0.41283 | 0.41923 | 0.42443 | 0.42828 | 0.43047 | 0.43083 | 0.42898 | 0.42536 | 0.42023 | 0.41376 | 0.406 | 0.39672 | 0.38567 | 0.3727 | 0.35774 | 0.34449 | 0.336 | 0.33249 | 0.33412 | 0.33576
F5_Commercial_Lodging_New_Water Heating_Natural Gas_Water Heater_E5 | F5 | Commercial | Lodging | New | Water Heating | Natural Gas | Water Heater | E5 | Utility - Cost of Operation | 0 | 0 | 0 | 0 | 0 | 0 | 0 | 0 | 0 | 0 | 0 | 0 | 0 | 0 | 0 | 0 | 0 | 0 | 0 | 0 | 0 | 0 | 0 | 0 | 0 | 0 | 0
F5_Commercial_Lodging_New_Water Heating_Natural Gas_Water Heater_E6 | F5 | Commercial | Lodging | New | Water Heating | Natural Gas | Water Heater | E6 | Utility - Cost of Operation | 0 | 0 | 0 | 0 | 0 | 0 | 0 | 0 | 0 | 0 | 0 | 0 | 0 | 0 | 0 | 0 | 0 | 0 | 0 | 0 | 0 | 0 | 0 | 0 | 0 | 0 | 0
F5_Commercial_Lodging_New_Water Heating_Natural Gas_Water Heater_E7 | F5 | Commercial | Lodging | New | Water Heating | Natural Gas | Water Heater | E7 | Utility - Cost of Operation | 0 | 0 | 0 | 0 | 0 | 0 | 0 | 0 | 0 | 0 | 0 | 0 | 0 | 0 | 0 | 0 | 0 | 0 | 0 | 0 | 0 | 0 | 0 | 0 | 0 | 0 | 0
F5_Commercial_Lodging_New_Water Heating_Natural Gas_Water Heater_E8 | F5 | Commercial | Lodging | New | Water Heating | Natural Gas | Water Heater | E8 | Utility - Cost of Operation | 0 | 0 | 0 | 0 | 0 | 0 | 0 | 0 | 0 | 0 | 0 | 0 | 0 | 0 | 0 | 0 | 0 | 0 | 0 | 0 | 0 | 0 | 0 | 0 | 0 | 0 | 0
F5_Commercial_Lodging_New_Water Heating_Natural Gas_Water Heater_E9 | F5 | Commercial | Lodging | New | Water Heating | Natural Gas | Water Heater | E9 | Utility - Cost of Operation | 0 | 0 | 0 | 0 | 0 | 0 | 0 | 0 | 0 | 0 | 0 | 0 | 0 | 0 | 0 | 0 | 0 | 0 | 0 | 0 | 0 | 0 | 0 | 0 | 0 | 0 | 0
F5_Commercial_Lodging_New_Water Heating_Natural Gas_Water Heater_E10 | F5 | Commercial | Lodging | New | Water Heating | Natural Gas | Water Heater | E10 | Utility - Cost of Operation | 0 | 0 | 0 | 0 | 0 | 0 | 0 | 0 | 0 | 0 | 0 | 0 | 0 | 0 | 0 | 0 | 0 | 0 | 0 | 0 | 0 | 0 | 0 | 0 | 0 | 0 | 0
F6_Commercial_Lodging_New_Water Heating_Natural Gas_Water Heater_E1 | F6 | Commercial | Lodging | New | Water Heating | Natural Gas | Water Heater | E1 | Utility - Value of Sales | 0 | 0 | 0 | 0 | 0 | 0 | 0 | 0 | 0 | 0 | 0 | 0 | 0 | 0 | 0 | 0 | 0 | 0 | 0 | 0 | 0 | 0 | 0 | 0 | 0 | 0 | 0
F6_Commercial_Lodging_New_Water Heating_Natural Gas_Water Heater_E2 | F6 | Commercial | Lodging | New | Water Heating | Natural Gas | Water Heater | E2 | Utility - Value of Sales | 0 | 0 | 0 | 0 | 0 | 0 | 0 | 0 | 0 | 0 | 0 | 0 | 0 | 0 | 0 | 0 | 0 | 0 | 0 | 0 | 0 | 0 | 0 | 0 | 0 | 0 | 0
F6_Commercial_Lodging_New_Water Heating_Natural Gas_Water Heater_E3 | F6 | Commercial | Lodging | New | Water Heating | Natural Gas | Water Heater | E3 | Utility - Value of Sales | 0 | 0 | 0 | 0 | 0 | 0 | 0 | 0 | 0 | 0 | 0 | 0 | 0 | 0 | 0 | 0 | 0 | 0 | 0 | 0 | 0 | 0 | 0 | 0 | 0 | 0 | 0
F6_Commercial_Lodging_New_Water Heating_Natural Gas_Water Heater_E4 | F6 | Commercial | Lodging | New | Water Heating | Natural Gas | Water Heater | E4 | Utility - Value of Sales | 0 | 0 | 0 | 0 | 0 | 0 | 0 | 0 | 0 | 0 | 0 | 0 | 0 | 0 | 0 | 0 | 0 | 0 | 0 | 0 | 0 | 0 | 0 | 0 | 0 | 0 | 0
F6_Commercial_Lodging_New_Water Heating_Natural Gas_Water Heater_E5 | F6 | Commercial | Lodging | New | Water Heating | Natural Gas | Water Heater | E5 | Utility - Value of Sales | 0 | 0 | 0 | 0 | 0 | 0 | 0 | 0 | 0 | 0 | 0 | 0 | 0 | 0 | 0 | 0 | 0 | 0 | 0 | 0 | 0 | 0 | 0 | 0 | 0 | 0 | 0
F6_Commercial_Lodging_New_Water Heating_Natural Gas_Water Heater_E6 | F6 | Commercial | Lodging | New | Water Heating | Natural Gas | Water Heater | E6 | Utility - Value of Sales | 0 | 0 | 0 | 0 | 0 | 0 | 0 | 0 | 0 | 0 | 0 | 0 | 0 | 0 | 0 | 0 | 0 | 0 | 0 | 0 | 0 | 0 | 0 | 0 | 0 | 0 | 0
F6_Commercial_Lodging_New_Water Heating_Natural Gas_Water Heater_E7 | F6 | Commercial | Lodging | New | Water Heating | Natural Gas | Water Heater | E7 | Utility - Value of Sales | 0 | 0 | 0 | 0 | 0 | 0 | 0 | 0 | 0 | 0 | 0 | 0 | 0 | 0 | 0 | 0 | 0 | 0 | 0 | 0 | 0 | 0 | 0 | 0 | 0 | 0 | 0
F6_Commercial_Lodging_New_Water Heating_Natural Gas_Water Heater_E8 | F6 | Commercial | Lodging | New | Water Heating | Natural Gas | Water Heater | E8 | Utility - Value of Sales | 0 | 0 | 0 | 0 | 0 | 0 | 0 | 0 | 0 | 0 | 0 | 0 | 0 | 0 | 0 | 0 | 0 | 0 | 0 | 0 | 0 | 0 | 0 | 0 | 0 | 0 | 0
F6_Commercial_Lodging_New_Water Heating_Natural Gas_Water Heater_E9 | F6 | Commercial | Lodging | New | Water Heating | Natural Gas | Water Heater | E9 | Utility - Value of Sales | 0 | 0 | 0 | 0 | 0 | 0 | 0 | 0 | 0 | 0 | 0 | 0 | 0 | 0 | 0 | 0 | 0 | 0 | 0 | 0 | 0 | 0 | 0 | 0 | 0 | 0 | 0
F6_Commercial_Lodging_New_Water Heating_Natural Gas_Water Heater_E10 | F6 | Commercial | Lodging | New | Water Heating | Natural Gas | Water Heater | E10 | Utility - Value of Sales | 0 | 0 | 0 | 0 | 0 | 0 | 0 | 0 | 0 | 0 | 0 | 0 | 0 | 0 | 0 | 0 | 0 | 0 | 0 | 0 | 0 | 0 | 0 | 0 | 0 | 0 | 0
F1_Commercial_Lodging_New_Food Preparation_Natural Gas_Oven_E1 | F1 | Commercial | Lodging | New | Food Preparation | Natural Gas | Oven | E1 | RVT - Cost of Equipment | 0.078735 | 0.078735 | 0.078735 | 0.078735 | 0.078735 | 0.078735 | 0.078735 | 0.078735 | 0.078735 | 0.078735 | 0.078735 | 0.078735 | 0.078735 | 0.078735 | 0.078735 | 0.078735 | 0.078735 | 0.078735 | 0.078735 | 0.078735 | 0.078735 | 0.078735 | 0.078735 | 0.078735 | 0.078735 | 0.078735 | 0.078735
F1_Commercial_Lodging_New_Food Preparation_Natural Gas_Oven_E2 | F1 | Commercial | Lodging | New | Food Preparation | Natural Gas | Oven | E2 | RVT - Cost of Equipment | 0.082941 | 0.082941 | 0.082941 | 0.082941 | 0.082941 | 0.082941 | 0.082941 | 0.082941 | 0.082941 | 0.082941 | 0.082941 | 0.082941 | 0.082941 | 0.082941 | 0.082941 | 0.082941 | 0.082941 | 0.082941 | 0.082941 | 0.082941 | 0.082941 | 0.082941 | 0.082941 | 0.082941 | 0.082941 | 0.082941 | 0.082941
F1_Commercial_Lodging_New_Food Preparation_Natural Gas_Oven_E3 | F1 | Commercial | Lodging | New | Food Preparation | Natural Gas | Oven | E3 | RVT - Cost of Equipment | 0 | 0 | 0 | 0 | 0 | 0 | 0 | 0 | 0 | 0 | 0 | 0 | 0 | 0 | 0 | 0 | 0 | 0 | 0 | 0 | 0 | 0 | 0 | 0 | 0 | 0 | 0
F1_Commercial_Lodging_New_Food Preparation_Natural Gas_Oven_E4 | F1 | Commercial | Lodging | New | Food Preparation | Natural Gas | Oven | E4 | RVT - Cost of Equipment | 0 | 0 | 0 | 0 | 0 | 0 | 0 | 0 | 0 | 0 | 0 | 0 | 0 | 0 | 0 | 0 | 0 | 0 | 0 | 0 | 0 | 0 | 0 | 0 | 0 | 0 | 0
F1_Commercial_Lodging_New_Food Preparation_Natural Gas_Oven_E5 | F1 | Commercial | Lodging | New | Food Preparation | Natural Gas | Oven | E5 | RVT - Cost of Equipment | 0 | 0 | 0 | 0 | 0 | 0 | 0 | 0 | 0 | 0 | 0 | 0 | 0 | 0 | 0 | 0 | 0 | 0 | 0 | 0 | 0 | 0 | 0 | 0 | 0 | 0 | 0
F1_Commercial_Lodging_New_Food Preparation_Natural Gas_Oven_E6 | F1 | Commercial | Lodging | New | Food Preparation | Natural Gas | Oven | E6 | RVT - Cost of Equipment | 0 | 0 | 0 | 0 | 0 | 0 | 0 | 0 | 0 | 0 | 0 | 0 | 0 | 0 | 0 | 0 | 0 | 0 | 0 | 0 | 0 | 0 | 0 | 0 | 0 | 0 | 0
F1_Commercial_Lodging_New_Food Preparation_Natural Gas_Oven_E7 | F1 | Commercial | Lodging | New | Food Preparation | Natural Gas | Oven | E7 | RVT - Cost of Equipment | 0 | 0 | 0 | 0 | 0 | 0 | 0 | 0 | 0 | 0 | 0 | 0 | 0 | 0 | 0 | 0 | 0 | 0 | 0 | 0 | 0 | 0 | 0 | 0 | 0 | 0 | 0
F1_Commercial_Lodging_New_Food Preparation_Natural Gas_Oven_E8 | F1 | Commercial | Lodging | New | Food Preparation | Natural Gas | Oven | E8 | RVT - Cost of Equipment | 0 | 0 | 0 | 0 | 0 | 0 | 0 | 0 | 0 | 0 | 0 | 0 | 0 | 0 | 0 | 0 | 0 | 0 | 0 | 0 | 0 | 0 | 0 | 0 | 0 | 0 | 0
F1_Commercial_Lodging_New_Food Preparation_Natural Gas_Oven_E9 | F1 | Commercial | Lodging | New | Food Preparation | Natural Gas | Oven | E9 | RVT - Cost of Equipment | 0 | 0 | 0 | 0 | 0 | 0 | 0 | 0 | 0 | 0 | 0 | 0 | 0 | 0 | 0 | 0 | 0 | 0 | 0 | 0 | 0 | 0 | 0 | 0 | 0 | 0 | 0
F1_Commercial_Lodging_New_Food Preparation_Natural Gas_Oven_E10 | F1 | Commercial | Lodging | New | Food Preparation | Natural Gas | Oven | E10 | RVT - Cost of Equipment | 0 | 0 | 0 | 0 | 0 | 0 | 0 | 0 | 0 | 0 | 0 | 0 | 0 | 0 | 0 | 0 | 0 | 0 | 0 | 0 | 0 | 0 | 0 | 0 | 0 | 0 | 0
F2_Commercial_Lodging_New_Food Preparation_Natural Gas_Oven_E1 | F2 | Commercial | Lodging | New | Food Preparation | Natural Gas | Oven | E1 | RVT - Cost of Operation | 0 | 0 | 0 | 0 | 0 | 0 | 0 | 0 | 0 | 0 | 0 | 0 | 0 | 0 | 0 | 0 | 0 | 0 | 0 | 0 | 0 | 0 | 0 | 0 | 0 | 0 | 0
F2_Commercial_Lodging_New_Food Preparation_Natural Gas_Oven_E2 | F2 | Commercial | Lodging | New | Food Preparation | Natural Gas | Oven | E2 | RVT - Cost of Operation | 0 | 0 | 0 | 0 | 0 | 0 | 0 | 0 | 0 | 0 | 0 | 0 | 0 | 0 | 0 | 0 | 0 | 0 | 0 | 0 | 0 | 0 | 0 | 0 | 0 | 0 | 0
F2_Commercial_Lodging_New_Food Preparation_Natural Gas_Oven_E3 | F2 | Commercial | Lodging | New | Food Preparation | Natural Gas | Oven | E3 | RVT - Cost of Operation | 0 | 0 | 0 | 0 | 0 | 0 | 0 | 0 | 0 | 0 | 0 | 0 | 0 | 0 | 0 | 0 | 0 | 0 | 0 | 0 | 0 | 0 | 0 | 0 | 0 | 0 | 0
F2_Commercial_Lodging_New_Food Preparation_Natural Gas_Oven_E4 | F2 | Commercial | Lodging | New | Food Preparation | Natural Gas | Oven | E4 | RVT - Cost of Operation | 0 | 0 | 0 | 0 | 0 | 0 | 0 | 0 | 0 | 0 | 0 | 0 | 0 | 0 | 0 | 0 | 0 | 0 | 0 | 0 | 0 | 0 | 0 | 0 | 0 | 0 | 0
F2_Commercial_Lodging_New_Food Preparation_Natural Gas_Oven_E5 | F2 | Commercial | Lodging | New | Food Preparation | Natural Gas | Oven | E5 | RVT - Cost of Operation | 0 | 0 | 0 | 0 | 0 | 0 | 0 | 0 | 0 | 0 | 0 | 0 | 0 | 0 | 0 | 0 | 0 | 0 | 0 | 0 | 0 | 0 | 0 | 0 | 0 | 0 | 0
F2_Commercial_Lodging_New_Food Preparation_Natural Gas_Oven_E6 | F2 | Commercial | Lodging | New | Food Preparation | Natural Gas | Oven | E6 | RVT - Cost of Operation | 0 | 0 | 0 | 0 | 0 | 0 | 0 | 0 | 0 | 0 | 0 | 0 | 0 | 0 | 0 | 0 | 0 | 0 | 0 | 0 | 0 | 0 | 0 | 0 | 0 | 0 | 0
F2_Commercial_Lodging_New_Food Preparation_Natural Gas_Oven_E7 | F2 | Commercial | Lodging | New | Food Preparation | Natural Gas | Oven | E7 | RVT - Cost of Operation | 0 | 0 | 0 | 0 | 0 | 0 | 0 | 0 | 0 | 0 | 0 | 0 | 0 | 0 | 0 | 0 | 0 | 0 | 0 | 0 | 0 | 0 | 0 | 0 | 0 | 0 | 0
F2_Commercial_Lodging_New_Food Preparation_Natural Gas_Oven_E8 | F2 | Commercial | Lodging | New | Food Preparation | Natural Gas | Oven | E8 | RVT - Cost of Operation | 0 | 0 | 0 | 0 | 0 | 0 | 0 | 0 | 0 | 0 | 0 | 0 | 0 | 0 | 0 | 0 | 0 | 0 | 0 | 0 | 0 | 0 | 0 | 0 | 0 | 0 | 0
F2_Commercial_Lodging_New_Food Preparation_Natural Gas_Oven_E9 | F2 | Commercial | Lodging | New | Food Preparation | Natural Gas | Oven | E9 | RVT - Cost of Operation | 0 | 0 | 0 | 0 | 0 | 0 | 0 | 0 | 0 | 0 | 0 | 0 | 0 | 0 | 0 | 0 | 0 | 0 | 0 | 0 | 0 | 0 | 0 | 0 | 0 | 0 | 0
F2_Commercial_Lodging_New_Food Preparation_Natural Gas_Oven_E10 | F2 | Commercial | Lodging | New | Food Preparation | Natural Gas | Oven | E10 | RVT - Cost of Operation | 0 | 0 | 0 | 0 | 0 | 0 | 0 | 0 | 0 | 0 | 0 | 0 | 0 | 0 | 0 | 0 | 0 | 0 | 0 | 0 | 0 | 0 | 0 | 0 | 0 | 0 | 0
F3_Commercial_Lodging_New_Food Preparation_Natural Gas_Oven_E1 | F3 | Commercial | Lodging | New | Food Preparation | Natural Gas | Oven | E1 | System - kBTUs of Consumption | 6.2583 | 6.2583 | 6.2583 | 6.2583 | 6.2583 | 6.2583 | 6.2583 | 6.2583 | 6.2583 | 6.2583 | 6.2583 | 6.2583 | 6.2583 | 6.2583 | 6.2583 | 6.2583 | 6.2583 | 6.2583 | 6.2583 | 6.2583 | 6.2583 | 6.2583 | 6.2583 | 6.2583 | 6.2583 | 6.2583 | 6.2583
F3_Commercial_Lodging_New_Food Preparation_Natural Gas_Oven_E2 | F3 | Commercial | Lodging | New | Food Preparation | Natural Gas | Oven | E2 | System - kBTUs of Consumption | 5.4375 | 5.4375 | 5.4375 | 5.4375 | 5.4375 | 5.4375 | 5.4375 | 5.4375 | 5.4375 | 5.4375 | 5.4375 | 5.4375 | 5.4375 | 5.4375 | 5.4375 | 5.4375 | 5.4375 | 5.4375 | 5.4375 | 5.4375 | 5.4375 | 5.4375 | 5.4375 | 5.4375 | 5.4375 | 5.4375 | 5.4375
F3_Commercial_Lodging_New_Food Preparation_Natural Gas_Oven_E3 | F3 | Commercial | Lodging | New | Food Preparation | Natural Gas | Oven | E3 | System - kBTUs of Consumption | 0 | 0 | 0 | 0 | 0 | 0 | 0 | 0 | 0 | 0 | 0 | 0 | 0 | 0 | 0 | 0 | 0 | 0 | 0 | 0 | 0 | 0 | 0 | 0 | 0 | 0 | 0
F3_Commercial_Lodging_New_Food Preparation_Natural Gas_Oven_E4 | F3 | Commercial | Lodging | New | Food Preparation | Natural Gas | Oven | E4 | System - kBTUs of Consumption | 0 | 0 | 0 | 0 | 0 | 0 | 0 | 0 | 0 | 0 | 0 | 0 | 0 | 0 | 0 | 0 | 0 | 0 | 0 | 0 | 0 | 0 | 0 | 0 | 0 | 0 | 0
F3_Commercial_Lodging_New_Food Preparation_Natural Gas_Oven_E5 | F3 | Commercial | Lodging | New | Food Preparation | Natural Gas | Oven | E5 | System - kBTUs of Consumption | 0 | 0 | 0 | 0 | 0 | 0 | 0 | 0 | 0 | 0 | 0 | 0 | 0 | 0 | 0 | 0 | 0 | 0 | 0 | 0 | 0 | 0 | 0 | 0 | 0 | 0 | 0
F3_Commercial_Lodging_New_Food Preparation_Natural Gas_Oven_E6 | F3 | Commercial | Lodging | New | Food Preparation | Natural Gas | Oven | E6 | System - kBTUs of Consumption | 0 | 0 | 0 | 0 | 0 | 0 | 0 | 0 | 0 | 0 | 0 | 0 | 0 | 0 | 0 | 0 | 0 | 0 | 0 | 0 | 0 | 0 | 0 | 0 | 0 | 0 | 0
F3_Commercial_Lodging_New_Food Preparation_Natural Gas_Oven_E7 | F3 | Commercial | Lodging | New | Food Preparation | Natural Gas | Oven | E7 | System - kBTUs of Consumption | 0 | 0 | 0 | 0 | 0 | 0 | 0 | 0 | 0 | 0 | 0 | 0 | 0 | 0 | 0 | 0 | 0 | 0 | 0 | 0 | 0 | 0 | 0 | 0 | 0 | 0 | 0
F3_Commercial_Lodging_New_Food Preparation_Natural Gas_Oven_E8 | F3 | Commercial | Lodging | New | Food Preparation | Natural Gas | Oven | E8 | System - kBTUs of Consumption | 0 | 0 | 0 | 0 | 0 | 0 | 0 | 0 | 0 | 0 | 0 | 0 | 0 | 0 | 0 | 0 | 0 | 0 | 0 | 0 | 0 | 0 | 0 | 0 | 0 | 0 | 0
F3_Commercial_Lodging_New_Food Preparation_Natural Gas_Oven_E9 | F3 | Commercial | Lodging | New | Food Preparation | Natural Gas | Oven | E9 | System - kBTUs of Consumption | 0 | 0 | 0 | 0 | 0 | 0 | 0 | 0 | 0 | 0 | 0 | 0 | 0 | 0 | 0 | 0 | 0 | 0 | 0 | 0 | 0 | 0 | 0 | 0 | 0 | 0 | 0
F3_Commercial_Lodging_New_Food Preparation_Natural Gas_Oven_E10 | F3 | Commercial | Lodging | New | Food Preparation | Natural Gas | Oven | E10 | System - kBTUs of Consumption | 0 | 0 | 0 | 0 | 0 | 0 | 0 | 0 | 0 | 0 | 0 | 0 | 0 | 0 | 0 | 0 | 0 | 0 | 0 | 0 | 0 | 0 | 0 | 0 | 0 | 0 | 0
F4_Commercial_Lodging_New_Food Preparation_Natural Gas_Oven_E1 | F4 | Commercial | Lodging | New | Food Preparation | Natural Gas | Oven | E1 | Utility - Cost of Equipment | 0.078735 | 0.078735 | 0.078735 | 0.078735 | 0.078735 | 0.078735 | 0.078735 | 0.078735 | 0.078735 | 0.078735 | 0.078735 | 0.078735 | 0.078735 | 0.078735 | 0.078735 | 0.078735 | 0.078735 | 0.078735 | 0.078735 | 0.078735 | 0.078735 | 0.078735 | 0.078735 | 0.078735 | 0.078735 | 0.078735 | 0.078735
F4_Commercial_Lodging_New_Food Preparation_Natural Gas_Oven_E2 | F4 | Commercial | Lodging | New | Food Preparation | Natural Gas | Oven | E2 | Utility - Cost of Equipment | 0.082941 | 0.082941 | 0.082941 | 0.082941 | 0.082941 | 0.082941 | 0.082941 | 0.082941 | 0.082941 | 0.082941 | 0.082941 | 0.082941 | 0.082941 | 0.082941 | 0.082941 | 0.082941 | 0.082941 | 0.082941 | 0.082941 | 0.082941 | 0.082941 | 0.082941 | 0.082941 | 0.082941 | 0.082941 | 0.082941 | 0.082941
F4_Commercial_Lodging_New_Food Preparation_Natural Gas_Oven_E3 | F4 | Commercial | Lodging | New | Food Preparation | Natural Gas | Oven | E3 | Utility - Cost of Equipment | 0 | 0 | 0 | 0 | 0 | 0 | 0 | 0 | 0 | 0 | 0 | 0 | 0 | 0 | 0 | 0 | 0 | 0 | 0 | 0 | 0 | 0 | 0 | 0 | 0 | 0 | 0
F4_Commercial_Lodging_New_Food Preparation_Natural Gas_Oven_E4 | F4 | Commercial | Lodging | New | Food Preparation | Natural Gas | Oven | E4 | Utility - Cost of Equipment | 0 | 0 | 0 | 0 | 0 | 0 | 0 | 0 | 0 | 0 | 0 | 0 | 0 | 0 | 0 | 0 | 0 | 0 | 0 | 0 | 0 | 0 | 0 | 0 | 0 | 0 | 0
F4_Commercial_Lodging_New_Food Preparation_Natural Gas_Oven_E5 | F4 | Commercial | Lodging | New | Food Preparation | Natural Gas | Oven | E5 | Utility - Cost of Equipment | 0 | 0 | 0 | 0 | 0 | 0 | 0 | 0 | 0 | 0 | 0 | 0 | 0 | 0 | 0 | 0 | 0 | 0 | 0 | 0 | 0 | 0 | 0 | 0 | 0 | 0 | 0
F4_Commercial_Lodging_New_Food Preparation_Natural Gas_Oven_E6 | F4 | Commercial | Lodging | New | Food Preparation | Natural Gas | Oven | E6 | Utility - Cost of Equipment | 0 | 0 | 0 | 0 | 0 | 0 | 0 | 0 | 0 | 0 | 0 | 0 | 0 | 0 | 0 | 0 | 0 | 0 | 0 | 0 | 0 | 0 | 0 | 0 | 0 | 0 | 0
F4_Commercial_Lodging_New_Food Preparation_Natural Gas_Oven_E7 | F4 | Commercial | Lodging | New | Food Preparation | Natural Gas | Oven | E7 | Utility - Cost of Equipment | 0 | 0 | 0 | 0 | 0 | 0 | 0 | 0 | 0 | 0 | 0 | 0 | 0 | 0 | 0 | 0 | 0 | 0 | 0 | 0 | 0 | 0 | 0 | 0 | 0 | 0 | 0
F4_Commercial_Lodging_New_Food Preparation_Natural Gas_Oven_E8 | F4 | Commercial | Lodging | New | Food Preparation | Natural Gas | Oven | E8 | Utility - Cost of Equipment | 0 | 0 | 0 | 0 | 0 | 0 | 0 | 0 | 0 | 0 | 0 | 0 | 0 | 0 | 0 | 0 | 0 | 0 | 0 | 0 | 0 | 0 | 0 | 0 | 0 | 0 | 0
F4_Commercial_Lodging_New_Food Preparation_Natural Gas_Oven_E9 | F4 | Commercial | Lodging | New | Food Preparation | Natural Gas | Oven | E9 | Utility - Cost of Equipment | 0 | 0 | 0 | 0 | 0 | 0 | 0 | 0 | 0 | 0 | 0 | 0 | 0 | 0 | 0 | 0 | 0 | 0 | 0 | 0 | 0 | 0 | 0 | 0 | 0 | 0 | 0
F4_Commercial_Lodging_New_Food Preparation_Natural Gas_Oven_E10 | F4 | Commercial | Lodging | New | Food Preparation | Natural Gas | Oven | E10 | Utility - Cost of Equipment | 0 | 0 | 0 | 0 | 0 | 0 | 0 | 0 | 0 | 0 | 0 | 0 | 0 | 0 | 0 | 0 | 0 | 0 | 0 | 0 | 0 | 0 | 0 | 0 | 0 | 0 | 0
F5_Commercial_Lodging_New_Food Preparation_Natural Gas_Oven_E1 | F5 | Commercial | Lodging | New | Food Preparation | Natural Gas | Oven | E1 | Utility - Cost of Operation | 0.085946 | 0.085038 | 0.084166 | 0.083334 | 0.083552 | 0.084452 | 0.085792 | 0.087378 | 0.089013 | 0.090494 | 0.0917 | 0.092458 | 0.092711 | 0.092378 | 0.091584 | 0.090421 | 0.088958 | 0.087208 | 0.085117 | 0.08263 | 0.079715 | 0.076354 | 0.073374 | 0.071461 | 0.070658 | 0.071004 | 0.071352
F5_Commercial_Lodging_New_Food Preparation_Natural Gas_Oven_E2 | F5 | Commercial | Lodging | New | Food Preparation | Natural Gas | Oven | E2 | Utility - Cost of Operation | 0.074674 | 0.073886 | 0.073128 | 0.072406 | 0.072594 | 0.073376 | 0.074541 | 0.075919 | 0.077339 | 0.078626 | 0.079674 | 0.080333 | 0.080552 | 0.080263 | 0.079573 | 0.078563 | 0.077292 | 0.075771 | 0.073954 | 0.071794 | 0.069261 | 0.06634 | 0.063752 | 0.062089 | 0.061391 | 0.061692 | 0.061995
F5_Commercial_Lodging_New_Food Preparation_Natural Gas_Oven_E3 | F5 | Commercial | Lodging | New | Food Preparation | Natural Gas | Oven | E3 | Utility - Cost of Operation | 0 | 0 | 0 | 0 | 0 | 0 | 0 | 0 | 0 | 0 | 0 | 0 | 0 | 0 | 0 | 0 | 0 | 0 | 0 | 0 | 0 | 0 | 0 | 0 | 0 | 0 | 0
F5_Commercial_Lodging_New_Food Preparation_Natural Gas_Oven_E4 | F5 | Commercial | Lodging | New | Food Preparation | Natural Gas | Oven | E4 | Utility - Cost of Operation | 0 | 0 | 0 | 0 | 0 | 0 | 0 | 0 | 0 | 0 | 0 | 0 | 0 | 0 | 0 | 0 | 0 | 0 | 0 | 0 | 0 | 0 | 0 | 0 | 0 | 0 | 0
F5_Commercial_Lodging_New_Food Preparation_Natural Gas_Oven_E5 | F5 | Commercial | Lodging | New | Food Preparation | Natural Gas | Oven | E5 | Utility - Cost of Operation | 0 | 0 | 0 | 0 | 0 | 0 | 0 | 0 | 0 | 0 | 0 | 0 | 0 | 0 | 0 | 0 | 0 | 0 | 0 | 0 | 0 | 0 | 0 | 0 | 0 | 0 | 0
F5_Commercial_Lodging_New_Food Preparation_Natural Gas_Oven_E6 | F5 | Commercial | Lodging | New | Food Preparation | Natural Gas | Oven | E6 | Utility - Cost of Operation | 0 | 0 | 0 | 0 | 0 | 0 | 0 | 0 | 0 | 0 | 0 | 0 | 0 | 0 | 0 | 0 | 0 | 0 | 0 | 0 | 0 | 0 | 0 | 0 | 0 | 0 | 0
F5_Commercial_Lodging_New_Food Preparation_Natural Gas_Oven_E7 | F5 | Commercial | Lodging | New | Food Preparation | Natural Gas | Oven | E7 | Utility - Cost of Operation | 0 | 0 | 0 | 0 | 0 | 0 | 0 | 0 | 0 | 0 | 0 | 0 | 0 | 0 | 0 | 0 | 0 | 0 | 0 | 0 | 0 | 0 | 0 | 0 | 0 | 0 | 0
F5_Commercial_Lodging_New_Food Preparation_Natural Gas_Oven_E8 | F5 | Commercial | Lodging | New | Food Preparation | Natural Gas | Oven | E8 | Utility - Cost of Operation | 0 | 0 | 0 | 0 | 0 | 0 | 0 | 0 | 0 | 0 | 0 | 0 | 0 | 0 | 0 | 0 | 0 | 0 | 0 | 0 | 0 | 0 | 0 | 0 | 0 | 0 | 0
F5_Commercial_Lodging_New_Food Preparation_Natural Gas_Oven_E9 | F5 | Commercial | Lodging | New | Food Preparation | Natural Gas | Oven | E9 | Utility - Cost of Operation | 0 | 0 | 0 | 0 | 0 | 0 | 0 | 0 | 0 | 0 | 0 | 0 | 0 | 0 | 0 | 0 | 0 | 0 | 0 | 0 | 0 | 0 | 0 | 0 | 0 | 0 | 0
F5_Commercial_Lodging_New_Food Preparation_Natural Gas_Oven_E10 | F5 | Commercial | Lodging | New | Food Preparation | Natural Gas | Oven | E10 | Utility - Cost of Operation | 0 | 0 | 0 | 0 | 0 | 0 | 0 | 0 | 0 | 0 | 0 | 0 | 0 | 0 | 0 | 0 | 0 | 0 | 0 | 0 | 0 | 0 | 0 | 0 | 0 | 0 | 0
F6_Commercial_Lodging_New_Food Preparation_Natural Gas_Oven_E1 | F6 | Commercial | Lodging | New | Food Preparation | Natural Gas | Oven | E1 | Utility - Value of Sales | 0 | 0 | 0 | 0 | 0 | 0 | 0 | 0 | 0 | 0 | 0 | 0 | 0 | 0 | 0 | 0 | 0 | 0 | 0 | 0 | 0 | 0 | 0 | 0 | 0 | 0 | 0
F6_Commercial_Lodging_New_Food Preparation_Natural Gas_Oven_E2 | F6 | Commercial | Lodging | New | Food Preparation | Natural Gas | Oven | E2 | Utility - Value of Sales | 0 | 0 | 0 | 0 | 0 | 0 | 0 | 0 | 0 | 0 | 0 | 0 | 0 | 0 | 0 | 0 | 0 | 0 | 0 | 0 | 0 | 0 | 0 | 0 | 0 | 0 | 0
F6_Commercial_Lodging_New_Food Preparation_Natural Gas_Oven_E3 | F6 | Commercial | Lodging | New | Food Preparation | Natural Gas | Oven | E3 | Utility - Value of Sales | 0 | 0 | 0 | 0 | 0 | 0 | 0 | 0 | 0 | 0 | 0 | 0 | 0 | 0 | 0 | 0 | 0 | 0 | 0 | 0 | 0 | 0 | 0 | 0 | 0 | 0 | 0
F6_Commercial_Lodging_New_Food Preparation_Natural Gas_Oven_E4 | F6 | Commercial | Lodging | New | Food Preparation | Natural Gas | Oven | E4 | Utility - Value of Sales | 0 | 0 | 0 | 0 | 0 | 0 | 0 | 0 | 0 | 0 | 0 | 0 | 0 | 0 | 0 | 0 | 0 | 0 | 0 | 0 | 0 | 0 | 0 | 0 | 0 | 0 | 0
F6_Commercial_Lodging_New_Food Preparation_Natural Gas_Oven_E5 | F6 | Commercial | Lodging | New | Food Preparation | Natural Gas | Oven | E5 | Utility - Value of Sales | 0 | 0 | 0 | 0 | 0 | 0 | 0 | 0 | 0 | 0 | 0 | 0 | 0 | 0 | 0 | 0 | 0 | 0 | 0 | 0 | 0 | 0 | 0 | 0 | 0 | 0 | 0
F6_Commercial_Lodging_New_Food Preparation_Natural Gas_Oven_E6 | F6 | Commercial | Lodging | New | Food Preparation | Natural Gas | Oven | E6 | Utility - Value of Sales | 0 | 0 | 0 | 0 | 0 | 0 | 0 | 0 | 0 | 0 | 0 | 0 | 0 | 0 | 0 | 0 | 0 | 0 | 0 | 0 | 0 | 0 | 0 | 0 | 0 | 0 | 0
F6_Commercial_Lodging_New_Food Preparation_Natural Gas_Oven_E7 | F6 | Commercial | Lodging | New | Food Preparation | Natural Gas | Oven | E7 | Utility - Value of Sales | 0 | 0 | 0 | 0 | 0 | 0 | 0 | 0 | 0 | 0 | 0 | 0 | 0 | 0 | 0 | 0 | 0 | 0 | 0 | 0 | 0 | 0 | 0 | 0 | 0 | 0 | 0
F6_Commercial_Lodging_New_Food Preparation_Natural Gas_Oven_E8 | F6 | Commercial | Lodging | New | Food Preparation | Natural Gas | Oven | E8 | Utility - Value of Sales | 0 | 0 | 0 | 0 | 0 | 0 | 0 | 0 | 0 | 0 | 0 | 0 | 0 | 0 | 0 | 0 | 0 | 0 | 0 | 0 | 0 | 0 | 0 | 0 | 0 | 0 | 0
F6_Commercial_Lodging_New_Food Preparation_Natural Gas_Oven_E9 | F6 | Commercial | Lodging | New | Food Preparation | Natural Gas | Oven | E9 | Utility - Value of Sales | 0 | 0 | 0 | 0 | 0 | 0 | 0 | 0 | 0 | 0 | 0 | 0 | 0 | 0 | 0 | 0 | 0 | 0 | 0 | 0 | 0 | 0 | 0 | 0 | 0 | 0 | 0
F6_Commercial_Lodging_New_Food Preparation_Natural Gas_Oven_E10 | F6 | Commercial | Lodging | New | Food Preparation | Natural Gas | Oven | E10 | Utility - Value of Sales | 0 | 0 | 0 | 0 | 0 | 0 | 0 | 0 | 0 | 0 | 0 | 0 | 0 | 0 | 0 | 0 | 0 | 0 | 0 | 0 | 0 | 0 | 0 | 0 | 0 | 0 | 0
F1_Commercial_Lodging_New_Food Preparation_Natural Gas_Conveyor Oven_E1 | F1 | Commercial | Lodging | New | Food Preparation | Natural Gas | Conveyor Oven | E1 | RVT - Cost of Equipment | 0.044619 | 0.044619 | 0.044619 | 0.044619 | 0.044619 | 0.044619 | 0.044619 | 0.044619 | 0.044619 | 0.044619 | 0.044619 | 0.044619 | 0.044619 | 0.044619 | 0.044619 | 0.044619 | 0.044619 | 0.044619 | 0.044619 | 0.044619 | 0.044619 | 0.044619 | 0.044619 | 0.044619 | 0.044619 | 0.044619 | 0.044619
F1_Commercial_Lodging_New_Food Preparation_Natural Gas_Conveyor Oven_E2 | F1 | Commercial | Lodging | New | Food Preparation | Natural Gas | Conveyor Oven | E2 | RVT - Cost of Equipment | 0.054396 | 0.054396 | 0.054396 | 0.054396 | 0.054396 | 0.054396 | 0.054396 | 0.054396 | 0.054396 | 0.054396 | 0.054396 | 0.054396 | 0.054396 | 0.054396 | 0.054396 | 0.054396 | 0.054396 | 0.054396 | 0.054396 | 0.054396 | 0.054396 | 0.054396 | 0.054396 | 0.054396 | 0.054396 | 0.054396 | 0.054396
F1_Commercial_Lodging_New_Food Preparation_Natural Gas_Conveyor Oven_E3 | F1 | Commercial | Lodging | New | Food Preparation | Natural Gas | Conveyor Oven | E3 | RVT - Cost of Equipment | 0 | 0 | 0 | 0 | 0 | 0 | 0 | 0 | 0 | 0 | 0 | 0 | 0 | 0 | 0 | 0 | 0 | 0 | 0 | 0 | 0 | 0 | 0 | 0 | 0 | 0 | 0
F1_Commercial_Lodging_New_Food Preparation_Natural Gas_Conveyor Oven_E4 | F1 | Commercial | Lodging | New | Food Preparation | Natural Gas | Conveyor Oven | E4 | RVT - Cost of Equipment | 0 | 0 | 0 | 0 | 0 | 0 | 0 | 0 | 0 | 0 | 0 | 0 | 0 | 0 | 0 | 0 | 0 | 0 | 0 | 0 | 0 | 0 | 0 | 0 | 0 | 0 | 0
F1_Commercial_Lodging_New_Food Preparation_Natural Gas_Conveyor Oven_E5 | F1 | Commercial | Lodging | New | Food Preparation | Natural Gas | Conveyor Oven | E5 | RVT - Cost of Equipment | 0 | 0 | 0 | 0 | 0 | 0 | 0 | 0 | 0 | 0 | 0 | 0 | 0 | 0 | 0 | 0 | 0 | 0 | 0 | 0 | 0 | 0 | 0 | 0 | 0 | 0 | 0
F1_Commercial_Lodging_New_Food Preparation_Natural Gas_Conveyor Oven_E6 | F1 | Commercial | Lodging | New | Food Preparation | Natural Gas | Conveyor Oven | E6 | RVT - Cost of Equipment | 0 | 0 | 0 | 0 | 0 | 0 | 0 | 0 | 0 | 0 | 0 | 0 | 0 | 0 | 0 | 0 | 0 | 0 | 0 | 0 | 0 | 0 | 0 | 0 | 0 | 0 | 0
F1_Commercial_Lodging_New_Food Preparation_Natural Gas_Conveyor Oven_E7 | F1 | Commercial | Lodging | New | Food Preparation | Natural Gas | Conveyor Oven | E7 | RVT - Cost of Equipment | 0 | 0 | 0 | 0 | 0 | 0 | 0 | 0 | 0 | 0 | 0 | 0 | 0 | 0 | 0 | 0 | 0 | 0 | 0 | 0 | 0 | 0 | 0 | 0 | 0 | 0 | 0
F1_Commercial_Lodging_New_Food Preparation_Natural Gas_Conveyor Oven_E8 | F1 | Commercial | Lodging | New | Food Preparation | Natural Gas | Conveyor Oven | E8 | RVT - Cost of Equipment | 0 | 0 | 0 | 0 | 0 | 0 | 0 | 0 | 0 | 0 | 0 | 0 | 0 | 0 | 0 | 0 | 0 | 0 | 0 | 0 | 0 | 0 | 0 | 0 | 0 | 0 | 0
F1_Commercial_Lodging_New_Food Preparation_Natural Gas_Conveyor Oven_E9 | F1 | Commercial | Lodging | New | Food Preparation | Natural Gas | Conveyor Oven | E9 | RVT - Cost of Equipment | 0 | 0 | 0 | 0 | 0 | 0 | 0 | 0 | 0 | 0 | 0 | 0 | 0 | 0 | 0 | 0 | 0 | 0 | 0 | 0 | 0 | 0 | 0 | 0 | 0 | 0 | 0
F1_Commercial_Lodging_New_Food Preparation_Natural Gas_Conveyor Oven_E10 | F1 | Commercial | Lodging | New | Food Preparation | Natural Gas | Conveyor Oven | E10 | RVT - Cost of Equipment | 0 | 0 | 0 | 0 | 0 | 0 | 0 | 0 | 0 | 0 | 0 | 0 | 0 | 0 | 0 | 0 | 0 | 0 | 0 | 0 | 0 | 0 | 0 | 0 | 0 | 0 | 0
F2_Commercial_Lodging_New_Food Preparation_Natural Gas_Conveyor Oven_E1 | F2 | Commercial | Lodging | New | Food Preparation | Natural Gas | Conveyor Oven | E1 | RVT - Cost of Operation | 0 | 0 | 0 | 0 | 0 | 0 | 0 | 0 | 0 | 0 | 0 | 0 | 0 | 0 | 0 | 0 | 0 | 0 | 0 | 0 | 0 | 0 | 0 | 0 | 0 | 0 | 0
F2_Commercial_Lodging_New_Food Preparation_Natural Gas_Conveyor Oven_E2 | F2 | Commercial | Lodging | New | Food Preparation | Natural Gas | Conveyor Oven | E2 | RVT - Cost of Operation | 0 | 0 | 0 | 0 | 0 | 0 | 0 | 0 | 0 | 0 | 0 | 0 | 0 | 0 | 0 | 0 | 0 | 0 | 0 | 0 | 0 | 0 | 0 | 0 | 0 | 0 | 0
F2_Commercial_Lodging_New_Food Preparation_Natural Gas_Conveyor Oven_E3 | F2 | Commercial | Lodging | New | Food Preparation | Natural Gas | Conveyor Oven | E3 | RVT - Cost of Operation | 0 | 0 | 0 | 0 | 0 | 0 | 0 | 0 | 0 | 0 | 0 | 0 | 0 | 0 | 0 | 0 | 0 | 0 | 0 | 0 | 0 | 0 | 0 | 0 | 0 | 0 | 0
F2_Commercial_Lodging_New_Food Preparation_Natural Gas_Conveyor Oven_E4 | F2 | Commercial | Lodging | New | Food Preparation | Natural Gas | Conveyor Oven | E4 | RVT - Cost of Operation | 0 | 0 | 0 | 0 | 0 | 0 | 0 | 0 | 0 | 0 | 0 | 0 | 0 | 0 | 0 | 0 | 0 | 0 | 0 | 0 | 0 | 0 | 0 | 0 | 0 | 0 | 0
F2_Commercial_Lodging_New_Food Preparation_Natural Gas_Conveyor Oven_E5 | F2 | Commercial | Lodging | New | Food Preparation | Natural Gas | Conveyor Oven | E5 | RVT - Cost of Operation | 0 | 0 | 0 | 0 | 0 | 0 | 0 | 0 | 0 | 0 | 0 | 0 | 0 | 0 | 0 | 0 | 0 | 0 | 0 | 0 | 0 | 0 | 0 | 0 | 0 | 0 | 0
F2_Commercial_Lodging_New_Food Preparation_Natural Gas_Conveyor Oven_E6 | F2 | Commercial | Lodging | New | Food Preparation | Natural Gas | Conveyor Oven | E6 | RVT - Cost of Operation | 0 | 0 | 0 | 0 | 0 | 0 | 0 | 0 | 0 | 0 | 0 | 0 | 0 | 0 | 0 | 0 | 0 | 0 | 0 | 0 | 0 | 0 | 0 | 0 | 0 | 0 | 0
F2_Commercial_Lodging_New_Food Preparation_Natural Gas_Conveyor Oven_E7 | F2 | Commercial | Lodging | New | Food Preparation | Natural Gas | Conveyor Oven | E7 | RVT - Cost of Operation | 0 | 0 | 0 | 0 | 0 | 0 | 0 | 0 | 0 | 0 | 0 | 0 | 0 | 0 | 0 | 0 | 0 | 0 | 0 | 0 | 0 | 0 | 0 | 0 | 0 | 0 | 0
F2_Commercial_Lodging_New_Food Preparation_Natural Gas_Conveyor Oven_E8 | F2 | Commercial | Lodging | New | Food Preparation | Natural Gas | Conveyor Oven | E8 | RVT - Cost of Operation | 0 | 0 | 0 | 0 | 0 | 0 | 0 | 0 | 0 | 0 | 0 | 0 | 0 | 0 | 0 | 0 | 0 | 0 | 0 | 0 | 0 | 0 | 0 | 0 | 0 | 0 | 0
F2_Commercial_Lodging_New_Food Preparation_Natural Gas_Conveyor Oven_E9 | F2 | Commercial | Lodging | New | Food Preparation | Natural Gas | Conveyor Oven | E9 | RVT - Cost of Operation | 0 | 0 | 0 | 0 | 0 | 0 | 0 | 0 | 0 | 0 | 0 | 0 | 0 | 0 | 0 | 0 | 0 | 0 | 0 | 0 | 0 | 0 | 0 | 0 | 0 | 0 | 0
F2_Commercial_Lodging_New_Food Preparation_Natural Gas_Conveyor Oven_E10 | F2 | Commercial | Lodging | New | Food Preparation | Natural Gas | Conveyor Oven | E10 | RVT - Cost of Operation | 0 | 0 | 0 | 0 | 0 | 0 | 0 | 0 | 0 | 0 | 0 | 0 | 0 | 0 | 0 | 0 | 0 | 0 | 0 | 0 | 0 | 0 | 0 | 0 | 0 | 0 | 0
F3_Commercial_Lodging_New_Food Preparation_Natural Gas_Conveyor Oven_E1 | F3 | Commercial | Lodging | New | Food Preparation | Natural Gas | Conveyor Oven | E1 | System - kBTUs of Consumption | 11.4304 | 11.4304 | 11.4304 | 11.4304 | 11.4304 | 11.4304 | 11.4304 | 11.4304 | 11.4304 | 11.4304 | 11.4304 | 11.4304 | 11.4304 | 11.4304 | 11.4304 | 11.4304 | 11.4304 | 11.4304 | 11.4304 | 11.4304 | 11.4304 | 11.4304 | 11.4304 | 11.4304 | 11.4304 | 11.4304 | 11.4304
F3_Commercial_Lodging_New_Food Preparation_Natural Gas_Conveyor Oven_E2 | F3 | Commercial | Lodging | New | Food Preparation | Natural Gas | Conveyor Oven | E2 | System - kBTUs of Consumption | 8.6889 | 8.6889 | 8.6889 | 8.6889 | 8.6889 | 8.6889 | 8.6889 | 8.6889 | 8.6889 | 8.6889 | 8.6889 | 8.6889 | 8.6889 | 8.6889 | 8.6889 | 8.6889 | 8.6889 | 8.6889 | 8.6889 | 8.6889 | 8.6889 | 8.6889 | 8.6889 | 8.6889 | 8.6889 | 8.6889 | 8.6889
F3_Commercial_Lodging_New_Food Preparation_Natural Gas_Conveyor Oven_E3 | F3 | Commercial | Lodging | New | Food Preparation | Natural Gas | Conveyor Oven | E3 | System - kBTUs of Consumption | 0 | 0 | 0 | 0 | 0 | 0 | 0 | 0 | 0 | 0 | 0 | 0 | 0 | 0 | 0 | 0 | 0 | 0 | 0 | 0 | 0 | 0 | 0 | 0 | 0 | 0 | 0
F3_Commercial_Lodging_New_Food Preparation_Natural Gas_Conveyor Oven_E4 | F3 | Commercial | Lodging | New | Food Preparation | Natural Gas | Conveyor Oven | E4 | System - kBTUs of Consumption | 0 | 0 | 0 | 0 | 0 | 0 | 0 | 0 | 0 | 0 | 0 | 0 | 0 | 0 | 0 | 0 | 0 | 0 | 0 | 0 | 0 | 0 | 0 | 0 | 0 | 0 | 0
F3_Commercial_Lodging_New_Food Preparation_Natural Gas_Conveyor Oven_E5 | F3 | Commercial | Lodging | New | Food Preparation | Natural Gas | Conveyor Oven | E5 | System - kBTUs of Consumption | 0 | 0 | 0 | 0 | 0 | 0 | 0 | 0 | 0 | 0 | 0 | 0 | 0 | 0 | 0 | 0 | 0 | 0 | 0 | 0 | 0 | 0 | 0 | 0 | 0 | 0 | 0
F3_Commercial_Lodging_New_Food Preparation_Natural Gas_Conveyor Oven_E6 | F3 | Commercial | Lodging | New | Food Preparation | Natural Gas | Conveyor Oven | E6 | System - kBTUs of Consumption | 0 | 0 | 0 | 0 | 0 | 0 | 0 | 0 | 0 | 0 | 0 | 0 | 0 | 0 | 0 | 0 | 0 | 0 | 0 | 0 | 0 | 0 | 0 | 0 | 0 | 0 | 0
F3_Commercial_Lodging_New_Food Preparation_Natural Gas_Conveyor Oven_E7 | F3 | Commercial | Lodging | New | Food Preparation | Natural Gas | Conveyor Oven | E7 | System - kBTUs of Consumption | 0 | 0 | 0 | 0 | 0 | 0 | 0 | 0 | 0 | 0 | 0 | 0 | 0 | 0 | 0 | 0 | 0 | 0 | 0 | 0 | 0 | 0 | 0 | 0 | 0 | 0 | 0
F3_Commercial_Lodging_New_Food Preparation_Natural Gas_Conveyor Oven_E8 | F3 | Commercial | Lodging | New | Food Preparation | Natural Gas | Conveyor Oven | E8 | System - kBTUs of Consumption | 0 | 0 | 0 | 0 | 0 | 0 | 0 | 0 | 0 | 0 | 0 | 0 | 0 | 0 | 0 | 0 | 0 | 0 | 0 | 0 | 0 | 0 | 0 | 0 | 0 | 0 | 0
F3_Commercial_Lodging_New_Food Preparation_Natural Gas_Conveyor Oven_E9 | F3 | Commercial | Lodging | New | Food Preparation | Natural Gas | Conveyor Oven | E9 | System - kBTUs of Consumption | 0 | 0 | 0 | 0 | 0 | 0 | 0 | 0 | 0 | 0 | 0 | 0 | 0 | 0 | 0 | 0 | 0 | 0 | 0 | 0 | 0 | 0 | 0 | 0 | 0 | 0 | 0
F3_Commercial_Lodging_New_Food Preparation_Natural Gas_Conveyor Oven_E10 | F3 | Commercial | Lodging | New | Food Preparation | Natural Gas | Conveyor Oven | E10 | System - kBTUs of Consumption | 0 | 0 | 0 | 0 | 0 | 0 | 0 | 0 | 0 | 0 | 0 | 0 | 0 | 0 | 0 | 0 | 0 | 0 | 0 | 0 | 0 | 0 | 0 | 0 | 0 | 0 | 0
F4_Commercial_Lodging_New_Food Preparation_Natural Gas_Conveyor Oven_E1 | F4 | Commercial | Lodging | New | Food Preparation | Natural Gas | Conveyor Oven | E1 | Utility - Cost of Equipment | 0.044619 | 0.044619 | 0.044619 | 0.044619 | 0.044619 | 0.044619 | 0.044619 | 0.044619 | 0.044619 | 0.044619 | 0.044619 | 0.044619 | 0.044619 | 0.044619 | 0.044619 | 0.044619 | 0.044619 | 0.044619 | 0.044619 | 0.044619 | 0.044619 | 0.044619 | 0.044619 | 0.044619 | 0.044619 | 0.044619 | 0.044619
F4_Commercial_Lodging_New_Food Preparation_Natural Gas_Conveyor Oven_E2 | F4 | Commercial | Lodging | New | Food Preparation | Natural Gas | Conveyor Oven | E2 | Utility - Cost of Equipment | 0.054396 | 0.054396 | 0.054396 | 0.054396 | 0.054396 | 0.054396 | 0.054396 | 0.054396 | 0.054396 | 0.054396 | 0.054396 | 0.054396 | 0.054396 | 0.054396 | 0.054396 | 0.054396 | 0.054396 | 0.054396 | 0.054396 | 0.054396 | 0.054396 | 0.054396 | 0.054396 | 0.054396 | 0.054396 | 0.054396 | 0.054396
F4_Commercial_Lodging_New_Food Preparation_Natural Gas_Conveyor Oven_E3 | F4 | Commercial | Lodging | New | Food Preparation | Natural Gas | Conveyor Oven | E3 | Utility - Cost of Equipment | 0 | 0 | 0 | 0 | 0 | 0 | 0 | 0 | 0 | 0 | 0 | 0 | 0 | 0 | 0 | 0 | 0 | 0 | 0 | 0 | 0 | 0 | 0 | 0 | 0 | 0 | 0
F4_Commercial_Lodging_New_Food Preparation_Natural Gas_Conveyor Oven_E4 | F4 | Commercial | Lodging | New | Food Preparation | Natural Gas | Conveyor Oven | E4 | Utility - Cost of Equipment | 0 | 0 | 0 | 0 | 0 | 0 | 0 | 0 | 0 | 0 | 0 | 0 | 0 | 0 | 0 | 0 | 0 | 0 | 0 | 0 | 0 | 0 | 0 | 0 | 0 | 0 | 0
F4_Commercial_Lodging_New_Food Preparation_Natural Gas_Conveyor Oven_E5 | F4 | Commercial | Lodging | New | Food Preparation | Natural Gas | Conveyor Oven | E5 | Utility - Cost of Equipment | 0 | 0 | 0 | 0 | 0 | 0 | 0 | 0 | 0 | 0 | 0 | 0 | 0 | 0 | 0 | 0 | 0 | 0 | 0 | 0 | 0 | 0 | 0 | 0 | 0 | 0 | 0
F4_Commercial_Lodging_New_Food Preparation_Natural Gas_Conveyor Oven_E6 | F4 | Commercial | Lodging | New | Food Preparation | Natural Gas | Conveyor Oven | E6 | Utility - Cost of Equipment | 0 | 0 | 0 | 0 | 0 | 0 | 0 | 0 | 0 | 0 | 0 | 0 | 0 | 0 | 0 | 0 | 0 | 0 | 0 | 0 | 0 | 0 | 0 | 0 | 0 | 0 | 0
F4_Commercial_Lodging_New_Food Preparation_Natural Gas_Conveyor Oven_E7 | F4 | Commercial | Lodging | New | Food Preparation | Natural Gas | Conveyor Oven | E7 | Utility - Cost of Equipment | 0 | 0 | 0 | 0 | 0 | 0 | 0 | 0 | 0 | 0 | 0 | 0 | 0 | 0 | 0 | 0 | 0 | 0 | 0 | 0 | 0 | 0 | 0 | 0 | 0 | 0 | 0
F4_Commercial_Lodging_New_Food Preparation_Natural Gas_Conveyor Oven_E8 | F4 | Commercial | Lodging | New | Food Preparation | Natural Gas | Conveyor Oven | E8 | Utility - Cost of Equipment | 0 | 0 | 0 | 0 | 0 | 0 | 0 | 0 | 0 | 0 | 0 | 0 | 0 | 0 | 0 | 0 | 0 | 0 | 0 | 0 | 0 | 0 | 0 | 0 | 0 | 0 | 0
F4_Commercial_Lodging_New_Food Preparation_Natural Gas_Conveyor Oven_E9 | F4 | Commercial | Lodging | New | Food Preparation | Natural Gas | Conveyor Oven | E9 | Utility - Cost of Equipment | 0 | 0 | 0 | 0 | 0 | 0 | 0 | 0 | 0 | 0 | 0 | 0 | 0 | 0 | 0 | 0 | 0 | 0 | 0 | 0 | 0 | 0 | 0 | 0 | 0 | 0 | 0
F4_Commercial_Lodging_New_Food Preparation_Natural Gas_Conveyor Oven_E10 | F4 | Commercial | Lodging | New | Food Preparation | Natural Gas | Conveyor Oven | E10 | Utility - Cost of Equipment | 0 | 0 | 0 | 0 | 0 | 0 | 0 | 0 | 0 | 0 | 0 | 0 | 0 | 0 | 0 | 0 | 0 | 0 | 0 | 0 | 0 | 0 | 0 | 0 | 0 | 0 | 0
F5_Commercial_Lodging_New_Food Preparation_Natural Gas_Conveyor Oven_E1 | F5 | Commercial | Lodging | New | Food Preparation | Natural Gas | Conveyor Oven | E1 | Utility - Cost of Operation | 0.15882 | 0.15809 | 0.15744 | 0.15679 | 0.15752 | 0.15893 | 0.16047 | 0.16176 | 0.16261 | 0.16299 | 0.16302 | 0.16278 | 0.16229 | 0.16141 | 0.16018 | 0.15857 | 0.15652 | 0.15404 | 0.15106 | 0.14749 | 0.14329 | 0.13842 | 0.13413 | 0.13141 | 0.13034 | 0.13098 | 0.13163
F5_Commercial_Lodging_New_Food Preparation_Natural Gas_Conveyor Oven_E2 | F5 | Commercial | Lodging | New | Food Preparation | Natural Gas | Conveyor Oven | E2 | Utility - Cost of Operation | 0.12073 | 0.12018 | 0.11968 | 0.11919 | 0.11974 | 0.12081 | 0.12198 | 0.12296 | 0.12361 | 0.1239 | 0.12392 | 0.12374 | 0.12337 | 0.1227 | 0.12176 | 0.12054 | 0.11898 | 0.1171 | 0.11483 | 0.11212 | 0.10892 | 0.10522 | 0.10196 | 0.099893 | 0.099082 | 0.099568 | 0.10006
F5_Commercial_Lodging_New_Food Preparation_Natural Gas_Conveyor Oven_E3 | F5 | Commercial | Lodging | New | Food Preparation | Natural Gas | Conveyor Oven | E3 | Utility - Cost of Operation | 0 | 0 | 0 | 0 | 0 | 0 | 0 | 0 | 0 | 0 | 0 | 0 | 0 | 0 | 0 | 0 | 0 | 0 | 0 | 0 | 0 | 0 | 0 | 0 | 0 | 0 | 0
F5_Commercial_Lodging_New_Food Preparation_Natural Gas_Conveyor Oven_E4 | F5 | Commercial | Lodging | New | Food Preparation | Natural Gas | Conveyor Oven | E4 | Utility - Cost of Operation | 0 | 0 | 0 | 0 | 0 | 0 | 0 | 0 | 0 | 0 | 0 | 0 | 0 | 0 | 0 | 0 | 0 | 0 | 0 | 0 | 0 | 0 | 0 | 0 | 0 | 0 | 0
F5_Commercial_Lodging_New_Food Preparation_Natural Gas_Conveyor Oven_E5 | F5 | Commercial | Lodging | New | Food Preparation | Natural Gas | Conveyor Oven | E5 | Utility - Cost of Operation | 0 | 0 | 0 | 0 | 0 | 0 | 0 | 0 | 0 | 0 | 0 | 0 | 0 | 0 | 0 | 0 | 0 | 0 | 0 | 0 | 0 | 0 | 0 | 0 | 0 | 0 | 0
F5_Commercial_Lodging_New_Food Preparation_Natural Gas_Conveyor Oven_E6 | F5 | Commercial | Lodging | New | Food Preparation | Natural Gas | Conveyor Oven | E6 | Utility - Cost of Operation | 0 | 0 | 0 | 0 | 0 | 0 | 0 | 0 | 0 | 0 | 0 | 0 | 0 | 0 | 0 | 0 | 0 | 0 | 0 | 0 | 0 | 0 | 0 | 0 | 0 | 0 | 0
F5_Commercial_Lodging_New_Food Preparation_Natural Gas_Conveyor Oven_E7 | F5 | Commercial | Lodging | New | Food Preparation | Natural Gas | Conveyor Oven | E7 | Utility - Cost of Operation | 0 | 0 | 0 | 0 | 0 | 0 | 0 | 0 | 0 | 0 | 0 | 0 | 0 | 0 | 0 | 0 | 0 | 0 | 0 | 0 | 0 | 0 | 0 | 0 | 0 | 0 | 0
F5_Commercial_Lodging_New_Food Preparation_Natural Gas_Conveyor Oven_E8 | F5 | Commercial | Lodging | New | Food Preparation | Natural Gas | Conveyor Oven | E8 | Utility - Cost of Operation | 0 | 0 | 0 | 0 | 0 | 0 | 0 | 0 | 0 | 0 | 0 | 0 | 0 | 0 | 0 | 0 | 0 | 0 | 0 | 0 | 0 | 0 | 0 | 0 | 0 | 0 | 0
F5_Commercial_Lodging_New_Food Preparation_Natural Gas_Conveyor Oven_E9 | F5 | Commercial | Lodging | New | Food Preparation | Natural Gas | Conveyor Oven | E9 | Utility - Cost of Operation | 0 | 0 | 0 | 0 | 0 | 0 | 0 | 0 | 0 | 0 | 0 | 0 | 0 | 0 | 0 | 0 | 0 | 0 | 0 | 0 | 0 | 0 | 0 | 0 | 0 | 0 | 0
F5_Commercial_Lodging_New_Food Preparation_Natural Gas_Conveyor Oven_E10 | F5 | Commercial | Lodging | New | Food Preparation | Natural Gas | Conveyor Oven | E10 | Utility - Cost of Operation | 0 | 0 | 0 | 0 | 0 | 0 | 0 | 0 | 0 | 0 | 0 | 0 | 0 | 0 | 0 | 0 | 0 | 0 | 0 | 0 | 0 | 0 | 0 | 0 | 0 | 0 | 0
F6_Commercial_Lodging_New_Food Preparation_Natural Gas_Conveyor Oven_E1 | F6 | Commercial | Lodging | New | Food Preparation | Natural Gas | Conveyor Oven | E1 | Utility - Value of Sales | 0 | 0 | 0 | 0 | 0 | 0 | 0 | 0 | 0 | 0 | 0 | 0 | 0 | 0 | 0 | 0 | 0 | 0 | 0 | 0 | 0 | 0 | 0 | 0 | 0 | 0 | 0
F6_Commercial_Lodging_New_Food Preparation_Natural Gas_Conveyor Oven_E2 | F6 | Commercial | Lodging | New | Food Preparation | Natural Gas | Conveyor Oven | E2 | Utility - Value of Sales | 0 | 0 | 0 | 0 | 0 | 0 | 0 | 0 | 0 | 0 | 0 | 0 | 0 | 0 | 0 | 0 | 0 | 0 | 0 | 0 | 0 | 0 | 0 | 0 | 0 | 0 | 0
F6_Commercial_Lodging_New_Food Preparation_Natural Gas_Conveyor Oven_E3 | F6 | Commercial | Lodging | New | Food Preparation | Natural Gas | Conveyor Oven | E3 | Utility - Value of Sales | 0 | 0 | 0 | 0 | 0 | 0 | 0 | 0 | 0 | 0 | 0 | 0 | 0 | 0 | 0 | 0 | 0 | 0 | 0 | 0 | 0 | 0 | 0 | 0 | 0 | 0 | 0
F6_Commercial_Lodging_New_Food Preparation_Natural Gas_Conveyor Oven_E4 | F6 | Commercial | Lodging | New | Food Preparation | Natural Gas | Conveyor Oven | E4 | Utility - Value of Sales | 0 | 0 | 0 | 0 | 0 | 0 | 0 | 0 | 0 | 0 | 0 | 0 | 0 | 0 | 0 | 0 | 0 | 0 | 0 | 0 | 0 | 0 | 0 | 0 | 0 | 0 | 0
F6_Commercial_Lodging_New_Food Preparation_Natural Gas_Conveyor Oven_E5 | F6 | Commercial | Lodging | New | Food Preparation | Natural Gas | Conveyor Oven | E5 | Utility - Value of Sales | 0 | 0 | 0 | 0 | 0 | 0 | 0 | 0 | 0 | 0 | 0 | 0 | 0 | 0 | 0 | 0 | 0 | 0 | 0 | 0 | 0 | 0 | 0 | 0 | 0 | 0 | 0
F6_Commercial_Lodging_New_Food Preparation_Natural Gas_Conveyor Oven_E6 | F6 | Commercial | Lodging | New | Food Preparation | Natural Gas | Conveyor Oven | E6 | Utility - Value of Sales | 0 | 0 | 0 | 0 | 0 | 0 | 0 | 0 | 0 | 0 | 0 | 0 | 0 | 0 | 0 | 0 | 0 | 0 | 0 | 0 | 0 | 0 | 0 | 0 | 0 | 0 | 0
F6_Commercial_Lodging_New_Food Preparation_Natural Gas_Conveyor Oven_E7 | F6 | Commercial | Lodging | New | Food Preparation | Natural Gas | Conveyor Oven | E7 | Utility - Value of Sales | 0 | 0 | 0 | 0 | 0 | 0 | 0 | 0 | 0 | 0 | 0 | 0 | 0 | 0 | 0 | 0 | 0 | 0 | 0 | 0 | 0 | 0 | 0 | 0 | 0 | 0 | 0
F6_Commercial_Lodging_New_Food Preparation_Natural Gas_Conveyor Oven_E8 | F6 | Commercial | Lodging | New | Food Preparation | Natural Gas | Conveyor Oven | E8 | Utility - Value of Sales | 0 | 0 | 0 | 0 | 0 | 0 | 0 | 0 | 0 | 0 | 0 | 0 | 0 | 0 | 0 | 0 | 0 | 0 | 0 | 0 | 0 | 0 | 0 | 0 | 0 | 0 | 0
F6_Commercial_Lodging_New_Food Preparation_Natural Gas_Conveyor Oven_E9 | F6 | Commercial | Lodging | New | Food Preparation | Natural Gas | Conveyor Oven | E9 | Utility - Value of Sales | 0 | 0 | 0 | 0 | 0 | 0 | 0 | 0 | 0 | 0 | 0 | 0 | 0 | 0 | 0 | 0 | 0 | 0 | 0 | 0 | 0 | 0 | 0 | 0 | 0 | 0 | 0
F6_Commercial_Lodging_New_Food Preparation_Natural Gas_Conveyor Oven_E10 | F6 | Commercial | Lodging | New | Food Preparation | Natural Gas | Conveyor Oven | E10 | Utility - Value of Sales | 0 | 0 | 0 | 0 | 0 | 0 | 0 | 0 | 0 | 0 | 0 | 0 | 0 | 0 | 0 | 0 | 0 | 0 | 0 | 0 | 0 | 0 | 0 | 0 | 0 | 0 | 0
F1_Commercial_Lodging_New_Food Preparation_Natural Gas_Double Rack Oven_E1 | F1 | Commercial | Lodging | New | Food Preparation | Natural Gas | Double Rack Oven | E1 | RVT - Cost of Equipment | 0.087032 | 0.087032 | 0.087032 | 0.087032 | 0.087032 | 0.087032 | 0.087032 | 0.087032 | 0.087032 | 0.087032 | 0.087032 | 0.087032 | 0.087032 | 0.087032 | 0.087032 | 0.087032 | 0.087032 | 0.087032 | 0.087032 | 0.087032 | 0.087032 | 0.087032 | 0.087032 | 0.087032 | 0.087032 | 0.087032 | 0.087032
F1_Commercial_Lodging_New_Food Preparation_Natural Gas_Double Rack Oven_E2 | F1 | Commercial | Lodging | New | Food Preparation | Natural Gas | Double Rack Oven | E2 | RVT - Cost of Equipment | 0.12007 | 0.12007 | 0.12007 | 0.12007 | 0.12007 | 0.12007 | 0.12007 | 0.12007 | 0.12007 | 0.12007 | 0.12007 | 0.12007 | 0.12007 | 0.12007 | 0.12007 | 0.12007 | 0.12007 | 0.12007 | 0.12007 | 0.12007 | 0.12007 | 0.12007 | 0.12007 | 0.12007 | 0.12007 | 0.12007 | 0.12007
F1_Commercial_Lodging_New_Food Preparation_Natural Gas_Double Rack Oven_E3 | F1 | Commercial | Lodging | New | Food Preparation | Natural Gas | Double Rack Oven | E3 | RVT - Cost of Equipment | 0 | 0 | 0 | 0 | 0 | 0 | 0 | 0 | 0 | 0 | 0 | 0 | 0 | 0 | 0 | 0 | 0 | 0 | 0 | 0 | 0 | 0 | 0 | 0 | 0 | 0 | 0
F1_Commercial_Lodging_New_Food Preparation_Natural Gas_Double Rack Oven_E4 | F1 | Commercial | Lodging | New | Food Preparation | Natural Gas | Double Rack Oven | E4 | RVT - Cost of Equipment | 0 | 0 | 0 | 0 | 0 | 0 | 0 | 0 | 0 | 0 | 0 | 0 | 0 | 0 | 0 | 0 | 0 | 0 | 0 | 0 | 0 | 0 | 0 | 0 | 0 | 0 | 0
F1_Commercial_Lodging_New_Food Preparation_Natural Gas_Double Rack Oven_E5 | F1 | Commercial | Lodging | New | Food Preparation | Natural Gas | Double Rack Oven | E5 | RVT - Cost of Equipment | 0 | 0 | 0 | 0 | 0 | 0 | 0 | 0 | 0 | 0 | 0 | 0 | 0 | 0 | 0 | 0 | 0 | 0 | 0 | 0 | 0 | 0 | 0 | 0 | 0 | 0 | 0
F1_Commercial_Lodging_New_Food Preparation_Natural Gas_Double Rack Oven_E6 | F1 | Commercial | Lodging | New | Food Preparation | Natural Gas | Double Rack Oven | E6 | RVT - Cost of Equipment | 0 | 0 | 0 | 0 | 0 | 0 | 0 | 0 | 0 | 0 | 0 | 0 | 0 | 0 | 0 | 0 | 0 | 0 | 0 | 0 | 0 | 0 | 0 | 0 | 0 | 0 | 0
F1_Commercial_Lodging_New_Food Preparation_Natural Gas_Double Rack Oven_E7 | F1 | Commercial | Lodging | New | Food Preparation | Natural Gas | Double Rack Oven | E7 | RVT - Cost of Equipment | 0 | 0 | 0 | 0 | 0 | 0 | 0 | 0 | 0 | 0 | 0 | 0 | 0 | 0 | 0 | 0 | 0 | 0 | 0 | 0 | 0 | 0 | 0 | 0 | 0 | 0 | 0
F1_Commercial_Lodging_New_Food Preparation_Natural Gas_Double Rack Oven_E8 | F1 | Commercial | Lodging | New | Food Preparation | Natural Gas | Double Rack Oven | E8 | RVT - Cost of Equipment | 0 | 0 | 0 | 0 | 0 | 0 | 0 | 0 | 0 | 0 | 0 | 0 | 0 | 0 | 0 | 0 | 0 | 0 | 0 | 0 | 0 | 0 | 0 | 0 | 0 | 0 | 0
F1_Commercial_Lodging_New_Food Preparation_Natural Gas_Double Rack Oven_E9 | F1 | Commercial | Lodging | New | Food Preparation | Natural Gas | Double Rack Oven | E9 | RVT - Cost of Equipment | 0 | 0 | 0 | 0 | 0 | 0 | 0 | 0 | 0 | 0 | 0 | 0 | 0 | 0 | 0 | 0 | 0 | 0 | 0 | 0 | 0 | 0 | 0 | 0 | 0 | 0 | 0
F1_Commercial_Lodging_New_Food Preparation_Natural Gas_Double Rack Oven_E10 | F1 | Commercial | Lodging | New | Food Preparation | Natural Gas | Double Rack Oven | E10 | RVT - Cost of Equipment | 0 | 0 | 0 | 0 | 0 | 0 | 0 | 0 | 0 | 0 | 0 | 0 | 0 | 0 | 0 | 0 | 0 | 0 | 0 | 0 | 0 | 0 | 0 | 0 | 0 | 0 | 0
F2_Commercial_Lodging_New_Food Preparation_Natural Gas_Double Rack Oven_E1 | F2 | Commercial | Lodging | New | Food Preparation | Natural Gas | Double Rack Oven | E1 | RVT - Cost of Operation | 0 | 0 | 0 | 0 | 0 | 0 | 0 | 0 | 0 | 0 | 0 | 0 | 0 | 0 | 0 | 0 | 0 | 0 | 0 | 0 | 0 | 0 | 0 | 0 | 0 | 0 | 0
F2_Commercial_Lodging_New_Food Preparation_Natural Gas_Double Rack Oven_E2 | F2 | Commercial | Lodging | New | Food Preparation | Natural Gas | Double Rack Oven | E2 | RVT - Cost of Operation | 0 | 0 | 0 | 0 | 0 | 0 | 0 | 0 | 0 | 0 | 0 | 0 | 0 | 0 | 0 | 0 | 0 | 0 | 0 | 0 | 0 | 0 | 0 | 0 | 0 | 0 | 0
F2_Commercial_Lodging_New_Food Preparation_Natural Gas_Double Rack Oven_E3 | F2 | Commercial | Lodging | New | Food Preparation | Natural Gas | Double Rack Oven | E3 | RVT - Cost of Operation | 0 | 0 | 0 | 0 | 0 | 0 | 0 | 0 | 0 | 0 | 0 | 0 | 0 | 0 | 0 | 0 | 0 | 0 | 0 | 0 | 0 | 0 | 0 | 0 | 0 | 0 | 0
F2_Commercial_Lodging_New_Food Preparation_Natural Gas_Double Rack Oven_E4 | F2 | Commercial | Lodging | New | Food Preparation | Natural Gas | Double Rack Oven | E4 | RVT - Cost of Operation | 0 | 0 | 0 | 0 | 0 | 0 | 0 | 0 | 0 | 0 | 0 | 0 | 0 | 0 | 0 | 0 | 0 | 0 | 0 | 0 | 0 | 0 | 0 | 0 | 0 | 0 | 0
F2_Commercial_Lodging_New_Food Preparation_Natural Gas_Double Rack Oven_E5 | F2 | Commercial | Lodging | New | Food Preparation | Natural Gas | Double Rack Oven | E5 | RVT - Cost of Operation | 0 | 0 | 0 | 0 | 0 | 0 | 0 | 0 | 0 | 0 | 0 | 0 | 0 | 0 | 0 | 0 | 0 | 0 | 0 | 0 | 0 | 0 | 0 | 0 | 0 | 0 | 0
F2_Commercial_Lodging_New_Food Preparation_Natural Gas_Double Rack Oven_E6 | F2 | Commercial | Lodging | New | Food Preparation | Natural Gas | Double Rack Oven | E6 | RVT - Cost of Operation | 0 | 0 | 0 | 0 | 0 | 0 | 0 | 0 | 0 | 0 | 0 | 0 | 0 | 0 | 0 | 0 | 0 | 0 | 0 | 0 | 0 | 0 | 0 | 0 | 0 | 0 | 0
F2_Commercial_Lodging_New_Food Preparation_Natural Gas_Double Rack Oven_E7 | F2 | Commercial | Lodging | New | Food Preparation | Natural Gas | Double Rack Oven | E7 | RVT - Cost of Operation | 0 | 0 | 0 | 0 | 0 | 0 | 0 | 0 | 0 | 0 | 0 | 0 | 0 | 0 | 0 | 0 | 0 | 0 | 0 | 0 | 0 | 0 | 0 | 0 | 0 | 0 | 0
F2_Commercial_Lodging_New_Food Preparation_Natural Gas_Double Rack Oven_E8 | F2 | Commercial | Lodging | New | Food Preparation | Natural Gas | Double Rack Oven | E8 | RVT - Cost of Operation | 0 | 0 | 0 | 0 | 0 | 0 | 0 | 0 | 0 | 0 | 0 | 0 | 0 | 0 | 0 | 0 | 0 | 0 | 0 | 0 | 0 | 0 | 0 | 0 | 0 | 0 | 0
F2_Commercial_Lodging_New_Food Preparation_Natural Gas_Double Rack Oven_E9 | F2 | Commercial | Lodging | New | Food Preparation | Natural Gas | Double Rack Oven | E9 | RVT - Cost of Operation | 0 | 0 | 0 | 0 | 0 | 0 | 0 | 0 | 0 | 0 | 0 | 0 | 0 | 0 | 0 | 0 | 0 | 0 | 0 | 0 | 0 | 0 | 0 | 0 | 0 | 0 | 0
F2_Commercial_Lodging_New_Food Preparation_Natural Gas_Double Rack Oven_E10 | F2 | Commercial | Lodging | New | Food Preparation | Natural Gas | Double Rack Oven | E10 | RVT - Cost of Operation | 0 | 0 | 0 | 0 | 0 | 0 | 0 | 0 | 0 | 0 | 0 | 0 | 0 | 0 | 0 | 0 | 0 | 0 | 0 | 0 | 0 | 0 | 0 | 0 | 0 | 0 | 0
F3_Commercial_Lodging_New_Food Preparation_Natural Gas_Double Rack Oven_E1 | F3 | Commercial | Lodging | New | Food Preparation | Natural Gas | Double Rack Oven | E1 | System - kBTUs of Consumption | 19.4379 | 19.4379 | 19.4379 | 19.4379 | 19.4379 | 19.4379 | 19.4379 | 19.4379 | 19.4379 | 19.4379 | 19.4379 | 19.4379 | 19.4379 | 19.4379 | 19.4379 | 19.4379 | 19.4379 | 19.4379 | 19.4379 | 19.4379 | 19.4379 | 19.4379 | 19.4379 | 19.4379 | 19.4379 | 19.4379 | 19.4379
F3_Commercial_Lodging_New_Food Preparation_Natural Gas_Double Rack Oven_E2 | F3 | Commercial | Lodging | New | Food Preparation | Natural Gas | Double Rack Oven | E2 | System - kBTUs of Consumption | 11.4341 | 11.4341 | 11.4341 | 11.4341 | 11.4341 | 11.4341 | 11.4341 | 11.4341 | 11.4341 | 11.4341 | 11.4341 | 11.4341 | 11.4341 | 11.4341 | 11.4341 | 11.4341 | 11.4341 | 11.4341 | 11.4341 | 11.4341 | 11.4341 | 11.4341 | 11.4341 | 11.4341 | 11.4341 | 11.4341 | 11.4341
F3_Commercial_Lodging_New_Food Preparation_Natural Gas_Double Rack Oven_E3 | F3 | Commercial | Lodging | New | Food Preparation | Natural Gas | Double Rack Oven | E3 | System - kBTUs of Consumption | 0 | 0 | 0 | 0 | 0 | 0 | 0 | 0 | 0 | 0 | 0 | 0 | 0 | 0 | 0 | 0 | 0 | 0 | 0 | 0 | 0 | 0 | 0 | 0 | 0 | 0 | 0
F3_Commercial_Lodging_New_Food Preparation_Natural Gas_Double Rack Oven_E4 | F3 | Commercial | Lodging | New | Food Preparation | Natural Gas | Double Rack Oven | E4 | System - kBTUs of Consumption | 0 | 0 | 0 | 0 | 0 | 0 | 0 | 0 | 0 | 0 | 0 | 0 | 0 | 0 | 0 | 0 | 0 | 0 | 0 | 0 | 0 | 0 | 0 | 0 | 0 | 0 | 0
F3_Commercial_Lodging_New_Food Preparation_Natural Gas_Double Rack Oven_E5 | F3 | Commercial | Lodging | New | Food Preparation | Natural Gas | Double Rack Oven | E5 | System - kBTUs of Consumption | 0 | 0 | 0 | 0 | 0 | 0 | 0 | 0 | 0 | 0 | 0 | 0 | 0 | 0 | 0 | 0 | 0 | 0 | 0 | 0 | 0 | 0 | 0 | 0 | 0 | 0 | 0
F3_Commercial_Lodging_New_Food Preparation_Natural Gas_Double Rack Oven_E6 | F3 | Commercial | Lodging | New | Food Preparation | Natural Gas | Double Rack Oven | E6 | System - kBTUs of Consumption | 0 | 0 | 0 | 0 | 0 | 0 | 0 | 0 | 0 | 0 | 0 | 0 | 0 | 0 | 0 | 0 | 0 | 0 | 0 | 0 | 0 | 0 | 0 | 0 | 0 | 0 | 0
F3_Commercial_Lodging_New_Food Preparation_Natural Gas_Double Rack Oven_E7 | F3 | Commercial | Lodging | New | Food Preparation | Natural Gas | Double Rack Oven | E7 | System - kBTUs of Consumption | 0 | 0 | 0 | 0 | 0 | 0 | 0 | 0 | 0 | 0 | 0 | 0 | 0 | 0 | 0 | 0 | 0 | 0 | 0 | 0 | 0 | 0 | 0 | 0 | 0 | 0 | 0
F3_Commercial_Lodging_New_Food Preparation_Natural Gas_Double Rack Oven_E8 | F3 | Commercial | Lodging | New | Food Preparation | Natural Gas | Double Rack Oven | E8 | System - kBTUs of Consumption | 0 | 0 | 0 | 0 | 0 | 0 | 0 | 0 | 0 | 0 | 0 | 0 | 0 | 0 | 0 | 0 | 0 | 0 | 0 | 0 | 0 | 0 | 0 | 0 | 0 | 0 | 0
F3_Commercial_Lodging_New_Food Preparation_Natural Gas_Double Rack Oven_E9 | F3 | Commercial | Lodging | New | Food Preparation | Natural Gas | Double Rack Oven | E9 | System - kBTUs of Consumption | 0 | 0 | 0 | 0 | 0 | 0 | 0 | 0 | 0 | 0 | 0 | 0 | 0 | 0 | 0 | 0 | 0 | 0 | 0 | 0 | 0 | 0 | 0 | 0 | 0 | 0 | 0
F3_Commercial_Lodging_New_Food Preparation_Natural Gas_Double Rack Oven_E10 | F3 | Commercial | Lodging | New | Food Preparation | Natural Gas | Double Rack Oven | E10 | System - kBTUs of Consumption | 0 | 0 | 0 | 0 | 0 | 0 | 0 | 0 | 0 | 0 | 0 | 0 | 0 | 0 | 0 | 0 | 0 | 0 | 0 | 0 | 0 | 0 | 0 | 0 | 0 | 0 | 0
F4_Commercial_Lodging_New_Food Preparation_Natural Gas_Double Rack Oven_E1 | F4 | Commercial | Lodging | New | Food Preparation | Natural Gas | Double Rack Oven | E1 | Utility - Cost of Equipment | 0.087032 | 0.087032 | 0.087032 | 0.087032 | 0.087032 | 0.087032 | 0.087032 | 0.087032 | 0.087032 | 0.087032 | 0.087032 | 0.087032 | 0.087032 | 0.087032 | 0.087032 | 0.087032 | 0.087032 | 0.087032 | 0.087032 | 0.087032 | 0.087032 | 0.087032 | 0.087032 | 0.087032 | 0.087032 | 0.087032 | 0.087032
F4_Commercial_Lodging_New_Food Preparation_Natural Gas_Double Rack Oven_E2 | F4 | Commercial | Lodging | New | Food Preparation | Natural Gas | Double Rack Oven | E2 | Utility - Cost of Equipment | 0.12007 | 0.12007 | 0.12007 | 0.12007 | 0.12007 | 0.12007 | 0.12007 | 0.12007 | 0.12007 | 0.12007 | 0.12007 | 0.12007 | 0.12007 | 0.12007 | 0.12007 | 0.12007 | 0.12007 | 0.12007 | 0.12007 | 0.12007 | 0.12007 | 0.12007 | 0.12007 | 0.12007 | 0.12007 | 0.12007 | 0.12007
F4_Commercial_Lodging_New_Food Preparation_Natural Gas_Double Rack Oven_E3 | F4 | Commercial | Lodging | New | Food Preparation | Natural Gas | Double Rack Oven | E3 | Utility - Cost of Equipment | 0 | 0 | 0 | 0 | 0 | 0 | 0 | 0 | 0 | 0 | 0 | 0 | 0 | 0 | 0 | 0 | 0 | 0 | 0 | 0 | 0 | 0 | 0 | 0 | 0 | 0 | 0
F4_Commercial_Lodging_New_Food Preparation_Natural Gas_Double Rack Oven_E4 | F4 | Commercial | Lodging | New | Food Preparation | Natural Gas | Double Rack Oven | E4 | Utility - Cost of Equipment | 0 | 0 | 0 | 0 | 0 | 0 | 0 | 0 | 0 | 0 | 0 | 0 | 0 | 0 | 0 | 0 | 0 | 0 | 0 | 0 | 0 | 0 | 0 | 0 | 0 | 0 | 0
F4_Commercial_Lodging_New_Food Preparation_Natural Gas_Double Rack Oven_E5 | F4 | Commercial | Lodging | New | Food Preparation | Natural Gas | Double Rack Oven | E5 | Utility - Cost of Equipment | 0 | 0 | 0 | 0 | 0 | 0 | 0 | 0 | 0 | 0 | 0 | 0 | 0 | 0 | 0 | 0 | 0 | 0 | 0 | 0 | 0 | 0 | 0 | 0 | 0 | 0 | 0
F4_Commercial_Lodging_New_Food Preparation_Natural Gas_Double Rack Oven_E6 | F4 | Commercial | Lodging | New | Food Preparation | Natural Gas | Double Rack Oven | E6 | Utility - Cost of Equipment | 0 | 0 | 0 | 0 | 0 | 0 | 0 | 0 | 0 | 0 | 0 | 0 | 0 | 0 | 0 | 0 | 0 | 0 | 0 | 0 | 0 | 0 | 0 | 0 | 0 | 0 | 0
F4_Commercial_Lodging_New_Food Preparation_Natural Gas_Double Rack Oven_E7 | F4 | Commercial | Lodging | New | Food Preparation | Natural Gas | Double Rack Oven | E7 | Utility - Cost of Equipment | 0 | 0 | 0 | 0 | 0 | 0 | 0 | 0 | 0 | 0 | 0 | 0 | 0 | 0 | 0 | 0 | 0 | 0 | 0 | 0 | 0 | 0 | 0 | 0 | 0 | 0 | 0
F4_Commercial_Lodging_New_Food Preparation_Natural Gas_Double Rack Oven_E8 | F4 | Commercial | Lodging | New | Food Preparation | Natural Gas | Double Rack Oven | E8 | Utility - Cost of Equipment | 0 | 0 | 0 | 0 | 0 | 0 | 0 | 0 | 0 | 0 | 0 | 0 | 0 | 0 | 0 | 0 | 0 | 0 | 0 | 0 | 0 | 0 | 0 | 0 | 0 | 0 | 0
F4_Commercial_Lodging_New_Food Preparation_Natural Gas_Double Rack Oven_E9 | F4 | Commercial | Lodging | New | Food Preparation | Natural Gas | Double Rack Oven | E9 | Utility - Cost of Equipment | 0 | 0 | 0 | 0 | 0 | 0 | 0 | 0 | 0 | 0 | 0 | 0 | 0 | 0 | 0 | 0 | 0 | 0 | 0 | 0 | 0 | 0 | 0 | 0 | 0 | 0 | 0
F4_Commercial_Lodging_New_Food Preparation_Natural Gas_Double Rack Oven_E10 | F4 | Commercial | Lodging | New | Food Preparation | Natural Gas | Double Rack Oven | E10 | Utility - Cost of Equipment | 0 | 0 | 0 | 0 | 0 | 0 | 0 | 0 | 0 | 0 | 0 | 0 | 0 | 0 | 0 | 0 | 0 | 0 | 0 | 0 | 0 | 0 | 0 | 0 | 0 | 0 | 0
F5_Commercial_Lodging_New_Food Preparation_Natural Gas_Double Rack Oven_E1 | F5 | Commercial | Lodging | New | Food Preparation | Natural Gas | Double Rack Oven | E1 | Utility - Cost of Operation | 0.26531 | 0.26247 | 0.25973 | 0.25711 | 0.25775 | 0.26054 | 0.26458 | 0.26908 | 0.27342 | 0.27712 | 0.28013 | 0.28229 | 0.28352 | 0.28338 | 0.28184 | 0.27889 | 0.27457 | 0.26913 | 0.26262 | 0.25489 | 0.24583 | 0.23538 | 0.22612 | 0.22017 | 0.21766 | 0.21873 | 0.2198
F5_Commercial_Lodging_New_Food Preparation_Natural Gas_Double Rack Oven_E2 | F5 | Commercial | Lodging | New | Food Preparation | Natural Gas | Double Rack Oven | E2 | Utility - Cost of Operation | 0.15606 | 0.15439 | 0.15278 | 0.15124 | 0.15162 | 0.15326 | 0.15563 | 0.15828 | 0.16084 | 0.16301 | 0.16479 | 0.16605 | 0.16677 | 0.16669 | 0.16579 | 0.16405 | 0.16151 | 0.15831 | 0.15448 | 0.14994 | 0.14461 | 0.13846 | 0.13301 | 0.12951 | 0.12804 | 0.12867 | 0.1293
F5_Commercial_Lodging_New_Food Preparation_Natural Gas_Double Rack Oven_E3 | F5 | Commercial | Lodging | New | Food Preparation | Natural Gas | Double Rack Oven | E3 | Utility - Cost of Operation | 0 | 0 | 0 | 0 | 0 | 0 | 0 | 0 | 0 | 0 | 0 | 0 | 0 | 0 | 0 | 0 | 0 | 0 | 0 | 0 | 0 | 0 | 0 | 0 | 0 | 0 | 0
F5_Commercial_Lodging_New_Food Preparation_Natural Gas_Double Rack Oven_E4 | F5 | Commercial | Lodging | New | Food Preparation | Natural Gas | Double Rack Oven | E4 | Utility - Cost of Operation | 0 | 0 | 0 | 0 | 0 | 0 | 0 | 0 | 0 | 0 | 0 | 0 | 0 | 0 | 0 | 0 | 0 | 0 | 0 | 0 | 0 | 0 | 0 | 0 | 0 | 0 | 0
F5_Commercial_Lodging_New_Food Preparation_Natural Gas_Double Rack Oven_E5 | F5 | Commercial | Lodging | New | Food Preparation | Natural Gas | Double Rack Oven | E5 | Utility - Cost of Operation | 0 | 0 | 0 | 0 | 0 | 0 | 0 | 0 | 0 | 0 | 0 | 0 | 0 | 0 | 0 | 0 | 0 | 0 | 0 | 0 | 0 | 0 | 0 | 0 | 0 | 0 | 0
F5_Commercial_Lodging_New_Food Preparation_Natural Gas_Double Rack Oven_E6 | F5 | Commercial | Lodging | New | Food Preparation | Natural Gas | Double Rack Oven | E6 | Utility - Cost of Operation | 0 | 0 | 0 | 0 | 0 | 0 | 0 | 0 | 0 | 0 | 0 | 0 | 0 | 0 | 0 | 0 | 0 | 0 | 0 | 0 | 0 | 0 | 0 | 0 | 0 | 0 | 0
F5_Commercial_Lodging_New_Food Preparation_Natural Gas_Double Rack Oven_E7 | F5 | Commercial | Lodging | New | Food Preparation | Natural Gas | Double Rack Oven | E7 | Utility - Cost of Operation | 0 | 0 | 0 | 0 | 0 | 0 | 0 | 0 | 0 | 0 | 0 | 0 | 0 | 0 | 0 | 0 | 0 | 0 | 0 | 0 | 0 | 0 | 0 | 0 | 0 | 0 | 0
F5_Commercial_Lodging_New_Food Preparation_Natural Gas_Double Rack Oven_E8 | F5 | Commercial | Lodging | New | Food Preparation | Natural Gas | Double Rack Oven | E8 | Utility - Cost of Operation | 0 | 0 | 0 | 0 | 0 | 0 | 0 | 0 | 0 | 0 | 0 | 0 | 0 | 0 | 0 | 0 | 0 | 0 | 0 | 0 | 0 | 0 | 0 | 0 | 0 | 0 | 0
F5_Commercial_Lodging_New_Food Preparation_Natural Gas_Double Rack Oven_E9 | F5 | Commercial | Lodging | New | Food Preparation | Natural Gas | Double Rack Oven | E9 | Utility - Cost of Operation | 0 | 0 | 0 | 0 | 0 | 0 | 0 | 0 | 0 | 0 | 0 | 0 | 0 | 0 | 0 | 0 | 0 | 0 | 0 | 0 | 0 | 0 | 0 | 0 | 0 | 0 | 0
F5_Commercial_Lodging_New_Food Preparation_Natural Gas_Double Rack Oven_E10 | F5 | Commercial | Lodging | New | Food Preparation | Natural Gas | Double Rack Oven | E10 | Utility - Cost of Operation | 0 | 0 | 0 | 0 | 0 | 0 | 0 | 0 | 0 | 0 | 0 | 0 | 0 | 0 | 0 | 0 | 0 | 0 | 0 | 0 | 0 | 0 | 0 | 0 | 0 | 0 | 0
F6_Commercial_Lodging_New_Food Preparation_Natural Gas_Double Rack Oven_E1 | F6 | Commercial | Lodging | New | Food Preparation | Natural Gas | Double Rack Oven | E1 | Utility - Value of Sales | 0 | 0 | 0 | 0 | 0 | 0 | 0 | 0 | 0 | 0 | 0 | 0 | 0 | 0 | 0 | 0 | 0 | 0 | 0 | 0 | 0 | 0 | 0 | 0 | 0 | 0 | 0
F6_Commercial_Lodging_New_Food Preparation_Natural Gas_Double Rack Oven_E2 | F6 | Commercial | Lodging | New | Food Preparation | Natural Gas | Double Rack Oven | E2 | Utility - Value of Sales | 0 | 0 | 0 | 0 | 0 | 0 | 0 | 0 | 0 | 0 | 0 | 0 | 0 | 0 | 0 | 0 | 0 | 0 | 0 | 0 | 0 | 0 | 0 | 0 | 0 | 0 | 0
F6_Commercial_Lodging_New_Food Preparation_Natural Gas_Double Rack Oven_E3 | F6 | Commercial | Lodging | New | Food Preparation | Natural Gas | Double Rack Oven | E3 | Utility - Value of Sales | 0 | 0 | 0 | 0 | 0 | 0 | 0 | 0 | 0 | 0 | 0 | 0 | 0 | 0 | 0 | 0 | 0 | 0 | 0 | 0 | 0 | 0 | 0 | 0 | 0 | 0 | 0
F6_Commercial_Lodging_New_Food Preparation_Natural Gas_Double Rack Oven_E4 | F6 | Commercial | Lodging | New | Food Preparation | Natural Gas | Double Rack Oven | E4 | Utility - Value of Sales | 0 | 0 | 0 | 0 | 0 | 0 | 0 | 0 | 0 | 0 | 0 | 0 | 0 | 0 | 0 | 0 | 0 | 0 | 0 | 0 | 0 | 0 | 0 | 0 | 0 | 0 | 0
F6_Commercial_Lodging_New_Food Preparation_Natural Gas_Double Rack Oven_E5 | F6 | Commercial | Lodging | New | Food Preparation | Natural Gas | Double Rack Oven | E5 | Utility - Value of Sales | 0 | 0 | 0 | 0 | 0 | 0 | 0 | 0 | 0 | 0 | 0 | 0 | 0 | 0 | 0 | 0 | 0 | 0 | 0 | 0 | 0 | 0 | 0 | 0 | 0 | 0 | 0
F6_Commercial_Lodging_New_Food Preparation_Natural Gas_Double Rack Oven_E6 | F6 | Commercial | Lodging | New | Food Preparation | Natural Gas | Double Rack Oven | E6 | Utility - Value of Sales | 0 | 0 | 0 | 0 | 0 | 0 | 0 | 0 | 0 | 0 | 0 | 0 | 0 | 0 | 0 | 0 | 0 | 0 | 0 | 0 | 0 | 0 | 0 | 0 | 0 | 0 | 0
F6_Commercial_Lodging_New_Food Preparation_Natural Gas_Double Rack Oven_E7 | F6 | Commercial | Lodging | New | Food Preparation | Natural Gas | Double Rack Oven | E7 | Utility - Value of Sales | 0 | 0 | 0 | 0 | 0 | 0 | 0 | 0 | 0 | 0 | 0 | 0 | 0 | 0 | 0 | 0 | 0 | 0 | 0 | 0 | 0 | 0 | 0 | 0 | 0 | 0 | 0
F6_Commercial_Lodging_New_Food Preparation_Natural Gas_Double Rack Oven_E8 | F6 | Commercial | Lodging | New | Food Preparation | Natural Gas | Double Rack Oven | E8 | Utility - Value of Sales | 0 | 0 | 0 | 0 | 0 | 0 | 0 | 0 | 0 | 0 | 0 | 0 | 0 | 0 | 0 | 0 | 0 | 0 | 0 | 0 | 0 | 0 | 0 | 0 | 0 | 0 | 0
F6_Commercial_Lodging_New_Food Preparation_Natural Gas_Double Rack Oven_E9 | F6 | Commercial | Lodging | New | Food Preparation | Natural Gas | Double Rack Oven | E9 | Utility - Value of Sales | 0 | 0 | 0 | 0 | 0 | 0 | 0 | 0 | 0 | 0 | 0 | 0 | 0 | 0 | 0 | 0 | 0 | 0 | 0 | 0 | 0 | 0 | 0 | 0 | 0 | 0 | 0
F6_Commercial_Lodging_New_Food Preparation_Natural Gas_Double Rack Oven_E10 | F6 | Commercial | Lodging | New | Food Preparation | Natural Gas | Double Rack Oven | E10 | Utility - Value of Sales | 0 | 0 | 0 | 0 | 0 | 0 | 0 | 0 | 0 | 0 | 0 | 0 | 0 | 0 | 0 | 0 | 0 | 0 | 0 | 0 | 0 | 0 | 0 | 0 | 0 | 0 | 0
F1_Commercial_Lodging_New_Food Preparation_Natural Gas_Fryer_E1 | F1 | Commercial | Lodging | New | Food Preparation | Natural Gas | Fryer | E1 | RVT - Cost of Equipment | 0.053424 | 0 | 0 | 0 | 0 | 0 | 0 | 0 | 0 | 0 | 0 | 0 | 0 | 0 | 0 | 0 | 0 | 0 | 0 | 0 | 0 | 0 | 0 | 0 | 0 | 0 | 0
F1_Commercial_Lodging_New_Food Preparation_Natural Gas_Fryer_E2 | F1 | Commercial | Lodging | New | Food Preparation | Natural Gas | Fryer | E2 | RVT - Cost of Equipment | 0.067154 | 0.067154 | 0.067154 | 0.067154 | 0.067154 | 0.067154 | 0.067154 | 0.067154 | 0.067154 | 0.067154 | 0.067154 | 0.067154 | 0.067154 | 0.067154 | 0.067154 | 0.067154 | 0.067154 | 0.067154 | 0.067154 | 0.067154 | 0.067154 | 0.067154 | 0.067154 | 0.067154 | 0.067154 | 0.067154 | 0.067154
F1_Commercial_Lodging_New_Food Preparation_Natural Gas_Fryer_E3 | F1 | Commercial | Lodging | New | Food Preparation | Natural Gas | Fryer | E3 | RVT - Cost of Equipment | 0 | 0 | 0 | 0 | 0 | 0 | 0 | 0 | 0 | 0 | 0 | 0 | 0 | 0 | 0 | 0 | 0 | 0 | 0 | 0 | 0 | 0 | 0 | 0 | 0 | 0 | 0
F1_Commercial_Lodging_New_Food Preparation_Natural Gas_Fryer_E4 | F1 | Commercial | Lodging | New | Food Preparation | Natural Gas | Fryer | E4 | RVT - Cost of Equipment | 0 | 0 | 0 | 0 | 0 | 0 | 0 | 0 | 0 | 0 | 0 | 0 | 0 | 0 | 0 | 0 | 0 | 0 | 0 | 0 | 0 | 0 | 0 | 0 | 0 | 0 | 0
F1_Commercial_Lodging_New_Food Preparation_Natural Gas_Fryer_E5 | F1 | Commercial | Lodging | New | Food Preparation | Natural Gas | Fryer | E5 | RVT - Cost of Equipment | 0 | 0 | 0 | 0 | 0 | 0 | 0 | 0 | 0 | 0 | 0 | 0 | 0 | 0 | 0 | 0 | 0 | 0 | 0 | 0 | 0 | 0 | 0 | 0 | 0 | 0 | 0
F1_Commercial_Lodging_New_Food Preparation_Natural Gas_Fryer_E6 | F1 | Commercial | Lodging | New | Food Preparation | Natural Gas | Fryer | E6 | RVT - Cost of Equipment | 0 | 0 | 0 | 0 | 0 | 0 | 0 | 0 | 0 | 0 | 0 | 0 | 0 | 0 | 0 | 0 | 0 | 0 | 0 | 0 | 0 | 0 | 0 | 0 | 0 | 0 | 0
F1_Commercial_Lodging_New_Food Preparation_Natural Gas_Fryer_E7 | F1 | Commercial | Lodging | New | Food Preparation | Natural Gas | Fryer | E7 | RVT - Cost of Equipment | 0 | 0 | 0 | 0 | 0 | 0 | 0 | 0 | 0 | 0 | 0 | 0 | 0 | 0 | 0 | 0 | 0 | 0 | 0 | 0 | 0 | 0 | 0 | 0 | 0 | 0 | 0
F1_Commercial_Lodging_New_Food Preparation_Natural Gas_Fryer_E8 | F1 | Commercial | Lodging | New | Food Preparation | Natural Gas | Fryer | E8 | RVT - Cost of Equipment | 0 | 0 | 0 | 0 | 0 | 0 | 0 | 0 | 0 | 0 | 0 | 0 | 0 | 0 | 0 | 0 | 0 | 0 | 0 | 0 | 0 | 0 | 0 | 0 | 0 | 0 | 0
F1_Commercial_Lodging_New_Food Preparation_Natural Gas_Fryer_E9 | F1 | Commercial | Lodging | New | Food Preparation | Natural Gas | Fryer | E9 | RVT - Cost of Equipment | 0 | 0 | 0 | 0 | 0 | 0 | 0 | 0 | 0 | 0 | 0 | 0 | 0 | 0 | 0 | 0 | 0 | 0 | 0 | 0 | 0 | 0 | 0 | 0 | 0 | 0 | 0
F1_Commercial_Lodging_New_Food Preparation_Natural Gas_Fryer_E10 | F1 | Commercial | Lodging | New | Food Preparation | Natural Gas | Fryer | E10 | RVT - Cost of Equipment | 0 | 0 | 0 | 0 | 0 | 0 | 0 | 0 | 0 | 0 | 0 | 0 | 0 | 0 | 0 | 0 | 0 | 0 | 0 | 0 | 0 | 0 | 0 | 0 | 0 | 0 | 0
F2_Commercial_Lodging_New_Food Preparation_Natural Gas_Fryer_E1 | F2 | Commercial | Lodging | New | Food Preparation | Natural Gas | Fryer | E1 | RVT - Cost of Operation | 0 | 0 | 0 | 0 | 0 | 0 | 0 | 0 | 0 | 0 | 0 | 0 | 0 | 0 | 0 | 0 | 0 | 0 | 0 | 0 | 0 | 0 | 0 | 0 | 0 | 0 | 0
F2_Commercial_Lodging_New_Food Preparation_Natural Gas_Fryer_E2 | F2 | Commercial | Lodging | New | Food Preparation | Natural Gas | Fryer | E2 | RVT - Cost of Operation | 0 | 0 | 0 | 0 | 0 | 0 | 0 | 0 | 0 | 0 | 0 | 0 | 0 | 0 | 0 | 0 | 0 | 0 | 0 | 0 | 0 | 0 | 0 | 0 | 0 | 0 | 0
F2_Commercial_Lodging_New_Food Preparation_Natural Gas_Fryer_E3 | F2 | Commercial | Lodging | New | Food Preparation | Natural Gas | Fryer | E3 | RVT - Cost of Operation | 0 | 0 | 0 | 0 | 0 | 0 | 0 | 0 | 0 | 0 | 0 | 0 | 0 | 0 | 0 | 0 | 0 | 0 | 0 | 0 | 0 | 0 | 0 | 0 | 0 | 0 | 0
F2_Commercial_Lodging_New_Food Preparation_Natural Gas_Fryer_E4 | F2 | Commercial | Lodging | New | Food Preparation | Natural Gas | Fryer | E4 | RVT - Cost of Operation | 0 | 0 | 0 | 0 | 0 | 0 | 0 | 0 | 0 | 0 | 0 | 0 | 0 | 0 | 0 | 0 | 0 | 0 | 0 | 0 | 0 | 0 | 0 | 0 | 0 | 0 | 0
F2_Commercial_Lodging_New_Food Preparation_Natural Gas_Fryer_E5 | F2 | Commercial | Lodging | New | Food Preparation | Natural Gas | Fryer | E5 | RVT - Cost of Operation | 0 | 0 | 0 | 0 | 0 | 0 | 0 | 0 | 0 | 0 | 0 | 0 | 0 | 0 | 0 | 0 | 0 | 0 | 0 | 0 | 0 | 0 | 0 | 0 | 0 | 0 | 0
F2_Commercial_Lodging_New_Food Preparation_Natural Gas_Fryer_E6 | F2 | Commercial | Lodging | New | Food Preparation | Natural Gas | Fryer | E6 | RVT - Cost of Operation | 0 | 0 | 0 | 0 | 0 | 0 | 0 | 0 | 0 | 0 | 0 | 0 | 0 | 0 | 0 | 0 | 0 | 0 | 0 | 0 | 0 | 0 | 0 | 0 | 0 | 0 | 0
F2_Commercial_Lodging_New_Food Preparation_Natural Gas_Fryer_E7 | F2 | Commercial | Lodging | New | Food Preparation | Natural Gas | Fryer | E7 | RVT - Cost of Operation | 0 | 0 | 0 | 0 | 0 | 0 | 0 | 0 | 0 | 0 | 0 | 0 | 0 | 0 | 0 | 0 | 0 | 0 | 0 | 0 | 0 | 0 | 0 | 0 | 0 | 0 | 0
F2_Commercial_Lodging_New_Food Preparation_Natural Gas_Fryer_E8 | F2 | Commercial | Lodging | New | Food Preparation | Natural Gas | Fryer | E8 | RVT - Cost of Operation | 0 | 0 | 0 | 0 | 0 | 0 | 0 | 0 | 0 | 0 | 0 | 0 | 0 | 0 | 0 | 0 | 0 | 0 | 0 | 0 | 0 | 0 | 0 | 0 | 0 | 0 | 0
F2_Commercial_Lodging_New_Food Preparation_Natural Gas_Fryer_E9 | F2 | Commercial | Lodging | New | Food Preparation | Natural Gas | Fryer | E9 | RVT - Cost of Operation | 0 | 0 | 0 | 0 | 0 | 0 | 0 | 0 | 0 | 0 | 0 | 0 | 0 | 0 | 0 | 0 | 0 | 0 | 0 | 0 | 0 | 0 | 0 | 0 | 0 | 0 | 0
F2_Commercial_Lodging_New_Food Preparation_Natural Gas_Fryer_E10 | F2 | Commercial | Lodging | New | Food Preparation | Natural Gas | Fryer | E10 | RVT - Cost of Operation | 0 | 0 | 0 | 0 | 0 | 0 | 0 | 0 | 0 | 0 | 0 | 0 | 0 | 0 | 0 | 0 | 0 | 0 | 0 | 0 | 0 | 0 | 0 | 0 | 0 | 0 | 0
F3_Commercial_Lodging_New_Food Preparation_Natural Gas_Fryer_E1 | F3 | Commercial | Lodging | New | Food Preparation | Natural Gas | Fryer | E1 | System - kBTUs of Consumption | 9.9602 | 0 | 0 | 0 | 0 | 0 | 0 | 0 | 0 | 0 | 0 | 0 | 0 | 0 | 0 | 0 | 0 | 0 | 0 | 0 | 0 | 0 | 0 | 0 | 0 | 0 | 0
F3_Commercial_Lodging_New_Food Preparation_Natural Gas_Fryer_E2 | F3 | Commercial | Lodging | New | Food Preparation | Natural Gas | Fryer | E2 | System - kBTUs of Consumption | 6.1564 | 6.1564 | 6.1564 | 6.1564 | 6.1564 | 6.1564 | 6.1564 | 6.1564 | 6.1564 | 6.1564 | 6.1564 | 6.1564 | 6.1564 | 6.1564 | 6.1564 | 6.1564 | 6.1564 | 6.1564 | 6.1564 | 6.1564 | 6.1564 | 6.1564 | 6.1564 | 6.1564 | 6.1564 | 6.1564 | 6.1564
F3_Commercial_Lodging_New_Food Preparation_Natural Gas_Fryer_E3 | F3 | Commercial | Lodging | New | Food Preparation | Natural Gas | Fryer | E3 | System - kBTUs of Consumption | 0 | 0 | 0 | 0 | 0 | 0 | 0 | 0 | 0 | 0 | 0 | 0 | 0 | 0 | 0 | 0 | 0 | 0 | 0 | 0 | 0 | 0 | 0 | 0 | 0 | 0 | 0
F3_Commercial_Lodging_New_Food Preparation_Natural Gas_Fryer_E4 | F3 | Commercial | Lodging | New | Food Preparation | Natural Gas | Fryer | E4 | System - kBTUs of Consumption | 0 | 0 | 0 | 0 | 0 | 0 | 0 | 0 | 0 | 0 | 0 | 0 | 0 | 0 | 0 | 0 | 0 | 0 | 0 | 0 | 0 | 0 | 0 | 0 | 0 | 0 | 0
F3_Commercial_Lodging_New_Food Preparation_Natural Gas_Fryer_E5 | F3 | Commercial | Lodging | New | Food Preparation | Natural Gas | Fryer | E5 | System - kBTUs of Consumption | 0 | 0 | 0 | 0 | 0 | 0 | 0 | 0 | 0 | 0 | 0 | 0 | 0 | 0 | 0 | 0 | 0 | 0 | 0 | 0 | 0 | 0 | 0 | 0 | 0 | 0 | 0
F3_Commercial_Lodging_New_Food Preparation_Natural Gas_Fryer_E6 | F3 | Commercial | Lodging | New | Food Preparation | Natural Gas | Fryer | E6 | System - kBTUs of Consumption | 0 | 0 | 0 | 0 | 0 | 0 | 0 | 0 | 0 | 0 | 0 | 0 | 0 | 0 | 0 | 0 | 0 | 0 | 0 | 0 | 0 | 0 | 0 | 0 | 0 | 0 | 0
F3_Commercial_Lodging_New_Food Preparation_Natural Gas_Fryer_E7 | F3 | Commercial | Lodging | New | Food Preparation | Natural Gas | Fryer | E7 | System - kBTUs of Consumption | 0 | 0 | 0 | 0 | 0 | 0 | 0 | 0 | 0 | 0 | 0 | 0 | 0 | 0 | 0 | 0 | 0 | 0 | 0 | 0 | 0 | 0 | 0 | 0 | 0 | 0 | 0
F3_Commercial_Lodging_New_Food Preparation_Natural Gas_Fryer_E8 | F3 | Commercial | Lodging | New | Food Preparation | Natural Gas | Fryer | E8 | System - kBTUs of Consumption | 0 | 0 | 0 | 0 | 0 | 0 | 0 | 0 | 0 | 0 | 0 | 0 | 0 | 0 | 0 | 0 | 0 | 0 | 0 | 0 | 0 | 0 | 0 | 0 | 0 | 0 | 0
F3_Commercial_Lodging_New_Food Preparation_Natural Gas_Fryer_E9 | F3 | Commercial | Lodging | New | Food Preparation | Natural Gas | Fryer | E9 | System - kBTUs of Consumption | 0 | 0 | 0 | 0 | 0 | 0 | 0 | 0 | 0 | 0 | 0 | 0 | 0 | 0 | 0 | 0 | 0 | 0 | 0 | 0 | 0 | 0 | 0 | 0 | 0 | 0 | 0
F3_Commercial_Lodging_New_Food Preparation_Natural Gas_Fryer_E10 | F3 | Commercial | Lodging | New | Food Preparation | Natural Gas | Fryer | E10 | System - kBTUs of Consumption | 0 | 0 | 0 | 0 | 0 | 0 | 0 | 0 | 0 | 0 | 0 | 0 | 0 | 0 | 0 | 0 | 0 | 0 | 0 | 0 | 0 | 0 | 0 | 0 | 0 | 0 | 0
F4_Commercial_Lodging_New_Food Preparation_Natural Gas_Fryer_E1 | F4 | Commercial | Lodging | New | Food Preparation | Natural Gas | Fryer | E1 | Utility - Cost of Equipment | 0.053424 | 0 | 0 | 0 | 0 | 0 | 0 | 0 | 0 | 0 | 0 | 0 | 0 | 0 | 0 | 0 | 0 | 0 | 0 | 0 | 0 | 0 | 0 | 0 | 0 | 0 | 0
F4_Commercial_Lodging_New_Food Preparation_Natural Gas_Fryer_E2 | F4 | Commercial | Lodging | New | Food Preparation | Natural Gas | Fryer | E2 | Utility - Cost of Equipment | 0.067154 | 0.067154 | 0.067154 | 0.067154 | 0.067154 | 0.067154 | 0.067154 | 0.067154 | 0.067154 | 0.067154 | 0.067154 | 0.067154 | 0.067154 | 0.067154 | 0.067154 | 0.067154 | 0.067154 | 0.067154 | 0.067154 | 0.067154 | 0.067154 | 0.067154 | 0.067154 | 0.067154 | 0.067154 | 0.067154 | 0.067154
F4_Commercial_Lodging_New_Food Preparation_Natural Gas_Fryer_E3 | F4 | Commercial | Lodging | New | Food Preparation | Natural Gas | Fryer | E3 | Utility - Cost of Equipment | 0 | 0 | 0 | 0 | 0 | 0 | 0 | 0 | 0 | 0 | 0 | 0 | 0 | 0 | 0 | 0 | 0 | 0 | 0 | 0 | 0 | 0 | 0 | 0 | 0 | 0 | 0
F4_Commercial_Lodging_New_Food Preparation_Natural Gas_Fryer_E4 | F4 | Commercial | Lodging | New | Food Preparation | Natural Gas | Fryer | E4 | Utility - Cost of Equipment | 0 | 0 | 0 | 0 | 0 | 0 | 0 | 0 | 0 | 0 | 0 | 0 | 0 | 0 | 0 | 0 | 0 | 0 | 0 | 0 | 0 | 0 | 0 | 0 | 0 | 0 | 0
F4_Commercial_Lodging_New_Food Preparation_Natural Gas_Fryer_E5 | F4 | Commercial | Lodging | New | Food Preparation | Natural Gas | Fryer | E5 | Utility - Cost of Equipment | 0 | 0 | 0 | 0 | 0 | 0 | 0 | 0 | 0 | 0 | 0 | 0 | 0 | 0 | 0 | 0 | 0 | 0 | 0 | 0 | 0 | 0 | 0 | 0 | 0 | 0 | 0
F4_Commercial_Lodging_New_Food Preparation_Natural Gas_Fryer_E6 | F4 | Commercial | Lodging | New | Food Preparation | Natural Gas | Fryer | E6 | Utility - Cost of Equipment | 0 | 0 | 0 | 0 | 0 | 0 | 0 | 0 | 0 | 0 | 0 | 0 | 0 | 0 | 0 | 0 | 0 | 0 | 0 | 0 | 0 | 0 | 0 | 0 | 0 | 0 | 0
F4_Commercial_Lodging_New_Food Preparation_Natural Gas_Fryer_E7 | F4 | Commercial | Lodging | New | Food Preparation | Natural Gas | Fryer | E7 | Utility - Cost of Equipment | 0 | 0 | 0 | 0 | 0 | 0 | 0 | 0 | 0 | 0 | 0 | 0 | 0 | 0 | 0 | 0 | 0 | 0 | 0 | 0 | 0 | 0 | 0 | 0 | 0 | 0 | 0
F4_Commercial_Lodging_New_Food Preparation_Natural Gas_Fryer_E8 | F4 | Commercial | Lodging | New | Food Preparation | Natural Gas | Fryer | E8 | Utility - Cost of Equipment | 0 | 0 | 0 | 0 | 0 | 0 | 0 | 0 | 0 | 0 | 0 | 0 | 0 | 0 | 0 | 0 | 0 | 0 | 0 | 0 | 0 | 0 | 0 | 0 | 0 | 0 | 0
F4_Commercial_Lodging_New_Food Preparation_Natural Gas_Fryer_E9 | F4 | Commercial | Lodging | New | Food Preparation | Natural Gas | Fryer | E9 | Utility - Cost of Equipment | 0 | 0 | 0 | 0 | 0 | 0 | 0 | 0 | 0 | 0 | 0 | 0 | 0 | 0 | 0 | 0 | 0 | 0 | 0 | 0 | 0 | 0 | 0 | 0 | 0 | 0 | 0
F4_Commercial_Lodging_New_Food Preparation_Natural Gas_Fryer_E10 | F4 | Commercial | Lodging | New | Food Preparation | Natural Gas | Fryer | E10 | Utility - Cost of Equipment | 0 | 0 | 0 | 0 | 0 | 0 | 0 | 0 | 0 | 0 | 0 | 0 | 0 | 0 | 0 | 0 | 0 | 0 | 0 | 0 | 0 | 0 | 0 | 0 | 0 | 0 | 0
F5_Commercial_Lodging_New_Food Preparation_Natural Gas_Fryer_E1 | F5 | Commercial | Lodging | New | Food Preparation | Natural Gas | Fryer | E1 | Utility - Cost of Operation | 0.13722 | 0 | 0 | 0 | 0 | 0 | 0 | 0 | 0 | 0 | 0 | 0 | 0 | 0 | 0 | 0 | 0 | 0 | 0 | 0 | 0 | 0 | 0 | 0 | 0 | 0 | 0
F5_Commercial_Lodging_New_Food Preparation_Natural Gas_Fryer_E2 | F5 | Commercial | Lodging | New | Food Preparation | Natural Gas | Fryer | E2 | Utility - Cost of Operation | 0.084818 | 0.083379 | 0.081972 | 0.080599 | 0.080477 | 0.081167 | 0.082375 | 0.08386 | 0.085466 | 0.087109 | 0.088817 | 0.090487 | 0.091963 | 0.092936 | 0.093231 | 0.092728 | 0.091399 | 0.089396 | 0.086811 | 0.083751 | 0.080175 | 0.076065 | 0.072412 | 0.070038 | 0.068997 | 0.069335 | 0.069675
F5_Commercial_Lodging_New_Food Preparation_Natural Gas_Fryer_E3 | F5 | Commercial | Lodging | New | Food Preparation | Natural Gas | Fryer | E3 | Utility - Cost of Operation | 0 | 0 | 0 | 0 | 0 | 0 | 0 | 0 | 0 | 0 | 0 | 0 | 0 | 0 | 0 | 0 | 0 | 0 | 0 | 0 | 0 | 0 | 0 | 0 | 0 | 0 | 0
F5_Commercial_Lodging_New_Food Preparation_Natural Gas_Fryer_E4 | F5 | Commercial | Lodging | New | Food Preparation | Natural Gas | Fryer | E4 | Utility - Cost of Operation | 0 | 0 | 0 | 0 | 0 | 0 | 0 | 0 | 0 | 0 | 0 | 0 | 0 | 0 | 0 | 0 | 0 | 0 | 0 | 0 | 0 | 0 | 0 | 0 | 0 | 0 | 0
F5_Commercial_Lodging_New_Food Preparation_Natural Gas_Fryer_E5 | F5 | Commercial | Lodging | New | Food Preparation | Natural Gas | Fryer | E5 | Utility - Cost of Operation | 0 | 0 | 0 | 0 | 0 | 0 | 0 | 0 | 0 | 0 | 0 | 0 | 0 | 0 | 0 | 0 | 0 | 0 | 0 | 0 | 0 | 0 | 0 | 0 | 0 | 0 | 0
F5_Commercial_Lodging_New_Food Preparation_Natural Gas_Fryer_E6 | F5 | Commercial | Lodging | New | Food Preparation | Natural Gas | Fryer | E6 | Utility - Cost of Operation | 0 | 0 | 0 | 0 | 0 | 0 | 0 | 0 | 0 | 0 | 0 | 0 | 0 | 0 | 0 | 0 | 0 | 0 | 0 | 0 | 0 | 0 | 0 | 0 | 0 | 0 | 0
F5_Commercial_Lodging_New_Food Preparation_Natural Gas_Fryer_E7 | F5 | Commercial | Lodging | New | Food Preparation | Natural Gas | Fryer | E7 | Utility - Cost of Operation | 0 | 0 | 0 | 0 | 0 | 0 | 0 | 0 | 0 | 0 | 0 | 0 | 0 | 0 | 0 | 0 | 0 | 0 | 0 | 0 | 0 | 0 | 0 | 0 | 0 | 0 | 0
F5_Commercial_Lodging_New_Food Preparation_Natural Gas_Fryer_E8 | F5 | Commercial | Lodging | New | Food Preparation | Natural Gas | Fryer | E8 | Utility - Cost of Operation | 0 | 0 | 0 | 0 | 0 | 0 | 0 | 0 | 0 | 0 | 0 | 0 | 0 | 0 | 0 | 0 | 0 | 0 | 0 | 0 | 0 | 0 | 0 | 0 | 0 | 0 | 0
F5_Commercial_Lodging_New_Food Preparation_Natural Gas_Fryer_E9 | F5 | Commercial | Lodging | New | Food Preparation | Natural Gas | Fryer | E9 | Utility - Cost of Operation | 0 | 0 | 0 | 0 | 0 | 0 | 0 | 0 | 0 | 0 | 0 | 0 | 0 | 0 | 0 | 0 | 0 | 0 | 0 | 0 | 0 | 0 | 0 | 0 | 0 | 0 | 0
F5_Commercial_Lodging_New_Food Preparation_Natural Gas_Fryer_E10 | F5 | Commercial | Lodging | New | Food Preparation | Natural Gas | Fryer | E10 | Utility - Cost of Operation | 0 | 0 | 0 | 0 | 0 | 0 | 0 | 0 | 0 | 0 | 0 | 0 | 0 | 0 | 0 | 0 | 0 | 0 | 0 | 0 | 0 | 0 | 0 | 0 | 0 | 0 | 0
F6_Commercial_Lodging_New_Food Preparation_Natural Gas_Fryer_E1 | F6 | Commercial | Lodging | New | Food Preparation | Natural Gas | Fryer | E1 | Utility - Value of Sales | 0 | 0 | 0 | 0 | 0 | 0 | 0 | 0 | 0 | 0 | 0 | 0 | 0 | 0 | 0 | 0 | 0 | 0 | 0 | 0 | 0 | 0 | 0 | 0 | 0 | 0 | 0
F6_Commercial_Lodging_New_Food Preparation_Natural Gas_Fryer_E2 | F6 | Commercial | Lodging | New | Food Preparation | Natural Gas | Fryer | E2 | Utility - Value of Sales | 0 | 0 | 0 | 0 | 0 | 0 | 0 | 0 | 0 | 0 | 0 | 0 | 0 | 0 | 0 | 0 | 0 | 0 | 0 | 0 | 0 | 0 | 0 | 0 | 0 | 0 | 0
F6_Commercial_Lodging_New_Food Preparation_Natural Gas_Fryer_E3 | F6 | Commercial | Lodging | New | Food Preparation | Natural Gas | Fryer | E3 | Utility - Value of Sales | 0 | 0 | 0 | 0 | 0 | 0 | 0 | 0 | 0 | 0 | 0 | 0 | 0 | 0 | 0 | 0 | 0 | 0 | 0 | 0 | 0 | 0 | 0 | 0 | 0 | 0 | 0
F6_Commercial_Lodging_New_Food Preparation_Natural Gas_Fryer_E4 | F6 | Commercial | Lodging | New | Food Preparation | Natural Gas | Fryer | E4 | Utility - Value of Sales | 0 | 0 | 0 | 0 | 0 | 0 | 0 | 0 | 0 | 0 | 0 | 0 | 0 | 0 | 0 | 0 | 0 | 0 | 0 | 0 | 0 | 0 | 0 | 0 | 0 | 0 | 0
F6_Commercial_Lodging_New_Food Preparation_Natural Gas_Fryer_E5 | F6 | Commercial | Lodging | New | Food Preparation | Natural Gas | Fryer | E5 | Utility - Value of Sales | 0 | 0 | 0 | 0 | 0 | 0 | 0 | 0 | 0 | 0 | 0 | 0 | 0 | 0 | 0 | 0 | 0 | 0 | 0 | 0 | 0 | 0 | 0 | 0 | 0 | 0 | 0
F6_Commercial_Lodging_New_Food Preparation_Natural Gas_Fryer_E6 | F6 | Commercial | Lodging | New | Food Preparation | Natural Gas | Fryer | E6 | Utility - Value of Sales | 0 | 0 | 0 | 0 | 0 | 0 | 0 | 0 | 0 | 0 | 0 | 0 | 0 | 0 | 0 | 0 | 0 | 0 | 0 | 0 | 0 | 0 | 0 | 0 | 0 | 0 | 0
F6_Commercial_Lodging_New_Food Preparation_Natural Gas_Fryer_E7 | F6 | Commercial | Lodging | New | Food Preparation | Natural Gas | Fryer | E7 | Utility - Value of Sales | 0 | 0 | 0 | 0 | 0 | 0 | 0 | 0 | 0 | 0 | 0 | 0 | 0 | 0 | 0 | 0 | 0 | 0 | 0 | 0 | 0 | 0 | 0 | 0 | 0 | 0 | 0
F6_Commercial_Lodging_New_Food Preparation_Natural Gas_Fryer_E8 | F6 | Commercial | Lodging | New | Food Preparation | Natural Gas | Fryer | E8 | Utility - Value of Sales | 0 | 0 | 0 | 0 | 0 | 0 | 0 | 0 | 0 | 0 | 0 | 0 | 0 | 0 | 0 | 0 | 0 | 0 | 0 | 0 | 0 | 0 | 0 | 0 | 0 | 0 | 0
F6_Commercial_Lodging_New_Food Preparation_Natural Gas_Fryer_E9 | F6 | Commercial | Lodging | New | Food Preparation | Natural Gas | Fryer | E9 | Utility - Value of Sales | 0 | 0 | 0 | 0 | 0 | 0 | 0 | 0 | 0 | 0 | 0 | 0 | 0 | 0 | 0 | 0 | 0 | 0 | 0 | 0 | 0 | 0 | 0 | 0 | 0 | 0 | 0
F6_Commercial_Lodging_New_Food Preparation_Natural Gas_Fryer_E10 | F6 | Commercial | Lodging | New | Food Preparation | Natural Gas | Fryer | E10 | Utility - Value of Sales | 0 | 0 | 0 | 0 | 0 | 0 | 0 | 0 | 0 | 0 | 0 | 0 | 0 | 0 | 0 | 0 | 0 | 0 | 0 | 0 | 0 | 0 | 0 | 0 | 0 | 0 | 0
F1_Commercial_Lodging_New_Food Preparation_Natural Gas_Broiler_E1 | F1 | Commercial | Lodging | New | Food Preparation | Natural Gas | Broiler | E1 | RVT - Cost of Equipment | 0.052309 | 0.052309 | 0.052309 | 0.052309 | 0.052309 | 0.052309 | 0.052309 | 0.052309 | 0.052309 | 0.052309 | 0.052309 | 0.052309 | 0.052309 | 0.052309 | 0.052309 | 0.052309 | 0.052309 | 0.052309 | 0.052309 | 0.052309 | 0.052309 | 0.052309 | 0.052309 | 0.052309 | 0.052309 | 0.052309 | 0.052309
F1_Commercial_Lodging_New_Food Preparation_Natural Gas_Broiler_E2 | F1 | Commercial | Lodging | New | Food Preparation | Natural Gas | Broiler | E2 | RVT - Cost of Equipment | 0.073232 | 0.073232 | 0.073232 | 0.073232 | 0.073232 | 0.073232 | 0.073232 | 0.073232 | 0.073232 | 0.073232 | 0.073232 | 0.073232 | 0.073232 | 0.073232 | 0.073232 | 0.073232 | 0.073232 | 0.073232 | 0.073232 | 0.073232 | 0.073232 | 0.073232 | 0.073232 | 0.073232 | 0.073232 | 0.073232 | 0.073232
F1_Commercial_Lodging_New_Food Preparation_Natural Gas_Broiler_E3 | F1 | Commercial | Lodging | New | Food Preparation | Natural Gas | Broiler | E3 | RVT - Cost of Equipment | 0 | 0 | 0 | 0 | 0 | 0 | 0 | 0 | 0 | 0 | 0 | 0 | 0 | 0 | 0 | 0 | 0 | 0 | 0 | 0 | 0 | 0 | 0 | 0 | 0 | 0 | 0
F1_Commercial_Lodging_New_Food Preparation_Natural Gas_Broiler_E4 | F1 | Commercial | Lodging | New | Food Preparation | Natural Gas | Broiler | E4 | RVT - Cost of Equipment | 0 | 0 | 0 | 0 | 0 | 0 | 0 | 0 | 0 | 0 | 0 | 0 | 0 | 0 | 0 | 0 | 0 | 0 | 0 | 0 | 0 | 0 | 0 | 0 | 0 | 0 | 0
F1_Commercial_Lodging_New_Food Preparation_Natural Gas_Broiler_E5 | F1 | Commercial | Lodging | New | Food Preparation | Natural Gas | Broiler | E5 | RVT - Cost of Equipment | 0 | 0 | 0 | 0 | 0 | 0 | 0 | 0 | 0 | 0 | 0 | 0 | 0 | 0 | 0 | 0 | 0 | 0 | 0 | 0 | 0 | 0 | 0 | 0 | 0 | 0 | 0
F1_Commercial_Lodging_New_Food Preparation_Natural Gas_Broiler_E6 | F1 | Commercial | Lodging | New | Food Preparation | Natural Gas | Broiler | E6 | RVT - Cost of Equipment | 0 | 0 | 0 | 0 | 0 | 0 | 0 | 0 | 0 | 0 | 0 | 0 | 0 | 0 | 0 | 0 | 0 | 0 | 0 | 0 | 0 | 0 | 0 | 0 | 0 | 0 | 0
F1_Commercial_Lodging_New_Food Preparation_Natural Gas_Broiler_E7 | F1 | Commercial | Lodging | New | Food Preparation | Natural Gas | Broiler | E7 | RVT - Cost of Equipment | 0 | 0 | 0 | 0 | 0 | 0 | 0 | 0 | 0 | 0 | 0 | 0 | 0 | 0 | 0 | 0 | 0 | 0 | 0 | 0 | 0 | 0 | 0 | 0 | 0 | 0 | 0
F1_Commercial_Lodging_New_Food Preparation_Natural Gas_Broiler_E8 | F1 | Commercial | Lodging | New | Food Preparation | Natural Gas | Broiler | E8 | RVT - Cost of Equipment | 0 | 0 | 0 | 0 | 0 | 0 | 0 | 0 | 0 | 0 | 0 | 0 | 0 | 0 | 0 | 0 | 0 | 0 | 0 | 0 | 0 | 0 | 0 | 0 | 0 | 0 | 0
F1_Commercial_Lodging_New_Food Preparation_Natural Gas_Broiler_E9 | F1 | Commercial | Lodging | New | Food Preparation | Natural Gas | Broiler | E9 | RVT - Cost of Equipment | 0 | 0 | 0 | 0 | 0 | 0 | 0 | 0 | 0 | 0 | 0 | 0 | 0 | 0 | 0 | 0 | 0 | 0 | 0 | 0 | 0 | 0 | 0 | 0 | 0 | 0 | 0
F1_Commercial_Lodging_New_Food Preparation_Natural Gas_Broiler_E10 | F1 | Commercial | Lodging | New | Food Preparation | Natural Gas | Broiler | E10 | RVT - Cost of Equipment | 0 | 0 | 0 | 0 | 0 | 0 | 0 | 0 | 0 | 0 | 0 | 0 | 0 | 0 | 0 | 0 | 0 | 0 | 0 | 0 | 0 | 0 | 0 | 0 | 0 | 0 | 0
F2_Commercial_Lodging_New_Food Preparation_Natural Gas_Broiler_E1 | F2 | Commercial | Lodging | New | Food Preparation | Natural Gas | Broiler | E1 | RVT - Cost of Operation | 0 | 0 | 0 | 0 | 0 | 0 | 0 | 0 | 0 | 0 | 0 | 0 | 0 | 0 | 0 | 0 | 0 | 0 | 0 | 0 | 0 | 0 | 0 | 0 | 0 | 0 | 0
F2_Commercial_Lodging_New_Food Preparation_Natural Gas_Broiler_E2 | F2 | Commercial | Lodging | New | Food Preparation | Natural Gas | Broiler | E2 | RVT - Cost of Operation | 0 | 0 | 0 | 0 | 0 | 0 | 0 | 0 | 0 | 0 | 0 | 0 | 0 | 0 | 0 | 0 | 0 | 0 | 0 | 0 | 0 | 0 | 0 | 0 | 0 | 0 | 0
F2_Commercial_Lodging_New_Food Preparation_Natural Gas_Broiler_E3 | F2 | Commercial | Lodging | New | Food Preparation | Natural Gas | Broiler | E3 | RVT - Cost of Operation | 0 | 0 | 0 | 0 | 0 | 0 | 0 | 0 | 0 | 0 | 0 | 0 | 0 | 0 | 0 | 0 | 0 | 0 | 0 | 0 | 0 | 0 | 0 | 0 | 0 | 0 | 0
F2_Commercial_Lodging_New_Food Preparation_Natural Gas_Broiler_E4 | F2 | Commercial | Lodging | New | Food Preparation | Natural Gas | Broiler | E4 | RVT - Cost of Operation | 0 | 0 | 0 | 0 | 0 | 0 | 0 | 0 | 0 | 0 | 0 | 0 | 0 | 0 | 0 | 0 | 0 | 0 | 0 | 0 | 0 | 0 | 0 | 0 | 0 | 0 | 0
F2_Commercial_Lodging_New_Food Preparation_Natural Gas_Broiler_E5 | F2 | Commercial | Lodging | New | Food Preparation | Natural Gas | Broiler | E5 | RVT - Cost of Operation | 0 | 0 | 0 | 0 | 0 | 0 | 0 | 0 | 0 | 0 | 0 | 0 | 0 | 0 | 0 | 0 | 0 | 0 | 0 | 0 | 0 | 0 | 0 | 0 | 0 | 0 | 0
F2_Commercial_Lodging_New_Food Preparation_Natural Gas_Broiler_E6 | F2 | Commercial | Lodging | New | Food Preparation | Natural Gas | Broiler | E6 | RVT - Cost of Operation | 0 | 0 | 0 | 0 | 0 | 0 | 0 | 0 | 0 | 0 | 0 | 0 | 0 | 0 | 0 | 0 | 0 | 0 | 0 | 0 | 0 | 0 | 0 | 0 | 0 | 0 | 0
F2_Commercial_Lodging_New_Food Preparation_Natural Gas_Broiler_E7 | F2 | Commercial | Lodging | New | Food Preparation | Natural Gas | Broiler | E7 | RVT - Cost of Operation | 0 | 0 | 0 | 0 | 0 | 0 | 0 | 0 | 0 | 0 | 0 | 0 | 0 | 0 | 0 | 0 | 0 | 0 | 0 | 0 | 0 | 0 | 0 | 0 | 0 | 0 | 0
F2_Commercial_Lodging_New_Food Preparation_Natural Gas_Broiler_E8 | F2 | Commercial | Lodging | New | Food Preparation | Natural Gas | Broiler | E8 | RVT - Cost of Operation | 0 | 0 | 0 | 0 | 0 | 0 | 0 | 0 | 0 | 0 | 0 | 0 | 0 | 0 | 0 | 0 | 0 | 0 | 0 | 0 | 0 | 0 | 0 | 0 | 0 | 0 | 0
F2_Commercial_Lodging_New_Food Preparation_Natural Gas_Broiler_E9 | F2 | Commercial | Lodging | New | Food Preparation | Natural Gas | Broiler | E9 | RVT - Cost of Operation | 0 | 0 | 0 | 0 | 0 | 0 | 0 | 0 | 0 | 0 | 0 | 0 | 0 | 0 | 0 | 0 | 0 | 0 | 0 | 0 | 0 | 0 | 0 | 0 | 0 | 0 | 0
F2_Commercial_Lodging_New_Food Preparation_Natural Gas_Broiler_E10 | F2 | Commercial | Lodging | New | Food Preparation | Natural Gas | Broiler | E10 | RVT - Cost of Operation | 0 | 0 | 0 | 0 | 0 | 0 | 0 | 0 | 0 | 0 | 0 | 0 | 0 | 0 | 0 | 0 | 0 | 0 | 0 | 0 | 0 | 0 | 0 | 0 | 0 | 0 | 0
F3_Commercial_Lodging_New_Food Preparation_Natural Gas_Broiler_E1 | F3 | Commercial | Lodging | New | Food Preparation | Natural Gas | Broiler | E1 | System - kBTUs of Consumption | 9.6277 | 9.6277 | 9.6277 | 9.6277 | 9.6277 | 9.6277 | 9.6277 | 9.6277 | 9.6277 | 9.6277 | 9.6277 | 9.6277 | 9.6277 | 9.6277 | 9.6277 | 9.6277 | 9.6277 | 9.6277 | 9.6277 | 9.6277 | 9.6277 | 9.6277 | 9.6277 | 9.6277 | 9.6277 | 9.6277 | 9.6277
F3_Commercial_Lodging_New_Food Preparation_Natural Gas_Broiler_E2 | F3 | Commercial | Lodging | New | Food Preparation | Natural Gas | Broiler | E2 | System - kBTUs of Consumption | 6.1892 | 6.1892 | 6.1892 | 6.1892 | 6.1892 | 6.1892 | 6.1892 | 6.1892 | 6.1892 | 6.1892 | 6.1892 | 6.1892 | 6.1892 | 6.1892 | 6.1892 | 6.1892 | 6.1892 | 6.1892 | 6.1892 | 6.1892 | 6.1892 | 6.1892 | 6.1892 | 6.1892 | 6.1892 | 6.1892 | 6.1892
F3_Commercial_Lodging_New_Food Preparation_Natural Gas_Broiler_E3 | F3 | Commercial | Lodging | New | Food Preparation | Natural Gas | Broiler | E3 | System - kBTUs of Consumption | 0 | 0 | 0 | 0 | 0 | 0 | 0 | 0 | 0 | 0 | 0 | 0 | 0 | 0 | 0 | 0 | 0 | 0 | 0 | 0 | 0 | 0 | 0 | 0 | 0 | 0 | 0
F3_Commercial_Lodging_New_Food Preparation_Natural Gas_Broiler_E4 | F3 | Commercial | Lodging | New | Food Preparation | Natural Gas | Broiler | E4 | System - kBTUs of Consumption | 0 | 0 | 0 | 0 | 0 | 0 | 0 | 0 | 0 | 0 | 0 | 0 | 0 | 0 | 0 | 0 | 0 | 0 | 0 | 0 | 0 | 0 | 0 | 0 | 0 | 0 | 0
F3_Commercial_Lodging_New_Food Preparation_Natural Gas_Broiler_E5 | F3 | Commercial | Lodging | New | Food Preparation | Natural Gas | Broiler | E5 | System - kBTUs of Consumption | 0 | 0 | 0 | 0 | 0 | 0 | 0 | 0 | 0 | 0 | 0 | 0 | 0 | 0 | 0 | 0 | 0 | 0 | 0 | 0 | 0 | 0 | 0 | 0 | 0 | 0 | 0
F3_Commercial_Lodging_New_Food Preparation_Natural Gas_Broiler_E6 | F3 | Commercial | Lodging | New | Food Preparation | Natural Gas | Broiler | E6 | System - kBTUs of Consumption | 0 | 0 | 0 | 0 | 0 | 0 | 0 | 0 | 0 | 0 | 0 | 0 | 0 | 0 | 0 | 0 | 0 | 0 | 0 | 0 | 0 | 0 | 0 | 0 | 0 | 0 | 0
F3_Commercial_Lodging_New_Food Preparation_Natural Gas_Broiler_E7 | F3 | Commercial | Lodging | New | Food Preparation | Natural Gas | Broiler | E7 | System - kBTUs of Consumption | 0 | 0 | 0 | 0 | 0 | 0 | 0 | 0 | 0 | 0 | 0 | 0 | 0 | 0 | 0 | 0 | 0 | 0 | 0 | 0 | 0 | 0 | 0 | 0 | 0 | 0 | 0
F3_Commercial_Lodging_New_Food Preparation_Natural Gas_Broiler_E8 | F3 | Commercial | Lodging | New | Food Preparation | Natural Gas | Broiler | E8 | System - kBTUs of Consumption | 0 | 0 | 0 | 0 | 0 | 0 | 0 | 0 | 0 | 0 | 0 | 0 | 0 | 0 | 0 | 0 | 0 | 0 | 0 | 0 | 0 | 0 | 0 | 0 | 0 | 0 | 0
F3_Commercial_Lodging_New_Food Preparation_Natural Gas_Broiler_E9 | F3 | Commercial | Lodging | New | Food Preparation | Natural Gas | Broiler | E9 | System - kBTUs of Consumption | 0 | 0 | 0 | 0 | 0 | 0 | 0 | 0 | 0 | 0 | 0 | 0 | 0 | 0 | 0 | 0 | 0 | 0 | 0 | 0 | 0 | 0 | 0 | 0 | 0 | 0 | 0
F3_Commercial_Lodging_New_Food Preparation_Natural Gas_Broiler_E10 | F3 | Commercial | Lodging | New | Food Preparation | Natural Gas | Broiler | E10 | System - kBTUs of Consumption | 0 | 0 | 0 | 0 | 0 | 0 | 0 | 0 | 0 | 0 | 0 | 0 | 0 | 0 | 0 | 0 | 0 | 0 | 0 | 0 | 0 | 0 | 0 | 0 | 0 | 0 | 0
F4_Commercial_Lodging_New_Food Preparation_Natural Gas_Broiler_E1 | F4 | Commercial | Lodging | New | Food Preparation | Natural Gas | Broiler | E1 | Utility - Cost of Equipment | 0.052309 | 0.052309 | 0.052309 | 0.052309 | 0.052309 | 0.052309 | 0.052309 | 0.052309 | 0.052309 | 0.052309 | 0.052309 | 0.052309 | 0.052309 | 0.052309 | 0.052309 | 0.052309 | 0.052309 | 0.052309 | 0.052309 | 0.052309 | 0.052309 | 0.052309 | 0.052309 | 0.052309 | 0.052309 | 0.052309 | 0.052309
F4_Commercial_Lodging_New_Food Preparation_Natural Gas_Broiler_E2 | F4 | Commercial | Lodging | New | Food Preparation | Natural Gas | Broiler | E2 | Utility - Cost of Equipment | 0.073232 | 0.073232 | 0.073232 | 0.073232 | 0.073232 | 0.073232 | 0.073232 | 0.073232 | 0.073232 | 0.073232 | 0.073232 | 0.073232 | 0.073232 | 0.073232 | 0.073232 | 0.073232 | 0.073232 | 0.073232 | 0.073232 | 0.073232 | 0.073232 | 0.073232 | 0.073232 | 0.073232 | 0.073232 | 0.073232 | 0.073232
F4_Commercial_Lodging_New_Food Preparation_Natural Gas_Broiler_E3 | F4 | Commercial | Lodging | New | Food Preparation | Natural Gas | Broiler | E3 | Utility - Cost of Equipment | 0 | 0 | 0 | 0 | 0 | 0 | 0 | 0 | 0 | 0 | 0 | 0 | 0 | 0 | 0 | 0 | 0 | 0 | 0 | 0 | 0 | 0 | 0 | 0 | 0 | 0 | 0
F4_Commercial_Lodging_New_Food Preparation_Natural Gas_Broiler_E4 | F4 | Commercial | Lodging | New | Food Preparation | Natural Gas | Broiler | E4 | Utility - Cost of Equipment | 0 | 0 | 0 | 0 | 0 | 0 | 0 | 0 | 0 | 0 | 0 | 0 | 0 | 0 | 0 | 0 | 0 | 0 | 0 | 0 | 0 | 0 | 0 | 0 | 0 | 0 | 0
F4_Commercial_Lodging_New_Food Preparation_Natural Gas_Broiler_E5 | F4 | Commercial | Lodging | New | Food Preparation | Natural Gas | Broiler | E5 | Utility - Cost of Equipment | 0 | 0 | 0 | 0 | 0 | 0 | 0 | 0 | 0 | 0 | 0 | 0 | 0 | 0 | 0 | 0 | 0 | 0 | 0 | 0 | 0 | 0 | 0 | 0 | 0 | 0 | 0
F4_Commercial_Lodging_New_Food Preparation_Natural Gas_Broiler_E6 | F4 | Commercial | Lodging | New | Food Preparation | Natural Gas | Broiler | E6 | Utility - Cost of Equipment | 0 | 0 | 0 | 0 | 0 | 0 | 0 | 0 | 0 | 0 | 0 | 0 | 0 | 0 | 0 | 0 | 0 | 0 | 0 | 0 | 0 | 0 | 0 | 0 | 0 | 0 | 0
F4_Commercial_Lodging_New_Food Preparation_Natural Gas_Broiler_E7 | F4 | Commercial | Lodging | New | Food Preparation | Natural Gas | Broiler | E7 | Utility - Cost of Equipment | 0 | 0 | 0 | 0 | 0 | 0 | 0 | 0 | 0 | 0 | 0 | 0 | 0 | 0 | 0 | 0 | 0 | 0 | 0 | 0 | 0 | 0 | 0 | 0 | 0 | 0 | 0
F4_Commercial_Lodging_New_Food Preparation_Natural Gas_Broiler_E8 | F4 | Commercial | Lodging | New | Food Preparation | Natural Gas | Broiler | E8 | Utility - Cost of Equipment | 0 | 0 | 0 | 0 | 0 | 0 | 0 | 0 | 0 | 0 | 0 | 0 | 0 | 0 | 0 | 0 | 0 | 0 | 0 | 0 | 0 | 0 | 0 | 0 | 0 | 0 | 0
F4_Commercial_Lodging_New_Food Preparation_Natural Gas_Broiler_E9 | F4 | Commercial | Lodging | New | Food Preparation | Natural Gas | Broiler | E9 | Utility - Cost of Equipment | 0 | 0 | 0 | 0 | 0 | 0 | 0 | 0 | 0 | 0 | 0 | 0 | 0 | 0 | 0 | 0 | 0 | 0 | 0 | 0 | 0 | 0 | 0 | 0 | 0 | 0 | 0
F4_Commercial_Lodging_New_Food Preparation_Natural Gas_Broiler_E10 | F4 | Commercial | Lodging | New | Food Preparation | Natural Gas | Broiler | E10 | Utility - Cost of Equipment | 0 | 0 | 0 | 0 | 0 | 0 | 0 | 0 | 0 | 0 | 0 | 0 | 0 | 0 | 0 | 0 | 0 | 0 | 0 | 0 | 0 | 0 | 0 | 0 | 0 | 0 | 0
F5_Commercial_Lodging_New_Food Preparation_Natural Gas_Broiler_E1 | F5 | Commercial | Lodging | New | Food Preparation | Natural Gas | Broiler | E1 | Utility - Cost of Operation | 0.13141 | 0.13 | 0.12864 | 0.12735 | 0.12767 | 0.12904 | 0.13105 | 0.13328 | 0.13543 | 0.13726 | 0.13875 | 0.13982 | 0.14043 | 0.14036 | 0.1396 | 0.13814 | 0.136 | 0.1333 | 0.13008 | 0.12625 | 0.12176 | 0.11659 | 0.112 | 0.10905 | 0.10781 | 0.10834 | 0.10887
F5_Commercial_Lodging_New_Food Preparation_Natural Gas_Broiler_E2 | F5 | Commercial | Lodging | New | Food Preparation | Natural Gas | Broiler | E2 | Utility - Cost of Operation | 0.084476 | 0.083573 | 0.0827 | 0.081866 | 0.082072 | 0.082957 | 0.084244 | 0.085678 | 0.08706 | 0.088239 | 0.089198 | 0.089885 | 0.090275 | 0.090231 | 0.089741 | 0.088802 | 0.087427 | 0.085694 | 0.083622 | 0.081161 | 0.078275 | 0.074948 | 0.071999 | 0.070104 | 0.069307 | 0.069646 | 0.069988
F5_Commercial_Lodging_New_Food Preparation_Natural Gas_Broiler_E3 | F5 | Commercial | Lodging | New | Food Preparation | Natural Gas | Broiler | E3 | Utility - Cost of Operation | 0 | 0 | 0 | 0 | 0 | 0 | 0 | 0 | 0 | 0 | 0 | 0 | 0 | 0 | 0 | 0 | 0 | 0 | 0 | 0 | 0 | 0 | 0 | 0 | 0 | 0 | 0
F5_Commercial_Lodging_New_Food Preparation_Natural Gas_Broiler_E4 | F5 | Commercial | Lodging | New | Food Preparation | Natural Gas | Broiler | E4 | Utility - Cost of Operation | 0 | 0 | 0 | 0 | 0 | 0 | 0 | 0 | 0 | 0 | 0 | 0 | 0 | 0 | 0 | 0 | 0 | 0 | 0 | 0 | 0 | 0 | 0 | 0 | 0 | 0 | 0
F5_Commercial_Lodging_New_Food Preparation_Natural Gas_Broiler_E5 | F5 | Commercial | Lodging | New | Food Preparation | Natural Gas | Broiler | E5 | Utility - Cost of Operation | 0 | 0 | 0 | 0 | 0 | 0 | 0 | 0 | 0 | 0 | 0 | 0 | 0 | 0 | 0 | 0 | 0 | 0 | 0 | 0 | 0 | 0 | 0 | 0 | 0 | 0 | 0
F5_Commercial_Lodging_New_Food Preparation_Natural Gas_Broiler_E6 | F5 | Commercial | Lodging | New | Food Preparation | Natural Gas | Broiler | E6 | Utility - Cost of Operation | 0 | 0 | 0 | 0 | 0 | 0 | 0 | 0 | 0 | 0 | 0 | 0 | 0 | 0 | 0 | 0 | 0 | 0 | 0 | 0 | 0 | 0 | 0 | 0 | 0 | 0 | 0
F5_Commercial_Lodging_New_Food Preparation_Natural Gas_Broiler_E7 | F5 | Commercial | Lodging | New | Food Preparation | Natural Gas | Broiler | E7 | Utility - Cost of Operation | 0 | 0 | 0 | 0 | 0 | 0 | 0 | 0 | 0 | 0 | 0 | 0 | 0 | 0 | 0 | 0 | 0 | 0 | 0 | 0 | 0 | 0 | 0 | 0 | 0 | 0 | 0
F5_Commercial_Lodging_New_Food Preparation_Natural Gas_Broiler_E8 | F5 | Commercial | Lodging | New | Food Preparation | Natural Gas | Broiler | E8 | Utility - Cost of Operation | 0 | 0 | 0 | 0 | 0 | 0 | 0 | 0 | 0 | 0 | 0 | 0 | 0 | 0 | 0 | 0 | 0 | 0 | 0 | 0 | 0 | 0 | 0 | 0 | 0 | 0 | 0
F5_Commercial_Lodging_New_Food Preparation_Natural Gas_Broiler_E9 | F5 | Commercial | Lodging | New | Food Preparation | Natural Gas | Broiler | E9 | Utility - Cost of Operation | 0 | 0 | 0 | 0 | 0 | 0 | 0 | 0 | 0 | 0 | 0 | 0 | 0 | 0 | 0 | 0 | 0 | 0 | 0 | 0 | 0 | 0 | 0 | 0 | 0 | 0 | 0
F5_Commercial_Lodging_New_Food Preparation_Natural Gas_Broiler_E10 | F5 | Commercial | Lodging | New | Food Preparation | Natural Gas | Broiler | E10 | Utility - Cost of Operation | 0 | 0 | 0 | 0 | 0 | 0 | 0 | 0 | 0 | 0 | 0 | 0 | 0 | 0 | 0 | 0 | 0 | 0 | 0 | 0 | 0 | 0 | 0 | 0 | 0 | 0 | 0
F6_Commercial_Lodging_New_Food Preparation_Natural Gas_Broiler_E1 | F6 | Commercial | Lodging | New | Food Preparation | Natural Gas | Broiler | E1 | Utility - Value of Sales | 0 | 0 | 0 | 0 | 0 | 0 | 0 | 0 | 0 | 0 | 0 | 0 | 0 | 0 | 0 | 0 | 0 | 0 | 0 | 0 | 0 | 0 | 0 | 0 | 0 | 0 | 0
F6_Commercial_Lodging_New_Food Preparation_Natural Gas_Broiler_E2 | F6 | Commercial | Lodging | New | Food Preparation | Natural Gas | Broiler | E2 | Utility - Value of Sales | 0 | 0 | 0 | 0 | 0 | 0 | 0 | 0 | 0 | 0 | 0 | 0 | 0 | 0 | 0 | 0 | 0 | 0 | 0 | 0 | 0 | 0 | 0 | 0 | 0 | 0 | 0
F6_Commercial_Lodging_New_Food Preparation_Natural Gas_Broiler_E3 | F6 | Commercial | Lodging | New | Food Preparation | Natural Gas | Broiler | E3 | Utility - Value of Sales | 0 | 0 | 0 | 0 | 0 | 0 | 0 | 0 | 0 | 0 | 0 | 0 | 0 | 0 | 0 | 0 | 0 | 0 | 0 | 0 | 0 | 0 | 0 | 0 | 0 | 0 | 0
F6_Commercial_Lodging_New_Food Preparation_Natural Gas_Broiler_E4 | F6 | Commercial | Lodging | New | Food Preparation | Natural Gas | Broiler | E4 | Utility - Value of Sales | 0 | 0 | 0 | 0 | 0 | 0 | 0 | 0 | 0 | 0 | 0 | 0 | 0 | 0 | 0 | 0 | 0 | 0 | 0 | 0 | 0 | 0 | 0 | 0 | 0 | 0 | 0
F6_Commercial_Lodging_New_Food Preparation_Natural Gas_Broiler_E5 | F6 | Commercial | Lodging | New | Food Preparation | Natural Gas | Broiler | E5 | Utility - Value of Sales | 0 | 0 | 0 | 0 | 0 | 0 | 0 | 0 | 0 | 0 | 0 | 0 | 0 | 0 | 0 | 0 | 0 | 0 | 0 | 0 | 0 | 0 | 0 | 0 | 0 | 0 | 0
F6_Commercial_Lodging_New_Food Preparation_Natural Gas_Broiler_E6 | F6 | Commercial | Lodging | New | Food Preparation | Natural Gas | Broiler | E6 | Utility - Value of Sales | 0 | 0 | 0 | 0 | 0 | 0 | 0 | 0 | 0 | 0 | 0 | 0 | 0 | 0 | 0 | 0 | 0 | 0 | 0 | 0 | 0 | 0 | 0 | 0 | 0 | 0 | 0
F6_Commercial_Lodging_New_Food Preparation_Natural Gas_Broiler_E7 | F6 | Commercial | Lodging | New | Food Preparation | Natural Gas | Broiler | E7 | Utility - Value of Sales | 0 | 0 | 0 | 0 | 0 | 0 | 0 | 0 | 0 | 0 | 0 | 0 | 0 | 0 | 0 | 0 | 0 | 0 | 0 | 0 | 0 | 0 | 0 | 0 | 0 | 0 | 0
F6_Commercial_Lodging_New_Food Preparation_Natural Gas_Broiler_E8 | F6 | Commercial | Lodging | New | Food Preparation | Natural Gas | Broiler | E8 | Utility - Value of Sales | 0 | 0 | 0 | 0 | 0 | 0 | 0 | 0 | 0 | 0 | 0 | 0 | 0 | 0 | 0 | 0 | 0 | 0 | 0 | 0 | 0 | 0 | 0 | 0 | 0 | 0 | 0
F6_Commercial_Lodging_New_Food Preparation_Natural Gas_Broiler_E9 | F6 | Commercial | Lodging | New | Food Preparation | Natural Gas | Broiler | E9 | Utility - Value of Sales | 0 | 0 | 0 | 0 | 0 | 0 | 0 | 0 | 0 | 0 | 0 | 0 | 0 | 0 | 0 | 0 | 0 | 0 | 0 | 0 | 0 | 0 | 0 | 0 | 0 | 0 | 0
F6_Commercial_Lodging_New_Food Preparation_Natural Gas_Broiler_E10 | F6 | Commercial | Lodging | New | Food Preparation | Natural Gas | Broiler | E10 | Utility - Value of Sales | 0 | 0 | 0 | 0 | 0 | 0 | 0 | 0 | 0 | 0 | 0 | 0 | 0 | 0 | 0 | 0 | 0 | 0 | 0 | 0 | 0 | 0 | 0 | 0 | 0 | 0 | 0
F1_Commercial_Lodging_New_Food Preparation_Natural Gas_Griddle_E1 | F1 | Commercial | Lodging | New | Food Preparation | Natural Gas | Griddle | E1 | RVT - Cost of Equipment | 0.040526 | 0.040526 | 0.040526 | 0.040526 | 0.040526 | 0.040526 | 0.040526 | 0.040526 | 0.040526 | 0.040526 | 0.040526 | 0.040526 | 0.040526 | 0.040526 | 0.040526 | 0.040526 | 0.040526 | 0.040526 | 0.040526 | 0.040526 | 0.040526 | 0.040526 | 0.040526 | 0.040526 | 0.040526 | 0.040526 | 0.040526
F1_Commercial_Lodging_New_Food Preparation_Natural Gas_Griddle_E2 | F1 | Commercial | Lodging | New | Food Preparation | Natural Gas | Griddle | E2 | RVT - Cost of Equipment | 0.050362 | 0.050362 | 0.050362 | 0.050362 | 0.050362 | 0.050362 | 0.050362 | 0.050362 | 0.050362 | 0.050362 | 0.050362 | 0.050362 | 0.050362 | 0.050362 | 0.050362 | 0.050362 | 0.050362 | 0.050362 | 0.050362 | 0.050362 | 0.050362 | 0.050362 | 0.050362 | 0.050362 | 0.050362 | 0.050362 | 0.050362
F1_Commercial_Lodging_New_Food Preparation_Natural Gas_Griddle_E3 | F1 | Commercial | Lodging | New | Food Preparation | Natural Gas | Griddle | E3 | RVT - Cost of Equipment | 0 | 0 | 0 | 0 | 0 | 0 | 0 | 0 | 0 | 0 | 0 | 0 | 0 | 0 | 0 | 0 | 0 | 0 | 0 | 0 | 0 | 0 | 0 | 0 | 0 | 0 | 0
F1_Commercial_Lodging_New_Food Preparation_Natural Gas_Griddle_E4 | F1 | Commercial | Lodging | New | Food Preparation | Natural Gas | Griddle | E4 | RVT - Cost of Equipment | 0 | 0 | 0 | 0 | 0 | 0 | 0 | 0 | 0 | 0 | 0 | 0 | 0 | 0 | 0 | 0 | 0 | 0 | 0 | 0 | 0 | 0 | 0 | 0 | 0 | 0 | 0
F1_Commercial_Lodging_New_Food Preparation_Natural Gas_Griddle_E5 | F1 | Commercial | Lodging | New | Food Preparation | Natural Gas | Griddle | E5 | RVT - Cost of Equipment | 0 | 0 | 0 | 0 | 0 | 0 | 0 | 0 | 0 | 0 | 0 | 0 | 0 | 0 | 0 | 0 | 0 | 0 | 0 | 0 | 0 | 0 | 0 | 0 | 0 | 0 | 0
F1_Commercial_Lodging_New_Food Preparation_Natural Gas_Griddle_E6 | F1 | Commercial | Lodging | New | Food Preparation | Natural Gas | Griddle | E6 | RVT - Cost of Equipment | 0 | 0 | 0 | 0 | 0 | 0 | 0 | 0 | 0 | 0 | 0 | 0 | 0 | 0 | 0 | 0 | 0 | 0 | 0 | 0 | 0 | 0 | 0 | 0 | 0 | 0 | 0
F1_Commercial_Lodging_New_Food Preparation_Natural Gas_Griddle_E7 | F1 | Commercial | Lodging | New | Food Preparation | Natural Gas | Griddle | E7 | RVT - Cost of Equipment | 0 | 0 | 0 | 0 | 0 | 0 | 0 | 0 | 0 | 0 | 0 | 0 | 0 | 0 | 0 | 0 | 0 | 0 | 0 | 0 | 0 | 0 | 0 | 0 | 0 | 0 | 0
F1_Commercial_Lodging_New_Food Preparation_Natural Gas_Griddle_E8 | F1 | Commercial | Lodging | New | Food Preparation | Natural Gas | Griddle | E8 | RVT - Cost of Equipment | 0 | 0 | 0 | 0 | 0 | 0 | 0 | 0 | 0 | 0 | 0 | 0 | 0 | 0 | 0 | 0 | 0 | 0 | 0 | 0 | 0 | 0 | 0 | 0 | 0 | 0 | 0
F1_Commercial_Lodging_New_Food Preparation_Natural Gas_Griddle_E9 | F1 | Commercial | Lodging | New | Food Preparation | Natural Gas | Griddle | E9 | RVT - Cost of Equipment | 0 | 0 | 0 | 0 | 0 | 0 | 0 | 0 | 0 | 0 | 0 | 0 | 0 | 0 | 0 | 0 | 0 | 0 | 0 | 0 | 0 | 0 | 0 | 0 | 0 | 0 | 0
F1_Commercial_Lodging_New_Food Preparation_Natural Gas_Griddle_E10 | F1 | Commercial | Lodging | New | Food Preparation | Natural Gas | Griddle | E10 | RVT - Cost of Equipment | 0 | 0 | 0 | 0 | 0 | 0 | 0 | 0 | 0 | 0 | 0 | 0 | 0 | 0 | 0 | 0 | 0 | 0 | 0 | 0 | 0 | 0 | 0 | 0 | 0 | 0 | 0
F2_Commercial_Lodging_New_Food Preparation_Natural Gas_Griddle_E1 | F2 | Commercial | Lodging | New | Food Preparation | Natural Gas | Griddle | E1 | RVT - Cost of Operation | 0 | 0 | 0 | 0 | 0 | 0 | 0 | 0 | 0 | 0 | 0 | 0 | 0 | 0 | 0 | 0 | 0 | 0 | 0 | 0 | 0 | 0 | 0 | 0 | 0 | 0 | 0
F2_Commercial_Lodging_New_Food Preparation_Natural Gas_Griddle_E2 | F2 | Commercial | Lodging | New | Food Preparation | Natural Gas | Griddle | E2 | RVT - Cost of Operation | 0 | 0 | 0 | 0 | 0 | 0 | 0 | 0 | 0 | 0 | 0 | 0 | 0 | 0 | 0 | 0 | 0 | 0 | 0 | 0 | 0 | 0 | 0 | 0 | 0 | 0 | 0
F2_Commercial_Lodging_New_Food Preparation_Natural Gas_Griddle_E3 | F2 | Commercial | Lodging | New | Food Preparation | Natural Gas | Griddle | E3 | RVT - Cost of Operation | 0 | 0 | 0 | 0 | 0 | 0 | 0 | 0 | 0 | 0 | 0 | 0 | 0 | 0 | 0 | 0 | 0 | 0 | 0 | 0 | 0 | 0 | 0 | 0 | 0 | 0 | 0
F2_Commercial_Lodging_New_Food Preparation_Natural Gas_Griddle_E4 | F2 | Commercial | Lodging | New | Food Preparation | Natural Gas | Griddle | E4 | RVT - Cost of Operation | 0 | 0 | 0 | 0 | 0 | 0 | 0 | 0 | 0 | 0 | 0 | 0 | 0 | 0 | 0 | 0 | 0 | 0 | 0 | 0 | 0 | 0 | 0 | 0 | 0 | 0 | 0
F2_Commercial_Lodging_New_Food Preparation_Natural Gas_Griddle_E5 | F2 | Commercial | Lodging | New | Food Preparation | Natural Gas | Griddle | E5 | RVT - Cost of Operation | 0 | 0 | 0 | 0 | 0 | 0 | 0 | 0 | 0 | 0 | 0 | 0 | 0 | 0 | 0 | 0 | 0 | 0 | 0 | 0 | 0 | 0 | 0 | 0 | 0 | 0 | 0
F2_Commercial_Lodging_New_Food Preparation_Natural Gas_Griddle_E6 | F2 | Commercial | Lodging | New | Food Preparation | Natural Gas | Griddle | E6 | RVT - Cost of Operation | 0 | 0 | 0 | 0 | 0 | 0 | 0 | 0 | 0 | 0 | 0 | 0 | 0 | 0 | 0 | 0 | 0 | 0 | 0 | 0 | 0 | 0 | 0 | 0 | 0 | 0 | 0
F2_Commercial_Lodging_New_Food Preparation_Natural Gas_Griddle_E7 | F2 | Commercial | Lodging | New | Food Preparation | Natural Gas | Griddle | E7 | RVT - Cost of Operation | 0 | 0 | 0 | 0 | 0 | 0 | 0 | 0 | 0 | 0 | 0 | 0 | 0 | 0 | 0 | 0 | 0 | 0 | 0 | 0 | 0 | 0 | 0 | 0 | 0 | 0 | 0
F2_Commercial_Lodging_New_Food Preparation_Natural Gas_Griddle_E8 | F2 | Commercial | Lodging | New | Food Preparation | Natural Gas | Griddle | E8 | RVT - Cost of Operation | 0 | 0 | 0 | 0 | 0 | 0 | 0 | 0 | 0 | 0 | 0 | 0 | 0 | 0 | 0 | 0 | 0 | 0 | 0 | 0 | 0 | 0 | 0 | 0 | 0 | 0 | 0
F2_Commercial_Lodging_New_Food Preparation_Natural Gas_Griddle_E9 | F2 | Commercial | Lodging | New | Food Preparation | Natural Gas | Griddle | E9 | RVT - Cost of Operation | 0 | 0 | 0 | 0 | 0 | 0 | 0 | 0 | 0 | 0 | 0 | 0 | 0 | 0 | 0 | 0 | 0 | 0 | 0 | 0 | 0 | 0 | 0 | 0 | 0 | 0 | 0
F2_Commercial_Lodging_New_Food Preparation_Natural Gas_Griddle_E10 | F2 | Commercial | Lodging | New | Food Preparation | Natural Gas | Griddle | E10 | RVT - Cost of Operation | 0 | 0 | 0 | 0 | 0 | 0 | 0 | 0 | 0 | 0 | 0 | 0 | 0 | 0 | 0 | 0 | 0 | 0 | 0 | 0 | 0 | 0 | 0 | 0 | 0 | 0 | 0
F3_Commercial_Lodging_New_Food Preparation_Natural Gas_Griddle_E1 | F3 | Commercial | Lodging | New | Food Preparation | Natural Gas | Griddle | E1 | System - kBTUs of Consumption | 6.879 | 6.879 | 6.879 | 6.879 | 6.879 | 6.879 | 6.879 | 6.879 | 6.879 | 6.879 | 6.879 | 6.879 | 6.879 | 6.879 | 6.879 | 6.879 | 6.879 | 6.879 | 6.879 | 6.879 | 6.879 | 6.879 | 6.879 | 6.879 | 6.879 | 6.879 | 6.879
F3_Commercial_Lodging_New_Food Preparation_Natural Gas_Griddle_E2 | F3 | Commercial | Lodging | New | Food Preparation | Natural Gas | Griddle | E2 | System - kBTUs of Consumption | 5.9412 | 5.9412 | 5.9412 | 5.9412 | 5.9412 | 5.9412 | 5.9412 | 5.9412 | 5.9412 | 5.9412 | 5.9412 | 5.9412 | 5.9412 | 5.9412 | 5.9412 | 5.9412 | 5.9412 | 5.9412 | 5.9412 | 5.9412 | 5.9412 | 5.9412 | 5.9412 | 5.9412 | 5.9412 | 5.9412 | 5.9412
F3_Commercial_Lodging_New_Food Preparation_Natural Gas_Griddle_E3 | F3 | Commercial | Lodging | New | Food Preparation | Natural Gas | Griddle | E3 | System - kBTUs of Consumption | 0 | 0 | 0 | 0 | 0 | 0 | 0 | 0 | 0 | 0 | 0 | 0 | 0 | 0 | 0 | 0 | 0 | 0 | 0 | 0 | 0 | 0 | 0 | 0 | 0 | 0 | 0
F3_Commercial_Lodging_New_Food Preparation_Natural Gas_Griddle_E4 | F3 | Commercial | Lodging | New | Food Preparation | Natural Gas | Griddle | E4 | System - kBTUs of Consumption | 0 | 0 | 0 | 0 | 0 | 0 | 0 | 0 | 0 | 0 | 0 | 0 | 0 | 0 | 0 | 0 | 0 | 0 | 0 | 0 | 0 | 0 | 0 | 0 | 0 | 0 | 0
F3_Commercial_Lodging_New_Food Preparation_Natural Gas_Griddle_E5 | F3 | Commercial | Lodging | New | Food Preparation | Natural Gas | Griddle | E5 | System - kBTUs of Consumption | 0 | 0 | 0 | 0 | 0 | 0 | 0 | 0 | 0 | 0 | 0 | 0 | 0 | 0 | 0 | 0 | 0 | 0 | 0 | 0 | 0 | 0 | 0 | 0 | 0 | 0 | 0
F3_Commercial_Lodging_New_Food Preparation_Natural Gas_Griddle_E6 | F3 | Commercial | Lodging | New | Food Preparation | Natural Gas | Griddle | E6 | System - kBTUs of Consumption | 0 | 0 | 0 | 0 | 0 | 0 | 0 | 0 | 0 | 0 | 0 | 0 | 0 | 0 | 0 | 0 | 0 | 0 | 0 | 0 | 0 | 0 | 0 | 0 | 0 | 0 | 0
F3_Commercial_Lodging_New_Food Preparation_Natural Gas_Griddle_E7 | F3 | Commercial | Lodging | New | Food Preparation | Natural Gas | Griddle | E7 | System - kBTUs of Consumption | 0 | 0 | 0 | 0 | 0 | 0 | 0 | 0 | 0 | 0 | 0 | 0 | 0 | 0 | 0 | 0 | 0 | 0 | 0 | 0 | 0 | 0 | 0 | 0 | 0 | 0 | 0
F3_Commercial_Lodging_New_Food Preparation_Natural Gas_Griddle_E8 | F3 | Commercial | Lodging | New | Food Preparation | Natural Gas | Griddle | E8 | System - kBTUs of Consumption | 0 | 0 | 0 | 0 | 0 | 0 | 0 | 0 | 0 | 0 | 0 | 0 | 0 | 0 | 0 | 0 | 0 | 0 | 0 | 0 | 0 | 0 | 0 | 0 | 0 | 0 | 0
F3_Commercial_Lodging_New_Food Preparation_Natural Gas_Griddle_E9 | F3 | Commercial | Lodging | New | Food Preparation | Natural Gas | Griddle | E9 | System - kBTUs of Consumption | 0 | 0 | 0 | 0 | 0 | 0 | 0 | 0 | 0 | 0 | 0 | 0 | 0 | 0 | 0 | 0 | 0 | 0 | 0 | 0 | 0 | 0 | 0 | 0 | 0 | 0 | 0
F3_Commercial_Lodging_New_Food Preparation_Natural Gas_Griddle_E10 | F3 | Commercial | Lodging | New | Food Preparation | Natural Gas | Griddle | E10 | System - kBTUs of Consumption | 0 | 0 | 0 | 0 | 0 | 0 | 0 | 0 | 0 | 0 | 0 | 0 | 0 | 0 | 0 | 0 | 0 | 0 | 0 | 0 | 0 | 0 | 0 | 0 | 0 | 0 | 0
F4_Commercial_Lodging_New_Food Preparation_Natural Gas_Griddle_E1 | F4 | Commercial | Lodging | New | Food Preparation | Natural Gas | Griddle | E1 | Utility - Cost of Equipment | 0.040526 | 0.040526 | 0.040526 | 0.040526 | 0.040526 | 0.040526 | 0.040526 | 0.040526 | 0.040526 | 0.040526 | 0.040526 | 0.040526 | 0.040526 | 0.040526 | 0.040526 | 0.040526 | 0.040526 | 0.040526 | 0.040526 | 0.040526 | 0.040526 | 0.040526 | 0.040526 | 0.040526 | 0.040526 | 0.040526 | 0.040526
F4_Commercial_Lodging_New_Food Preparation_Natural Gas_Griddle_E2 | F4 | Commercial | Lodging | New | Food Preparation | Natural Gas | Griddle | E2 | Utility - Cost of Equipment | 0.050362 | 0.050362 | 0.050362 | 0.050362 | 0.050362 | 0.050362 | 0.050362 | 0.050362 | 0.050362 | 0.050362 | 0.050362 | 0.050362 | 0.050362 | 0.050362 | 0.050362 | 0.050362 | 0.050362 | 0.050362 | 0.050362 | 0.050362 | 0.050362 | 0.050362 | 0.050362 | 0.050362 | 0.050362 | 0.050362 | 0.050362
F4_Commercial_Lodging_New_Food Preparation_Natural Gas_Griddle_E3 | F4 | Commercial | Lodging | New | Food Preparation | Natural Gas | Griddle | E3 | Utility - Cost of Equipment | 0 | 0 | 0 | 0 | 0 | 0 | 0 | 0 | 0 | 0 | 0 | 0 | 0 | 0 | 0 | 0 | 0 | 0 | 0 | 0 | 0 | 0 | 0 | 0 | 0 | 0 | 0
F4_Commercial_Lodging_New_Food Preparation_Natural Gas_Griddle_E4 | F4 | Commercial | Lodging | New | Food Preparation | Natural Gas | Griddle | E4 | Utility - Cost of Equipment | 0 | 0 | 0 | 0 | 0 | 0 | 0 | 0 | 0 | 0 | 0 | 0 | 0 | 0 | 0 | 0 | 0 | 0 | 0 | 0 | 0 | 0 | 0 | 0 | 0 | 0 | 0
F4_Commercial_Lodging_New_Food Preparation_Natural Gas_Griddle_E5 | F4 | Commercial | Lodging | New | Food Preparation | Natural Gas | Griddle | E5 | Utility - Cost of Equipment | 0 | 0 | 0 | 0 | 0 | 0 | 0 | 0 | 0 | 0 | 0 | 0 | 0 | 0 | 0 | 0 | 0 | 0 | 0 | 0 | 0 | 0 | 0 | 0 | 0 | 0 | 0
F4_Commercial_Lodging_New_Food Preparation_Natural Gas_Griddle_E6 | F4 | Commercial | Lodging | New | Food Preparation | Natural Gas | Griddle | E6 | Utility - Cost of Equipment | 0 | 0 | 0 | 0 | 0 | 0 | 0 | 0 | 0 | 0 | 0 | 0 | 0 | 0 | 0 | 0 | 0 | 0 | 0 | 0 | 0 | 0 | 0 | 0 | 0 | 0 | 0
F4_Commercial_Lodging_New_Food Preparation_Natural Gas_Griddle_E7 | F4 | Commercial | Lodging | New | Food Preparation | Natural Gas | Griddle | E7 | Utility - Cost of Equipment | 0 | 0 | 0 | 0 | 0 | 0 | 0 | 0 | 0 | 0 | 0 | 0 | 0 | 0 | 0 | 0 | 0 | 0 | 0 | 0 | 0 | 0 | 0 | 0 | 0 | 0 | 0
F4_Commercial_Lodging_New_Food Preparation_Natural Gas_Griddle_E8 | F4 | Commercial | Lodging | New | Food Preparation | Natural Gas | Griddle | E8 | Utility - Cost of Equipment | 0 | 0 | 0 | 0 | 0 | 0 | 0 | 0 | 0 | 0 | 0 | 0 | 0 | 0 | 0 | 0 | 0 | 0 | 0 | 0 | 0 | 0 | 0 | 0 | 0 | 0 | 0
F4_Commercial_Lodging_New_Food Preparation_Natural Gas_Griddle_E9 | F4 | Commercial | Lodging | New | Food Preparation | Natural Gas | Griddle | E9 | Utility - Cost of Equipment | 0 | 0 | 0 | 0 | 0 | 0 | 0 | 0 | 0 | 0 | 0 | 0 | 0 | 0 | 0 | 0 | 0 | 0 | 0 | 0 | 0 | 0 | 0 | 0 | 0 | 0 | 0
F4_Commercial_Lodging_New_Food Preparation_Natural Gas_Griddle_E10 | F4 | Commercial | Lodging | New | Food Preparation | Natural Gas | Griddle | E10 | Utility - Cost of Equipment | 0 | 0 | 0 | 0 | 0 | 0 | 0 | 0 | 0 | 0 | 0 | 0 | 0 | 0 | 0 | 0 | 0 | 0 | 0 | 0 | 0 | 0 | 0 | 0 | 0 | 0 | 0
F5_Commercial_Lodging_New_Food Preparation_Natural Gas_Griddle_E1 | F5 | Commercial | Lodging | New | Food Preparation | Natural Gas | Griddle | E1 | Utility - Cost of Operation | 0.093892 | 0.092887 | 0.091917 | 0.09099 | 0.091219 | 0.092203 | 0.093634 | 0.095227 | 0.096763 | 0.098073 | 0.099139 | 0.099903 | 0.10034 | 0.10029 | 0.099743 | 0.0987 | 0.097171 | 0.095244 | 0.092942 | 0.090206 | 0.086999 | 0.083301 | 0.080023 | 0.077917 | 0.077031 | 0.077409 | 0.077788
F5_Commercial_Lodging_New_Food Preparation_Natural Gas_Griddle_E2 | F5 | Commercial | Lodging | New | Food Preparation | Natural Gas | Griddle | E2 | Utility - Cost of Operation | 0.081091 | 0.080223 | 0.079386 | 0.078585 | 0.078783 | 0.079633 | 0.080868 | 0.082245 | 0.083571 | 0.084702 | 0.085623 | 0.086283 | 0.086657 | 0.086615 | 0.086145 | 0.085244 | 0.083924 | 0.082259 | 0.080271 | 0.077908 | 0.075138 | 0.071945 | 0.069113 | 0.067294 | 0.066529 | 0.066855 | 0.067183
F5_Commercial_Lodging_New_Food Preparation_Natural Gas_Griddle_E3 | F5 | Commercial | Lodging | New | Food Preparation | Natural Gas | Griddle | E3 | Utility - Cost of Operation | 0 | 0 | 0 | 0 | 0 | 0 | 0 | 0 | 0 | 0 | 0 | 0 | 0 | 0 | 0 | 0 | 0 | 0 | 0 | 0 | 0 | 0 | 0 | 0 | 0 | 0 | 0
F5_Commercial_Lodging_New_Food Preparation_Natural Gas_Griddle_E4 | F5 | Commercial | Lodging | New | Food Preparation | Natural Gas | Griddle | E4 | Utility - Cost of Operation | 0 | 0 | 0 | 0 | 0 | 0 | 0 | 0 | 0 | 0 | 0 | 0 | 0 | 0 | 0 | 0 | 0 | 0 | 0 | 0 | 0 | 0 | 0 | 0 | 0 | 0 | 0
F5_Commercial_Lodging_New_Food Preparation_Natural Gas_Griddle_E5 | F5 | Commercial | Lodging | New | Food Preparation | Natural Gas | Griddle | E5 | Utility - Cost of Operation | 0 | 0 | 0 | 0 | 0 | 0 | 0 | 0 | 0 | 0 | 0 | 0 | 0 | 0 | 0 | 0 | 0 | 0 | 0 | 0 | 0 | 0 | 0 | 0 | 0 | 0 | 0
F5_Commercial_Lodging_New_Food Preparation_Natural Gas_Griddle_E6 | F5 | Commercial | Lodging | New | Food Preparation | Natural Gas | Griddle | E6 | Utility - Cost of Operation | 0 | 0 | 0 | 0 | 0 | 0 | 0 | 0 | 0 | 0 | 0 | 0 | 0 | 0 | 0 | 0 | 0 | 0 | 0 | 0 | 0 | 0 | 0 | 0 | 0 | 0 | 0
F5_Commercial_Lodging_New_Food Preparation_Natural Gas_Griddle_E7 | F5 | Commercial | Lodging | New | Food Preparation | Natural Gas | Griddle | E7 | Utility - Cost of Operation | 0 | 0 | 0 | 0 | 0 | 0 | 0 | 0 | 0 | 0 | 0 | 0 | 0 | 0 | 0 | 0 | 0 | 0 | 0 | 0 | 0 | 0 | 0 | 0 | 0 | 0 | 0
F5_Commercial_Lodging_New_Food Preparation_Natural Gas_Griddle_E8 | F5 | Commercial | Lodging | New | Food Preparation | Natural Gas | Griddle | E8 | Utility - Cost of Operation | 0 | 0 | 0 | 0 | 0 | 0 | 0 | 0 | 0 | 0 | 0 | 0 | 0 | 0 | 0 | 0 | 0 | 0 | 0 | 0 | 0 | 0 | 0 | 0 | 0 | 0 | 0
F5_Commercial_Lodging_New_Food Preparation_Natural Gas_Griddle_E9 | F5 | Commercial | Lodging | New | Food Preparation | Natural Gas | Griddle | E9 | Utility - Cost of Operation | 0 | 0 | 0 | 0 | 0 | 0 | 0 | 0 | 0 | 0 | 0 | 0 | 0 | 0 | 0 | 0 | 0 | 0 | 0 | 0 | 0 | 0 | 0 | 0 | 0 | 0 | 0
F5_Commercial_Lodging_New_Food Preparation_Natural Gas_Griddle_E10 | F5 | Commercial | Lodging | New | Food Preparation | Natural Gas | Griddle | E10 | Utility - Cost of Operation | 0 | 0 | 0 | 0 | 0 | 0 | 0 | 0 | 0 | 0 | 0 | 0 | 0 | 0 | 0 | 0 | 0 | 0 | 0 | 0 | 0 | 0 | 0 | 0 | 0 | 0 | 0
F6_Commercial_Lodging_New_Food Preparation_Natural Gas_Griddle_E1 | F6 | Commercial | Lodging | New | Food Preparation | Natural Gas | Griddle | E1 | Utility - Value of Sales | 0 | 0 | 0 | 0 | 0 | 0 | 0 | 0 | 0 | 0 | 0 | 0 | 0 | 0 | 0 | 0 | 0 | 0 | 0 | 0 | 0 | 0 | 0 | 0 | 0 | 0 | 0
F6_Commercial_Lodging_New_Food Preparation_Natural Gas_Griddle_E2 | F6 | Commercial | Lodging | New | Food Preparation | Natural Gas | Griddle | E2 | Utility - Value of Sales | 0 | 0 | 0 | 0 | 0 | 0 | 0 | 0 | 0 | 0 | 0 | 0 | 0 | 0 | 0 | 0 | 0 | 0 | 0 | 0 | 0 | 0 | 0 | 0 | 0 | 0 | 0
F6_Commercial_Lodging_New_Food Preparation_Natural Gas_Griddle_E3 | F6 | Commercial | Lodging | New | Food Preparation | Natural Gas | Griddle | E3 | Utility - Value of Sales | 0 | 0 | 0 | 0 | 0 | 0 | 0 | 0 | 0 | 0 | 0 | 0 | 0 | 0 | 0 | 0 | 0 | 0 | 0 | 0 | 0 | 0 | 0 | 0 | 0 | 0 | 0
F6_Commercial_Lodging_New_Food Preparation_Natural Gas_Griddle_E4 | F6 | Commercial | Lodging | New | Food Preparation | Natural Gas | Griddle | E4 | Utility - Value of Sales | 0 | 0 | 0 | 0 | 0 | 0 | 0 | 0 | 0 | 0 | 0 | 0 | 0 | 0 | 0 | 0 | 0 | 0 | 0 | 0 | 0 | 0 | 0 | 0 | 0 | 0 | 0
F6_Commercial_Lodging_New_Food Preparation_Natural Gas_Griddle_E5 | F6 | Commercial | Lodging | New | Food Preparation | Natural Gas | Griddle | E5 | Utility - Value of Sales | 0 | 0 | 0 | 0 | 0 | 0 | 0 | 0 | 0 | 0 | 0 | 0 | 0 | 0 | 0 | 0 | 0 | 0 | 0 | 0 | 0 | 0 | 0 | 0 | 0 | 0 | 0
F6_Commercial_Lodging_New_Food Preparation_Natural Gas_Griddle_E6 | F6 | Commercial | Lodging | New | Food Preparation | Natural Gas | Griddle | E6 | Utility - Value of Sales | 0 | 0 | 0 | 0 | 0 | 0 | 0 | 0 | 0 | 0 | 0 | 0 | 0 | 0 | 0 | 0 | 0 | 0 | 0 | 0 | 0 | 0 | 0 | 0 | 0 | 0 | 0
F6_Commercial_Lodging_New_Food Preparation_Natural Gas_Griddle_E7 | F6 | Commercial | Lodging | New | Food Preparation | Natural Gas | Griddle | E7 | Utility - Value of Sales | 0 | 0 | 0 | 0 | 0 | 0 | 0 | 0 | 0 | 0 | 0 | 0 | 0 | 0 | 0 | 0 | 0 | 0 | 0 | 0 | 0 | 0 | 0 | 0 | 0 | 0 | 0
F6_Commercial_Lodging_New_Food Preparation_Natural Gas_Griddle_E8 | F6 | Commercial | Lodging | New | Food Preparation | Natural Gas | Griddle | E8 | Utility - Value of Sales | 0 | 0 | 0 | 0 | 0 | 0 | 0 | 0 | 0 | 0 | 0 | 0 | 0 | 0 | 0 | 0 | 0 | 0 | 0 | 0 | 0 | 0 | 0 | 0 | 0 | 0 | 0
F6_Commercial_Lodging_New_Food Preparation_Natural Gas_Griddle_E9 | F6 | Commercial | Lodging | New | Food Preparation | Natural Gas | Griddle | E9 | Utility - Value of Sales | 0 | 0 | 0 | 0 | 0 | 0 | 0 | 0 | 0 | 0 | 0 | 0 | 0 | 0 | 0 | 0 | 0 | 0 | 0 | 0 | 0 | 0 | 0 | 0 | 0 | 0 | 0
F6_Commercial_Lodging_New_Food Preparation_Natural Gas_Griddle_E10 | F6 | Commercial | Lodging | New | Food Preparation | Natural Gas | Griddle | E10 | Utility - Value of Sales | 0 | 0 | 0 | 0 | 0 | 0 | 0 | 0 | 0 | 0 | 0 | 0 | 0 | 0 | 0 | 0 | 0 | 0 | 0 | 0 | 0 | 0 | 0 | 0 | 0 | 0 | 0
F1_Commercial_Lodging_New_Food Preparation_Natural Gas_Range_E1 | F1 | Commercial | Lodging | New | Food Preparation | Natural Gas | Range | E1 | RVT - Cost of Equipment | 0.062036 | 0.062036 | 0.062036 | 0.062036 | 0.062036 | 0.062036 | 0.062036 | 0.062036 | 0.062036 | 0.062036 | 0.062036 | 0.062036 | 0.062036 | 0.062036 | 0.062036 | 0.062036 | 0.062036 | 0.062036 | 0.062036 | 0.062036 | 0.062036 | 0.062036 | 0.062036 | 0.062036 | 0.062036 | 0.062036 | 0.062036
F1_Commercial_Lodging_New_Food Preparation_Natural Gas_Range_E2 | F1 | Commercial | Lodging | New | Food Preparation | Natural Gas | Range | E2 | RVT - Cost of Equipment | 0.062036 | 0.062036 | 0.062036 | 0.062036 | 0.062036 | 0.062036 | 0.062036 | 0.062036 | 0.062036 | 0.062036 | 0.062036 | 0.062036 | 0.062036 | 0.062036 | 0.062036 | 0.062036 | 0.062036 | 0.062036 | 0.062036 | 0.062036 | 0.062036 | 0.062036 | 0.062036 | 0.062036 | 0.062036 | 0.062036 | 0.062036
F1_Commercial_Lodging_New_Food Preparation_Natural Gas_Range_E3 | F1 | Commercial | Lodging | New | Food Preparation | Natural Gas | Range | E3 | RVT - Cost of Equipment | 0 | 0 | 0 | 0 | 0 | 0 | 0 | 0 | 0 | 0 | 0 | 0 | 0 | 0 | 0 | 0 | 0 | 0 | 0 | 0 | 0 | 0 | 0 | 0 | 0 | 0 | 0
F1_Commercial_Lodging_New_Food Preparation_Natural Gas_Range_E4 | F1 | Commercial | Lodging | New | Food Preparation | Natural Gas | Range | E4 | RVT - Cost of Equipment | 0 | 0 | 0 | 0 | 0 | 0 | 0 | 0 | 0 | 0 | 0 | 0 | 0 | 0 | 0 | 0 | 0 | 0 | 0 | 0 | 0 | 0 | 0 | 0 | 0 | 0 | 0
F1_Commercial_Lodging_New_Food Preparation_Natural Gas_Range_E5 | F1 | Commercial | Lodging | New | Food Preparation | Natural Gas | Range | E5 | RVT - Cost of Equipment | 0 | 0 | 0 | 0 | 0 | 0 | 0 | 0 | 0 | 0 | 0 | 0 | 0 | 0 | 0 | 0 | 0 | 0 | 0 | 0 | 0 | 0 | 0 | 0 | 0 | 0 | 0
F1_Commercial_Lodging_New_Food Preparation_Natural Gas_Range_E6 | F1 | Commercial | Lodging | New | Food Preparation | Natural Gas | Range | E6 | RVT - Cost of Equipment | 0 | 0 | 0 | 0 | 0 | 0 | 0 | 0 | 0 | 0 | 0 | 0 | 0 | 0 | 0 | 0 | 0 | 0 | 0 | 0 | 0 | 0 | 0 | 0 | 0 | 0 | 0
F1_Commercial_Lodging_New_Food Preparation_Natural Gas_Range_E7 | F1 | Commercial | Lodging | New | Food Preparation | Natural Gas | Range | E7 | RVT - Cost of Equipment | 0 | 0 | 0 | 0 | 0 | 0 | 0 | 0 | 0 | 0 | 0 | 0 | 0 | 0 | 0 | 0 | 0 | 0 | 0 | 0 | 0 | 0 | 0 | 0 | 0 | 0 | 0
F1_Commercial_Lodging_New_Food Preparation_Natural Gas_Range_E8 | F1 | Commercial | Lodging | New | Food Preparation | Natural Gas | Range | E8 | RVT - Cost of Equipment | 0 | 0 | 0 | 0 | 0 | 0 | 0 | 0 | 0 | 0 | 0 | 0 | 0 | 0 | 0 | 0 | 0 | 0 | 0 | 0 | 0 | 0 | 0 | 0 | 0 | 0 | 0
F1_Commercial_Lodging_New_Food Preparation_Natural Gas_Range_E9 | F1 | Commercial | Lodging | New | Food Preparation | Natural Gas | Range | E9 | RVT - Cost of Equipment | 0 | 0 | 0 | 0 | 0 | 0 | 0 | 0 | 0 | 0 | 0 | 0 | 0 | 0 | 0 | 0 | 0 | 0 | 0 | 0 | 0 | 0 | 0 | 0 | 0 | 0 | 0
F1_Commercial_Lodging_New_Food Preparation_Natural Gas_Range_E10 | F1 | Commercial | Lodging | New | Food Preparation | Natural Gas | Range | E10 | RVT - Cost of Equipment | 0 | 0 | 0 | 0 | 0 | 0 | 0 | 0 | 0 | 0 | 0 | 0 | 0 | 0 | 0 | 0 | 0 | 0 | 0 | 0 | 0 | 0 | 0 | 0 | 0 | 0 | 0
F2_Commercial_Lodging_New_Food Preparation_Natural Gas_Range_E1 | F2 | Commercial | Lodging | New | Food Preparation | Natural Gas | Range | E1 | RVT - Cost of Operation | 0 | 0 | 0 | 0 | 0 | 0 | 0 | 0 | 0 | 0 | 0 | 0 | 0 | 0 | 0 | 0 | 0 | 0 | 0 | 0 | 0 | 0 | 0 | 0 | 0 | 0 | 0
F2_Commercial_Lodging_New_Food Preparation_Natural Gas_Range_E2 | F2 | Commercial | Lodging | New | Food Preparation | Natural Gas | Range | E2 | RVT - Cost of Operation | 0 | 0 | 0 | 0 | 0 | 0 | 0 | 0 | 0 | 0 | 0 | 0 | 0 | 0 | 0 | 0 | 0 | 0 | 0 | 0 | 0 | 0 | 0 | 0 | 0 | 0 | 0
F2_Commercial_Lodging_New_Food Preparation_Natural Gas_Range_E3 | F2 | Commercial | Lodging | New | Food Preparation | Natural Gas | Range | E3 | RVT - Cost of Operation | 0 | 0 | 0 | 0 | 0 | 0 | 0 | 0 | 0 | 0 | 0 | 0 | 0 | 0 | 0 | 0 | 0 | 0 | 0 | 0 | 0 | 0 | 0 | 0 | 0 | 0 | 0
F2_Commercial_Lodging_New_Food Preparation_Natural Gas_Range_E4 | F2 | Commercial | Lodging | New | Food Preparation | Natural Gas | Range | E4 | RVT - Cost of Operation | 0 | 0 | 0 | 0 | 0 | 0 | 0 | 0 | 0 | 0 | 0 | 0 | 0 | 0 | 0 | 0 | 0 | 0 | 0 | 0 | 0 | 0 | 0 | 0 | 0 | 0 | 0
F2_Commercial_Lodging_New_Food Preparation_Natural Gas_Range_E5 | F2 | Commercial | Lodging | New | Food Preparation | Natural Gas | Range | E5 | RVT - Cost of Operation | 0 | 0 | 0 | 0 | 0 | 0 | 0 | 0 | 0 | 0 | 0 | 0 | 0 | 0 | 0 | 0 | 0 | 0 | 0 | 0 | 0 | 0 | 0 | 0 | 0 | 0 | 0
F2_Commercial_Lodging_New_Food Preparation_Natural Gas_Range_E6 | F2 | Commercial | Lodging | New | Food Preparation | Natural Gas | Range | E6 | RVT - Cost of Operation | 0 | 0 | 0 | 0 | 0 | 0 | 0 | 0 | 0 | 0 | 0 | 0 | 0 | 0 | 0 | 0 | 0 | 0 | 0 | 0 | 0 | 0 | 0 | 0 | 0 | 0 | 0
F2_Commercial_Lodging_New_Food Preparation_Natural Gas_Range_E7 | F2 | Commercial | Lodging | New | Food Preparation | Natural Gas | Range | E7 | RVT - Cost of Operation | 0 | 0 | 0 | 0 | 0 | 0 | 0 | 0 | 0 | 0 | 0 | 0 | 0 | 0 | 0 | 0 | 0 | 0 | 0 | 0 | 0 | 0 | 0 | 0 | 0 | 0 | 0
F2_Commercial_Lodging_New_Food Preparation_Natural Gas_Range_E8 | F2 | Commercial | Lodging | New | Food Preparation | Natural Gas | Range | E8 | RVT - Cost of Operation | 0 | 0 | 0 | 0 | 0 | 0 | 0 | 0 | 0 | 0 | 0 | 0 | 0 | 0 | 0 | 0 | 0 | 0 | 0 | 0 | 0 | 0 | 0 | 0 | 0 | 0 | 0
F2_Commercial_Lodging_New_Food Preparation_Natural Gas_Range_E9 | F2 | Commercial | Lodging | New | Food Preparation | Natural Gas | Range | E9 | RVT - Cost of Operation | 0 | 0 | 0 | 0 | 0 | 0 | 0 | 0 | 0 | 0 | 0 | 0 | 0 | 0 | 0 | 0 | 0 | 0 | 0 | 0 | 0 | 0 | 0 | 0 | 0 | 0 | 0
F2_Commercial_Lodging_New_Food Preparation_Natural Gas_Range_E10 | F2 | Commercial | Lodging | New | Food Preparation | Natural Gas | Range | E10 | RVT - Cost of Operation | 0 | 0 | 0 | 0 | 0 | 0 | 0 | 0 | 0 | 0 | 0 | 0 | 0 | 0 | 0 | 0 | 0 | 0 | 0 | 0 | 0 | 0 | 0 | 0 | 0 | 0 | 0
F3_Commercial_Lodging_New_Food Preparation_Natural Gas_Range_E1 | F3 | Commercial | Lodging | New | Food Preparation | Natural Gas | Range | E1 | System - kBTUs of Consumption | 6.6292 | 6.6292 | 6.6292 | 6.6292 | 6.6292 | 6.6292 | 6.6292 | 6.6292 | 6.6292 | 6.6292 | 6.6292 | 6.6292 | 6.6292 | 6.6292 | 6.6292 | 6.6292 | 6.6292 | 6.6292 | 6.6292 | 6.6292 | 6.6292 | 6.6292 | 6.6292 | 6.6292 | 6.6292 | 6.6292 | 6.6292
F3_Commercial_Lodging_New_Food Preparation_Natural Gas_Range_E2 | F3 | Commercial | Lodging | New | Food Preparation | Natural Gas | Range | E2 | System - kBTUs of Consumption | 5.6822 | 5.6822 | 5.6822 | 5.6822 | 5.6822 | 5.6822 | 5.6822 | 5.6822 | 5.6822 | 5.6822 | 5.6822 | 5.6822 | 5.6822 | 5.6822 | 5.6822 | 5.6822 | 5.6822 | 5.6822 | 5.6822 | 5.6822 | 5.6822 | 5.6822 | 5.6822 | 5.6822 | 5.6822 | 5.6822 | 5.6822
F3_Commercial_Lodging_New_Food Preparation_Natural Gas_Range_E3 | F3 | Commercial | Lodging | New | Food Preparation | Natural Gas | Range | E3 | System - kBTUs of Consumption | 0 | 0 | 0 | 0 | 0 | 0 | 0 | 0 | 0 | 0 | 0 | 0 | 0 | 0 | 0 | 0 | 0 | 0 | 0 | 0 | 0 | 0 | 0 | 0 | 0 | 0 | 0
F3_Commercial_Lodging_New_Food Preparation_Natural Gas_Range_E4 | F3 | Commercial | Lodging | New | Food Preparation | Natural Gas | Range | E4 | System - kBTUs of Consumption | 0 | 0 | 0 | 0 | 0 | 0 | 0 | 0 | 0 | 0 | 0 | 0 | 0 | 0 | 0 | 0 | 0 | 0 | 0 | 0 | 0 | 0 | 0 | 0 | 0 | 0 | 0
F3_Commercial_Lodging_New_Food Preparation_Natural Gas_Range_E5 | F3 | Commercial | Lodging | New | Food Preparation | Natural Gas | Range | E5 | System - kBTUs of Consumption | 0 | 0 | 0 | 0 | 0 | 0 | 0 | 0 | 0 | 0 | 0 | 0 | 0 | 0 | 0 | 0 | 0 | 0 | 0 | 0 | 0 | 0 | 0 | 0 | 0 | 0 | 0
F3_Commercial_Lodging_New_Food Preparation_Natural Gas_Range_E6 | F3 | Commercial | Lodging | New | Food Preparation | Natural Gas | Range | E6 | System - kBTUs of Consumption | 0 | 0 | 0 | 0 | 0 | 0 | 0 | 0 | 0 | 0 | 0 | 0 | 0 | 0 | 0 | 0 | 0 | 0 | 0 | 0 | 0 | 0 | 0 | 0 | 0 | 0 | 0
F3_Commercial_Lodging_New_Food Preparation_Natural Gas_Range_E7 | F3 | Commercial | Lodging | New | Food Preparation | Natural Gas | Range | E7 | System - kBTUs of Consumption | 0 | 0 | 0 | 0 | 0 | 0 | 0 | 0 | 0 | 0 | 0 | 0 | 0 | 0 | 0 | 0 | 0 | 0 | 0 | 0 | 0 | 0 | 0 | 0 | 0 | 0 | 0
F3_Commercial_Lodging_New_Food Preparation_Natural Gas_Range_E8 | F3 | Commercial | Lodging | New | Food Preparation | Natural Gas | Range | E8 | System - kBTUs of Consumption | 0 | 0 | 0 | 0 | 0 | 0 | 0 | 0 | 0 | 0 | 0 | 0 | 0 | 0 | 0 | 0 | 0 | 0 | 0 | 0 | 0 | 0 | 0 | 0 | 0 | 0 | 0
F3_Commercial_Lodging_New_Food Preparation_Natural Gas_Range_E9 | F3 | Commercial | Lodging | New | Food Preparation | Natural Gas | Range | E9 | System - kBTUs of Consumption | 0 | 0 | 0 | 0 | 0 | 0 | 0 | 0 | 0 | 0 | 0 | 0 | 0 | 0 | 0 | 0 | 0 | 0 | 0 | 0 | 0 | 0 | 0 | 0 | 0 | 0 | 0
F3_Commercial_Lodging_New_Food Preparation_Natural Gas_Range_E10 | F3 | Commercial | Lodging | New | Food Preparation | Natural Gas | Range | E10 | System - kBTUs of Consumption | 0 | 0 | 0 | 0 | 0 | 0 | 0 | 0 | 0 | 0 | 0 | 0 | 0 | 0 | 0 | 0 | 0 | 0 | 0 | 0 | 0 | 0 | 0 | 0 | 0 | 0 | 0
F4_Commercial_Lodging_New_Food Preparation_Natural Gas_Range_E1 | F4 | Commercial | Lodging | New | Food Preparation | Natural Gas | Range | E1 | Utility - Cost of Equipment | 0.062036 | 0.062036 | 0.062036 | 0.062036 | 0.062036 | 0.062036 | 0.062036 | 0.062036 | 0.062036 | 0.062036 | 0.062036 | 0.062036 | 0.062036 | 0.062036 | 0.062036 | 0.062036 | 0.062036 | 0.062036 | 0.062036 | 0.062036 | 0.062036 | 0.062036 | 0.062036 | 0.062036 | 0.062036 | 0.062036 | 0.062036
F4_Commercial_Lodging_New_Food Preparation_Natural Gas_Range_E2 | F4 | Commercial | Lodging | New | Food Preparation | Natural Gas | Range | E2 | Utility - Cost of Equipment | 0.062036 | 0.062036 | 0.062036 | 0.062036 | 0.062036 | 0.062036 | 0.062036 | 0.062036 | 0.062036 | 0.062036 | 0.062036 | 0.062036 | 0.062036 | 0.062036 | 0.062036 | 0.062036 | 0.062036 | 0.062036 | 0.062036 | 0.062036 | 0.062036 | 0.062036 | 0.062036 | 0.062036 | 0.062036 | 0.062036 | 0.062036
F4_Commercial_Lodging_New_Food Preparation_Natural Gas_Range_E3 | F4 | Commercial | Lodging | New | Food Preparation | Natural Gas | Range | E3 | Utility - Cost of Equipment | 0 | 0 | 0 | 0 | 0 | 0 | 0 | 0 | 0 | 0 | 0 | 0 | 0 | 0 | 0 | 0 | 0 | 0 | 0 | 0 | 0 | 0 | 0 | 0 | 0 | 0 | 0
F4_Commercial_Lodging_New_Food Preparation_Natural Gas_Range_E4 | F4 | Commercial | Lodging | New | Food Preparation | Natural Gas | Range | E4 | Utility - Cost of Equipment | 0 | 0 | 0 | 0 | 0 | 0 | 0 | 0 | 0 | 0 | 0 | 0 | 0 | 0 | 0 | 0 | 0 | 0 | 0 | 0 | 0 | 0 | 0 | 0 | 0 | 0 | 0
F4_Commercial_Lodging_New_Food Preparation_Natural Gas_Range_E5 | F4 | Commercial | Lodging | New | Food Preparation | Natural Gas | Range | E5 | Utility - Cost of Equipment | 0 | 0 | 0 | 0 | 0 | 0 | 0 | 0 | 0 | 0 | 0 | 0 | 0 | 0 | 0 | 0 | 0 | 0 | 0 | 0 | 0 | 0 | 0 | 0 | 0 | 0 | 0
F4_Commercial_Lodging_New_Food Preparation_Natural Gas_Range_E6 | F4 | Commercial | Lodging | New | Food Preparation | Natural Gas | Range | E6 | Utility - Cost of Equipment | 0 | 0 | 0 | 0 | 0 | 0 | 0 | 0 | 0 | 0 | 0 | 0 | 0 | 0 | 0 | 0 | 0 | 0 | 0 | 0 | 0 | 0 | 0 | 0 | 0 | 0 | 0
F4_Commercial_Lodging_New_Food Preparation_Natural Gas_Range_E7 | F4 | Commercial | Lodging | New | Food Preparation | Natural Gas | Range | E7 | Utility - Cost of Equipment | 0 | 0 | 0 | 0 | 0 | 0 | 0 | 0 | 0 | 0 | 0 | 0 | 0 | 0 | 0 | 0 | 0 | 0 | 0 | 0 | 0 | 0 | 0 | 0 | 0 | 0 | 0
F4_Commercial_Lodging_New_Food Preparation_Natural Gas_Range_E8 | F4 | Commercial | Lodging | New | Food Preparation | Natural Gas | Range | E8 | Utility - Cost of Equipment | 0 | 0 | 0 | 0 | 0 | 0 | 0 | 0 | 0 | 0 | 0 | 0 | 0 | 0 | 0 | 0 | 0 | 0 | 0 | 0 | 0 | 0 | 0 | 0 | 0 | 0 | 0
F4_Commercial_Lodging_New_Food Preparation_Natural Gas_Range_E9 | F4 | Commercial | Lodging | New | Food Preparation | Natural Gas | Range | E9 | Utility - Cost of Equipment | 0 | 0 | 0 | 0 | 0 | 0 | 0 | 0 | 0 | 0 | 0 | 0 | 0 | 0 | 0 | 0 | 0 | 0 | 0 | 0 | 0 | 0 | 0 | 0 | 0 | 0 | 0
F4_Commercial_Lodging_New_Food Preparation_Natural Gas_Range_E10 | F4 | Commercial | Lodging | New | Food Preparation | Natural Gas | Range | E10 | Utility - Cost of Equipment | 0 | 0 | 0 | 0 | 0 | 0 | 0 | 0 | 0 | 0 | 0 | 0 | 0 | 0 | 0 | 0 | 0 | 0 | 0 | 0 | 0 | 0 | 0 | 0 | 0 | 0 | 0
F5_Commercial_Lodging_New_Food Preparation_Natural Gas_Range_E1 | F5 | Commercial | Lodging | New | Food Preparation | Natural Gas | Range | E1 | Utility - Cost of Operation | 0.091097 | 0.089782 | 0.0885 | 0.087257 | 0.087269 | 0.088097 | 0.089438 | 0.091064 | 0.092818 | 0.094613 | 0.096388 | 0.097959 | 0.099158 | 0.099668 | 0.099432 | 0.098458 | 0.096818 | 0.094672 | 0.092117 | 0.089088 | 0.085545 | 0.081467 | 0.077846 | 0.075503 | 0.074491 | 0.074856 | 0.075223
F5_Commercial_Lodging_New_Food Preparation_Natural Gas_Range_E2 | F5 | Commercial | Lodging | New | Food Preparation | Natural Gas | Range | E2 | Utility - Cost of Operation | 0.078083 | 0.076956 | 0.075857 | 0.074792 | 0.074802 | 0.075511 | 0.076661 | 0.078055 | 0.079559 | 0.081097 | 0.082618 | 0.083965 | 0.084993 | 0.085429 | 0.085228 | 0.084392 | 0.082987 | 0.081147 | 0.078957 | 0.076361 | 0.073324 | 0.069829 | 0.066725 | 0.064717 | 0.063849 | 0.064162 | 0.064477
F5_Commercial_Lodging_New_Food Preparation_Natural Gas_Range_E3 | F5 | Commercial | Lodging | New | Food Preparation | Natural Gas | Range | E3 | Utility - Cost of Operation | 0 | 0 | 0 | 0 | 0 | 0 | 0 | 0 | 0 | 0 | 0 | 0 | 0 | 0 | 0 | 0 | 0 | 0 | 0 | 0 | 0 | 0 | 0 | 0 | 0 | 0 | 0
F5_Commercial_Lodging_New_Food Preparation_Natural Gas_Range_E4 | F5 | Commercial | Lodging | New | Food Preparation | Natural Gas | Range | E4 | Utility - Cost of Operation | 0 | 0 | 0 | 0 | 0 | 0 | 0 | 0 | 0 | 0 | 0 | 0 | 0 | 0 | 0 | 0 | 0 | 0 | 0 | 0 | 0 | 0 | 0 | 0 | 0 | 0 | 0
F5_Commercial_Lodging_New_Food Preparation_Natural Gas_Range_E5 | F5 | Commercial | Lodging | New | Food Preparation | Natural Gas | Range | E5 | Utility - Cost of Operation | 0 | 0 | 0 | 0 | 0 | 0 | 0 | 0 | 0 | 0 | 0 | 0 | 0 | 0 | 0 | 0 | 0 | 0 | 0 | 0 | 0 | 0 | 0 | 0 | 0 | 0 | 0
F5_Commercial_Lodging_New_Food Preparation_Natural Gas_Range_E6 | F5 | Commercial | Lodging | New | Food Preparation | Natural Gas | Range | E6 | Utility - Cost of Operation | 0 | 0 | 0 | 0 | 0 | 0 | 0 | 0 | 0 | 0 | 0 | 0 | 0 | 0 | 0 | 0 | 0 | 0 | 0 | 0 | 0 | 0 | 0 | 0 | 0 | 0 | 0
F5_Commercial_Lodging_New_Food Preparation_Natural Gas_Range_E7 | F5 | Commercial | Lodging | New | Food Preparation | Natural Gas | Range | E7 | Utility - Cost of Operation | 0 | 0 | 0 | 0 | 0 | 0 | 0 | 0 | 0 | 0 | 0 | 0 | 0 | 0 | 0 | 0 | 0 | 0 | 0 | 0 | 0 | 0 | 0 | 0 | 0 | 0 | 0
F5_Commercial_Lodging_New_Food Preparation_Natural Gas_Range_E8 | F5 | Commercial | Lodging | New | Food Preparation | Natural Gas | Range | E8 | Utility - Cost of Operation | 0 | 0 | 0 | 0 | 0 | 0 | 0 | 0 | 0 | 0 | 0 | 0 | 0 | 0 | 0 | 0 | 0 | 0 | 0 | 0 | 0 | 0 | 0 | 0 | 0 | 0 | 0
F5_Commercial_Lodging_New_Food Preparation_Natural Gas_Range_E9 | F5 | Commercial | Lodging | New | Food Preparation | Natural Gas | Range | E9 | Utility - Cost of Operation | 0 | 0 | 0 | 0 | 0 | 0 | 0 | 0 | 0 | 0 | 0 | 0 | 0 | 0 | 0 | 0 | 0 | 0 | 0 | 0 | 0 | 0 | 0 | 0 | 0 | 0 | 0
F5_Commercial_Lodging_New_Food Preparation_Natural Gas_Range_E10 | F5 | Commercial | Lodging | New | Food Preparation | Natural Gas | Range | E10 | Utility - Cost of Operation | 0 | 0 | 0 | 0 | 0 | 0 | 0 | 0 | 0 | 0 | 0 | 0 | 0 | 0 | 0 | 0 | 0 | 0 | 0 | 0 | 0 | 0 | 0 | 0 | 0 | 0 | 0
F6_Commercial_Lodging_New_Food Preparation_Natural Gas_Range_E1 | F6 | Commercial | Lodging | New | Food Preparation | Natural Gas | Range | E1 | Utility - Value of Sales | 0 | 0 | 0 | 0 | 0 | 0 | 0 | 0 | 0 | 0 | 0 | 0 | 0 | 0 | 0 | 0 | 0 | 0 | 0 | 0 | 0 | 0 | 0 | 0 | 0 | 0 | 0
F6_Commercial_Lodging_New_Food Preparation_Natural Gas_Range_E2 | F6 | Commercial | Lodging | New | Food Preparation | Natural Gas | Range | E2 | Utility - Value of Sales | 0 | 0 | 0 | 0 | 0 | 0 | 0 | 0 | 0 | 0 | 0 | 0 | 0 | 0 | 0 | 0 | 0 | 0 | 0 | 0 | 0 | 0 | 0 | 0 | 0 | 0 | 0
F6_Commercial_Lodging_New_Food Preparation_Natural Gas_Range_E3 | F6 | Commercial | Lodging | New | Food Preparation | Natural Gas | Range | E3 | Utility - Value of Sales | 0 | 0 | 0 | 0 | 0 | 0 | 0 | 0 | 0 | 0 | 0 | 0 | 0 | 0 | 0 | 0 | 0 | 0 | 0 | 0 | 0 | 0 | 0 | 0 | 0 | 0 | 0
F6_Commercial_Lodging_New_Food Preparation_Natural Gas_Range_E4 | F6 | Commercial | Lodging | New | Food Preparation | Natural Gas | Range | E4 | Utility - Value of Sales | 0 | 0 | 0 | 0 | 0 | 0 | 0 | 0 | 0 | 0 | 0 | 0 | 0 | 0 | 0 | 0 | 0 | 0 | 0 | 0 | 0 | 0 | 0 | 0 | 0 | 0 | 0
F6_Commercial_Lodging_New_Food Preparation_Natural Gas_Range_E5 | F6 | Commercial | Lodging | New | Food Preparation | Natural Gas | Range | E5 | Utility - Value of Sales | 0 | 0 | 0 | 0 | 0 | 0 | 0 | 0 | 0 | 0 | 0 | 0 | 0 | 0 | 0 | 0 | 0 | 0 | 0 | 0 | 0 | 0 | 0 | 0 | 0 | 0 | 0
F6_Commercial_Lodging_New_Food Preparation_Natural Gas_Range_E6 | F6 | Commercial | Lodging | New | Food Preparation | Natural Gas | Range | E6 | Utility - Value of Sales | 0 | 0 | 0 | 0 | 0 | 0 | 0 | 0 | 0 | 0 | 0 | 0 | 0 | 0 | 0 | 0 | 0 | 0 | 0 | 0 | 0 | 0 | 0 | 0 | 0 | 0 | 0
F6_Commercial_Lodging_New_Food Preparation_Natural Gas_Range_E7 | F6 | Commercial | Lodging | New | Food Preparation | Natural Gas | Range | E7 | Utility - Value of Sales | 0 | 0 | 0 | 0 | 0 | 0 | 0 | 0 | 0 | 0 | 0 | 0 | 0 | 0 | 0 | 0 | 0 | 0 | 0 | 0 | 0 | 0 | 0 | 0 | 0 | 0 | 0
F6_Commercial_Lodging_New_Food Preparation_Natural Gas_Range_E8 | F6 | Commercial | Lodging | New | Food Preparation | Natural Gas | Range | E8 | Utility - Value of Sales | 0 | 0 | 0 | 0 | 0 | 0 | 0 | 0 | 0 | 0 | 0 | 0 | 0 | 0 | 0 | 0 | 0 | 0 | 0 | 0 | 0 | 0 | 0 | 0 | 0 | 0 | 0
F6_Commercial_Lodging_New_Food Preparation_Natural Gas_Range_E9 | F6 | Commercial | Lodging | New | Food Preparation | Natural Gas | Range | E9 | Utility - Value of Sales | 0 | 0 | 0 | 0 | 0 | 0 | 0 | 0 | 0 | 0 | 0 | 0 | 0 | 0 | 0 | 0 | 0 | 0 | 0 | 0 | 0 | 0 | 0 | 0 | 0 | 0 | 0
F6_Commercial_Lodging_New_Food Preparation_Natural Gas_Range_E10 | F6 | Commercial | Lodging | New | Food Preparation | Natural Gas | Range | E10 | Utility - Value of Sales | 0 | 0 | 0 | 0 | 0 | 0 | 0 | 0 | 0 | 0 | 0 | 0 | 0 | 0 | 0 | 0 | 0 | 0 | 0 | 0 | 0 | 0 | 0 | 0 | 0 | 0 | 0
F1_Commercial_Lodging_New_Food Preparation_Natural Gas_Steamer_E1 | F1 | Commercial | Lodging | New | Food Preparation | Natural Gas | Steamer | E1 | RVT - Cost of Equipment | 0.15666 | 0 | 0 | 0 | 0 | 0 | 0 | 0 | 0 | 0 | 0 | 0 | 0 | 0 | 0 | 0 | 0 | 0 | 0 | 0 | 0 | 0 | 0 | 0 | 0 | 0 | 0
F1_Commercial_Lodging_New_Food Preparation_Natural Gas_Steamer_E2 | F1 | Commercial | Lodging | New | Food Preparation | Natural Gas | Steamer | E2 | RVT - Cost of Equipment | 0.090997 | 0.090997 | 0.090997 | 0.090997 | 0.090997 | 0.090997 | 0.090997 | 0.090997 | 0.090997 | 0.090997 | 0.090997 | 0.090997 | 0.090997 | 0.090997 | 0.090997 | 0.090997 | 0.090997 | 0.090997 | 0.090997 | 0.090997 | 0.090997 | 0.090997 | 0.090997 | 0.090997 | 0.090997 | 0.090997 | 0.090997
F1_Commercial_Lodging_New_Food Preparation_Natural Gas_Steamer_E3 | F1 | Commercial | Lodging | New | Food Preparation | Natural Gas | Steamer | E3 | RVT - Cost of Equipment | 0 | 0 | 0 | 0 | 0 | 0 | 0 | 0 | 0 | 0 | 0 | 0 | 0 | 0 | 0 | 0 | 0 | 0 | 0 | 0 | 0 | 0 | 0 | 0 | 0 | 0 | 0
F1_Commercial_Lodging_New_Food Preparation_Natural Gas_Steamer_E4 | F1 | Commercial | Lodging | New | Food Preparation | Natural Gas | Steamer | E4 | RVT - Cost of Equipment | 0 | 0 | 0 | 0 | 0 | 0 | 0 | 0 | 0 | 0 | 0 | 0 | 0 | 0 | 0 | 0 | 0 | 0 | 0 | 0 | 0 | 0 | 0 | 0 | 0 | 0 | 0
F1_Commercial_Lodging_New_Food Preparation_Natural Gas_Steamer_E5 | F1 | Commercial | Lodging | New | Food Preparation | Natural Gas | Steamer | E5 | RVT - Cost of Equipment | 0 | 0 | 0 | 0 | 0 | 0 | 0 | 0 | 0 | 0 | 0 | 0 | 0 | 0 | 0 | 0 | 0 | 0 | 0 | 0 | 0 | 0 | 0 | 0 | 0 | 0 | 0
F1_Commercial_Lodging_New_Food Preparation_Natural Gas_Steamer_E6 | F1 | Commercial | Lodging | New | Food Preparation | Natural Gas | Steamer | E6 | RVT - Cost of Equipment | 0 | 0 | 0 | 0 | 0 | 0 | 0 | 0 | 0 | 0 | 0 | 0 | 0 | 0 | 0 | 0 | 0 | 0 | 0 | 0 | 0 | 0 | 0 | 0 | 0 | 0 | 0
F1_Commercial_Lodging_New_Food Preparation_Natural Gas_Steamer_E7 | F1 | Commercial | Lodging | New | Food Preparation | Natural Gas | Steamer | E7 | RVT - Cost of Equipment | 0 | 0 | 0 | 0 | 0 | 0 | 0 | 0 | 0 | 0 | 0 | 0 | 0 | 0 | 0 | 0 | 0 | 0 | 0 | 0 | 0 | 0 | 0 | 0 | 0 | 0 | 0
F1_Commercial_Lodging_New_Food Preparation_Natural Gas_Steamer_E8 | F1 | Commercial | Lodging | New | Food Preparation | Natural Gas | Steamer | E8 | RVT - Cost of Equipment | 0 | 0 | 0 | 0 | 0 | 0 | 0 | 0 | 0 | 0 | 0 | 0 | 0 | 0 | 0 | 0 | 0 | 0 | 0 | 0 | 0 | 0 | 0 | 0 | 0 | 0 | 0
F1_Commercial_Lodging_New_Food Preparation_Natural Gas_Steamer_E9 | F1 | Commercial | Lodging | New | Food Preparation | Natural Gas | Steamer | E9 | RVT - Cost of Equipment | 0 | 0 | 0 | 0 | 0 | 0 | 0 | 0 | 0 | 0 | 0 | 0 | 0 | 0 | 0 | 0 | 0 | 0 | 0 | 0 | 0 | 0 | 0 | 0 | 0 | 0 | 0
F1_Commercial_Lodging_New_Food Preparation_Natural Gas_Steamer_E10 | F1 | Commercial | Lodging | New | Food Preparation | Natural Gas | Steamer | E10 | RVT - Cost of Equipment | 0 | 0 | 0 | 0 | 0 | 0 | 0 | 0 | 0 | 0 | 0 | 0 | 0 | 0 | 0 | 0 | 0 | 0 | 0 | 0 | 0 | 0 | 0 | 0 | 0 | 0 | 0
F2_Commercial_Lodging_New_Food Preparation_Natural Gas_Steamer_E1 | F2 | Commercial | Lodging | New | Food Preparation | Natural Gas | Steamer | E1 | RVT - Cost of Operation | 0 | 0 | 0 | 0 | 0 | 0 | 0 | 0 | 0 | 0 | 0 | 0 | 0 | 0 | 0 | 0 | 0 | 0 | 0 | 0 | 0 | 0 | 0 | 0 | 0 | 0 | 0
F2_Commercial_Lodging_New_Food Preparation_Natural Gas_Steamer_E2 | F2 | Commercial | Lodging | New | Food Preparation | Natural Gas | Steamer | E2 | RVT - Cost of Operation | 0 | 0 | 0 | 0 | 0 | 0 | 0 | 0 | 0 | 0 | 0 | 0 | 0 | 0 | 0 | 0 | 0 | 0 | 0 | 0 | 0 | 0 | 0 | 0 | 0 | 0 | 0
F2_Commercial_Lodging_New_Food Preparation_Natural Gas_Steamer_E3 | F2 | Commercial | Lodging | New | Food Preparation | Natural Gas | Steamer | E3 | RVT - Cost of Operation | 0 | 0 | 0 | 0 | 0 | 0 | 0 | 0 | 0 | 0 | 0 | 0 | 0 | 0 | 0 | 0 | 0 | 0 | 0 | 0 | 0 | 0 | 0 | 0 | 0 | 0 | 0
F2_Commercial_Lodging_New_Food Preparation_Natural Gas_Steamer_E4 | F2 | Commercial | Lodging | New | Food Preparation | Natural Gas | Steamer | E4 | RVT - Cost of Operation | 0 | 0 | 0 | 0 | 0 | 0 | 0 | 0 | 0 | 0 | 0 | 0 | 0 | 0 | 0 | 0 | 0 | 0 | 0 | 0 | 0 | 0 | 0 | 0 | 0 | 0 | 0
F2_Commercial_Lodging_New_Food Preparation_Natural Gas_Steamer_E5 | F2 | Commercial | Lodging | New | Food Preparation | Natural Gas | Steamer | E5 | RVT - Cost of Operation | 0 | 0 | 0 | 0 | 0 | 0 | 0 | 0 | 0 | 0 | 0 | 0 | 0 | 0 | 0 | 0 | 0 | 0 | 0 | 0 | 0 | 0 | 0 | 0 | 0 | 0 | 0
F2_Commercial_Lodging_New_Food Preparation_Natural Gas_Steamer_E6 | F2 | Commercial | Lodging | New | Food Preparation | Natural Gas | Steamer | E6 | RVT - Cost of Operation | 0 | 0 | 0 | 0 | 0 | 0 | 0 | 0 | 0 | 0 | 0 | 0 | 0 | 0 | 0 | 0 | 0 | 0 | 0 | 0 | 0 | 0 | 0 | 0 | 0 | 0 | 0
F2_Commercial_Lodging_New_Food Preparation_Natural Gas_Steamer_E7 | F2 | Commercial | Lodging | New | Food Preparation | Natural Gas | Steamer | E7 | RVT - Cost of Operation | 0 | 0 | 0 | 0 | 0 | 0 | 0 | 0 | 0 | 0 | 0 | 0 | 0 | 0 | 0 | 0 | 0 | 0 | 0 | 0 | 0 | 0 | 0 | 0 | 0 | 0 | 0
F2_Commercial_Lodging_New_Food Preparation_Natural Gas_Steamer_E8 | F2 | Commercial | Lodging | New | Food Preparation | Natural Gas | Steamer | E8 | RVT - Cost of Operation | 0 | 0 | 0 | 0 | 0 | 0 | 0 | 0 | 0 | 0 | 0 | 0 | 0 | 0 | 0 | 0 | 0 | 0 | 0 | 0 | 0 | 0 | 0 | 0 | 0 | 0 | 0
F2_Commercial_Lodging_New_Food Preparation_Natural Gas_Steamer_E9 | F2 | Commercial | Lodging | New | Food Preparation | Natural Gas | Steamer | E9 | RVT - Cost of Operation | 0 | 0 | 0 | 0 | 0 | 0 | 0 | 0 | 0 | 0 | 0 | 0 | 0 | 0 | 0 | 0 | 0 | 0 | 0 | 0 | 0 | 0 | 0 | 0 | 0 | 0 | 0
F2_Commercial_Lodging_New_Food Preparation_Natural Gas_Steamer_E10 | F2 | Commercial | Lodging | New | Food Preparation | Natural Gas | Steamer | E10 | RVT - Cost of Operation | 0 | 0 | 0 | 0 | 0 | 0 | 0 | 0 | 0 | 0 | 0 | 0 | 0 | 0 | 0 | 0 | 0 | 0 | 0 | 0 | 0 | 0 | 0 | 0 | 0 | 0 | 0
F3_Commercial_Lodging_New_Food Preparation_Natural Gas_Steamer_E1 | F3 | Commercial | Lodging | New | Food Preparation | Natural Gas | Steamer | E1 | System - kBTUs of Consumption | 12.3427 | 0 | 0 | 0 | 0 | 0 | 0 | 0 | 0 | 0 | 0 | 0 | 0 | 0 | 0 | 0 | 0 | 0 | 0 | 0 | 0 | 0 | 0 | 0 | 0 | 0 | 0
F3_Commercial_Lodging_New_Food Preparation_Natural Gas_Steamer_E2 | F3 | Commercial | Lodging | New | Food Preparation | Natural Gas | Steamer | E2 | System - kBTUs of Consumption | 2.1644 | 2.1644 | 2.1644 | 2.1644 | 2.1644 | 2.1644 | 2.1644 | 2.1644 | 2.1644 | 2.1644 | 2.1644 | 2.1644 | 2.1644 | 2.1644 | 2.1644 | 2.1644 | 2.1644 | 2.1644 | 2.1644 | 2.1644 | 2.1644 | 2.1644 | 2.1644 | 2.1644 | 2.1644 | 2.1644 | 2.1644
F3_Commercial_Lodging_New_Food Preparation_Natural Gas_Steamer_E3 | F3 | Commercial | Lodging | New | Food Preparation | Natural Gas | Steamer | E3 | System - kBTUs of Consumption | 0 | 0 | 0 | 0 | 0 | 0 | 0 | 0 | 0 | 0 | 0 | 0 | 0 | 0 | 0 | 0 | 0 | 0 | 0 | 0 | 0 | 0 | 0 | 0 | 0 | 0 | 0
F3_Commercial_Lodging_New_Food Preparation_Natural Gas_Steamer_E4 | F3 | Commercial | Lodging | New | Food Preparation | Natural Gas | Steamer | E4 | System - kBTUs of Consumption | 0 | 0 | 0 | 0 | 0 | 0 | 0 | 0 | 0 | 0 | 0 | 0 | 0 | 0 | 0 | 0 | 0 | 0 | 0 | 0 | 0 | 0 | 0 | 0 | 0 | 0 | 0
F3_Commercial_Lodging_New_Food Preparation_Natural Gas_Steamer_E5 | F3 | Commercial | Lodging | New | Food Preparation | Natural Gas | Steamer | E5 | System - kBTUs of Consumption | 0 | 0 | 0 | 0 | 0 | 0 | 0 | 0 | 0 | 0 | 0 | 0 | 0 | 0 | 0 | 0 | 0 | 0 | 0 | 0 | 0 | 0 | 0 | 0 | 0 | 0 | 0
F3_Commercial_Lodging_New_Food Preparation_Natural Gas_Steamer_E6 | F3 | Commercial | Lodging | New | Food Preparation | Natural Gas | Steamer | E6 | System - kBTUs of Consumption | 0 | 0 | 0 | 0 | 0 | 0 | 0 | 0 | 0 | 0 | 0 | 0 | 0 | 0 | 0 | 0 | 0 | 0 | 0 | 0 | 0 | 0 | 0 | 0 | 0 | 0 | 0
F3_Commercial_Lodging_New_Food Preparation_Natural Gas_Steamer_E7 | F3 | Commercial | Lodging | New | Food Preparation | Natural Gas | Steamer | E7 | System - kBTUs of Consumption | 0 | 0 | 0 | 0 | 0 | 0 | 0 | 0 | 0 | 0 | 0 | 0 | 0 | 0 | 0 | 0 | 0 | 0 | 0 | 0 | 0 | 0 | 0 | 0 | 0 | 0 | 0
F3_Commercial_Lodging_New_Food Preparation_Natural Gas_Steamer_E8 | F3 | Commercial | Lodging | New | Food Preparation | Natural Gas | Steamer | E8 | System - kBTUs of Consumption | 0 | 0 | 0 | 0 | 0 | 0 | 0 | 0 | 0 | 0 | 0 | 0 | 0 | 0 | 0 | 0 | 0 | 0 | 0 | 0 | 0 | 0 | 0 | 0 | 0 | 0 | 0
F3_Commercial_Lodging_New_Food Preparation_Natural Gas_Steamer_E9 | F3 | Commercial | Lodging | New | Food Preparation | Natural Gas | Steamer | E9 | System - kBTUs of Consumption | 0 | 0 | 0 | 0 | 0 | 0 | 0 | 0 | 0 | 0 | 0 | 0 | 0 | 0 | 0 | 0 | 0 | 0 | 0 | 0 | 0 | 0 | 0 | 0 | 0 | 0 | 0
F3_Commercial_Lodging_New_Food Preparation_Natural Gas_Steamer_E10 | F3 | Commercial | Lodging | New | Food Preparation | Natural Gas | Steamer | E10 | System - kBTUs of Consumption | 0 | 0 | 0 | 0 | 0 | 0 | 0 | 0 | 0 | 0 | 0 | 0 | 0 | 0 | 0 | 0 | 0 | 0 | 0 | 0 | 0 | 0 | 0 | 0 | 0 | 0 | 0
F4_Commercial_Lodging_New_Food Preparation_Natural Gas_Steamer_E1 | F4 | Commercial | Lodging | New | Food Preparation | Natural Gas | Steamer | E1 | Utility - Cost of Equipment | 0.15666 | 0 | 0 | 0 | 0 | 0 | 0 | 0 | 0 | 0 | 0 | 0 | 0 | 0 | 0 | 0 | 0 | 0 | 0 | 0 | 0 | 0 | 0 | 0 | 0 | 0 | 0
F4_Commercial_Lodging_New_Food Preparation_Natural Gas_Steamer_E2 | F4 | Commercial | Lodging | New | Food Preparation | Natural Gas | Steamer | E2 | Utility - Cost of Equipment | 0.090997 | 0.090997 | 0.090997 | 0.090997 | 0.090997 | 0.090997 | 0.090997 | 0.090997 | 0.090997 | 0.090997 | 0.090997 | 0.090997 | 0.090997 | 0.090997 | 0.090997 | 0.090997 | 0.090997 | 0.090997 | 0.090997 | 0.090997 | 0.090997 | 0.090997 | 0.090997 | 0.090997 | 0.090997 | 0.090997 | 0.090997
F4_Commercial_Lodging_New_Food Preparation_Natural Gas_Steamer_E3 | F4 | Commercial | Lodging | New | Food Preparation | Natural Gas | Steamer | E3 | Utility - Cost of Equipment | 0 | 0 | 0 | 0 | 0 | 0 | 0 | 0 | 0 | 0 | 0 | 0 | 0 | 0 | 0 | 0 | 0 | 0 | 0 | 0 | 0 | 0 | 0 | 0 | 0 | 0 | 0
F4_Commercial_Lodging_New_Food Preparation_Natural Gas_Steamer_E4 | F4 | Commercial | Lodging | New | Food Preparation | Natural Gas | Steamer | E4 | Utility - Cost of Equipment | 0 | 0 | 0 | 0 | 0 | 0 | 0 | 0 | 0 | 0 | 0 | 0 | 0 | 0 | 0 | 0 | 0 | 0 | 0 | 0 | 0 | 0 | 0 | 0 | 0 | 0 | 0
F4_Commercial_Lodging_New_Food Preparation_Natural Gas_Steamer_E5 | F4 | Commercial | Lodging | New | Food Preparation | Natural Gas | Steamer | E5 | Utility - Cost of Equipment | 0 | 0 | 0 | 0 | 0 | 0 | 0 | 0 | 0 | 0 | 0 | 0 | 0 | 0 | 0 | 0 | 0 | 0 | 0 | 0 | 0 | 0 | 0 | 0 | 0 | 0 | 0
F4_Commercial_Lodging_New_Food Preparation_Natural Gas_Steamer_E6 | F4 | Commercial | Lodging | New | Food Preparation | Natural Gas | Steamer | E6 | Utility - Cost of Equipment | 0 | 0 | 0 | 0 | 0 | 0 | 0 | 0 | 0 | 0 | 0 | 0 | 0 | 0 | 0 | 0 | 0 | 0 | 0 | 0 | 0 | 0 | 0 | 0 | 0 | 0 | 0
F4_Commercial_Lodging_New_Food Preparation_Natural Gas_Steamer_E7 | F4 | Commercial | Lodging | New | Food Preparation | Natural Gas | Steamer | E7 | Utility - Cost of Equipment | 0 | 0 | 0 | 0 | 0 | 0 | 0 | 0 | 0 | 0 | 0 | 0 | 0 | 0 | 0 | 0 | 0 | 0 | 0 | 0 | 0 | 0 | 0 | 0 | 0 | 0 | 0
F4_Commercial_Lodging_New_Food Preparation_Natural Gas_Steamer_E8 | F4 | Commercial | Lodging | New | Food Preparation | Natural Gas | Steamer | E8 | Utility - Cost of Equipment | 0 | 0 | 0 | 0 | 0 | 0 | 0 | 0 | 0 | 0 | 0 | 0 | 0 | 0 | 0 | 0 | 0 | 0 | 0 | 0 | 0 | 0 | 0 | 0 | 0 | 0 | 0
F4_Commercial_Lodging_New_Food Preparation_Natural Gas_Steamer_E9 | F4 | Commercial | Lodging | New | Food Preparation | Natural Gas | Steamer | E9 | Utility - Cost of Equipment | 0 | 0 | 0 | 0 | 0 | 0 | 0 | 0 | 0 | 0 | 0 | 0 | 0 | 0 | 0 | 0 | 0 | 0 | 0 | 0 | 0 | 0 | 0 | 0 | 0 | 0 | 0
F4_Commercial_Lodging_New_Food Preparation_Natural Gas_Steamer_E10 | F4 | Commercial | Lodging | New | Food Preparation | Natural Gas | Steamer | E10 | Utility - Cost of Equipment | 0 | 0 | 0 | 0 | 0 | 0 | 0 | 0 | 0 | 0 | 0 | 0 | 0 | 0 | 0 | 0 | 0 | 0 | 0 | 0 | 0 | 0 | 0 | 0 | 0 | 0 | 0
F5_Commercial_Lodging_New_Food Preparation_Natural Gas_Steamer_E1 | F5 | Commercial | Lodging | New | Food Preparation | Natural Gas | Steamer | E1 | Utility - Cost of Operation | 0.17084 | 0 | 0 | 0 | 0 | 0 | 0 | 0 | 0 | 0 | 0 | 0 | 0 | 0 | 0 | 0 | 0 | 0 | 0 | 0 | 0 | 0 | 0 | 0 | 0 | 0 | 0
F5_Commercial_Lodging_New_Food Preparation_Natural Gas_Steamer_E2 | F5 | Commercial | Lodging | New | Food Preparation | Natural Gas | Steamer | E2 | Utility - Cost of Operation | 0.029959 | 0.029364 | 0.028774 | 0.028196 | 0.028097 | 0.028307 | 0.028713 | 0.029227 | 0.029785 | 0.030354 | 0.030946 | 0.031558 | 0.032164 | 0.03265 | 0.032953 | 0.032978 | 0.032662 | 0.032022 | 0.03109 | 0.029905 | 0.028522 | 0.026934 | 0.025521 | 0.024599 | 0.024188 | 0.024307 | 0.024426
F5_Commercial_Lodging_New_Food Preparation_Natural Gas_Steamer_E3 | F5 | Commercial | Lodging | New | Food Preparation | Natural Gas | Steamer | E3 | Utility - Cost of Operation | 0 | 0 | 0 | 0 | 0 | 0 | 0 | 0 | 0 | 0 | 0 | 0 | 0 | 0 | 0 | 0 | 0 | 0 | 0 | 0 | 0 | 0 | 0 | 0 | 0 | 0 | 0
F5_Commercial_Lodging_New_Food Preparation_Natural Gas_Steamer_E4 | F5 | Commercial | Lodging | New | Food Preparation | Natural Gas | Steamer | E4 | Utility - Cost of Operation | 0 | 0 | 0 | 0 | 0 | 0 | 0 | 0 | 0 | 0 | 0 | 0 | 0 | 0 | 0 | 0 | 0 | 0 | 0 | 0 | 0 | 0 | 0 | 0 | 0 | 0 | 0
F5_Commercial_Lodging_New_Food Preparation_Natural Gas_Steamer_E5 | F5 | Commercial | Lodging | New | Food Preparation | Natural Gas | Steamer | E5 | Utility - Cost of Operation | 0 | 0 | 0 | 0 | 0 | 0 | 0 | 0 | 0 | 0 | 0 | 0 | 0 | 0 | 0 | 0 | 0 | 0 | 0 | 0 | 0 | 0 | 0 | 0 | 0 | 0 | 0
F5_Commercial_Lodging_New_Food Preparation_Natural Gas_Steamer_E6 | F5 | Commercial | Lodging | New | Food Preparation | Natural Gas | Steamer | E6 | Utility - Cost of Operation | 0 | 0 | 0 | 0 | 0 | 0 | 0 | 0 | 0 | 0 | 0 | 0 | 0 | 0 | 0 | 0 | 0 | 0 | 0 | 0 | 0 | 0 | 0 | 0 | 0 | 0 | 0
F5_Commercial_Lodging_New_Food Preparation_Natural Gas_Steamer_E7 | F5 | Commercial | Lodging | New | Food Preparation | Natural Gas | Steamer | E7 | Utility - Cost of Operation | 0 | 0 | 0 | 0 | 0 | 0 | 0 | 0 | 0 | 0 | 0 | 0 | 0 | 0 | 0 | 0 | 0 | 0 | 0 | 0 | 0 | 0 | 0 | 0 | 0 | 0 | 0
F5_Commercial_Lodging_New_Food Preparation_Natural Gas_Steamer_E8 | F5 | Commercial | Lodging | New | Food Preparation | Natural Gas | Steamer | E8 | Utility - Cost of Operation | 0 | 0 | 0 | 0 | 0 | 0 | 0 | 0 | 0 | 0 | 0 | 0 | 0 | 0 | 0 | 0 | 0 | 0 | 0 | 0 | 0 | 0 | 0 | 0 | 0 | 0 | 0
F5_Commercial_Lodging_New_Food Preparation_Natural Gas_Steamer_E9 | F5 | Commercial | Lodging | New | Food Preparation | Natural Gas | Steamer | E9 | Utility - Cost of Operation | 0 | 0 | 0 | 0 | 0 | 0 | 0 | 0 | 0 | 0 | 0 | 0 | 0 | 0 | 0 | 0 | 0 | 0 | 0 | 0 | 0 | 0 | 0 | 0 | 0 | 0 | 0
F5_Commercial_Lodging_New_Food Preparation_Natural Gas_Steamer_E10 | F5 | Commercial | Lodging | New | Food Preparation | Natural Gas | Steamer | E10 | Utility - Cost of Operation | 0 | 0 | 0 | 0 | 0 | 0 | 0 | 0 | 0 | 0 | 0 | 0 | 0 | 0 | 0 | 0 | 0 | 0 | 0 | 0 | 0 | 0 | 0 | 0 | 0 | 0 | 0
F6_Commercial_Lodging_New_Food Preparation_Natural Gas_Steamer_E1 | F6 | Commercial | Lodging | New | Food Preparation | Natural Gas | Steamer | E1 | Utility - Value of Sales | 0 | 0 | 0 | 0 | 0 | 0 | 0 | 0 | 0 | 0 | 0 | 0 | 0 | 0 | 0 | 0 | 0 | 0 | 0 | 0 | 0 | 0 | 0 | 0 | 0 | 0 | 0
F6_Commercial_Lodging_New_Food Preparation_Natural Gas_Steamer_E2 | F6 | Commercial | Lodging | New | Food Preparation | Natural Gas | Steamer | E2 | Utility - Value of Sales | 0 | 0 | 0 | 0 | 0 | 0 | 0 | 0 | 0 | 0 | 0 | 0 | 0 | 0 | 0 | 0 | 0 | 0 | 0 | 0 | 0 | 0 | 0 | 0 | 0 | 0 | 0
F6_Commercial_Lodging_New_Food Preparation_Natural Gas_Steamer_E3 | F6 | Commercial | Lodging | New | Food Preparation | Natural Gas | Steamer | E3 | Utility - Value of Sales | 0 | 0 | 0 | 0 | 0 | 0 | 0 | 0 | 0 | 0 | 0 | 0 | 0 | 0 | 0 | 0 | 0 | 0 | 0 | 0 | 0 | 0 | 0 | 0 | 0 | 0 | 0
F6_Commercial_Lodging_New_Food Preparation_Natural Gas_Steamer_E4 | F6 | Commercial | Lodging | New | Food Preparation | Natural Gas | Steamer | E4 | Utility - Value of Sales | 0 | 0 | 0 | 0 | 0 | 0 | 0 | 0 | 0 | 0 | 0 | 0 | 0 | 0 | 0 | 0 | 0 | 0 | 0 | 0 | 0 | 0 | 0 | 0 | 0 | 0 | 0
F6_Commercial_Lodging_New_Food Preparation_Natural Gas_Steamer_E5 | F6 | Commercial | Lodging | New | Food Preparation | Natural Gas | Steamer | E5 | Utility - Value of Sales | 0 | 0 | 0 | 0 | 0 | 0 | 0 | 0 | 0 | 0 | 0 | 0 | 0 | 0 | 0 | 0 | 0 | 0 | 0 | 0 | 0 | 0 | 0 | 0 | 0 | 0 | 0
F6_Commercial_Lodging_New_Food Preparation_Natural Gas_Steamer_E6 | F6 | Commercial | Lodging | New | Food Preparation | Natural Gas | Steamer | E6 | Utility - Value of Sales | 0 | 0 | 0 | 0 | 0 | 0 | 0 | 0 | 0 | 0 | 0 | 0 | 0 | 0 | 0 | 0 | 0 | 0 | 0 | 0 | 0 | 0 | 0 | 0 | 0 | 0 | 0
F6_Commercial_Lodging_New_Food Preparation_Natural Gas_Steamer_E7 | F6 | Commercial | Lodging | New | Food Preparation | Natural Gas | Steamer | E7 | Utility - Value of Sales | 0 | 0 | 0 | 0 | 0 | 0 | 0 | 0 | 0 | 0 | 0 | 0 | 0 | 0 | 0 | 0 | 0 | 0 | 0 | 0 | 0 | 0 | 0 | 0 | 0 | 0 | 0
F6_Commercial_Lodging_New_Food Preparation_Natural Gas_Steamer_E8 | F6 | Commercial | Lodging | New | Food Preparation | Natural Gas | Steamer | E8 | Utility - Value of Sales | 0 | 0 | 0 | 0 | 0 | 0 | 0 | 0 | 0 | 0 | 0 | 0 | 0 | 0 | 0 | 0 | 0 | 0 | 0 | 0 | 0 | 0 | 0 | 0 | 0 | 0 | 0
F6_Commercial_Lodging_New_Food Preparation_Natural Gas_Steamer_E9 | F6 | Commercial | Lodging | New | Food Preparation | Natural Gas | Steamer | E9 | Utility - Value of Sales | 0 | 0 | 0 | 0 | 0 | 0 | 0 | 0 | 0 | 0 | 0 | 0 | 0 | 0 | 0 | 0 | 0 | 0 | 0 | 0 | 0 | 0 | 0 | 0 | 0 | 0 | 0
F6_Commercial_Lodging_New_Food Preparation_Natural Gas_Steamer_E10 | F6 | Commercial | Lodging | New | Food Preparation | Natural Gas | Steamer | E10 | Utility - Value of Sales | 0 | 0 | 0 | 0 | 0 | 0 | 0 | 0 | 0 | 0 | 0 | 0 | 0 | 0 | 0 | 0 | 0 | 0 | 0 | 0 | 0 | 0 | 0 | 0 | 0 | 0 | 0
F1_Commercial_Lodging_New_Food Preparation_Natural Gas_Commercial Food Prep Other_E1 | F1 | Commercial | Lodging | New | Food Preparation | Natural Gas | Commercial Food Prep Other | E1 | RVT - Cost of Equipment | 0.0034927 | 0.0034927 | 0.0034927 | 0.0034927 | 0.0034927 | 0.0034927 | 0.0034927 | 0.0034927 | 0.0034927 | 0.0034927 | 0.0034927 | 0.0034927 | 0.0034927 | 0.0034927 | 0.0034927 | 0.0034927 | 0.0034927 | 0.0034927 | 0.0034927 | 0.0034927 | 0.0034927 | 0.0034927 | 0.0034927 | 0.0034927 | 0.0034927 | 0.0034927 | 0.0034927
F1_Commercial_Lodging_New_Food Preparation_Natural Gas_Commercial Food Prep Other_E2 | F1 | Commercial | Lodging | New | Food Preparation | Natural Gas | Commercial Food Prep Other | E2 | RVT - Cost of Equipment | 0.0042428 | 0.0042428 | 0.0042428 | 0.0042428 | 0.0042428 | 0.0042428 | 0.0042428 | 0.0042428 | 0.0042428 | 0.0042428 | 0.0042428 | 0.0042428 | 0.0042428 | 0.0042428 | 0.0042428 | 0.0042428 | 0.0042428 | 0.0042428 | 0.0042428 | 0.0042428 | 0.0042428 | 0.0042428 | 0.0042428 | 0.0042428 | 0.0042428 | 0.0042428 | 0.0042428
F1_Commercial_Lodging_New_Food Preparation_Natural Gas_Commercial Food Prep Other_E3 | F1 | Commercial | Lodging | New | Food Preparation | Natural Gas | Commercial Food Prep Other | E3 | RVT - Cost of Equipment | 0 | 0 | 0 | 0 | 0 | 0 | 0 | 0 | 0 | 0 | 0 | 0 | 0 | 0 | 0 | 0 | 0 | 0 | 0 | 0 | 0 | 0 | 0 | 0 | 0 | 0 | 0
F1_Commercial_Lodging_New_Food Preparation_Natural Gas_Commercial Food Prep Other_E4 | F1 | Commercial | Lodging | New | Food Preparation | Natural Gas | Commercial Food Prep Other | E4 | RVT - Cost of Equipment | 0 | 0 | 0 | 0 | 0 | 0 | 0 | 0 | 0 | 0 | 0 | 0 | 0 | 0 | 0 | 0 | 0 | 0 | 0 | 0 | 0 | 0 | 0 | 0 | 0 | 0 | 0
F1_Commercial_Lodging_New_Food Preparation_Natural Gas_Commercial Food Prep Other_E5 | F1 | Commercial | Lodging | New | Food Preparation | Natural Gas | Commercial Food Prep Other | E5 | RVT - Cost of Equipment | 0 | 0 | 0 | 0 | 0 | 0 | 0 | 0 | 0 | 0 | 0 | 0 | 0 | 0 | 0 | 0 | 0 | 0 | 0 | 0 | 0 | 0 | 0 | 0 | 0 | 0 | 0
F1_Commercial_Lodging_New_Food Preparation_Natural Gas_Commercial Food Prep Other_E6 | F1 | Commercial | Lodging | New | Food Preparation | Natural Gas | Commercial Food Prep Other | E6 | RVT - Cost of Equipment | 0 | 0 | 0 | 0 | 0 | 0 | 0 | 0 | 0 | 0 | 0 | 0 | 0 | 0 | 0 | 0 | 0 | 0 | 0 | 0 | 0 | 0 | 0 | 0 | 0 | 0 | 0
F1_Commercial_Lodging_New_Food Preparation_Natural Gas_Commercial Food Prep Other_E7 | F1 | Commercial | Lodging | New | Food Preparation | Natural Gas | Commercial Food Prep Other | E7 | RVT - Cost of Equipment | 0 | 0 | 0 | 0 | 0 | 0 | 0 | 0 | 0 | 0 | 0 | 0 | 0 | 0 | 0 | 0 | 0 | 0 | 0 | 0 | 0 | 0 | 0 | 0 | 0 | 0 | 0
F1_Commercial_Lodging_New_Food Preparation_Natural Gas_Commercial Food Prep Other_E8 | F1 | Commercial | Lodging | New | Food Preparation | Natural Gas | Commercial Food Prep Other | E8 | RVT - Cost of Equipment | 0 | 0 | 0 | 0 | 0 | 0 | 0 | 0 | 0 | 0 | 0 | 0 | 0 | 0 | 0 | 0 | 0 | 0 | 0 | 0 | 0 | 0 | 0 | 0 | 0 | 0 | 0
F1_Commercial_Lodging_New_Food Preparation_Natural Gas_Commercial Food Prep Other_E9 | F1 | Commercial | Lodging | New | Food Preparation | Natural Gas | Commercial Food Prep Other | E9 | RVT - Cost of Equipment | 0 | 0 | 0 | 0 | 0 | 0 | 0 | 0 | 0 | 0 | 0 | 0 | 0 | 0 | 0 | 0 | 0 | 0 | 0 | 0 | 0 | 0 | 0 | 0 | 0 | 0 | 0
F1_Commercial_Lodging_New_Food Preparation_Natural Gas_Commercial Food Prep Other_E10 | F1 | Commercial | Lodging | New | Food Preparation | Natural Gas | Commercial Food Prep Other | E10 | RVT - Cost of Equipment | 0 | 0 | 0 | 0 | 0 | 0 | 0 | 0 | 0 | 0 | 0 | 0 | 0 | 0 | 0 | 0 | 0 | 0 | 0 | 0 | 0 | 0 | 0 | 0 | 0 | 0 | 0
F2_Commercial_Lodging_New_Food Preparation_Natural Gas_Commercial Food Prep Other_E1 | F2 | Commercial | Lodging | New | Food Preparation | Natural Gas | Commercial Food Prep Other | E1 | RVT - Cost of Operation | 0 | 0 | 0 | 0 | 0 | 0 | 0 | 0 | 0 | 0 | 0 | 0 | 0 | 0 | 0 | 0 | 0 | 0 | 0 | 0 | 0 | 0 | 0 | 0 | 0 | 0 | 0
F2_Commercial_Lodging_New_Food Preparation_Natural Gas_Commercial Food Prep Other_E2 | F2 | Commercial | Lodging | New | Food Preparation | Natural Gas | Commercial Food Prep Other | E2 | RVT - Cost of Operation | 0 | 0 | 0 | 0 | 0 | 0 | 0 | 0 | 0 | 0 | 0 | 0 | 0 | 0 | 0 | 0 | 0 | 0 | 0 | 0 | 0 | 0 | 0 | 0 | 0 | 0 | 0
F2_Commercial_Lodging_New_Food Preparation_Natural Gas_Commercial Food Prep Other_E3 | F2 | Commercial | Lodging | New | Food Preparation | Natural Gas | Commercial Food Prep Other | E3 | RVT - Cost of Operation | 0 | 0 | 0 | 0 | 0 | 0 | 0 | 0 | 0 | 0 | 0 | 0 | 0 | 0 | 0 | 0 | 0 | 0 | 0 | 0 | 0 | 0 | 0 | 0 | 0 | 0 | 0
F2_Commercial_Lodging_New_Food Preparation_Natural Gas_Commercial Food Prep Other_E4 | F2 | Commercial | Lodging | New | Food Preparation | Natural Gas | Commercial Food Prep Other | E4 | RVT - Cost of Operation | 0 | 0 | 0 | 0 | 0 | 0 | 0 | 0 | 0 | 0 | 0 | 0 | 0 | 0 | 0 | 0 | 0 | 0 | 0 | 0 | 0 | 0 | 0 | 0 | 0 | 0 | 0
F2_Commercial_Lodging_New_Food Preparation_Natural Gas_Commercial Food Prep Other_E5 | F2 | Commercial | Lodging | New | Food Preparation | Natural Gas | Commercial Food Prep Other | E5 | RVT - Cost of Operation | 0 | 0 | 0 | 0 | 0 | 0 | 0 | 0 | 0 | 0 | 0 | 0 | 0 | 0 | 0 | 0 | 0 | 0 | 0 | 0 | 0 | 0 | 0 | 0 | 0 | 0 | 0
F2_Commercial_Lodging_New_Food Preparation_Natural Gas_Commercial Food Prep Other_E6 | F2 | Commercial | Lodging | New | Food Preparation | Natural Gas | Commercial Food Prep Other | E6 | RVT - Cost of Operation | 0 | 0 | 0 | 0 | 0 | 0 | 0 | 0 | 0 | 0 | 0 | 0 | 0 | 0 | 0 | 0 | 0 | 0 | 0 | 0 | 0 | 0 | 0 | 0 | 0 | 0 | 0
F2_Commercial_Lodging_New_Food Preparation_Natural Gas_Commercial Food Prep Other_E7 | F2 | Commercial | Lodging | New | Food Preparation | Natural Gas | Commercial Food Prep Other | E7 | RVT - Cost of Operation | 0 | 0 | 0 | 0 | 0 | 0 | 0 | 0 | 0 | 0 | 0 | 0 | 0 | 0 | 0 | 0 | 0 | 0 | 0 | 0 | 0 | 0 | 0 | 0 | 0 | 0 | 0
F2_Commercial_Lodging_New_Food Preparation_Natural Gas_Commercial Food Prep Other_E8 | F2 | Commercial | Lodging | New | Food Preparation | Natural Gas | Commercial Food Prep Other | E8 | RVT - Cost of Operation | 0 | 0 | 0 | 0 | 0 | 0 | 0 | 0 | 0 | 0 | 0 | 0 | 0 | 0 | 0 | 0 | 0 | 0 | 0 | 0 | 0 | 0 | 0 | 0 | 0 | 0 | 0
F2_Commercial_Lodging_New_Food Preparation_Natural Gas_Commercial Food Prep Other_E9 | F2 | Commercial | Lodging | New | Food Preparation | Natural Gas | Commercial Food Prep Other | E9 | RVT - Cost of Operation | 0 | 0 | 0 | 0 | 0 | 0 | 0 | 0 | 0 | 0 | 0 | 0 | 0 | 0 | 0 | 0 | 0 | 0 | 0 | 0 | 0 | 0 | 0 | 0 | 0 | 0 | 0
F2_Commercial_Lodging_New_Food Preparation_Natural Gas_Commercial Food Prep Other_E10 | F2 | Commercial | Lodging | New | Food Preparation | Natural Gas | Commercial Food Prep Other | E10 | RVT - Cost of Operation | 0 | 0 | 0 | 0 | 0 | 0 | 0 | 0 | 0 | 0 | 0 | 0 | 0 | 0 | 0 | 0 | 0 | 0 | 0 | 0 | 0 | 0 | 0 | 0 | 0 | 0 | 0
F3_Commercial_Lodging_New_Food Preparation_Natural Gas_Commercial Food Prep Other_E1 | F3 | Commercial | Lodging | New | Food Preparation | Natural Gas | Commercial Food Prep Other | E1 | System - kBTUs of Consumption | 2.9568 | 2.9568 | 2.9568 | 2.9568 | 2.9568 | 2.9568 | 2.9568 | 2.9568 | 2.9568 | 2.9568 | 2.9568 | 2.9568 | 2.9568 | 2.9568 | 2.9568 | 2.9568 | 2.9568 | 2.9568 | 2.9568 | 2.9568 | 2.9568 | 2.9568 | 2.9568 | 2.9568 | 2.9568 | 2.9568 | 2.9568
F3_Commercial_Lodging_New_Food Preparation_Natural Gas_Commercial Food Prep Other_E2 | F3 | Commercial | Lodging | New | Food Preparation | Natural Gas | Commercial Food Prep Other | E2 | System - kBTUs of Consumption | 2.196 | 2.196 | 2.196 | 2.196 | 2.196 | 2.196 | 2.196 | 2.196 | 2.196 | 2.196 | 2.196 | 2.196 | 2.196 | 2.196 | 2.196 | 2.196 | 2.196 | 2.196 | 2.196 | 2.196 | 2.196 | 2.196 | 2.196 | 2.196 | 2.196 | 2.196 | 2.196
F3_Commercial_Lodging_New_Food Preparation_Natural Gas_Commercial Food Prep Other_E3 | F3 | Commercial | Lodging | New | Food Preparation | Natural Gas | Commercial Food Prep Other | E3 | System - kBTUs of Consumption | 0 | 0 | 0 | 0 | 0 | 0 | 0 | 0 | 0 | 0 | 0 | 0 | 0 | 0 | 0 | 0 | 0 | 0 | 0 | 0 | 0 | 0 | 0 | 0 | 0 | 0 | 0
F3_Commercial_Lodging_New_Food Preparation_Natural Gas_Commercial Food Prep Other_E4 | F3 | Commercial | Lodging | New | Food Preparation | Natural Gas | Commercial Food Prep Other | E4 | System - kBTUs of Consumption | 0 | 0 | 0 | 0 | 0 | 0 | 0 | 0 | 0 | 0 | 0 | 0 | 0 | 0 | 0 | 0 | 0 | 0 | 0 | 0 | 0 | 0 | 0 | 0 | 0 | 0 | 0
F3_Commercial_Lodging_New_Food Preparation_Natural Gas_Commercial Food Prep Other_E5 | F3 | Commercial | Lodging | New | Food Preparation | Natural Gas | Commercial Food Prep Other | E5 | System - kBTUs of Consumption | 0 | 0 | 0 | 0 | 0 | 0 | 0 | 0 | 0 | 0 | 0 | 0 | 0 | 0 | 0 | 0 | 0 | 0 | 0 | 0 | 0 | 0 | 0 | 0 | 0 | 0 | 0
F3_Commercial_Lodging_New_Food Preparation_Natural Gas_Commercial Food Prep Other_E6 | F3 | Commercial | Lodging | New | Food Preparation | Natural Gas | Commercial Food Prep Other | E6 | System - kBTUs of Consumption | 0 | 0 | 0 | 0 | 0 | 0 | 0 | 0 | 0 | 0 | 0 | 0 | 0 | 0 | 0 | 0 | 0 | 0 | 0 | 0 | 0 | 0 | 0 | 0 | 0 | 0 | 0
F3_Commercial_Lodging_New_Food Preparation_Natural Gas_Commercial Food Prep Other_E7 | F3 | Commercial | Lodging | New | Food Preparation | Natural Gas | Commercial Food Prep Other | E7 | System - kBTUs of Consumption | 0 | 0 | 0 | 0 | 0 | 0 | 0 | 0 | 0 | 0 | 0 | 0 | 0 | 0 | 0 | 0 | 0 | 0 | 0 | 0 | 0 | 0 | 0 | 0 | 0 | 0 | 0
F3_Commercial_Lodging_New_Food Preparation_Natural Gas_Commercial Food Prep Other_E8 | F3 | Commercial | Lodging | New | Food Preparation | Natural Gas | Commercial Food Prep Other | E8 | System - kBTUs of Consumption | 0 | 0 | 0 | 0 | 0 | 0 | 0 | 0 | 0 | 0 | 0 | 0 | 0 | 0 | 0 | 0 | 0 | 0 | 0 | 0 | 0 | 0 | 0 | 0 | 0 | 0 | 0
F3_Commercial_Lodging_New_Food Preparation_Natural Gas_Commercial Food Prep Other_E9 | F3 | Commercial | Lodging | New | Food Preparation | Natural Gas | Commercial Food Prep Other | E9 | System - kBTUs of Consumption | 0 | 0 | 0 | 0 | 0 | 0 | 0 | 0 | 0 | 0 | 0 | 0 | 0 | 0 | 0 | 0 | 0 | 0 | 0 | 0 | 0 | 0 | 0 | 0 | 0 | 0 | 0
F3_Commercial_Lodging_New_Food Preparation_Natural Gas_Commercial Food Prep Other_E10 | F3 | Commercial | Lodging | New | Food Preparation | Natural Gas | Commercial Food Prep Other | E10 | System - kBTUs of Consumption | 0 | 0 | 0 | 0 | 0 | 0 | 0 | 0 | 0 | 0 | 0 | 0 | 0 | 0 | 0 | 0 | 0 | 0 | 0 | 0 | 0 | 0 | 0 | 0 | 0 | 0 | 0
F4_Commercial_Lodging_New_Food Preparation_Natural Gas_Commercial Food Prep Other_E1 | F4 | Commercial | Lodging | New | Food Preparation | Natural Gas | Commercial Food Prep Other | E1 | Utility - Cost of Equipment | 0.0034927 | 0.0034927 | 0.0034927 | 0.0034927 | 0.0034927 | 0.0034927 | 0.0034927 | 0.0034927 | 0.0034927 | 0.0034927 | 0.0034927 | 0.0034927 | 0.0034927 | 0.0034927 | 0.0034927 | 0.0034927 | 0.0034927 | 0.0034927 | 0.0034927 | 0.0034927 | 0.0034927 | 0.0034927 | 0.0034927 | 0.0034927 | 0.0034927 | 0.0034927 | 0.0034927
F4_Commercial_Lodging_New_Food Preparation_Natural Gas_Commercial Food Prep Other_E2 | F4 | Commercial | Lodging | New | Food Preparation | Natural Gas | Commercial Food Prep Other | E2 | Utility - Cost of Equipment | 0.0042428 | 0.0042428 | 0.0042428 | 0.0042428 | 0.0042428 | 0.0042428 | 0.0042428 | 0.0042428 | 0.0042428 | 0.0042428 | 0.0042428 | 0.0042428 | 0.0042428 | 0.0042428 | 0.0042428 | 0.0042428 | 0.0042428 | 0.0042428 | 0.0042428 | 0.0042428 | 0.0042428 | 0.0042428 | 0.0042428 | 0.0042428 | 0.0042428 | 0.0042428 | 0.0042428
F4_Commercial_Lodging_New_Food Preparation_Natural Gas_Commercial Food Prep Other_E3 | F4 | Commercial | Lodging | New | Food Preparation | Natural Gas | Commercial Food Prep Other | E3 | Utility - Cost of Equipment | 0 | 0 | 0 | 0 | 0 | 0 | 0 | 0 | 0 | 0 | 0 | 0 | 0 | 0 | 0 | 0 | 0 | 0 | 0 | 0 | 0 | 0 | 0 | 0 | 0 | 0 | 0
F4_Commercial_Lodging_New_Food Preparation_Natural Gas_Commercial Food Prep Other_E4 | F4 | Commercial | Lodging | New | Food Preparation | Natural Gas | Commercial Food Prep Other | E4 | Utility - Cost of Equipment | 0 | 0 | 0 | 0 | 0 | 0 | 0 | 0 | 0 | 0 | 0 | 0 | 0 | 0 | 0 | 0 | 0 | 0 | 0 | 0 | 0 | 0 | 0 | 0 | 0 | 0 | 0
F4_Commercial_Lodging_New_Food Preparation_Natural Gas_Commercial Food Prep Other_E5 | F4 | Commercial | Lodging | New | Food Preparation | Natural Gas | Commercial Food Prep Other | E5 | Utility - Cost of Equipment | 0 | 0 | 0 | 0 | 0 | 0 | 0 | 0 | 0 | 0 | 0 | 0 | 0 | 0 | 0 | 0 | 0 | 0 | 0 | 0 | 0 | 0 | 0 | 0 | 0 | 0 | 0
F4_Commercial_Lodging_New_Food Preparation_Natural Gas_Commercial Food Prep Other_E6 | F4 | Commercial | Lodging | New | Food Preparation | Natural Gas | Commercial Food Prep Other | E6 | Utility - Cost of Equipment | 0 | 0 | 0 | 0 | 0 | 0 | 0 | 0 | 0 | 0 | 0 | 0 | 0 | 0 | 0 | 0 | 0 | 0 | 0 | 0 | 0 | 0 | 0 | 0 | 0 | 0 | 0
F4_Commercial_Lodging_New_Food Preparation_Natural Gas_Commercial Food Prep Other_E7 | F4 | Commercial | Lodging | New | Food Preparation | Natural Gas | Commercial Food Prep Other | E7 | Utility - Cost of Equipment | 0 | 0 | 0 | 0 | 0 | 0 | 0 | 0 | 0 | 0 | 0 | 0 | 0 | 0 | 0 | 0 | 0 | 0 | 0 | 0 | 0 | 0 | 0 | 0 | 0 | 0 | 0
F4_Commercial_Lodging_New_Food Preparation_Natural Gas_Commercial Food Prep Other_E8 | F4 | Commercial | Lodging | New | Food Preparation | Natural Gas | Commercial Food Prep Other | E8 | Utility - Cost of Equipment | 0 | 0 | 0 | 0 | 0 | 0 | 0 | 0 | 0 | 0 | 0 | 0 | 0 | 0 | 0 | 0 | 0 | 0 | 0 | 0 | 0 | 0 | 0 | 0 | 0 | 0 | 0
F4_Commercial_Lodging_New_Food Preparation_Natural Gas_Commercial Food Prep Other_E9 | F4 | Commercial | Lodging | New | Food Preparation | Natural Gas | Commercial Food Prep Other | E9 | Utility - Cost of Equipment | 0 | 0 | 0 | 0 | 0 | 0 | 0 | 0 | 0 | 0 | 0 | 0 | 0 | 0 | 0 | 0 | 0 | 0 | 0 | 0 | 0 | 0 | 0 | 0 | 0 | 0 | 0
F4_Commercial_Lodging_New_Food Preparation_Natural Gas_Commercial Food Prep Other_E10 | F4 | Commercial | Lodging | New | Food Preparation | Natural Gas | Commercial Food Prep Other | E10 | Utility - Cost of Equipment | 0 | 0 | 0 | 0 | 0 | 0 | 0 | 0 | 0 | 0 | 0 | 0 | 0 | 0 | 0 | 0 | 0 | 0 | 0 | 0 | 0 | 0 | 0 | 0 | 0 | 0 | 0
F5_Commercial_Lodging_New_Food Preparation_Natural Gas_Commercial Food Prep Other_E1 | F5 | Commercial | Lodging | New | Food Preparation | Natural Gas | Commercial Food Prep Other | E1 | Utility - Cost of Operation | 0.040631 | 0.040045 | 0.039473 | 0.038919 | 0.038924 | 0.039293 | 0.039892 | 0.040617 | 0.041399 | 0.0422 | 0.042991 | 0.043692 | 0.044227 | 0.044454 | 0.044349 | 0.043914 | 0.043183 | 0.042226 | 0.041086 | 0.039735 | 0.038155 | 0.036336 | 0.034721 | 0.033676 | 0.033225 | 0.033387 | 0.033551
F5_Commercial_Lodging_New_Food Preparation_Natural Gas_Commercial Food Prep Other_E2 | F5 | Commercial | Lodging | New | Food Preparation | Natural Gas | Commercial Food Prep Other | E2 | Utility - Cost of Operation | 0.030178 | 0.029742 | 0.029317 | 0.028906 | 0.028909 | 0.029184 | 0.029628 | 0.030167 | 0.030748 | 0.031342 | 0.03193 | 0.032451 | 0.032848 | 0.033017 | 0.032939 | 0.032616 | 0.032073 | 0.031362 | 0.030515 | 0.029512 | 0.028338 | 0.026987 | 0.025788 | 0.025012 | 0.024676 | 0.024797 | 0.024919
F5_Commercial_Lodging_New_Food Preparation_Natural Gas_Commercial Food Prep Other_E3 | F5 | Commercial | Lodging | New | Food Preparation | Natural Gas | Commercial Food Prep Other | E3 | Utility - Cost of Operation | 0 | 0 | 0 | 0 | 0 | 0 | 0 | 0 | 0 | 0 | 0 | 0 | 0 | 0 | 0 | 0 | 0 | 0 | 0 | 0 | 0 | 0 | 0 | 0 | 0 | 0 | 0
F5_Commercial_Lodging_New_Food Preparation_Natural Gas_Commercial Food Prep Other_E4 | F5 | Commercial | Lodging | New | Food Preparation | Natural Gas | Commercial Food Prep Other | E4 | Utility - Cost of Operation | 0 | 0 | 0 | 0 | 0 | 0 | 0 | 0 | 0 | 0 | 0 | 0 | 0 | 0 | 0 | 0 | 0 | 0 | 0 | 0 | 0 | 0 | 0 | 0 | 0 | 0 | 0
F5_Commercial_Lodging_New_Food Preparation_Natural Gas_Commercial Food Prep Other_E5 | F5 | Commercial | Lodging | New | Food Preparation | Natural Gas | Commercial Food Prep Other | E5 | Utility - Cost of Operation | 0 | 0 | 0 | 0 | 0 | 0 | 0 | 0 | 0 | 0 | 0 | 0 | 0 | 0 | 0 | 0 | 0 | 0 | 0 | 0 | 0 | 0 | 0 | 0 | 0 | 0 | 0
F5_Commercial_Lodging_New_Food Preparation_Natural Gas_Commercial Food Prep Other_E6 | F5 | Commercial | Lodging | New | Food Preparation | Natural Gas | Commercial Food Prep Other | E6 | Utility - Cost of Operation | 0 | 0 | 0 | 0 | 0 | 0 | 0 | 0 | 0 | 0 | 0 | 0 | 0 | 0 | 0 | 0 | 0 | 0 | 0 | 0 | 0 | 0 | 0 | 0 | 0 | 0 | 0
F5_Commercial_Lodging_New_Food Preparation_Natural Gas_Commercial Food Prep Other_E7 | F5 | Commercial | Lodging | New | Food Preparation | Natural Gas | Commercial Food Prep Other | E7 | Utility - Cost of Operation | 0 | 0 | 0 | 0 | 0 | 0 | 0 | 0 | 0 | 0 | 0 | 0 | 0 | 0 | 0 | 0 | 0 | 0 | 0 | 0 | 0 | 0 | 0 | 0 | 0 | 0 | 0
F5_Commercial_Lodging_New_Food Preparation_Natural Gas_Commercial Food Prep Other_E8 | F5 | Commercial | Lodging | New | Food Preparation | Natural Gas | Commercial Food Prep Other | E8 | Utility - Cost of Operation | 0 | 0 | 0 | 0 | 0 | 0 | 0 | 0 | 0 | 0 | 0 | 0 | 0 | 0 | 0 | 0 | 0 | 0 | 0 | 0 | 0 | 0 | 0 | 0 | 0 | 0 | 0
F5_Commercial_Lodging_New_Food Preparation_Natural Gas_Commercial Food Prep Other_E9 | F5 | Commercial | Lodging | New | Food Preparation | Natural Gas | Commercial Food Prep Other | E9 | Utility - Cost of Operation | 0 | 0 | 0 | 0 | 0 | 0 | 0 | 0 | 0 | 0 | 0 | 0 | 0 | 0 | 0 | 0 | 0 | 0 | 0 | 0 | 0 | 0 | 0 | 0 | 0 | 0 | 0
F5_Commercial_Lodging_New_Food Preparation_Natural Gas_Commercial Food Prep Other_E10 | F5 | Commercial | Lodging | New | Food Preparation | Natural Gas | Commercial Food Prep Other | E10 | Utility - Cost of Operation | 0 | 0 | 0 | 0 | 0 | 0 | 0 | 0 | 0 | 0 | 0 | 0 | 0 | 0 | 0 | 0 | 0 | 0 | 0 | 0 | 0 | 0 | 0 | 0 | 0 | 0 | 0
F6_Commercial_Lodging_New_Food Preparation_Natural Gas_Commercial Food Prep Other_E1 | F6 | Commercial | Lodging | New | Food Preparation | Natural Gas | Commercial Food Prep Other | E1 | Utility - Value of Sales | 0 | 0 | 0 | 0 | 0 | 0 | 0 | 0 | 0 | 0 | 0 | 0 | 0 | 0 | 0 | 0 | 0 | 0 | 0 | 0 | 0 | 0 | 0 | 0 | 0 | 0 | 0
F6_Commercial_Lodging_New_Food Preparation_Natural Gas_Commercial Food Prep Other_E2 | F6 | Commercial | Lodging | New | Food Preparation | Natural Gas | Commercial Food Prep Other | E2 | Utility - Value of Sales | 0 | 0 | 0 | 0 | 0 | 0 | 0 | 0 | 0 | 0 | 0 | 0 | 0 | 0 | 0 | 0 | 0 | 0 | 0 | 0 | 0 | 0 | 0 | 0 | 0 | 0 | 0
F6_Commercial_Lodging_New_Food Preparation_Natural Gas_Commercial Food Prep Other_E3 | F6 | Commercial | Lodging | New | Food Preparation | Natural Gas | Commercial Food Prep Other | E3 | Utility - Value of Sales | 0 | 0 | 0 | 0 | 0 | 0 | 0 | 0 | 0 | 0 | 0 | 0 | 0 | 0 | 0 | 0 | 0 | 0 | 0 | 0 | 0 | 0 | 0 | 0 | 0 | 0 | 0
F6_Commercial_Lodging_New_Food Preparation_Natural Gas_Commercial Food Prep Other_E4 | F6 | Commercial | Lodging | New | Food Preparation | Natural Gas | Commercial Food Prep Other | E4 | Utility - Value of Sales | 0 | 0 | 0 | 0 | 0 | 0 | 0 | 0 | 0 | 0 | 0 | 0 | 0 | 0 | 0 | 0 | 0 | 0 | 0 | 0 | 0 | 0 | 0 | 0 | 0 | 0 | 0
F6_Commercial_Lodging_New_Food Preparation_Natural Gas_Commercial Food Prep Other_E5 | F6 | Commercial | Lodging | New | Food Preparation | Natural Gas | Commercial Food Prep Other | E5 | Utility - Value of Sales | 0 | 0 | 0 | 0 | 0 | 0 | 0 | 0 | 0 | 0 | 0 | 0 | 0 | 0 | 0 | 0 | 0 | 0 | 0 | 0 | 0 | 0 | 0 | 0 | 0 | 0 | 0
F6_Commercial_Lodging_New_Food Preparation_Natural Gas_Commercial Food Prep Other_E6 | F6 | Commercial | Lodging | New | Food Preparation | Natural Gas | Commercial Food Prep Other | E6 | Utility - Value of Sales | 0 | 0 | 0 | 0 | 0 | 0 | 0 | 0 | 0 | 0 | 0 | 0 | 0 | 0 | 0 | 0 | 0 | 0 | 0 | 0 | 0 | 0 | 0 | 0 | 0 | 0 | 0
F6_Commercial_Lodging_New_Food Preparation_Natural Gas_Commercial Food Prep Other_E7 | F6 | Commercial | Lodging | New | Food Preparation | Natural Gas | Commercial Food Prep Other | E7 | Utility - Value of Sales | 0 | 0 | 0 | 0 | 0 | 0 | 0 | 0 | 0 | 0 | 0 | 0 | 0 | 0 | 0 | 0 | 0 | 0 | 0 | 0 | 0 | 0 | 0 | 0 | 0 | 0 | 0
F6_Commercial_Lodging_New_Food Preparation_Natural Gas_Commercial Food Prep Other_E8 | F6 | Commercial | Lodging | New | Food Preparation | Natural Gas | Commercial Food Prep Other | E8 | Utility - Value of Sales | 0 | 0 | 0 | 0 | 0 | 0 | 0 | 0 | 0 | 0 | 0 | 0 | 0 | 0 | 0 | 0 | 0 | 0 | 0 | 0 | 0 | 0 | 0 | 0 | 0 | 0 | 0
F6_Commercial_Lodging_New_Food Preparation_Natural Gas_Commercial Food Prep Other_E9 | F6 | Commercial | Lodging | New | Food Preparation | Natural Gas | Commercial Food Prep Other | E9 | Utility - Value of Sales | 0 | 0 | 0 | 0 | 0 | 0 | 0 | 0 | 0 | 0 | 0 | 0 | 0 | 0 | 0 | 0 | 0 | 0 | 0 | 0 | 0 | 0 | 0 | 0 | 0 | 0 | 0
F6_Commercial_Lodging_New_Food Preparation_Natural Gas_Commercial Food Prep Other_E10 | F6 | Commercial | Lodging | New | Food Preparation | Natural Gas | Commercial Food Prep Other | E10 | Utility - Value of Sales | 0 | 0 | 0 | 0 | 0 | 0 | 0 | 0 | 0 | 0 | 0 | 0 | 0 | 0 | 0 | 0 | 0 | 0 | 0 | 0 | 0 | 0 | 0 | 0 | 0 | 0 | 0
F1_Commercial_Lodging_New_Miscellaneous_Natural Gas_Pool Heater_E1 | F1 | Commercial | Lodging | New | Miscellaneous | Natural Gas | Pool Heater | E1 | RVT - Cost of Equipment | 0.0018796 | 0.0018796 | 0.0018796 | 0.0018796 | 0.0018796 | 0.0018796 | 0.0018796 | 0.0018796 | 0.0018796 | 0.0018796 | 0.0018796 | 0.0018796 | 0.0018796 | 0.0018796 | 0.0018796 | 0.0018796 | 0.0018796 | 0.0018796 | 0.0018796 | 0.0018796 | 0.0018796 | 0.0018796 | 0.0018796 | 0.0018796 | 0.0018796 | 0.0018796 | 0.0018796
F1_Commercial_Lodging_New_Miscellaneous_Natural Gas_Pool Heater_E2 | F1 | Commercial | Lodging | New | Miscellaneous | Natural Gas | Pool Heater | E2 | RVT - Cost of Equipment | 0.0030776 | 0.0030776 | 0.0030776 | 0.0030776 | 0.0030776 | 0.0030776 | 0.0030776 | 0.0030776 | 0.0030776 | 0.0030776 | 0.0030776 | 0.0030776 | 0.0030776 | 0.0030776 | 0.0030776 | 0.0030776 | 0.0030776 | 0.0030776 | 0.0030776 | 0.0030776 | 0.0030776 | 0.0030776 | 0.0030776 | 0.0030776 | 0.0030776 | 0.0030776 | 0.0030776
F1_Commercial_Lodging_New_Miscellaneous_Natural Gas_Pool Heater_E3 | F1 | Commercial | Lodging | New | Miscellaneous | Natural Gas | Pool Heater | E3 | RVT - Cost of Equipment | 0 | 0 | 0 | 0 | 0 | 0 | 0 | 0 | 0 | 0 | 0 | 0 | 0 | 0 | 0 | 0 | 0 | 0 | 0 | 0 | 0 | 0 | 0 | 0 | 0 | 0 | 0
F1_Commercial_Lodging_New_Miscellaneous_Natural Gas_Pool Heater_E4 | F1 | Commercial | Lodging | New | Miscellaneous | Natural Gas | Pool Heater | E4 | RVT - Cost of Equipment | 0 | 0 | 0 | 0 | 0 | 0 | 0 | 0 | 0 | 0 | 0 | 0 | 0 | 0 | 0 | 0 | 0 | 0 | 0 | 0 | 0 | 0 | 0 | 0 | 0 | 0 | 0
F1_Commercial_Lodging_New_Miscellaneous_Natural Gas_Pool Heater_E5 | F1 | Commercial | Lodging | New | Miscellaneous | Natural Gas | Pool Heater | E5 | RVT - Cost of Equipment | 0 | 0 | 0 | 0 | 0 | 0 | 0 | 0 | 0 | 0 | 0 | 0 | 0 | 0 | 0 | 0 | 0 | 0 | 0 | 0 | 0 | 0 | 0 | 0 | 0 | 0 | 0
F1_Commercial_Lodging_New_Miscellaneous_Natural Gas_Pool Heater_E6 | F1 | Commercial | Lodging | New | Miscellaneous | Natural Gas | Pool Heater | E6 | RVT - Cost of Equipment | 0 | 0 | 0 | 0 | 0 | 0 | 0 | 0 | 0 | 0 | 0 | 0 | 0 | 0 | 0 | 0 | 0 | 0 | 0 | 0 | 0 | 0 | 0 | 0 | 0 | 0 | 0
F1_Commercial_Lodging_New_Miscellaneous_Natural Gas_Pool Heater_E7 | F1 | Commercial | Lodging | New | Miscellaneous | Natural Gas | Pool Heater | E7 | RVT - Cost of Equipment | 0 | 0 | 0 | 0 | 0 | 0 | 0 | 0 | 0 | 0 | 0 | 0 | 0 | 0 | 0 | 0 | 0 | 0 | 0 | 0 | 0 | 0 | 0 | 0 | 0 | 0 | 0
F1_Commercial_Lodging_New_Miscellaneous_Natural Gas_Pool Heater_E8 | F1 | Commercial | Lodging | New | Miscellaneous | Natural Gas | Pool Heater | E8 | RVT - Cost of Equipment | 0 | 0 | 0 | 0 | 0 | 0 | 0 | 0 | 0 | 0 | 0 | 0 | 0 | 0 | 0 | 0 | 0 | 0 | 0 | 0 | 0 | 0 | 0 | 0 | 0 | 0 | 0
F1_Commercial_Lodging_New_Miscellaneous_Natural Gas_Pool Heater_E9 | F1 | Commercial | Lodging | New | Miscellaneous | Natural Gas | Pool Heater | E9 | RVT - Cost of Equipment | 0 | 0 | 0 | 0 | 0 | 0 | 0 | 0 | 0 | 0 | 0 | 0 | 0 | 0 | 0 | 0 | 0 | 0 | 0 | 0 | 0 | 0 | 0 | 0 | 0 | 0 | 0
F1_Commercial_Lodging_New_Miscellaneous_Natural Gas_Pool Heater_E10 | F1 | Commercial | Lodging | New | Miscellaneous | Natural Gas | Pool Heater | E10 | RVT - Cost of Equipment | 0 | 0 | 0 | 0 | 0 | 0 | 0 | 0 | 0 | 0 | 0 | 0 | 0 | 0 | 0 | 0 | 0 | 0 | 0 | 0 | 0 | 0 | 0 | 0 | 0 | 0 | 0
F2_Commercial_Lodging_New_Miscellaneous_Natural Gas_Pool Heater_E1 | F2 | Commercial | Lodging | New | Miscellaneous | Natural Gas | Pool Heater | E1 | RVT - Cost of Operation | 0 | 0 | 0 | 0 | 0 | 0 | 0 | 0 | 0 | 0 | 0 | 0 | 0 | 0 | 0 | 0 | 0 | 0 | 0 | 0 | 0 | 0 | 0 | 0 | 0 | 0 | 0
F2_Commercial_Lodging_New_Miscellaneous_Natural Gas_Pool Heater_E2 | F2 | Commercial | Lodging | New | Miscellaneous | Natural Gas | Pool Heater | E2 | RVT - Cost of Operation | 0 | 0 | 0 | 0 | 0 | 0 | 0 | 0 | 0 | 0 | 0 | 0 | 0 | 0 | 0 | 0 | 0 | 0 | 0 | 0 | 0 | 0 | 0 | 0 | 0 | 0 | 0
F2_Commercial_Lodging_New_Miscellaneous_Natural Gas_Pool Heater_E3 | F2 | Commercial | Lodging | New | Miscellaneous | Natural Gas | Pool Heater | E3 | RVT - Cost of Operation | 0 | 0 | 0 | 0 | 0 | 0 | 0 | 0 | 0 | 0 | 0 | 0 | 0 | 0 | 0 | 0 | 0 | 0 | 0 | 0 | 0 | 0 | 0 | 0 | 0 | 0 | 0
F2_Commercial_Lodging_New_Miscellaneous_Natural Gas_Pool Heater_E4 | F2 | Commercial | Lodging | New | Miscellaneous | Natural Gas | Pool Heater | E4 | RVT - Cost of Operation | 0 | 0 | 0 | 0 | 0 | 0 | 0 | 0 | 0 | 0 | 0 | 0 | 0 | 0 | 0 | 0 | 0 | 0 | 0 | 0 | 0 | 0 | 0 | 0 | 0 | 0 | 0
F2_Commercial_Lodging_New_Miscellaneous_Natural Gas_Pool Heater_E5 | F2 | Commercial | Lodging | New | Miscellaneous | Natural Gas | Pool Heater | E5 | RVT - Cost of Operation | 0 | 0 | 0 | 0 | 0 | 0 | 0 | 0 | 0 | 0 | 0 | 0 | 0 | 0 | 0 | 0 | 0 | 0 | 0 | 0 | 0 | 0 | 0 | 0 | 0 | 0 | 0
F2_Commercial_Lodging_New_Miscellaneous_Natural Gas_Pool Heater_E6 | F2 | Commercial | Lodging | New | Miscellaneous | Natural Gas | Pool Heater | E6 | RVT - Cost of Operation | 0 | 0 | 0 | 0 | 0 | 0 | 0 | 0 | 0 | 0 | 0 | 0 | 0 | 0 | 0 | 0 | 0 | 0 | 0 | 0 | 0 | 0 | 0 | 0 | 0 | 0 | 0
F2_Commercial_Lodging_New_Miscellaneous_Natural Gas_Pool Heater_E7 | F2 | Commercial | Lodging | New | Miscellaneous | Natural Gas | Pool Heater | E7 | RVT - Cost of Operation | 0 | 0 | 0 | 0 | 0 | 0 | 0 | 0 | 0 | 0 | 0 | 0 | 0 | 0 | 0 | 0 | 0 | 0 | 0 | 0 | 0 | 0 | 0 | 0 | 0 | 0 | 0
F2_Commercial_Lodging_New_Miscellaneous_Natural Gas_Pool Heater_E8 | F2 | Commercial | Lodging | New | Miscellaneous | Natural Gas | Pool Heater | E8 | RVT - Cost of Operation | 0 | 0 | 0 | 0 | 0 | 0 | 0 | 0 | 0 | 0 | 0 | 0 | 0 | 0 | 0 | 0 | 0 | 0 | 0 | 0 | 0 | 0 | 0 | 0 | 0 | 0 | 0
F2_Commercial_Lodging_New_Miscellaneous_Natural Gas_Pool Heater_E9 | F2 | Commercial | Lodging | New | Miscellaneous | Natural Gas | Pool Heater | E9 | RVT - Cost of Operation | 0 | 0 | 0 | 0 | 0 | 0 | 0 | 0 | 0 | 0 | 0 | 0 | 0 | 0 | 0 | 0 | 0 | 0 | 0 | 0 | 0 | 0 | 0 | 0 | 0 | 0 | 0
F2_Commercial_Lodging_New_Miscellaneous_Natural Gas_Pool Heater_E10 | F2 | Commercial | Lodging | New | Miscellaneous | Natural Gas | Pool Heater | E10 | RVT - Cost of Operation | 0 | 0 | 0 | 0 | 0 | 0 | 0 | 0 | 0 | 0 | 0 | 0 | 0 | 0 | 0 | 0 | 0 | 0 | 0 | 0 | 0 | 0 | 0 | 0 | 0 | 0 | 0
F3_Commercial_Lodging_New_Miscellaneous_Natural Gas_Pool Heater_E1 | F3 | Commercial | Lodging | New | Miscellaneous | Natural Gas | Pool Heater | E1 | System - kBTUs of Consumption | 0.67056 | 0.67056 | 0.67056 | 0.67056 | 0.67056 | 0.67056 | 0.67056 | 0.67056 | 0.67056 | 0.67056 | 0.67056 | 0.67056 | 0.67056 | 0.67056 | 0.67056 | 0.67056 | 0.67056 | 0.67056 | 0.67056 | 0.67056 | 0.67056 | 0.67056 | 0.67056 | 0.67056 | 0.67056 | 0.67056 | 0.67056
F3_Commercial_Lodging_New_Miscellaneous_Natural Gas_Pool Heater_E2 | F3 | Commercial | Lodging | New | Miscellaneous | Natural Gas | Pool Heater | E2 | System - kBTUs of Consumption | 0.56997 | 0.56997 | 0.56997 | 0.56997 | 0.56997 | 0.56997 | 0.56997 | 0.56997 | 0.56997 | 0.56997 | 0.56997 | 0.56997 | 0.56997 | 0.56997 | 0.56997 | 0.56997 | 0.56997 | 0.56997 | 0.56997 | 0.56997 | 0.56997 | 0.56997 | 0.56997 | 0.56997 | 0.56997 | 0.56997 | 0.56997
F3_Commercial_Lodging_New_Miscellaneous_Natural Gas_Pool Heater_E3 | F3 | Commercial | Lodging | New | Miscellaneous | Natural Gas | Pool Heater | E3 | System - kBTUs of Consumption | 0 | 0 | 0 | 0 | 0 | 0 | 0 | 0 | 0 | 0 | 0 | 0 | 0 | 0 | 0 | 0 | 0 | 0 | 0 | 0 | 0 | 0 | 0 | 0 | 0 | 0 | 0
F3_Commercial_Lodging_New_Miscellaneous_Natural Gas_Pool Heater_E4 | F3 | Commercial | Lodging | New | Miscellaneous | Natural Gas | Pool Heater | E4 | System - kBTUs of Consumption | 0 | 0 | 0 | 0 | 0 | 0 | 0 | 0 | 0 | 0 | 0 | 0 | 0 | 0 | 0 | 0 | 0 | 0 | 0 | 0 | 0 | 0 | 0 | 0 | 0 | 0 | 0
F3_Commercial_Lodging_New_Miscellaneous_Natural Gas_Pool Heater_E5 | F3 | Commercial | Lodging | New | Miscellaneous | Natural Gas | Pool Heater | E5 | System - kBTUs of Consumption | 0 | 0 | 0 | 0 | 0 | 0 | 0 | 0 | 0 | 0 | 0 | 0 | 0 | 0 | 0 | 0 | 0 | 0 | 0 | 0 | 0 | 0 | 0 | 0 | 0 | 0 | 0
F3_Commercial_Lodging_New_Miscellaneous_Natural Gas_Pool Heater_E6 | F3 | Commercial | Lodging | New | Miscellaneous | Natural Gas | Pool Heater | E6 | System - kBTUs of Consumption | 0 | 0 | 0 | 0 | 0 | 0 | 0 | 0 | 0 | 0 | 0 | 0 | 0 | 0 | 0 | 0 | 0 | 0 | 0 | 0 | 0 | 0 | 0 | 0 | 0 | 0 | 0
F3_Commercial_Lodging_New_Miscellaneous_Natural Gas_Pool Heater_E7 | F3 | Commercial | Lodging | New | Miscellaneous | Natural Gas | Pool Heater | E7 | System - kBTUs of Consumption | 0 | 0 | 0 | 0 | 0 | 0 | 0 | 0 | 0 | 0 | 0 | 0 | 0 | 0 | 0 | 0 | 0 | 0 | 0 | 0 | 0 | 0 | 0 | 0 | 0 | 0 | 0
F3_Commercial_Lodging_New_Miscellaneous_Natural Gas_Pool Heater_E8 | F3 | Commercial | Lodging | New | Miscellaneous | Natural Gas | Pool Heater | E8 | System - kBTUs of Consumption | 0 | 0 | 0 | 0 | 0 | 0 | 0 | 0 | 0 | 0 | 0 | 0 | 0 | 0 | 0 | 0 | 0 | 0 | 0 | 0 | 0 | 0 | 0 | 0 | 0 | 0 | 0
F3_Commercial_Lodging_New_Miscellaneous_Natural Gas_Pool Heater_E9 | F3 | Commercial | Lodging | New | Miscellaneous | Natural Gas | Pool Heater | E9 | System - kBTUs of Consumption | 0 | 0 | 0 | 0 | 0 | 0 | 0 | 0 | 0 | 0 | 0 | 0 | 0 | 0 | 0 | 0 | 0 | 0 | 0 | 0 | 0 | 0 | 0 | 0 | 0 | 0 | 0
F3_Commercial_Lodging_New_Miscellaneous_Natural Gas_Pool Heater_E10 | F3 | Commercial | Lodging | New | Miscellaneous | Natural Gas | Pool Heater | E10 | System - kBTUs of Consumption | 0 | 0 | 0 | 0 | 0 | 0 | 0 | 0 | 0 | 0 | 0 | 0 | 0 | 0 | 0 | 0 | 0 | 0 | 0 | 0 | 0 | 0 | 0 | 0 | 0 | 0 | 0
F4_Commercial_Lodging_New_Miscellaneous_Natural Gas_Pool Heater_E1 | F4 | Commercial | Lodging | New | Miscellaneous | Natural Gas | Pool Heater | E1 | Utility - Cost of Equipment | 0.0018796 | 0.0018796 | 0.0018796 | 0.0018796 | 0.0018796 | 0.0018796 | 0.0018796 | 0.0018796 | 0.0018796 | 0.0018796 | 0.0018796 | 0.0018796 | 0.0018796 | 0.0018796 | 0.0018796 | 0.0018796 | 0.0018796 | 0.0018796 | 0.0018796 | 0.0018796 | 0.0018796 | 0.0018796 | 0.0018796 | 0.0018796 | 0.0018796 | 0.0018796 | 0.0018796
F4_Commercial_Lodging_New_Miscellaneous_Natural Gas_Pool Heater_E2 | F4 | Commercial | Lodging | New | Miscellaneous | Natural Gas | Pool Heater | E2 | Utility - Cost of Equipment | 0.0030776 | 0.0030776 | 0.0030776 | 0.0030776 | 0.0030776 | 0.0030776 | 0.0030776 | 0.0030776 | 0.0030776 | 0.0030776 | 0.0030776 | 0.0030776 | 0.0030776 | 0.0030776 | 0.0030776 | 0.0030776 | 0.0030776 | 0.0030776 | 0.0030776 | 0.0030776 | 0.0030776 | 0.0030776 | 0.0030776 | 0.0030776 | 0.0030776 | 0.0030776 | 0.0030776
F4_Commercial_Lodging_New_Miscellaneous_Natural Gas_Pool Heater_E3 | F4 | Commercial | Lodging | New | Miscellaneous | Natural Gas | Pool Heater | E3 | Utility - Cost of Equipment | 0 | 0 | 0 | 0 | 0 | 0 | 0 | 0 | 0 | 0 | 0 | 0 | 0 | 0 | 0 | 0 | 0 | 0 | 0 | 0 | 0 | 0 | 0 | 0 | 0 | 0 | 0
F4_Commercial_Lodging_New_Miscellaneous_Natural Gas_Pool Heater_E4 | F4 | Commercial | Lodging | New | Miscellaneous | Natural Gas | Pool Heater | E4 | Utility - Cost of Equipment | 0 | 0 | 0 | 0 | 0 | 0 | 0 | 0 | 0 | 0 | 0 | 0 | 0 | 0 | 0 | 0 | 0 | 0 | 0 | 0 | 0 | 0 | 0 | 0 | 0 | 0 | 0
F4_Commercial_Lodging_New_Miscellaneous_Natural Gas_Pool Heater_E5 | F4 | Commercial | Lodging | New | Miscellaneous | Natural Gas | Pool Heater | E5 | Utility - Cost of Equipment | 0 | 0 | 0 | 0 | 0 | 0 | 0 | 0 | 0 | 0 | 0 | 0 | 0 | 0 | 0 | 0 | 0 | 0 | 0 | 0 | 0 | 0 | 0 | 0 | 0 | 0 | 0
F4_Commercial_Lodging_New_Miscellaneous_Natural Gas_Pool Heater_E6 | F4 | Commercial | Lodging | New | Miscellaneous | Natural Gas | Pool Heater | E6 | Utility - Cost of Equipment | 0 | 0 | 0 | 0 | 0 | 0 | 0 | 0 | 0 | 0 | 0 | 0 | 0 | 0 | 0 | 0 | 0 | 0 | 0 | 0 | 0 | 0 | 0 | 0 | 0 | 0 | 0
F4_Commercial_Lodging_New_Miscellaneous_Natural Gas_Pool Heater_E7 | F4 | Commercial | Lodging | New | Miscellaneous | Natural Gas | Pool Heater | E7 | Utility - Cost of Equipment | 0 | 0 | 0 | 0 | 0 | 0 | 0 | 0 | 0 | 0 | 0 | 0 | 0 | 0 | 0 | 0 | 0 | 0 | 0 | 0 | 0 | 0 | 0 | 0 | 0 | 0 | 0
F4_Commercial_Lodging_New_Miscellaneous_Natural Gas_Pool Heater_E8 | F4 | Commercial | Lodging | New | Miscellaneous | Natural Gas | Pool Heater | E8 | Utility - Cost of Equipment | 0 | 0 | 0 | 0 | 0 | 0 | 0 | 0 | 0 | 0 | 0 | 0 | 0 | 0 | 0 | 0 | 0 | 0 | 0 | 0 | 0 | 0 | 0 | 0 | 0 | 0 | 0
F4_Commercial_Lodging_New_Miscellaneous_Natural Gas_Pool Heater_E9 | F4 | Commercial | Lodging | New | Miscellaneous | Natural Gas | Pool Heater | E9 | Utility - Cost of Equipment | 0 | 0 | 0 | 0 | 0 | 0 | 0 | 0 | 0 | 0 | 0 | 0 | 0 | 0 | 0 | 0 | 0 | 0 | 0 | 0 | 0 | 0 | 0 | 0 | 0 | 0 | 0
F4_Commercial_Lodging_New_Miscellaneous_Natural Gas_Pool Heater_E10 | F4 | Commercial | Lodging | New | Miscellaneous | Natural Gas | Pool Heater | E10 | Utility - Cost of Equipment | 0 | 0 | 0 | 0 | 0 | 0 | 0 | 0 | 0 | 0 | 0 | 0 | 0 | 0 | 0 | 0 | 0 | 0 | 0 | 0 | 0 | 0 | 0 | 0 | 0 | 0 | 0
F5_Commercial_Lodging_New_Miscellaneous_Natural Gas_Pool Heater_E1 | F5 | Commercial | Lodging | New | Miscellaneous | Natural Gas | Pool Heater | E1 | Utility - Cost of Operation | 0.0094405 | 0.0091945 | 0.008934 | 0.0086699 | 0.008588 | 0.0086252 | 0.008737 | 0.0088887 | 0.0090569 | 0.0092287 | 0.009407 | 0.0095909 | 0.0097863 | 0.009979 | 0.010161 | 0.0103 | 0.010352 | 0.01028 | 0.010058 | 0.0096796 | 0.0091646 | 0.0085383 | 0.0079801 | 0.0076126 | 0.0074435 | 0.00748 | 0.0075167
F5_Commercial_Lodging_New_Miscellaneous_Natural Gas_Pool Heater_E2 | F5 | Commercial | Lodging | New | Miscellaneous | Natural Gas | Pool Heater | E2 | Utility - Cost of Operation | 0.0080244 | 0.0078153 | 0.0075939 | 0.0073694 | 0.0072998 | 0.0073314 | 0.0074265 | 0.0075554 | 0.0076984 | 0.0078444 | 0.0079959 | 0.0081523 | 0.0083184 | 0.0084821 | 0.0086369 | 0.0087548 | 0.0087991 | 0.0087384 | 0.0085492 | 0.0082276 | 0.0077899 | 0.0072575 | 0.0067831 | 0.0064707 | 0.006327 | 0.006358 | 0.0063892
F5_Commercial_Lodging_New_Miscellaneous_Natural Gas_Pool Heater_E3 | F5 | Commercial | Lodging | New | Miscellaneous | Natural Gas | Pool Heater | E3 | Utility - Cost of Operation | 0 | 0 | 0 | 0 | 0 | 0 | 0 | 0 | 0 | 0 | 0 | 0 | 0 | 0 | 0 | 0 | 0 | 0 | 0 | 0 | 0 | 0 | 0 | 0 | 0 | 0 | 0
F5_Commercial_Lodging_New_Miscellaneous_Natural Gas_Pool Heater_E4 | F5 | Commercial | Lodging | New | Miscellaneous | Natural Gas | Pool Heater | E4 | Utility - Cost of Operation | 0 | 0 | 0 | 0 | 0 | 0 | 0 | 0 | 0 | 0 | 0 | 0 | 0 | 0 | 0 | 0 | 0 | 0 | 0 | 0 | 0 | 0 | 0 | 0 | 0 | 0 | 0
F5_Commercial_Lodging_New_Miscellaneous_Natural Gas_Pool Heater_E5 | F5 | Commercial | Lodging | New | Miscellaneous | Natural Gas | Pool Heater | E5 | Utility - Cost of Operation | 0 | 0 | 0 | 0 | 0 | 0 | 0 | 0 | 0 | 0 | 0 | 0 | 0 | 0 | 0 | 0 | 0 | 0 | 0 | 0 | 0 | 0 | 0 | 0 | 0 | 0 | 0
F5_Commercial_Lodging_New_Miscellaneous_Natural Gas_Pool Heater_E6 | F5 | Commercial | Lodging | New | Miscellaneous | Natural Gas | Pool Heater | E6 | Utility - Cost of Operation | 0 | 0 | 0 | 0 | 0 | 0 | 0 | 0 | 0 | 0 | 0 | 0 | 0 | 0 | 0 | 0 | 0 | 0 | 0 | 0 | 0 | 0 | 0 | 0 | 0 | 0 | 0
F5_Commercial_Lodging_New_Miscellaneous_Natural Gas_Pool Heater_E7 | F5 | Commercial | Lodging | New | Miscellaneous | Natural Gas | Pool Heater | E7 | Utility - Cost of Operation | 0 | 0 | 0 | 0 | 0 | 0 | 0 | 0 | 0 | 0 | 0 | 0 | 0 | 0 | 0 | 0 | 0 | 0 | 0 | 0 | 0 | 0 | 0 | 0 | 0 | 0 | 0
F5_Commercial_Lodging_New_Miscellaneous_Natural Gas_Pool Heater_E8 | F5 | Commercial | Lodging | New | Miscellaneous | Natural Gas | Pool Heater | E8 | Utility - Cost of Operation | 0 | 0 | 0 | 0 | 0 | 0 | 0 | 0 | 0 | 0 | 0 | 0 | 0 | 0 | 0 | 0 | 0 | 0 | 0 | 0 | 0 | 0 | 0 | 0 | 0 | 0 | 0
F5_Commercial_Lodging_New_Miscellaneous_Natural Gas_Pool Heater_E9 | F5 | Commercial | Lodging | New | Miscellaneous | Natural Gas | Pool Heater | E9 | Utility - Cost of Operation | 0 | 0 | 0 | 0 | 0 | 0 | 0 | 0 | 0 | 0 | 0 | 0 | 0 | 0 | 0 | 0 | 0 | 0 | 0 | 0 | 0 | 0 | 0 | 0 | 0 | 0 | 0
F5_Commercial_Lodging_New_Miscellaneous_Natural Gas_Pool Heater_E10 | F5 | Commercial | Lodging | New | Miscellaneous | Natural Gas | Pool Heater | E10 | Utility - Cost of Operation | 0 | 0 | 0 | 0 | 0 | 0 | 0 | 0 | 0 | 0 | 0 | 0 | 0 | 0 | 0 | 0 | 0 | 0 | 0 | 0 | 0 | 0 | 0 | 0 | 0 | 0 | 0
F6_Commercial_Lodging_New_Miscellaneous_Natural Gas_Pool Heater_E1 | F6 | Commercial | Lodging | New | Miscellaneous | Natural Gas | Pool Heater | E1 | Utility - Value of Sales | 0 | 0 | 0 | 0 | 0 | 0 | 0 | 0 | 0 | 0 | 0 | 0 | 0 | 0 | 0 | 0 | 0 | 0 | 0 | 0 | 0 | 0 | 0 | 0 | 0 | 0 | 0
F6_Commercial_Lodging_New_Miscellaneous_Natural Gas_Pool Heater_E2 | F6 | Commercial | Lodging | New | Miscellaneous | Natural Gas | Pool Heater | E2 | Utility - Value of Sales | 0 | 0 | 0 | 0 | 0 | 0 | 0 | 0 | 0 | 0 | 0 | 0 | 0 | 0 | 0 | 0 | 0 | 0 | 0 | 0 | 0 | 0 | 0 | 0 | 0 | 0 | 0
F6_Commercial_Lodging_New_Miscellaneous_Natural Gas_Pool Heater_E3 | F6 | Commercial | Lodging | New | Miscellaneous | Natural Gas | Pool Heater | E3 | Utility - Value of Sales | 0 | 0 | 0 | 0 | 0 | 0 | 0 | 0 | 0 | 0 | 0 | 0 | 0 | 0 | 0 | 0 | 0 | 0 | 0 | 0 | 0 | 0 | 0 | 0 | 0 | 0 | 0
F6_Commercial_Lodging_New_Miscellaneous_Natural Gas_Pool Heater_E4 | F6 | Commercial | Lodging | New | Miscellaneous | Natural Gas | Pool Heater | E4 | Utility - Value of Sales | 0 | 0 | 0 | 0 | 0 | 0 | 0 | 0 | 0 | 0 | 0 | 0 | 0 | 0 | 0 | 0 | 0 | 0 | 0 | 0 | 0 | 0 | 0 | 0 | 0 | 0 | 0
F6_Commercial_Lodging_New_Miscellaneous_Natural Gas_Pool Heater_E5 | F6 | Commercial | Lodging | New | Miscellaneous | Natural Gas | Pool Heater | E5 | Utility - Value of Sales | 0 | 0 | 0 | 0 | 0 | 0 | 0 | 0 | 0 | 0 | 0 | 0 | 0 | 0 | 0 | 0 | 0 | 0 | 0 | 0 | 0 | 0 | 0 | 0 | 0 | 0 | 0
F6_Commercial_Lodging_New_Miscellaneous_Natural Gas_Pool Heater_E6 | F6 | Commercial | Lodging | New | Miscellaneous | Natural Gas | Pool Heater | E6 | Utility - Value of Sales | 0 | 0 | 0 | 0 | 0 | 0 | 0 | 0 | 0 | 0 | 0 | 0 | 0 | 0 | 0 | 0 | 0 | 0 | 0 | 0 | 0 | 0 | 0 | 0 | 0 | 0 | 0
F6_Commercial_Lodging_New_Miscellaneous_Natural Gas_Pool Heater_E7 | F6 | Commercial | Lodging | New | Miscellaneous | Natural Gas | Pool Heater | E7 | Utility - Value of Sales | 0 | 0 | 0 | 0 | 0 | 0 | 0 | 0 | 0 | 0 | 0 | 0 | 0 | 0 | 0 | 0 | 0 | 0 | 0 | 0 | 0 | 0 | 0 | 0 | 0 | 0 | 0
F6_Commercial_Lodging_New_Miscellaneous_Natural Gas_Pool Heater_E8 | F6 | Commercial | Lodging | New | Miscellaneous | Natural Gas | Pool Heater | E8 | Utility - Value of Sales | 0 | 0 | 0 | 0 | 0 | 0 | 0 | 0 | 0 | 0 | 0 | 0 | 0 | 0 | 0 | 0 | 0 | 0 | 0 | 0 | 0 | 0 | 0 | 0 | 0 | 0 | 0
F6_Commercial_Lodging_New_Miscellaneous_Natural Gas_Pool Heater_E9 | F6 | Commercial | Lodging | New | Miscellaneous | Natural Gas | Pool Heater | E9 | Utility - Value of Sales | 0 | 0 | 0 | 0 | 0 | 0 | 0 | 0 | 0 | 0 | 0 | 0 | 0 | 0 | 0 | 0 | 0 | 0 | 0 | 0 | 0 | 0 | 0 | 0 | 0 | 0 | 0
F6_Commercial_Lodging_New_Miscellaneous_Natural Gas_Pool Heater_E10 | F6 | Commercial | Lodging | New | Miscellaneous | Natural Gas | Pool Heater | E10 | Utility - Value of Sales | 0 | 0 | 0 | 0 | 0 | 0 | 0 | 0 | 0 | 0 | 0 | 0 | 0 | 0 | 0 | 0 | 0 | 0 | 0 | 0 | 0 | 0 | 0 | 0 | 0 | 0 | 0
F1_Commercial_Lodging_New_Miscellaneous_Natural Gas_Miscellaneous_E1 | F1 | Commercial | Lodging | New | Miscellaneous | Natural Gas | Miscellaneous | E1 | RVT - Cost of Equipment | 0.0013435 | 0.0013435 | 0.0013435 | 0.0013435 | 0.0013435 | 0.0013435 | 0.0013435 | 0.0013435 | 0.0013435 | 0.0013435 | 0.0013435 | 0.0013435 | 0.0013435 | 0.0013435 | 0.0013435 | 0.0013435 | 0.0013435 | 0.0013435 | 0.0013435 | 0.0013435 | 0.0013435 | 0.0013435 | 0.0013435 | 0.0013435 | 0.0013435 | 0.0013435 | 0.0013435
F1_Commercial_Lodging_New_Miscellaneous_Natural Gas_Miscellaneous_E2 | F1 | Commercial | Lodging | New | Miscellaneous | Natural Gas | Miscellaneous | E2 | RVT - Cost of Equipment | 0 | 0 | 0 | 0 | 0 | 0 | 0 | 0 | 0 | 0 | 0 | 0 | 0 | 0 | 0 | 0 | 0 | 0 | 0 | 0 | 0 | 0 | 0 | 0 | 0 | 0 | 0
F1_Commercial_Lodging_New_Miscellaneous_Natural Gas_Miscellaneous_E3 | F1 | Commercial | Lodging | New | Miscellaneous | Natural Gas | Miscellaneous | E3 | RVT - Cost of Equipment | 0 | 0 | 0 | 0 | 0 | 0 | 0 | 0 | 0 | 0 | 0 | 0 | 0 | 0 | 0 | 0 | 0 | 0 | 0 | 0 | 0 | 0 | 0 | 0 | 0 | 0 | 0
F1_Commercial_Lodging_New_Miscellaneous_Natural Gas_Miscellaneous_E4 | F1 | Commercial | Lodging | New | Miscellaneous | Natural Gas | Miscellaneous | E4 | RVT - Cost of Equipment | 0 | 0 | 0 | 0 | 0 | 0 | 0 | 0 | 0 | 0 | 0 | 0 | 0 | 0 | 0 | 0 | 0 | 0 | 0 | 0 | 0 | 0 | 0 | 0 | 0 | 0 | 0
F1_Commercial_Lodging_New_Miscellaneous_Natural Gas_Miscellaneous_E5 | F1 | Commercial | Lodging | New | Miscellaneous | Natural Gas | Miscellaneous | E5 | RVT - Cost of Equipment | 0 | 0 | 0 | 0 | 0 | 0 | 0 | 0 | 0 | 0 | 0 | 0 | 0 | 0 | 0 | 0 | 0 | 0 | 0 | 0 | 0 | 0 | 0 | 0 | 0 | 0 | 0
F1_Commercial_Lodging_New_Miscellaneous_Natural Gas_Miscellaneous_E6 | F1 | Commercial | Lodging | New | Miscellaneous | Natural Gas | Miscellaneous | E6 | RVT - Cost of Equipment | 0 | 0 | 0 | 0 | 0 | 0 | 0 | 0 | 0 | 0 | 0 | 0 | 0 | 0 | 0 | 0 | 0 | 0 | 0 | 0 | 0 | 0 | 0 | 0 | 0 | 0 | 0
F1_Commercial_Lodging_New_Miscellaneous_Natural Gas_Miscellaneous_E7 | F1 | Commercial | Lodging | New | Miscellaneous | Natural Gas | Miscellaneous | E7 | RVT - Cost of Equipment | 0 | 0 | 0 | 0 | 0 | 0 | 0 | 0 | 0 | 0 | 0 | 0 | 0 | 0 | 0 | 0 | 0 | 0 | 0 | 0 | 0 | 0 | 0 | 0 | 0 | 0 | 0
F1_Commercial_Lodging_New_Miscellaneous_Natural Gas_Miscellaneous_E8 | F1 | Commercial | Lodging | New | Miscellaneous | Natural Gas | Miscellaneous | E8 | RVT - Cost of Equipment | 0 | 0 | 0 | 0 | 0 | 0 | 0 | 0 | 0 | 0 | 0 | 0 | 0 | 0 | 0 | 0 | 0 | 0 | 0 | 0 | 0 | 0 | 0 | 0 | 0 | 0 | 0
F1_Commercial_Lodging_New_Miscellaneous_Natural Gas_Miscellaneous_E9 | F1 | Commercial | Lodging | New | Miscellaneous | Natural Gas | Miscellaneous | E9 | RVT - Cost of Equipment | 0 | 0 | 0 | 0 | 0 | 0 | 0 | 0 | 0 | 0 | 0 | 0 | 0 | 0 | 0 | 0 | 0 | 0 | 0 | 0 | 0 | 0 | 0 | 0 | 0 | 0 | 0
F1_Commercial_Lodging_New_Miscellaneous_Natural Gas_Miscellaneous_E10 | F1 | Commercial | Lodging | New | Miscellaneous | Natural Gas | Miscellaneous | E10 | RVT - Cost of Equipment | 0 | 0 | 0 | 0 | 0 | 0 | 0 | 0 | 0 | 0 | 0 | 0 | 0 | 0 | 0 | 0 | 0 | 0 | 0 | 0 | 0 | 0 | 0 | 0 | 0 | 0 | 0
F2_Commercial_Lodging_New_Miscellaneous_Natural Gas_Miscellaneous_E1 | F2 | Commercial | Lodging | New | Miscellaneous | Natural Gas | Miscellaneous | E1 | RVT - Cost of Operation | 0 | 0 | 0 | 0 | 0 | 0 | 0 | 0 | 0 | 0 | 0 | 0 | 0 | 0 | 0 | 0 | 0 | 0 | 0 | 0 | 0 | 0 | 0 | 0 | 0 | 0 | 0
F2_Commercial_Lodging_New_Miscellaneous_Natural Gas_Miscellaneous_E2 | F2 | Commercial | Lodging | New | Miscellaneous | Natural Gas | Miscellaneous | E2 | RVT - Cost of Operation | 0 | 0 | 0 | 0 | 0 | 0 | 0 | 0 | 0 | 0 | 0 | 0 | 0 | 0 | 0 | 0 | 0 | 0 | 0 | 0 | 0 | 0 | 0 | 0 | 0 | 0 | 0
F2_Commercial_Lodging_New_Miscellaneous_Natural Gas_Miscellaneous_E3 | F2 | Commercial | Lodging | New | Miscellaneous | Natural Gas | Miscellaneous | E3 | RVT - Cost of Operation | 0 | 0 | 0 | 0 | 0 | 0 | 0 | 0 | 0 | 0 | 0 | 0 | 0 | 0 | 0 | 0 | 0 | 0 | 0 | 0 | 0 | 0 | 0 | 0 | 0 | 0 | 0
F2_Commercial_Lodging_New_Miscellaneous_Natural Gas_Miscellaneous_E4 | F2 | Commercial | Lodging | New | Miscellaneous | Natural Gas | Miscellaneous | E4 | RVT - Cost of Operation | 0 | 0 | 0 | 0 | 0 | 0 | 0 | 0 | 0 | 0 | 0 | 0 | 0 | 0 | 0 | 0 | 0 | 0 | 0 | 0 | 0 | 0 | 0 | 0 | 0 | 0 | 0
F2_Commercial_Lodging_New_Miscellaneous_Natural Gas_Miscellaneous_E5 | F2 | Commercial | Lodging | New | Miscellaneous | Natural Gas | Miscellaneous | E5 | RVT - Cost of Operation | 0 | 0 | 0 | 0 | 0 | 0 | 0 | 0 | 0 | 0 | 0 | 0 | 0 | 0 | 0 | 0 | 0 | 0 | 0 | 0 | 0 | 0 | 0 | 0 | 0 | 0 | 0
F2_Commercial_Lodging_New_Miscellaneous_Natural Gas_Miscellaneous_E6 | F2 | Commercial | Lodging | New | Miscellaneous | Natural Gas | Miscellaneous | E6 | RVT - Cost of Operation | 0 | 0 | 0 | 0 | 0 | 0 | 0 | 0 | 0 | 0 | 0 | 0 | 0 | 0 | 0 | 0 | 0 | 0 | 0 | 0 | 0 | 0 | 0 | 0 | 0 | 0 | 0
F2_Commercial_Lodging_New_Miscellaneous_Natural Gas_Miscellaneous_E7 | F2 | Commercial | Lodging | New | Miscellaneous | Natural Gas | Miscellaneous | E7 | RVT - Cost of Operation | 0 | 0 | 0 | 0 | 0 | 0 | 0 | 0 | 0 | 0 | 0 | 0 | 0 | 0 | 0 | 0 | 0 | 0 | 0 | 0 | 0 | 0 | 0 | 0 | 0 | 0 | 0
F2_Commercial_Lodging_New_Miscellaneous_Natural Gas_Miscellaneous_E8 | F2 | Commercial | Lodging | New | Miscellaneous | Natural Gas | Miscellaneous | E8 | RVT - Cost of Operation | 0 | 0 | 0 | 0 | 0 | 0 | 0 | 0 | 0 | 0 | 0 | 0 | 0 | 0 | 0 | 0 | 0 | 0 | 0 | 0 | 0 | 0 | 0 | 0 | 0 | 0 | 0
F2_Commercial_Lodging_New_Miscellaneous_Natural Gas_Miscellaneous_E9 | F2 | Commercial | Lodging | New | Miscellaneous | Natural Gas | Miscellaneous | E9 | RVT - Cost of Operation | 0 | 0 | 0 | 0 | 0 | 0 | 0 | 0 | 0 | 0 | 0 | 0 | 0 | 0 | 0 | 0 | 0 | 0 | 0 | 0 | 0 | 0 | 0 | 0 | 0 | 0 | 0
F2_Commercial_Lodging_New_Miscellaneous_Natural Gas_Miscellaneous_E10 | F2 | Commercial | Lodging | New | Miscellaneous | Natural Gas | Miscellaneous | E10 | RVT - Cost of Operation | 0 | 0 | 0 | 0 | 0 | 0 | 0 | 0 | 0 | 0 | 0 | 0 | 0 | 0 | 0 | 0 | 0 | 0 | 0 | 0 | 0 | 0 | 0 | 0 | 0 | 0 | 0
F3_Commercial_Lodging_New_Miscellaneous_Natural Gas_Miscellaneous_E1 | F3 | Commercial | Lodging | New | Miscellaneous | Natural Gas | Miscellaneous | E1 | System - kBTUs of Consumption | 0.51401 | 0.51401 | 0.51401 | 0.51401 | 0.51401 | 0.51401 | 0.51401 | 0.51401 | 0.51401 | 0.51401 | 0.51401 | 0.51401 | 0.51401 | 0.51401 | 0.51401 | 0.51401 | 0.51401 | 0.51401 | 0.51401 | 0.51401 | 0.51401 | 0.51401 | 0.51401 | 0.51401 | 0.51401 | 0.51401 | 0.51401
F3_Commercial_Lodging_New_Miscellaneous_Natural Gas_Miscellaneous_E2 | F3 | Commercial | Lodging | New | Miscellaneous | Natural Gas | Miscellaneous | E2 | System - kBTUs of Consumption | 0 | 0 | 0 | 0 | 0 | 0 | 0 | 0 | 0 | 0 | 0 | 0 | 0 | 0 | 0 | 0 | 0 | 0 | 0 | 0 | 0 | 0 | 0 | 0 | 0 | 0 | 0
F3_Commercial_Lodging_New_Miscellaneous_Natural Gas_Miscellaneous_E3 | F3 | Commercial | Lodging | New | Miscellaneous | Natural Gas | Miscellaneous | E3 | System - kBTUs of Consumption | 0 | 0 | 0 | 0 | 0 | 0 | 0 | 0 | 0 | 0 | 0 | 0 | 0 | 0 | 0 | 0 | 0 | 0 | 0 | 0 | 0 | 0 | 0 | 0 | 0 | 0 | 0
F3_Commercial_Lodging_New_Miscellaneous_Natural Gas_Miscellaneous_E4 | F3 | Commercial | Lodging | New | Miscellaneous | Natural Gas | Miscellaneous | E4 | System - kBTUs of Consumption | 0 | 0 | 0 | 0 | 0 | 0 | 0 | 0 | 0 | 0 | 0 | 0 | 0 | 0 | 0 | 0 | 0 | 0 | 0 | 0 | 0 | 0 | 0 | 0 | 0 | 0 | 0
F3_Commercial_Lodging_New_Miscellaneous_Natural Gas_Miscellaneous_E5 | F3 | Commercial | Lodging | New | Miscellaneous | Natural Gas | Miscellaneous | E5 | System - kBTUs of Consumption | 0 | 0 | 0 | 0 | 0 | 0 | 0 | 0 | 0 | 0 | 0 | 0 | 0 | 0 | 0 | 0 | 0 | 0 | 0 | 0 | 0 | 0 | 0 | 0 | 0 | 0 | 0
F3_Commercial_Lodging_New_Miscellaneous_Natural Gas_Miscellaneous_E6 | F3 | Commercial | Lodging | New | Miscellaneous | Natural Gas | Miscellaneous | E6 | System - kBTUs of Consumption | 0 | 0 | 0 | 0 | 0 | 0 | 0 | 0 | 0 | 0 | 0 | 0 | 0 | 0 | 0 | 0 | 0 | 0 | 0 | 0 | 0 | 0 | 0 | 0 | 0 | 0 | 0
F3_Commercial_Lodging_New_Miscellaneous_Natural Gas_Miscellaneous_E7 | F3 | Commercial | Lodging | New | Miscellaneous | Natural Gas | Miscellaneous | E7 | System - kBTUs of Consumption | 0 | 0 | 0 | 0 | 0 | 0 | 0 | 0 | 0 | 0 | 0 | 0 | 0 | 0 | 0 | 0 | 0 | 0 | 0 | 0 | 0 | 0 | 0 | 0 | 0 | 0 | 0
F3_Commercial_Lodging_New_Miscellaneous_Natural Gas_Miscellaneous_E8 | F3 | Commercial | Lodging | New | Miscellaneous | Natural Gas | Miscellaneous | E8 | System - kBTUs of Consumption | 0 | 0 | 0 | 0 | 0 | 0 | 0 | 0 | 0 | 0 | 0 | 0 | 0 | 0 | 0 | 0 | 0 | 0 | 0 | 0 | 0 | 0 | 0 | 0 | 0 | 0 | 0
F3_Commercial_Lodging_New_Miscellaneous_Natural Gas_Miscellaneous_E9 | F3 | Commercial | Lodging | New | Miscellaneous | Natural Gas | Miscellaneous | E9 | System - kBTUs of Consumption | 0 | 0 | 0 | 0 | 0 | 0 | 0 | 0 | 0 | 0 | 0 | 0 | 0 | 0 | 0 | 0 | 0 | 0 | 0 | 0 | 0 | 0 | 0 | 0 | 0 | 0 | 0
F3_Commercial_Lodging_New_Miscellaneous_Natural Gas_Miscellaneous_E10 | F3 | Commercial | Lodging | New | Miscellaneous | Natural Gas | Miscellaneous | E10 | System - kBTUs of Consumption | 0 | 0 | 0 | 0 | 0 | 0 | 0 | 0 | 0 | 0 | 0 | 0 | 0 | 0 | 0 | 0 | 0 | 0 | 0 | 0 | 0 | 0 | 0 | 0 | 0 | 0 | 0
F4_Commercial_Lodging_New_Miscellaneous_Natural Gas_Miscellaneous_E1 | F4 | Commercial | Lodging | New | Miscellaneous | Natural Gas | Miscellaneous | E1 | Utility - Cost of Equipment | 0.0013435 | 0.0013435 | 0.0013435 | 0.0013435 | 0.0013435 | 0.0013435 | 0.0013435 | 0.0013435 | 0.0013435 | 0.0013435 | 0.0013435 | 0.0013435 | 0.0013435 | 0.0013435 | 0.0013435 | 0.0013435 | 0.0013435 | 0.0013435 | 0.0013435 | 0.0013435 | 0.0013435 | 0.0013435 | 0.0013435 | 0.0013435 | 0.0013435 | 0.0013435 | 0.0013435
F4_Commercial_Lodging_New_Miscellaneous_Natural Gas_Miscellaneous_E2 | F4 | Commercial | Lodging | New | Miscellaneous | Natural Gas | Miscellaneous | E2 | Utility - Cost of Equipment | 0 | 0 | 0 | 0 | 0 | 0 | 0 | 0 | 0 | 0 | 0 | 0 | 0 | 0 | 0 | 0 | 0 | 0 | 0 | 0 | 0 | 0 | 0 | 0 | 0 | 0 | 0
F4_Commercial_Lodging_New_Miscellaneous_Natural Gas_Miscellaneous_E3 | F4 | Commercial | Lodging | New | Miscellaneous | Natural Gas | Miscellaneous | E3 | Utility - Cost of Equipment | 0 | 0 | 0 | 0 | 0 | 0 | 0 | 0 | 0 | 0 | 0 | 0 | 0 | 0 | 0 | 0 | 0 | 0 | 0 | 0 | 0 | 0 | 0 | 0 | 0 | 0 | 0
F4_Commercial_Lodging_New_Miscellaneous_Natural Gas_Miscellaneous_E4 | F4 | Commercial | Lodging | New | Miscellaneous | Natural Gas | Miscellaneous | E4 | Utility - Cost of Equipment | 0 | 0 | 0 | 0 | 0 | 0 | 0 | 0 | 0 | 0 | 0 | 0 | 0 | 0 | 0 | 0 | 0 | 0 | 0 | 0 | 0 | 0 | 0 | 0 | 0 | 0 | 0
F4_Commercial_Lodging_New_Miscellaneous_Natural Gas_Miscellaneous_E5 | F4 | Commercial | Lodging | New | Miscellaneous | Natural Gas | Miscellaneous | E5 | Utility - Cost of Equipment | 0 | 0 | 0 | 0 | 0 | 0 | 0 | 0 | 0 | 0 | 0 | 0 | 0 | 0 | 0 | 0 | 0 | 0 | 0 | 0 | 0 | 0 | 0 | 0 | 0 | 0 | 0
F4_Commercial_Lodging_New_Miscellaneous_Natural Gas_Miscellaneous_E6 | F4 | Commercial | Lodging | New | Miscellaneous | Natural Gas | Miscellaneous | E6 | Utility - Cost of Equipment | 0 | 0 | 0 | 0 | 0 | 0 | 0 | 0 | 0 | 0 | 0 | 0 | 0 | 0 | 0 | 0 | 0 | 0 | 0 | 0 | 0 | 0 | 0 | 0 | 0 | 0 | 0
F4_Commercial_Lodging_New_Miscellaneous_Natural Gas_Miscellaneous_E7 | F4 | Commercial | Lodging | New | Miscellaneous | Natural Gas | Miscellaneous | E7 | Utility - Cost of Equipment | 0 | 0 | 0 | 0 | 0 | 0 | 0 | 0 | 0 | 0 | 0 | 0 | 0 | 0 | 0 | 0 | 0 | 0 | 0 | 0 | 0 | 0 | 0 | 0 | 0 | 0 | 0
F4_Commercial_Lodging_New_Miscellaneous_Natural Gas_Miscellaneous_E8 | F4 | Commercial | Lodging | New | Miscellaneous | Natural Gas | Miscellaneous | E8 | Utility - Cost of Equipment | 0 | 0 | 0 | 0 | 0 | 0 | 0 | 0 | 0 | 0 | 0 | 0 | 0 | 0 | 0 | 0 | 0 | 0 | 0 | 0 | 0 | 0 | 0 | 0 | 0 | 0 | 0
F4_Commercial_Lodging_New_Miscellaneous_Natural Gas_Miscellaneous_E9 | F4 | Commercial | Lodging | New | Miscellaneous | Natural Gas | Miscellaneous | E9 | Utility - Cost of Equipment | 0 | 0 | 0 | 0 | 0 | 0 | 0 | 0 | 0 | 0 | 0 | 0 | 0 | 0 | 0 | 0 | 0 | 0 | 0 | 0 | 0 | 0 | 0 | 0 | 0 | 0 | 0
F4_Commercial_Lodging_New_Miscellaneous_Natural Gas_Miscellaneous_E10 | F4 | Commercial | Lodging | New | Miscellaneous | Natural Gas | Miscellaneous | E10 | Utility - Cost of Equipment | 0 | 0 | 0 | 0 | 0 | 0 | 0 | 0 | 0 | 0 | 0 | 0 | 0 | 0 | 0 | 0 | 0 | 0 | 0 | 0 | 0 | 0 | 0 | 0 | 0 | 0 | 0
F5_Commercial_Lodging_New_Miscellaneous_Natural Gas_Miscellaneous_E1 | F5 | Commercial | Lodging | New | Miscellaneous | Natural Gas | Miscellaneous | E1 | Utility - Cost of Operation | 0.0072039 | 0.0070285 | 0.0068119 | 0.0065734 | 0.0064858 | 0.0064985 | 0.006576 | 0.0066885 | 0.0068147 | 0.0069425 | 0.0070759 | 0.0072145 | 0.0073622 | 0.0075065 | 0.0076447 | 0.0077558 | 0.0078124 | 0.0077931 | 0.0076789 | 0.0074492 | 0.0070855 | 0.0065887 | 0.0061091 | 0.0057765 | 0.0056209 | 0.0056484 | 0.0056761
F5_Commercial_Lodging_New_Miscellaneous_Natural Gas_Miscellaneous_E2 | F5 | Commercial | Lodging | New | Miscellaneous | Natural Gas | Miscellaneous | E2 | Utility - Cost of Operation | 0 | 0 | 0 | 0 | 0 | 0 | 0 | 0 | 0 | 0 | 0 | 0 | 0 | 0 | 0 | 0 | 0 | 0 | 0 | 0 | 0 | 0 | 0 | 0 | 0 | 0 | 0
F5_Commercial_Lodging_New_Miscellaneous_Natural Gas_Miscellaneous_E3 | F5 | Commercial | Lodging | New | Miscellaneous | Natural Gas | Miscellaneous | E3 | Utility - Cost of Operation | 0 | 0 | 0 | 0 | 0 | 0 | 0 | 0 | 0 | 0 | 0 | 0 | 0 | 0 | 0 | 0 | 0 | 0 | 0 | 0 | 0 | 0 | 0 | 0 | 0 | 0 | 0
F5_Commercial_Lodging_New_Miscellaneous_Natural Gas_Miscellaneous_E4 | F5 | Commercial | Lodging | New | Miscellaneous | Natural Gas | Miscellaneous | E4 | Utility - Cost of Operation | 0 | 0 | 0 | 0 | 0 | 0 | 0 | 0 | 0 | 0 | 0 | 0 | 0 | 0 | 0 | 0 | 0 | 0 | 0 | 0 | 0 | 0 | 0 | 0 | 0 | 0 | 0
F5_Commercial_Lodging_New_Miscellaneous_Natural Gas_Miscellaneous_E5 | F5 | Commercial | Lodging | New | Miscellaneous | Natural Gas | Miscellaneous | E5 | Utility - Cost of Operation | 0 | 0 | 0 | 0 | 0 | 0 | 0 | 0 | 0 | 0 | 0 | 0 | 0 | 0 | 0 | 0 | 0 | 0 | 0 | 0 | 0 | 0 | 0 | 0 | 0 | 0 | 0
F5_Commercial_Lodging_New_Miscellaneous_Natural Gas_Miscellaneous_E6 | F5 | Commercial | Lodging | New | Miscellaneous | Natural Gas | Miscellaneous | E6 | Utility - Cost of Operation | 0 | 0 | 0 | 0 | 0 | 0 | 0 | 0 | 0 | 0 | 0 | 0 | 0 | 0 | 0 | 0 | 0 | 0 | 0 | 0 | 0 | 0 | 0 | 0 | 0 | 0 | 0
F5_Commercial_Lodging_New_Miscellaneous_Natural Gas_Miscellaneous_E7 | F5 | Commercial | Lodging | New | Miscellaneous | Natural Gas | Miscellaneous | E7 | Utility - Cost of Operation | 0 | 0 | 0 | 0 | 0 | 0 | 0 | 0 | 0 | 0 | 0 | 0 | 0 | 0 | 0 | 0 | 0 | 0 | 0 | 0 | 0 | 0 | 0 | 0 | 0 | 0 | 0
F5_Commercial_Lodging_New_Miscellaneous_Natural Gas_Miscellaneous_E8 | F5 | Commercial | Lodging | New | Miscellaneous | Natural Gas | Miscellaneous | E8 | Utility - Cost of Operation | 0 | 0 | 0 | 0 | 0 | 0 | 0 | 0 | 0 | 0 | 0 | 0 | 0 | 0 | 0 | 0 | 0 | 0 | 0 | 0 | 0 | 0 | 0 | 0 | 0 | 0 | 0
F5_Commercial_Lodging_New_Miscellaneous_Natural Gas_Miscellaneous_E9 | F5 | Commercial | Lodging | New | Miscellaneous | Natural Gas | Miscellaneous | E9 | Utility - Cost of Operation | 0 | 0 | 0 | 0 | 0 | 0 | 0 | 0 | 0 | 0 | 0 | 0 | 0 | 0 | 0 | 0 | 0 | 0 | 0 | 0 | 0 | 0 | 0 | 0 | 0 | 0 | 0
F5_Commercial_Lodging_New_Miscellaneous_Natural Gas_Miscellaneous_E10 | F5 | Commercial | Lodging | New | Miscellaneous | Natural Gas | Miscellaneous | E10 | Utility - Cost of Operation | 0 | 0 | 0 | 0 | 0 | 0 | 0 | 0 | 0 | 0 | 0 | 0 | 0 | 0 | 0 | 0 | 0 | 0 | 0 | 0 | 0 | 0 | 0 | 0 | 0 | 0 | 0
F6_Commercial_Lodging_New_Miscellaneous_Natural Gas_Miscellaneous_E1 | F6 | Commercial | Lodging | New | Miscellaneous | Natural Gas | Miscellaneous | E1 | Utility - Value of Sales | 0 | 0 | 0 | 0 | 0 | 0 | 0 | 0 | 0 | 0 | 0 | 0 | 0 | 0 | 0 | 0 | 0 | 0 | 0 | 0 | 0 | 0 | 0 | 0 | 0 | 0 | 0
F6_Commercial_Lodging_New_Miscellaneous_Natural Gas_Miscellaneous_E2 | F6 | Commercial | Lodging | New | Miscellaneous | Natural Gas | Miscellaneous | E2 | Utility - Value of Sales | 0 | 0 | 0 | 0 | 0 | 0 | 0 | 0 | 0 | 0 | 0 | 0 | 0 | 0 | 0 | 0 | 0 | 0 | 0 | 0 | 0 | 0 | 0 | 0 | 0 | 0 | 0
F6_Commercial_Lodging_New_Miscellaneous_Natural Gas_Miscellaneous_E3 | F6 | Commercial | Lodging | New | Miscellaneous | Natural Gas | Miscellaneous | E3 | Utility - Value of Sales | 0 | 0 | 0 | 0 | 0 | 0 | 0 | 0 | 0 | 0 | 0 | 0 | 0 | 0 | 0 | 0 | 0 | 0 | 0 | 0 | 0 | 0 | 0 | 0 | 0 | 0 | 0
F6_Commercial_Lodging_New_Miscellaneous_Natural Gas_Miscellaneous_E4 | F6 | Commercial | Lodging | New | Miscellaneous | Natural Gas | Miscellaneous | E4 | Utility - Value of Sales | 0 | 0 | 0 | 0 | 0 | 0 | 0 | 0 | 0 | 0 | 0 | 0 | 0 | 0 | 0 | 0 | 0 | 0 | 0 | 0 | 0 | 0 | 0 | 0 | 0 | 0 | 0
F6_Commercial_Lodging_New_Miscellaneous_Natural Gas_Miscellaneous_E5 | F6 | Commercial | Lodging | New | Miscellaneous | Natural Gas | Miscellaneous | E5 | Utility - Value of Sales | 0 | 0 | 0 | 0 | 0 | 0 | 0 | 0 | 0 | 0 | 0 | 0 | 0 | 0 | 0 | 0 | 0 | 0 | 0 | 0 | 0 | 0 | 0 | 0 | 0 | 0 | 0
F6_Commercial_Lodging_New_Miscellaneous_Natural Gas_Miscellaneous_E6 | F6 | Commercial | Lodging | New | Miscellaneous | Natural Gas | Miscellaneous | E6 | Utility - Value of Sales | 0 | 0 | 0 | 0 | 0 | 0 | 0 | 0 | 0 | 0 | 0 | 0 | 0 | 0 | 0 | 0 | 0 | 0 | 0 | 0 | 0 | 0 | 0 | 0 | 0 | 0 | 0
F6_Commercial_Lodging_New_Miscellaneous_Natural Gas_Miscellaneous_E7 | F6 | Commercial | Lodging | New | Miscellaneous | Natural Gas | Miscellaneous | E7 | Utility - Value of Sales | 0 | 0 | 0 | 0 | 0 | 0 | 0 | 0 | 0 | 0 | 0 | 0 | 0 | 0 | 0 | 0 | 0 | 0 | 0 | 0 | 0 | 0 | 0 | 0 | 0 | 0 | 0
F6_Commercial_Lodging_New_Miscellaneous_Natural Gas_Miscellaneous_E8 | F6 | Commercial | Lodging | New | Miscellaneous | Natural Gas | Miscellaneous | E8 | Utility - Value of Sales | 0 | 0 | 0 | 0 | 0 | 0 | 0 | 0 | 0 | 0 | 0 | 0 | 0 | 0 | 0 | 0 | 0 | 0 | 0 | 0 | 0 | 0 | 0 | 0 | 0 | 0 | 0
F6_Commercial_Lodging_New_Miscellaneous_Natural Gas_Miscellaneous_E9 | F6 | Commercial | Lodging | New | Miscellaneous | Natural Gas | Miscellaneous | E9 | Utility - Value of Sales | 0 | 0 | 0 | 0 | 0 | 0 | 0 | 0 | 0 | 0 | 0 | 0 | 0 | 0 | 0 | 0 | 0 | 0 | 0 | 0 | 0 | 0 | 0 | 0 | 0 | 0 | 0
F6_Commercial_Lodging_New_Miscellaneous_Natural Gas_Miscellaneous_E10 | F6 | Commercial | Lodging | New | Miscellaneous | Natural Gas | Miscellaneous | E10 | Utility - Value of Sales | 0 | 0 | 0 | 0 | 0 | 0 | 0 | 0 | 0 | 0 | 0 | 0 | 0 | 0 | 0 | 0 | 0 | 0 | 0 | 0 | 0 | 0 | 0 | 0 | 0 | 0 | 0
F1_Commercial_Warehouse_Existing_Space Heating_Natural Gas_Furnace_E1 | F1 | Commercial | Warehouse | Existing | Space Heating | Natural Gas | Furnace | E1 | RVT - Cost of Equipment | 0.031814 | 0.031814 | 0.031814 | 0 | 0 | 0 | 0 | 0 | 0 | 0 | 0 | 0 | 0 | 0 | 0 | 0 | 0 | 0 | 0 | 0 | 0 | 0 | 0 | 0 | 0 | 0 | 0
F1_Commercial_Warehouse_Existing_Space Heating_Natural Gas_Furnace_E2 | F1 | Commercial | Warehouse | Existing | Space Heating | Natural Gas | Furnace | E2 | RVT - Cost of Equipment | 0.039092 | 0.039092 | 0.039092 | 0.039092 | 0.039092 | 0.039092 | 0.039092 | 0.039092 | 0.039092 | 0.039092 | 0.039092 | 0.039092 | 0.039092 | 0.039092 | 0.039092 | 0.039092 | 0.039092 | 0.039092 | 0.039092 | 0.039092 | 0.039092 | 0.039092 | 0.039092 | 0.039092 | 0.039092 | 0.039092 | 0.039092
F1_Commercial_Warehouse_Existing_Space Heating_Natural Gas_Furnace_E3 | F1 | Commercial | Warehouse | Existing | Space Heating | Natural Gas | Furnace | E3 | RVT - Cost of Equipment | 0.046371 | 0.046371 | 0.046371 | 0.046371 | 0.046371 | 0.046371 | 0.046371 | 0.046371 | 0.046371 | 0.046371 | 0.046371 | 0.046371 | 0.046371 | 0.046371 | 0.046371 | 0.046371 | 0.046371 | 0.046371 | 0.046371 | 0.046371 | 0.046371 | 0.046371 | 0.046371 | 0.046371 | 0.046371 | 0.046371 | 0.046371
F1_Commercial_Warehouse_Existing_Space Heating_Natural Gas_Furnace_E4 | F1 | Commercial | Warehouse | Existing | Space Heating | Natural Gas | Furnace | E4 | RVT - Cost of Equipment | 0 | 0 | 0 | 0 | 0 | 0 | 0 | 0 | 0 | 0 | 0 | 0 | 0 | 0 | 0 | 0 | 0 | 0 | 0 | 0 | 0 | 0 | 0 | 0 | 0 | 0 | 0
F1_Commercial_Warehouse_Existing_Space Heating_Natural Gas_Furnace_E5 | F1 | Commercial | Warehouse | Existing | Space Heating | Natural Gas | Furnace | E5 | RVT - Cost of Equipment | 0 | 0 | 0 | 0 | 0 | 0 | 0 | 0 | 0 | 0 | 0 | 0 | 0 | 0 | 0 | 0 | 0 | 0 | 0 | 0 | 0 | 0 | 0 | 0 | 0 | 0 | 0
F1_Commercial_Warehouse_Existing_Space Heating_Natural Gas_Furnace_E6 | F1 | Commercial | Warehouse | Existing | Space Heating | Natural Gas | Furnace | E6 | RVT - Cost of Equipment | 0 | 0 | 0 | 0 | 0 | 0 | 0 | 0 | 0 | 0 | 0 | 0 | 0 | 0 | 0 | 0 | 0 | 0 | 0 | 0 | 0 | 0 | 0 | 0 | 0 | 0 | 0
F1_Commercial_Warehouse_Existing_Space Heating_Natural Gas_Furnace_E7 | F1 | Commercial | Warehouse | Existing | Space Heating | Natural Gas | Furnace | E7 | RVT - Cost of Equipment | 0 | 0 | 0 | 0 | 0 | 0 | 0 | 0 | 0 | 0 | 0 | 0 | 0 | 0 | 0 | 0 | 0 | 0 | 0 | 0 | 0 | 0 | 0 | 0 | 0 | 0 | 0
F1_Commercial_Warehouse_Existing_Space Heating_Natural Gas_Furnace_E8 | F1 | Commercial | Warehouse | Existing | Space Heating | Natural Gas | Furnace | E8 | RVT - Cost of Equipment | 0 | 0 | 0 | 0 | 0 | 0 | 0 | 0 | 0 | 0 | 0 | 0 | 0 | 0 | 0 | 0 | 0 | 0 | 0 | 0 | 0 | 0 | 0 | 0 | 0 | 0 | 0
F1_Commercial_Warehouse_Existing_Space Heating_Natural Gas_Furnace_E9 | F1 | Commercial | Warehouse | Existing | Space Heating | Natural Gas | Furnace | E9 | RVT - Cost of Equipment | 0 | 0 | 0 | 0 | 0 | 0 | 0 | 0 | 0 | 0 | 0 | 0 | 0 | 0 | 0 | 0 | 0 | 0 | 0 | 0 | 0 | 0 | 0 | 0 | 0 | 0 | 0
F1_Commercial_Warehouse_Existing_Space Heating_Natural Gas_Furnace_E10 | F1 | Commercial | Warehouse | Existing | Space Heating | Natural Gas | Furnace | E10 | RVT - Cost of Equipment | 0 | 0 | 0 | 0 | 0 | 0 | 0 | 0 | 0 | 0 | 0 | 0 | 0 | 0 | 0 | 0 | 0 | 0 | 0 | 0 | 0 | 0 | 0 | 0 | 0 | 0 | 0
F2_Commercial_Warehouse_Existing_Space Heating_Natural Gas_Furnace_E1 | F2 | Commercial | Warehouse | Existing | Space Heating | Natural Gas | Furnace | E1 | RVT - Cost of Operation | 0 | 0 | 0 | 0 | 0 | 0 | 0 | 0 | 0 | 0 | 0 | 0 | 0 | 0 | 0 | 0 | 0 | 0 | 0 | 0 | 0 | 0 | 0 | 0 | 0 | 0 | 0
F2_Commercial_Warehouse_Existing_Space Heating_Natural Gas_Furnace_E2 | F2 | Commercial | Warehouse | Existing | Space Heating | Natural Gas | Furnace | E2 | RVT - Cost of Operation | 0 | 0 | 0 | 0 | 0 | 0 | 0 | 0 | 0 | 0 | 0 | 0 | 0 | 0 | 0 | 0 | 0 | 0 | 0 | 0 | 0 | 0 | 0 | 0 | 0 | 0 | 0
F2_Commercial_Warehouse_Existing_Space Heating_Natural Gas_Furnace_E3 | F2 | Commercial | Warehouse | Existing | Space Heating | Natural Gas | Furnace | E3 | RVT - Cost of Operation | 0 | 0 | 0 | 0 | 0 | 0 | 0 | 0 | 0 | 0 | 0 | 0 | 0 | 0 | 0 | 0 | 0 | 0 | 0 | 0 | 0 | 0 | 0 | 0 | 0 | 0 | 0
F2_Commercial_Warehouse_Existing_Space Heating_Natural Gas_Furnace_E4 | F2 | Commercial | Warehouse | Existing | Space Heating | Natural Gas | Furnace | E4 | RVT - Cost of Operation | 0 | 0 | 0 | 0 | 0 | 0 | 0 | 0 | 0 | 0 | 0 | 0 | 0 | 0 | 0 | 0 | 0 | 0 | 0 | 0 | 0 | 0 | 0 | 0 | 0 | 0 | 0
F2_Commercial_Warehouse_Existing_Space Heating_Natural Gas_Furnace_E5 | F2 | Commercial | Warehouse | Existing | Space Heating | Natural Gas | Furnace | E5 | RVT - Cost of Operation | 0 | 0 | 0 | 0 | 0 | 0 | 0 | 0 | 0 | 0 | 0 | 0 | 0 | 0 | 0 | 0 | 0 | 0 | 0 | 0 | 0 | 0 | 0 | 0 | 0 | 0 | 0
F2_Commercial_Warehouse_Existing_Space Heating_Natural Gas_Furnace_E6 | F2 | Commercial | Warehouse | Existing | Space Heating | Natural Gas | Furnace | E6 | RVT - Cost of Operation | 0 | 0 | 0 | 0 | 0 | 0 | 0 | 0 | 0 | 0 | 0 | 0 | 0 | 0 | 0 | 0 | 0 | 0 | 0 | 0 | 0 | 0 | 0 | 0 | 0 | 0 | 0
F2_Commercial_Warehouse_Existing_Space Heating_Natural Gas_Furnace_E7 | F2 | Commercial | Warehouse | Existing | Space Heating | Natural Gas | Furnace | E7 | RVT - Cost of Operation | 0 | 0 | 0 | 0 | 0 | 0 | 0 | 0 | 0 | 0 | 0 | 0 | 0 | 0 | 0 | 0 | 0 | 0 | 0 | 0 | 0 | 0 | 0 | 0 | 0 | 0 | 0
F2_Commercial_Warehouse_Existing_Space Heating_Natural Gas_Furnace_E8 | F2 | Commercial | Warehouse | Existing | Space Heating | Natural Gas | Furnace | E8 | RVT - Cost of Operation | 0 | 0 | 0 | 0 | 0 | 0 | 0 | 0 | 0 | 0 | 0 | 0 | 0 | 0 | 0 | 0 | 0 | 0 | 0 | 0 | 0 | 0 | 0 | 0 | 0 | 0 | 0
F2_Commercial_Warehouse_Existing_Space Heating_Natural Gas_Furnace_E9 | F2 | Commercial | Warehouse | Existing | Space Heating | Natural Gas | Furnace | E9 | RVT - Cost of Operation | 0 | 0 | 0 | 0 | 0 | 0 | 0 | 0 | 0 | 0 | 0 | 0 | 0 | 0 | 0 | 0 | 0 | 0 | 0 | 0 | 0 | 0 | 0 | 0 | 0 | 0 | 0
F2_Commercial_Warehouse_Existing_Space Heating_Natural Gas_Furnace_E10 | F2 | Commercial | Warehouse | Existing | Space Heating | Natural Gas | Furnace | E10 | RVT - Cost of Operation | 0 | 0 | 0 | 0 | 0 | 0 | 0 | 0 | 0 | 0 | 0 | 0 | 0 | 0 | 0 | 0 | 0 | 0 | 0 | 0 | 0 | 0 | 0 | 0 | 0 | 0 | 0
F3_Commercial_Warehouse_Existing_Space Heating_Natural Gas_Furnace_E1 | F3 | Commercial | Warehouse | Existing | Space Heating | Natural Gas | Furnace | E1 | System - kBTUs of Consumption | 76.877 | 77.1011 | 77.088 | 0 | 0 | 0 | 0 | 0 | 0 | 0 | 0 | 0 | 0 | 0 | 0 | 0 | 0 | 0 | 0 | 0 | 0 | 0 | 0 | 0 | 0 | 0 | 0
F3_Commercial_Warehouse_Existing_Space Heating_Natural Gas_Furnace_E2 | F3 | Commercial | Warehouse | Existing | Space Heating | Natural Gas | Furnace | E2 | System - kBTUs of Consumption | 68.3351 | 68.5343 | 68.5227 | 68.5227 | 68.5227 | 68.5227 | 68.5227 | 68.5227 | 68.5227 | 68.5227 | 68.5227 | 68.5227 | 68.5227 | 68.5227 | 68.5227 | 68.5227 | 68.5227 | 68.5227 | 68.5227 | 68.5227 | 68.5227 | 68.5227 | 68.5227 | 68.5227 | 68.5227 | 68.5227 | 68.5227
F3_Commercial_Warehouse_Existing_Space Heating_Natural Gas_Furnace_E3 | F3 | Commercial | Warehouse | Existing | Space Heating | Natural Gas | Furnace | E3 | System - kBTUs of Consumption | 64.0642 | 64.2509 | 64.24 | 64.24 | 64.24 | 64.24 | 64.24 | 64.24 | 64.24 | 64.24 | 64.24 | 64.24 | 64.24 | 64.24 | 64.24 | 64.24 | 64.24 | 64.24 | 64.24 | 64.24 | 64.24 | 64.24 | 64.24 | 64.24 | 64.24 | 64.24 | 64.24
F3_Commercial_Warehouse_Existing_Space Heating_Natural Gas_Furnace_E4 | F3 | Commercial | Warehouse | Existing | Space Heating | Natural Gas | Furnace | E4 | System - kBTUs of Consumption | 0 | 0 | 0 | 0 | 0 | 0 | 0 | 0 | 0 | 0 | 0 | 0 | 0 | 0 | 0 | 0 | 0 | 0 | 0 | 0 | 0 | 0 | 0 | 0 | 0 | 0 | 0
F3_Commercial_Warehouse_Existing_Space Heating_Natural Gas_Furnace_E5 | F3 | Commercial | Warehouse | Existing | Space Heating | Natural Gas | Furnace | E5 | System - kBTUs of Consumption | 0 | 0 | 0 | 0 | 0 | 0 | 0 | 0 | 0 | 0 | 0 | 0 | 0 | 0 | 0 | 0 | 0 | 0 | 0 | 0 | 0 | 0 | 0 | 0 | 0 | 0 | 0
F3_Commercial_Warehouse_Existing_Space Heating_Natural Gas_Furnace_E6 | F3 | Commercial | Warehouse | Existing | Space Heating | Natural Gas | Furnace | E6 | System - kBTUs of Consumption | 0 | 0 | 0 | 0 | 0 | 0 | 0 | 0 | 0 | 0 | 0 | 0 | 0 | 0 | 0 | 0 | 0 | 0 | 0 | 0 | 0 | 0 | 0 | 0 | 0 | 0 | 0
F3_Commercial_Warehouse_Existing_Space Heating_Natural Gas_Furnace_E7 | F3 | Commercial | Warehouse | Existing | Space Heating | Natural Gas | Furnace | E7 | System - kBTUs of Consumption | 0 | 0 | 0 | 0 | 0 | 0 | 0 | 0 | 0 | 0 | 0 | 0 | 0 | 0 | 0 | 0 | 0 | 0 | 0 | 0 | 0 | 0 | 0 | 0 | 0 | 0 | 0
F3_Commercial_Warehouse_Existing_Space Heating_Natural Gas_Furnace_E8 | F3 | Commercial | Warehouse | Existing | Space Heating | Natural Gas | Furnace | E8 | System - kBTUs of Consumption | 0 | 0 | 0 | 0 | 0 | 0 | 0 | 0 | 0 | 0 | 0 | 0 | 0 | 0 | 0 | 0 | 0 | 0 | 0 | 0 | 0 | 0 | 0 | 0 | 0 | 0 | 0
F3_Commercial_Warehouse_Existing_Space Heating_Natural Gas_Furnace_E9 | F3 | Commercial | Warehouse | Existing | Space Heating | Natural Gas | Furnace | E9 | System - kBTUs of Consumption | 0 | 0 | 0 | 0 | 0 | 0 | 0 | 0 | 0 | 0 | 0 | 0 | 0 | 0 | 0 | 0 | 0 | 0 | 0 | 0 | 0 | 0 | 0 | 0 | 0 | 0 | 0
F3_Commercial_Warehouse_Existing_Space Heating_Natural Gas_Furnace_E10 | F3 | Commercial | Warehouse | Existing | Space Heating | Natural Gas | Furnace | E10 | System - kBTUs of Consumption | 0 | 0 | 0 | 0 | 0 | 0 | 0 | 0 | 0 | 0 | 0 | 0 | 0 | 0 | 0 | 0 | 0 | 0 | 0 | 0 | 0 | 0 | 0 | 0 | 0 | 0 | 0
F4_Commercial_Warehouse_Existing_Space Heating_Natural Gas_Furnace_E1 | F4 | Commercial | Warehouse | Existing | Space Heating | Natural Gas | Furnace | E1 | Utility - Cost of Equipment | 0.031814 | 0.031814 | 0.031814 | 0 | 0 | 0 | 0 | 0 | 0 | 0 | 0 | 0 | 0 | 0 | 0 | 0 | 0 | 0 | 0 | 0 | 0 | 0 | 0 | 0 | 0 | 0 | 0
F4_Commercial_Warehouse_Existing_Space Heating_Natural Gas_Furnace_E2 | F4 | Commercial | Warehouse | Existing | Space Heating | Natural Gas | Furnace | E2 | Utility - Cost of Equipment | 0.039092 | 0.039092 | 0.039092 | 0.039092 | 0.039092 | 0.039092 | 0.039092 | 0.039092 | 0.039092 | 0.039092 | 0.039092 | 0.039092 | 0.039092 | 0.039092 | 0.039092 | 0.039092 | 0.039092 | 0.039092 | 0.039092 | 0.039092 | 0.039092 | 0.039092 | 0.039092 | 0.039092 | 0.039092 | 0.039092 | 0.039092
F4_Commercial_Warehouse_Existing_Space Heating_Natural Gas_Furnace_E3 | F4 | Commercial | Warehouse | Existing | Space Heating | Natural Gas | Furnace | E3 | Utility - Cost of Equipment | 0.046371 | 0.046371 | 0.046371 | 0.046371 | 0.046371 | 0.046371 | 0.046371 | 0.046371 | 0.046371 | 0.046371 | 0.046371 | 0.046371 | 0.046371 | 0.046371 | 0.046371 | 0.046371 | 0.046371 | 0.046371 | 0.046371 | 0.046371 | 0.046371 | 0.046371 | 0.046371 | 0.046371 | 0.046371 | 0.046371 | 0.046371
F4_Commercial_Warehouse_Existing_Space Heating_Natural Gas_Furnace_E4 | F4 | Commercial | Warehouse | Existing | Space Heating | Natural Gas | Furnace | E4 | Utility - Cost of Equipment | 0 | 0 | 0 | 0 | 0 | 0 | 0 | 0 | 0 | 0 | 0 | 0 | 0 | 0 | 0 | 0 | 0 | 0 | 0 | 0 | 0 | 0 | 0 | 0 | 0 | 0 | 0
F4_Commercial_Warehouse_Existing_Space Heating_Natural Gas_Furnace_E5 | F4 | Commercial | Warehouse | Existing | Space Heating | Natural Gas | Furnace | E5 | Utility - Cost of Equipment | 0 | 0 | 0 | 0 | 0 | 0 | 0 | 0 | 0 | 0 | 0 | 0 | 0 | 0 | 0 | 0 | 0 | 0 | 0 | 0 | 0 | 0 | 0 | 0 | 0 | 0 | 0
F4_Commercial_Warehouse_Existing_Space Heating_Natural Gas_Furnace_E6 | F4 | Commercial | Warehouse | Existing | Space Heating | Natural Gas | Furnace | E6 | Utility - Cost of Equipment | 0 | 0 | 0 | 0 | 0 | 0 | 0 | 0 | 0 | 0 | 0 | 0 | 0 | 0 | 0 | 0 | 0 | 0 | 0 | 0 | 0 | 0 | 0 | 0 | 0 | 0 | 0
F4_Commercial_Warehouse_Existing_Space Heating_Natural Gas_Furnace_E7 | F4 | Commercial | Warehouse | Existing | Space Heating | Natural Gas | Furnace | E7 | Utility - Cost of Equipment | 0 | 0 | 0 | 0 | 0 | 0 | 0 | 0 | 0 | 0 | 0 | 0 | 0 | 0 | 0 | 0 | 0 | 0 | 0 | 0 | 0 | 0 | 0 | 0 | 0 | 0 | 0
F4_Commercial_Warehouse_Existing_Space Heating_Natural Gas_Furnace_E8 | F4 | Commercial | Warehouse | Existing | Space Heating | Natural Gas | Furnace | E8 | Utility - Cost of Equipment | 0 | 0 | 0 | 0 | 0 | 0 | 0 | 0 | 0 | 0 | 0 | 0 | 0 | 0 | 0 | 0 | 0 | 0 | 0 | 0 | 0 | 0 | 0 | 0 | 0 | 0 | 0
F4_Commercial_Warehouse_Existing_Space Heating_Natural Gas_Furnace_E9 | F4 | Commercial | Warehouse | Existing | Space Heating | Natural Gas | Furnace | E9 | Utility - Cost of Equipment | 0 | 0 | 0 | 0 | 0 | 0 | 0 | 0 | 0 | 0 | 0 | 0 | 0 | 0 | 0 | 0 | 0 | 0 | 0 | 0 | 0 | 0 | 0 | 0 | 0 | 0 | 0
F4_Commercial_Warehouse_Existing_Space Heating_Natural Gas_Furnace_E10 | F4 | Commercial | Warehouse | Existing | Space Heating | Natural Gas | Furnace | E10 | Utility - Cost of Equipment | 0 | 0 | 0 | 0 | 0 | 0 | 0 | 0 | 0 | 0 | 0 | 0 | 0 | 0 | 0 | 0 | 0 | 0 | 0 | 0 | 0 | 0 | 0 | 0 | 0 | 0 | 0
F5_Commercial_Warehouse_Existing_Space Heating_Natural Gas_Furnace_E1 | F5 | Commercial | Warehouse | Existing | Space Heating | Natural Gas | Furnace | E1 | Utility - Cost of Operation | 1.1172 | 1.1106 | 1.0951 | 0 | 0 | 0 | 0 | 0 | 0 | 0 | 0 | 0 | 0 | 0 | 0 | 0 | 0 | 0 | 0 | 0 | 0 | 0 | 0 | 0 | 0 | 0 | 0
F5_Commercial_Warehouse_Existing_Space Heating_Natural Gas_Furnace_E2 | F5 | Commercial | Warehouse | Existing | Space Heating | Natural Gas | Furnace | E2 | Utility - Cost of Operation | 0.99307 | 0.98723 | 0.97346 | 0.95859 | 0.95448 | 0.95387 | 0.95576 | 0.95831 | 0.9603 | 0.96127 | 0.96118 | 0.95992 | 0.95714 | 0.9521 | 0.94484 | 0.93576 | 0.92404 | 0.9102 | 0.89372 | 0.87405 | 0.85064 | 0.82404 | 0.80207 | 0.78827 | 0.78307 | 0.78691 | 0.79077
F5_Commercial_Warehouse_Existing_Space Heating_Natural Gas_Furnace_E3 | F5 | Commercial | Warehouse | Existing | Space Heating | Natural Gas | Furnace | E3 | Utility - Cost of Operation | 0.931 | 0.92553 | 0.91262 | 0.89868 | 0.89482 | 0.89426 | 0.89602 | 0.89842 | 0.90028 | 0.90119 | 0.90111 | 0.89992 | 0.89732 | 0.8926 | 0.88579 | 0.87727 | 0.86628 | 0.85331 | 0.83786 | 0.81942 | 0.79747 | 0.77254 | 0.75194 | 0.73901 | 0.73413 | 0.73773 | 0.74135
F5_Commercial_Warehouse_Existing_Space Heating_Natural Gas_Furnace_E4 | F5 | Commercial | Warehouse | Existing | Space Heating | Natural Gas | Furnace | E4 | Utility - Cost of Operation | 0 | 0 | 0 | 0 | 0 | 0 | 0 | 0 | 0 | 0 | 0 | 0 | 0 | 0 | 0 | 0 | 0 | 0 | 0 | 0 | 0 | 0 | 0 | 0 | 0 | 0 | 0